{"text_format":"1","workbook":"xlsx","n_sheets":7,"sheets":["START","Fixture Schedule","Building Area Method","Space-by-Space Method","Exterior Lighting","Summary","Master Export"],"not_rendered":{"charts":0,"images":1,"macros":1,"external_links":0,"defined_names":29,"comments":1,"pivot_tables":0},"unopened":[],"bounds":{"document_bytes":16777216,"sheet_cells":100000,"rows_first":2000,"rows_last":500,"rows_between":2000,"halvings":0,"cell_chars":16384,"cell_head_chars":4096},"cells_cut":0,"cells_raw":0,"read":"whole","date_system":"1900"}

{"sheet":"START","index":0,"n_rows":73,"n_cols":45,"rows_kept":73,"cut":false,"hidden":false,"merged":[[18,15,22,17],[23,15,23,17],[0,40,0,41],[14,12,14,16],[14,2,14,10],[0,28,0,30],[0,32,0,37],[9,12,9,17],[4,3,4,8],[5,12,5,17],[6,14,8,15],[5,3,5,8],[8,3,8,7],[6,3,6,8],[7,3,7,7]]}
["NJCEP SmartStart Buildings - Performance Lighting Calculation Worksheet",null,null,null,null,null,null,null,null,null,null,null,"FY21 Version 1.1",null,null,null,null,null,null,null,null,null,null,null,"BUILDING AREA TYPE\n   ↳  SPECIFIC BUILDING AREA TYPE","LPD W/ft^2","Protocol Facility Type","Lighting Zone Description","SavingsSupportTable",null,null,"HVAC_d","HVAC_e",null,null,null,null,null,null,null,"HVAC_g"]
[null,null,null,null,null,null,null,null,null,null,null,null,null,null,null,null,null,null,null,null,null,null,null,null,"Automative Facility",0.71,"Automotive Facility","0 - Undeveloped areas of national parks, state parks, forest land, rural areas","Facility Type","CF","EFLH","AC","Electric Cooling & Gas Heat","Electric Cooling & Oil Heat","Electric Cooling & Propane Heat","Electric Cooling & Resistance Heat","Heat Pump","No Electric Cooling (Electric Resistance Heat Only)",null,"Fuel Type","Large Commercial","Small Commercial",null,"HVAC Options","Heating Fuel"]
[null,null,null,null,null,null,null,null,null,null,null,null,null,null,null,null,null,null,null,null,null,null,null,null,"Convention Center",0.76,"Convention Center","1 - Developed areas of national parks, state parks, forest land, and rural areas","Automotive Facility",0.66,4573,0.32,0.08,0.08,0.08,-0.18,-7.0000000000000007E-2,-0.26,null,"Gas",-2.3000000000000001E-4,-1.075E-3,null,"Electric Cooling & Gas Heat","Gas"]
[null,"Building and Project Details:",null,null,null,null,null,null,null,null,null,null,null,null,null,null,null,null,null,null,null,null,null,null,"   ↳  Convention Center - Exhibit Space",0.88,"Convention Center","2 - Residential zoning, neighborhood business districts, light industrial","Community College",0.5,2575,0.44,0.1,0.1,0.1,-0.19,-0.04,-0.28999999999999998,null,"Oil",-4.6000000000000001E-4,-1.2E-4,null,"Electric Cooling & Oil Heat","Oil"]
[null,null,"Company Name:",null,null,null,null,null,null,null,null,null,null,null,null,null,null,null,null,null,null,null,null,null,"Courthouse",0.9,"Courthouse","3 - All other areas","Convention Center",0.66,4573,0.32,0.08,0.08,0.08,-0.18,-7.0000000000000007E-2,-0.26,null,"Propane",-4.6000000000000001E-4,-1.2E-4,null,"Electric Cooling & Propane Heat","Propane"]
[null,null,"Building Address:",null,null,null,null,null,null,null,null,"Construction Type:",null,null,null,null,null,null,null,null,null,null,null,null,"Dining: Bar lounge/leisure",0.9,"Dining: Bar Lounge/ Leisure","4 - High-activity commercial districts","Courthouse",0.66,4573,0.32,0.08,0.08,0.08,-0.18,-7.0000000000000007E-2,-0.26,null,null,null,null,null,"Electric Cooling & Resistance Heat","n/a"]
[null,null,"Building Type:",null,null,null,null,null,null,null,null,null,null,null,"Sq.Ft. of addition or renovated Interior area:",null,null,null,null,null,null,null,null,null,"Dining: Cafeteria/fast food",0.79,"Dining: Cafeteria/ Fast Food",null,"Dining: Bar Lounge/ Leisure",0.66,4573,0.32,0.08,0.08,0.08,-0.18,-7.0000000000000007E-2,-0.26,null,null,null,null,null,"Heat Pump","n/a"]
[null,null,"Building Size:",null,null,null,null,null,null,null,null,null,"Total Interior Building Sq. Ft.",null,null,null,null,null,null,null,null,null,null,null,"Dining: Family",0.78,"Dining: Family",null,"Dining: Cafeteria/ Fast Food",0.66,4573,0.32,0.08,0.08,0.08,-0.18,-7.0000000000000007E-2,-0.26,null,null,null,null,null,"No Electric Cooling (Electric Resistance Heat Only)","n/a"]
[null,null,"HVAC Type:",null,null,null,null,null,null,null,null,null,null,null,null,null,null,null,null,null,null,null,null,null,"Dormitory",0.61,"Dormitory",null,"Dining: Family",0.66,4573,0.32,0.08,0.08,0.08,-0.18,-7.0000000000000007E-2,-0.26,null,null,null,null,null,"No Electric Cooling (Gas Heat Only)","Gas"]
[null,null,null,null,null,null,null,null,null,null,null,"Exterior Lighting Zone:",null,null,null,null,null,null,null,null,null,null,null,null,"   ↳  Dormitory - Living Quarters",0.54,"Dormitory",null,"Dormitory",0.66,4573,0.32,0.08,0.08,0.08,-0.18,-7.0000000000000007E-2,-0.26,null,null,null,null,null,"No Electric Cooling (Oil Heat Only)","Oil"]
[null,null,null,null,null,null,null,null,null,null,null,null,null,null,null,null,null,null,null,null,null,null,null,null,"Exercise center",0.65,"Exercise Center",null,"Exercise Center",0.66,4573,0.32,0.08,0.08,0.08,-0.18,-7.0000000000000007E-2,-0.26,null,null,null,null,null,"No Electric Cooling (Propane Heat Only)","Propane"]
[null,"Instructions:",null,null,null,null,null,null,null,null,null,null,null,null,null,null,null,null,null,null,null,null,null,null,"Facility for the Visually Imapired - Chapel",1.06,"Religious Building",null,"Fire Station",0.66,4573,0.32,0.08,0.08,0.08,-0.18,-7.0000000000000007E-2,-0.26]
[null,null,null,null,null,null,null,null,null,null,null,null,null,null,null,null,null,null,null,null,null,null,null,null,"Facility for the Visually Impaired - Recreation room/common living room",1.8,"Multifamily",null,"Gymnasium",0.66,4573,0.32,0.08,0.08,0.08,-0.18,-7.0000000000000007E-2,-0.26]
[null,null,"INTERIOR LIGHTING",null,null,null,null,null,null,null,null,null,null,null,null,null,null,null,null,null,null,null,null,null,"Fire station",0.53,"Fire Station",null,"Healthcare Clinic",0.8,3909,0.32,0.08,0.08,0.08,-0.18,-7.0000000000000007E-2,-0.26]
[null,null,"Select interior calculation method:",null,null,null,null,null,null,null,null,null,null,null,null,null,null,null,null,null,null,null,null,null,"   ↳  Fire Station - Sleeping Quarters",0.2,"Fire Station",null,"Hospital",0.8,8760,0.32,0.08,0.08,0.08,-0.18,-7.0000000000000007E-2,-0.26]
[null,null,null,null,null,null,null,null,null,null,null,null,null,null,null,null,null,null,null,null,null,null,null,null,"Gymnasium/Fitness Center",0.68,"Gymnasium",null,"Hotel",0.66,4573,0.32,0.08,0.08,0.08,-0.18,-7.0000000000000007E-2,-0.26]
[null,null,null,null,null,null,null,null,null,null,null,null,null,null,null,null,null,null,null,null,null,null,null,null,"   ↳  Gymnasium - Exercise Area",0.5,"Gymnasium",null,"Library",0.66,4573,0.32,0.08,0.08,0.08,-0.18,-7.0000000000000007E-2,-0.26]
[null,null,null,null,null,null,null,null,null,null,null,null,null,null,null,null,null,null,null,null,null,null,null,null,"   ↳  Gymnasium - Playing area",0.82,"Gymnasium",null,"Manufacturing Facility",0.69,4009,0.32,0.08,0.08,0.08,-0.18,-7.0000000000000007E-2,-0.26]
[null,null,null,null,null,null,null,null,null,null,null,null,null,null,null,"Find detailed instructions for completing each tab of this worksheet on the Performance Lighting Application:",null,null,null,null,null,null,null,null,"Health-care clinic",0.82,"Healthcare Clinic",null,"Motel",0.66,4573,0.32,0.08,0.08,0.08,-0.18,-7.0000000000000007E-2,-0.26]
[null,null,null,null,null,null,null,null,null,null,null,null,null,null,null,null,null,null,"Interior Calc Type:",0,null,null,null,null,"Hospital",1.05,"Hospital",null,"Motion Picture Theater",0.66,4573,0.32,0.08,0.08,0.08,-0.18,-7.0000000000000007E-2,-0.26]
[null,null,null,null,null,null,null,null,null,null,null,null,null,null,null,null,null,null,"Protocol Area Type:",{"$f":"VLOOKUP(D7,$Y$2:$AA$73,3,FALSE)","v":{"$error":"#N/A"}},null,null,null,null,"   ↳  Healthcare Facility - Exam/treatment room",1.68,"Hospital",null,"Multifamily",0.66,4573,0.32,0.08,0.08,0.08,-0.18,-7.0000000000000007E-2,-0.26]
[null,null,null,null,null,null,null,null,null,null,null,null,null,null,null,null,null,null,"EFLH:",{"$f":"VLOOKUP(T21,$AC$3:$AE$34,3,FALSE)","v":{"$error":"#N/A"}},null,null,null,null,"   ↳  Healthcare Facility - Imaging room",1.06,"Hospital",null,"Museum",0.66,4573,0.32,0.08,0.08,0.08,-0.18,-7.0000000000000007E-2,-0.26]
[null,null,null,null,null,null,null,null,null,null,null,null,null,null,null,null,null,null,"CF:",{"$f":"VLOOKUP(T21,$AC$3:$AE$34,2,FALSE)","v":{"$error":"#N/A"}},null,null,null,null,"   ↳  Healthcare Facility - Medical supply room",0.54,"Hospital",null,"Office",0.68,3642,0.32,0.1,0.1,0.1,-0.15,-0.06,-0.25]
[null,null,null,null,null,null,null,null,null,null,null,null,null,null,null,"www.NJCleanEnergy.com/Forms",null,null,"HVACd",{"$f":"VLOOKUP(T21,$AC$3:$AF$34,4,FALSE)","v":{"$error":"#N/A"}},null,null,null,null,"   ↳  Healthcare Facility - Nursery",1,"Hospital",null,"Parking Garage",0.66,4573,0.32,0.08,0.08,0.08,-0.18,-7.0000000000000007E-2,-0.26]
[null,null,null,null,null,null,null,null,null,null,null,null,null,null,null,null,null,null,"HVACe",{"$f":"INDEX(AG3:AL34,MATCH(T21,AC3:AC34,0),MATCH(D9,AG2:AL2,0))","v":{"$error":"#N/A"}},null,null,null,null,"   ↳  Healthcare Facility - Nurse's station",0.81,"Hospital",null,"Penitentiary",0.66,4573,0.32,0.08,0.08,0.08,-0.18,-7.0000000000000007E-2,-0.26]
[null,null,null,null,null,null,null,null,null,null,null,null,null,null,null,null,null,null,"HVACg",{"$f":"_xlfn.IFNA(INDEX(AO3:AP5,MATCH(T27,AN3:AN5,0),MATCH(D8,AO2:AP2,0)),0)","v":0},null,null,null,null,"   ↳  Healthcare Facility - Operating room",2.17,"Hospital",null,"Performing Arts Theater",0.66,4573,0.32,0.08,0.08,0.08,-0.18,-7.0000000000000007E-2,-0.26]
[null,null,null,null,null,null,null,null,null,null,null,null,null,null,null,null,null,null,"Heating Fuel:",{"$f":"VLOOKUP(D9,$AR$3:$AS$11,2,FALSE)","v":{"$error":"#N/A"}},null,null,null,null,"   ↳  Healthcare Facility - Patient room",0.62,"Hospital",null,"Police Station",0.66,4573,0.32,0.08,0.08,0.08,-0.18,-7.0000000000000007E-2,-0.26]
[null,null,null,null,null,null,null,null,null,null,null,null,null,null,null,null,null,null,null,null,null,null,null,null,"   ↳  Healthcare Facility - Physical therapy room",0.84,"Hospital",null,"Post Office",0.66,4573,0.32,0.08,0.08,0.08,-0.18,-7.0000000000000007E-2,-0.26]
[null,null,null,null,null,null,null,null,null,null,null,null,null,null,null,null,null,null,null,null,null,null,null,null,"   ↳  Healthcare Facility - Recovery room",1.03,"Hospital",null,"Primary School",0.5,2575,0.44,0.1,0.1,0.1,-0.19,-0.04,-0.28999999999999998]
[null,null,null,null,null,null,null,null,null,null,null,null,null,null,null,null,null,null,null,null,null,null,null,"Hotel/motel","Hotel",0.75,"Hotel",null,"Religious Building",0.66,4573,0.32,0.08,0.08,0.08,-0.18,-7.0000000000000007E-2,-0.26]
[null,"FOR CASE MANAGER USE ONLY",null,null,null,null,null,null,null,null,null,null,null,null,null,null,null,null,null,null,null,null,null,null,"Facility for the Visually Imapired - Chapel",1.06,"Religious Building",null,"Retail",0.78,4103,0.26,0.06,0.06,0.06,-0.17,-0.05,-0.23]
[null,null,null,null,null,null,null,null,null,null,null,null,null,null,null,null,null,null,null,null,null,null,null,null,"Library",0.78,"Library",null,"Secondary School",0.5,2575,0.44,0.1,0.1,0.1,-0.19,-0.04,-0.28999999999999998]
[null,"Committed/Installed",null,null,null,null,null,null,null,null,null,null,null,null,null,null,null,null,null,null,null,null,null,null,"   ↳  Manufacturing facility - Equipment room",0.65,"Manufacturing Facility",null,"Warehouse",0.69,4009,0.23,0.02,0.02,0.02,-0.25,-0.11,-0.27]
[null,1,null,null,null,null,null,null,null,null,null,null,null,null,null,null,null,null,null,null,null,null,null,null,"   ↳  Manufacturing facility - Extra high bay area (>50 ft floor-to-ceiling height)",1.05,"Manufacturing Facility",null,"Workshop",0.66,4573,0.32,0.08,0.08,0.08,-0.18,-7.0000000000000007E-2,-0.26]
[null,null,null,null,null,null,null,null,null,null,null,null,null,null,null,null,null,null,null,null,null,null,null,null,"   ↳  Manufacturing facility - High bay area (25 to 50 ft floor-to-ceiling height)",0.75,"Manufacturing Facility"]
[null,null,null,null,null,null,null,null,null,null,null,null,null,null,null,null,null,null,null,null,null,null,null,null,"   ↳  Manufacturing facility - Low bay area (<25 ft floor-to-ceiling height)",0.96,"Manufacturing Facility"]
[null,"Export",null,null,null,null,null,null,null,null,null,null,null,null,null,null,null,null,null,null,null,null,null,null,"Motion picture theater",0.83,"Motion Picture Theater"]
[null,null,null,null,null,null,null,null,null,null,null,null,null,null,null,null,null,null,null,null,null,null,null,null,"Multifamily",0.68,"Multifamily"]
[null,null,null,null,null,null,null,null,null,null,null,null,null,null,null,null,null,null,null,null,null,null,null,null,"Museum",1.06,"Museum"]
[null,null,null,null,null,null,null,null,null,null,null,null,null,null,null,null,null,null,null,null,null,null,null,null,"   ↳  Museum - General exhibition area",1.05,"Museum"]
[null,null,null,null,null,null,null,null,null,null,null,null,null,null,null,null,null,null,null,null,null,null,null,null,"   ↳  Museum - Restoration room",0.85,"Museum"]
[null,null,null,null,null,null,null,null,null,null,null,null,null,null,null,null,null,null,null,null,null,null,null,null,"Office",0.79,"Office"]
[null,null,null,null,null,null,null,null,null,null,null,null,null,null,null,null,null,null,null,null,null,null,null,null,"Parking garage",0.15,"Parking Garage"]
[null,null,null,null,null,null,null,null,null,null,null,null,null,null,null,null,null,null,null,null,null,null,null,null,"Penitentiary",0.75,"Penitentiary"]
[null,null,null,null,null,null,null,null,null,null,null,null,null,null,null,null,null,null,null,null,null,null,null,null,"Performing arts theater",1.18,"Performing Arts Theater"]
[null,null,null,null,null,null,null,null,null,null,null,null,null,null,null,null,null,null,null,null,null,null,null,null,"   ↳ Performing arts theater - Dressing Room",0.36,"Performing Arts Theater"]
[null,null,null,null,null,null,null,null,null,null,null,null,null,null,null,null,null,null,null,null,null,null,null,null,"Police station",0.8,"Police Station"]
[null,null,null,null,null,null,null,null,null,null,null,null,null,null,null,null,null,null,null,null,null,null,null,null,"Post office",0.67,"Post Office"]
[null,null,null,null,null,null,null,null,null,null,null,null,null,null,null,null,null,null,null,null,null,null,null,null,"   ↳ Post office - Sorting area",0.68,"Post Office"]
[null,null,null,null,null,null,null,null,null,null,null,null,null,null,null,null,null,null,null,null,null,null,null,null,"Religious facility",0.94,"Religious Building"]
[null,null,null,null,null,null,null,null,null,null,null,null,null,null,null,null,null,null,null,null,null,null,null,null,"   ↳ Religious facility - Fellowship hall",0.55000000000000004,"Religious Building"]
[null,null,null,null,null,null,null,null,null,null,null,null,null,null,null,null,null,null,null,null,null,null,null,null,"   ↳ Religious facility - Worship/pulpit/choir area",1.53,"Religious Building"]
[null,null,null,null,null,null,null,null,null,null,null,null,null,null,null,null,null,null,null,null,null,null,null,null,"Retail",1.06,"Retail"]
[null,null,null,null,null,null,null,null,null,null,null,null,null,null,null,null,null,null,null,null,null,null,null,null,"   ↳ Retail - Dressing/fitting room",0.5,"Retail"]
[null,null,null,null,null,null,null,null,null,null,null,null,null,null,null,null,null,null,null,null,null,null,null,null,"   ↳ Retail - Mall concourse",0.9,"Retail"]
[null,null,null,null,null,null,null,null,null,null,null,null,null,null,null,null,null,null,null,null,null,null,null,"School/university","School/university - Primary School",0.81,"Primary School"]
[null,null,null,null,null,null,null,null,null,null,null,null,null,null,null,null,null,null,null,null,null,null,null,"School/university","School/university - Secondary School",0.81,"Secondary School"]
[null,null,null,null,null,null,null,null,null,null,null,null,null,null,null,null,null,null,null,null,null,null,null,"School/university","School/university - University",0.81,"University"]
[null,null,null,null,null,null,null,null,null,null,null,null,null,null,null,null,null,null,null,null,null,null,null,"School/university","School/university - Community College",0.81,"Community College"]
[null,null,null,null,null,null,null,null,null,null,null,null,null,null,null,null,null,null,null,null,null,null,null,null,"Sports arena",0.87,"Sports Arena"]
[null,null,null,null,null,null,null,null,null,null,null,null,null,null,null,null,null,null,null,null,null,null,null,null,"   ↳ Sports arena - Class I facility",2.4700000000000002,"Sports Arena"]
[null,null,null,null,null,null,null,null,null,null,null,null,null,null,null,null,null,null,null,null,null,null,null,null,"   ↳ Sports arena - Class II facility",1.96,"Sports Arena"]
[null,null,null,null,null,null,null,null,null,null,null,null,null,null,null,null,null,null,null,null,null,null,null,null,"   ↳ Sports arena - Class III facility",1.7,"Sports Arena"]
[null,null,null,null,null,null,null,null,null,null,null,null,null,null,null,null,null,null,null,null,null,null,null,null,"   ↳ Sports arena - Class IV facility",1.1299999999999999,"Sports Arena"]
[null,null,null,null,null,null,null,null,null,null,null,null,null,null,null,null,null,null,null,null,null,null,null,null,"Town hall",0.8,"Town Hall"]
[null,null,null,null,null,null,null,null,null,null,null,null,null,null,null,null,null,null,null,null,null,null,null,null,"Transportation",0.61,"Transportation"]
[null,null,null,null,null,null,null,null,null,null,null,null,null,null,null,null,null,null,null,null,null,null,null,null,"   ↳ Transportation facility - Baggage/carousel area",0.45,"Transportation"]
[null,null,null,null,null,null,null,null,null,null,null,null,null,null,null,null,null,null,null,null,null,null,null,null,"   ↳ Transportation facility - Airport concourse",0.31,"Transportation"]
[null,null,null,null,null,null,null,null,null,null,null,null,null,null,null,null,null,null,null,null,null,null,null,null,"   ↳ Transportation facility - Terminal ticket counter",0.62,"Transportation"]
[null,null,null,null,null,null,null,null,null,null,null,null,null,null,null,null,null,null,null,null,null,null,null,null,"Warehouse",0.48,"Warehouse"]
[null,null,null,null,null,null,null,null,null,null,null,null,null,null,null,null,null,null,null,null,null,null,null,null,"   ↳ Warehouse - Storage area, Medium to bulky, palletized items",0.35,"Warehouse"]
[null,null,null,null,null,null,null,null,null,null,null,null,null,null,null,null,null,null,null,null,null,null,null,null,"   ↳ Warehouse - Storage area, Smaller, hand-carried items (picking area)",0.69,"Warehouse"]
[null,null,null,null,null,null,null,null,null,null,null,null,null,null,null,null,null,null,null,null,null,null,null,null,"Workshop",0.9,"Workshop"]

{"sheet":"Fixture Schedule","index":1,"n_rows":58,"n_cols":26,"rows_kept":58,"cut":false,"hidden":false,"merged":[[5,9,5,10],[2,1,2,10],[5,6,5,8],[5,23,5,25],[2,17,2,21],[2,23,2,25]]}
["Performance Lighting - Fixture Schedule"]
[]
[null,"Wattage should reflect the exact rated wattage per DLC or ENERGY STAR certificates. Attach certificates for all proposed fixtures. In cases of non-DLC/ES fixtures, the wattage should match the manufacturer's labeled maximum wattage of the luminaire as evidenced by an attached specification sheet.",null,null,null,null,null,null,null,null,null,null,null,null,null,null,null,"Named ranges for DLC/ES types",null,null,null,null,null,"Measure ID Reference"]
[null,"For retrofit-style fixtures, enter the number of lamps per fixture and input wattage per lamp/bulb."]
[]
[null,null,null,null,null,null,"Wattage",null,null,"Qualified Products List (QPL) Information",null,null,null,null,null,null,null,null,"EnergyStar®RetrofitStyle","EnergyStar®CompleteFixture","DLC®RetrofitStyle","DLC®CompleteFixture",null,"Measure Table"]
[null,"Fixture Designation","Interior or Exterior Fixture?","Fixture Type\n(Select from dropdown)","Manufacturer Name","Model Number \n(full and complete model number)","Fixture Wattage","# Lamps per Fixture","Wattage per Lamp","Listed by DLC or ENERGY STAR?","LED Primary Use Category",null,null,null,null,null,null,"LED","TYLEENE","TUREENE","TYLEDLC","TUREDLC",null,"Description","ID","Efficacy"]
["Ex","EX-1","Interior","LED","Acme Co.","LED-50-40K-UNV",20.41,null,null,"DLC","LED High-Bay-Aisle Lighting","Fixture Wattage","Measure ID","Efficacy","Qualified? 1= Yes 0=No",null,null,"ENERGYSTAR","A15","Accent Light Line Voltage","LED Tube – 2' Linear Replacement Lamps","Architectural Flood and Spot Luminaires",null,"Incandescent",118,14]
[null,null,null,null,null,null,null,null,null,null,null,{"$f":"IF(D9=\"LED - Lamp/Retrofit Style\",H9*I9,G9)","v":0},{"$f":"IF(D9=\"\",\"\",VLOOKUP(D9,$X$8:$Z$17,2,FALSE))","v":""},{"$f":"IF(D9=\"\",\"\",VLOOKUP(D9,$X$8:$Z$17,3,FALSE))","v":""},{"$f":"IF(OR(J9=\"DLC\",J9=\"ENERGYSTAR\"),1,0)","v":0},null,null,"DLC","A19","Bath Vanity","LED Tube – 3' Linear Replacement Lamps","Bollard Fixtures",null,"CFL",40,47]
[null,null,null,null,null,null,null,null,null,null,null,0,"","",0,null,null,"No","A21","Ceiling Mount","LED Tube – 4' Linear Replacement Lamps","Fuel Pump Canopy",null,"Fluorescent",115,75]
[null,null,null,null,null,null,null,null,null,null,null,{"$f":"IF(D11=\"LED - Lamp/Retrofit Style\",H11*I11,G11)","v":0},"","",0,null,null,null,"B10","Close to Ceiling Mount","LED Tube – 8' Linear Replacement Lamps","High-Bay and Low-Bay Fixtures",null,"Halogen",121,17]
[null,null,null,null,null,null,null,null,null,null,null,0,"","",0,null,null,null,"B13","Cove Mount","LED Tube – U-Bend Replacement Lamps","High-Bay-Aisle Lighting",null,"Other HID",117,95]
[null,null,null,null,null,null,null,null,null,null,null,0,"","",0,null,null,null,"BA10","Decorative Pendant","LED Four Pin-Base CFL Replacement","Landscape/Accent Flood and Spot Luminaires",null,"Metal Halide",119,92]
[null,null,null,null,null,null,null,null,null,null,null,0,"","",0,null,null,null,"BR30","Downlight Pendant","LED Mogul Screw-Base (E39) Replacements for HID Lamps","Luminaire Ambient - 2' - Indirect, Indirect/Direct, Direct/Indirect & Direct",null,"Mercury Vapor",120,46]
[null,null,null,null,null,null,null,null,null,null,null,0,"","",0,null,null,null,"BR40","Downlight Solid State Retrofit",null,"Luminaire Ambient - 3' - Indirect, Indirect/Direct, Direct/Indirect & Direct",null,"LED - Complete Fixture",308,80]
[null,null,null,null,null,null,null,null,null,null,null,0,"","",0,null,null,null,"CA10","Downlight Surface Mount",null,"Luminaire Ambient - 4' - Indirect, Indirect/Direct, Direct/Indirect & Direct",null,"LED - Lamp/Retrofit Style",308,80]
[null,null,null,null,null,null,null,null,null,null,null,0,"","",0,null,null,null,"F10","Linear Strip",null,"Luminaire Ambient - 6' - Indirect, Indirect/Direct, Direct/Indirect & Direct",null,"Other Lighting",122,0]
[null,null,null,null,null,null,null,null,null,null,null,0,"","",0,null,null,null,"F15","Other",null,"Luminaire Ambient - 8' - Indirect, Indirect/Direct, Direct/Indirect & Direct"]
[null,null,null,null,null,null,null,null,null,null,null,0,"","",0,null,null,null,"G16.5","Outdoor (Various Types)",null,"Luminaire for Ambient Lighting of Commercial Spaces - 1x4"]
[null,null,null,null,null,null,null,null,null,null,null,0,"","",0,null,null,null,"G25","Outdoor Post-Mount",null,"Luminaire for Ambient Lighting of Commercial Spaces - 2x2"]
[null,null,null,null,null,null,null,null,null,null,null,0,"","",0,null,null,null,"MR16","Pendant",null,"Luminaire for Ambient Lighting of Commercial Spaces - 2x4"]
[null,null,null,null,null,null,null,null,null,null,null,0,"","",0,null,null,null,"MRX16","Porch (Wall Mounted)",null,"Outdoor Pole/Arm-Mounted Area and Roadway Luminaires"]
[null,null,null,null,null,null,null,null,null,null,null,0,"","",0,null,null,null,"PAR16","Post ",null,"Large Outdoor Pole/Arm-Mounted Area and Roadway Luminaires"]
[null,null,null,null,null,null,null,null,null,null,null,0,{"$f":"IF(D24=\"\",\"\",VLOOKUP(D24,$X$8:$Z$17,2,FALSE))","v":""},"",0,null,null,null,"PAR20","Recessed Downlight",null,"Outdoor Pole/Arm-Mounted Decorative Luminaires"]
[null,null,null,null,null,null,null,null,null,null,null,0,"","",0,null,null,null,"PAR30","Security",null,"Outdoor Wall-Mounted Area Luminaires"]
[null,null,null,null,null,null,null,null,null,null,null,0,"","",0,null,null,null,"PAR30L","Torchiere",null,"Parking Garage Luminaires"]
[null,null,null,null,null,null,null,null,null,null,null,0,"","",0,null,null,null,"PAR38","Under Cabinet",null,"Stairwell and Passageway Lighting"]
[null,null,null,null,null,null,null,null,null,null,null,0,"","",0,null,null,null,"R20","Wall Sconces",null,"Track or Mono-Point Directional Lighting Fixtures"]
[null,null,null,null,null,null,null,null,null,null,null,0,"","",0,null,null,null,"R30","Wrapped Lens",null,"Wall-Wash Luminiares"]
[null,null,null,null,null,null,null,null,null,null,null,0,"","",0,null,null,null,"R40"]
[null,null,null,null,null,null,null,null,null,null,null,0,"","",0]
[null,null,null,null,null,null,null,null,null,null,null,0,"","",0]
[null,null,null,null,null,null,null,null,null,null,null,0,"","",0]
[null,null,null,null,null,null,null,null,null,null,null,0,"","",0]
[null,null,null,null,null,null,null,null,null,null,null,0,"","",0]
[null,null,null,null,null,null,null,null,null,null,null,0,"","",0]
[null,null,null,null,null,null,null,null,null,null,null,0,"","",0]
[null,null,null,null,null,null,null,null,null,null,null,0,"","",0]
[null,null,null,null,null,null,null,null,null,null,null,0,"","",0]
[null,null,null,null,null,null,null,null,null,null,null,0,"","",0]
[null,null,null,null,null,null,null,null,null,null,null,0,"",{"$f":"IF(D41=\"\",\"\",VLOOKUP(D41,$X$8:$Z$17,3,FALSE))","v":""},0]
[null,null,null,null,null,null,null,null,null,null,null,0,"","",0]
[null,null,null,null,null,null,null,null,null,null,null,0,"","",0]
[null,null,null,null,null,null,null,null,null,null,null,0,"","",0]
[null,null,null,null,null,null,null,null,null,null,null,0,"","",0]
[null,null,null,null,null,null,null,null,null,null,null,0,"","",0]
[null,null,null,null,null,null,null,null,null,null,null,0,"","",0]
[null,null,null,null,null,null,null,null,null,null,null,0,"","",0]
[null,null,null,null,null,null,null,null,null,null,null,0,"","",0]
[null,null,null,null,null,null,null,null,null,null,null,0,"","",0]
[null,null,null,null,null,null,null,null,null,null,null,0,"","",0]
[null,null,null,null,null,null,null,null,null,null,null,0,"","",0]
[null,null,null,null,null,null,null,null,null,null,null,0,"","",0]
[null,null,null,null,null,null,null,null,null,null,null,0,"","",0]
[null,null,null,null,null,null,null,null,null,null,null,0,"","",0]
[null,null,null,null,null,null,null,null,null,null,null,0,"","",0]
[null,null,null,null,null,null,null,null,null,null,null,0,"","",0]
[null,null,null,null,null,null,null,null,null,null,null,0,"","",{"$f":"IF(OR(J58=\"DLC\",J58=\"\"\"ENERGYSTAR\"),1,0)","v":0}]

{"sheet":"Building Area Method","index":2,"n_rows":74,"n_cols":79,"rows_kept":74,"cut":false,"hidden":true,"merged":[[3,3,3,4],[3,70,3,74],[3,57,3,59],[3,60,3,61],[3,62,3,69]]}
["Interior Lighting - Building Area Method",null,null,null,null,null,null,null,null,null,null,null,null,null,null,null,null,null,null,null,null,null,null,null,null,null,null,null,null,null,null,null,null,null,null,null,null,null,null,null,null,null,null,null,null,null,null,null,null,null,null,null,null,null,null,null,null,null,null,null,null,null,null,null,null,null,null,null,null,null,null,null,null,null,null,null,null,"BUILDING AREA TYPE\n   ↳  SPECIFIC BUILDING AREA TYPE","LPD W/ft^2"]
[null,null,null,null,null,null,null,null,null,null,null,null,null,null,null,null,null,null,null,null,null,null,null,null,null,null,null,null,null,null,null,null,null,null,null,null,null,null,null,null,null,null,null,null,null,null,null,null,null,null,null,null,null,null,null,null,null,null,null,null,null,null,null,null,null,null,null,null,null,null,null,null,null,null,null,null,null,"Automative Facility",0.71]
[null,null,null,null,null,null,null,null,null,null,null,null,null,null,null,null,null,null,null,null,null,null,null,null,null,null,null,null,null,null,null,null,null,null,null,null,null,null,null,null,null,null,null,null,null,null,null,null,null,null,null,null,null,null,null,null,null,null,null,null,null,null,null,null,null,null,null,null,null,null,null,null,null,null,null,null,null,"Convention Center",0.76]
[null,null,null,null,null,"Enter total quantity of each fixture type in the building:",null,null,null,null,null,null,null,null,null,null,null,null,null,null,null,null,null,null,null,null,null,null,null,null,null,null,null,null,null,null,null,null,null,null,null,null,null,null,null,null,null,null,null,null,null,null,null,null,null,null,null,"Analysis and Adjustment",null,null,"Pre-Adjustment",null,"Calculations for adjustment",null,null,null,null,null,null,null,"Protocol Savings",null,null,null,null,null,null,"   ↳  Convention Center - Exhibit Space",0.88]
[null,"ASHRAE 90.1-2016 Building Type:","Building Square Footage","LPD Allowance\nWatts/sq.ft.","Building Wattage Allowance",{"$f":"IF('Fixture Schedule'!C9=\"Exterior\",\"BLANKCELL : \",IF('Fixture Schedule'!B9=\"\",\"BLANKCELL\",'Fixture Schedule'!B9)&\" : \"&IF('Fixture Schedule'!B9=\"\",\"\",LEFT('Fixture Schedule'!F9,12)&\".. - \"&IF('Fixture Schedule'!B9=\"\",\"\",'Fixture Schedule'!L9)&\"w\"))","v":"BLANKCELL : "},{"$f":"IF('Fixture Schedule'!C10=\"Exterior\",\"BLANKCELL : \",IF('Fixture Schedule'!B10=\"\",\"BLANKCELL\",'Fixture Schedule'!B10)&\" : \"&IF('Fixture Schedule'!B10=\"\",\"\",LEFT('Fixture Schedule'!F10,12)&\".. - \"&IF('Fixture Schedule'!B10=\"\",\"\",'Fixture Schedule'!L10)&\"w\"))","v":"BLANKCELL : "},{"$f":"IF('Fixture Schedule'!C11=\"Exterior\",\"BLANKCELL : \",IF('Fixture Schedule'!B11=\"\",\"BLANKCELL\",'Fixture Schedule'!B11)&\" : \"&IF('Fixture Schedule'!B11=\"\",\"\",LEFT('Fixture Schedule'!F11,12)&\".. - \"&IF('Fixture Schedule'!B11=\"\",\"\",'Fixture Schedule'!L11)&\"w\"))","v":"BLANKCELL : "},{"$f":"IF('Fixture Schedule'!C12=\"Exterior\",\"BLANKCELL : \",IF('Fixture Schedule'!B12=\"\",\"BLANKCELL\",'Fixture Schedule'!B12)&\" : \"&IF('Fixture Schedule'!B12=\"\",\"\",LEFT('Fixture Schedule'!F12,12)&\".. - \"&IF('Fixture Schedule'!B12=\"\",\"\",'Fixture Schedule'!L12)&\"w\"))","v":"BLANKCELL : "},{"$f":"IF('Fixture Schedule'!C13=\"Exterior\",\"BLANKCELL : \",IF('Fixture Schedule'!B13=\"\",\"BLANKCELL\",'Fixture Schedule'!B13)&\" : \"&IF('Fixture Schedule'!B13=\"\",\"\",LEFT('Fixture Schedule'!F13,12)&\".. - \"&IF('Fixture Schedule'!B13=\"\",\"\",'Fixture Schedule'!L13)&\"w\"))","v":"BLANKCELL : "},{"$f":"IF('Fixture Schedule'!C14=\"Exterior\",\"BLANKCELL : \",IF('Fixture Schedule'!B14=\"\",\"BLANKCELL\",'Fixture Schedule'!B14)&\" : \"&IF('Fixture Schedule'!B14=\"\",\"\",LEFT('Fixture Schedule'!F14,12)&\".. - \"&IF('Fixture Schedule'!B14=\"\",\"\",'Fixture Schedule'!L14)&\"w\"))","v":"BLANKCELL : "},{"$f":"IF('Fixture Schedule'!C15=\"Exterior\",\"BLANKCELL : \",IF('Fixture Schedule'!B15=\"\",\"BLANKCELL\",'Fixture Schedule'!B15)&\" : \"&IF('Fixture Schedule'!B15=\"\",\"\",LEFT('Fixture Schedule'!F15,12)&\".. - \"&IF('Fixture Schedule'!B15=\"\",\"\",'Fixture Schedule'!L15)&\"w\"))","v":"BLANKCELL : "},{"$f":"IF('Fixture Schedule'!C16=\"Exterior\",\"BLANKCELL : \",IF('Fixture Schedule'!B16=\"\",\"BLANKCELL\",'Fixture Schedule'!B16)&\" : \"&IF('Fixture Schedule'!B16=\"\",\"\",LEFT('Fixture Schedule'!F16,12)&\".. - \"&IF('Fixture Schedule'!B16=\"\",\"\",'Fixture Schedule'!L16)&\"w\"))","v":"BLANKCELL : "},{"$f":"IF('Fixture Schedule'!C17=\"Exterior\",\"BLANKCELL : \",IF('Fixture Schedule'!B17=\"\",\"BLANKCELL\",'Fixture Schedule'!B17)&\" : \"&IF('Fixture Schedule'!B17=\"\",\"\",LEFT('Fixture Schedule'!F17,12)&\".. - \"&IF('Fixture Schedule'!B17=\"\",\"\",'Fixture Schedule'!L17)&\"w\"))","v":"BLANKCELL : "},{"$f":"IF('Fixture Schedule'!C18=\"Exterior\",\"BLANKCELL : \",IF('Fixture Schedule'!B18=\"\",\"BLANKCELL\",'Fixture Schedule'!B18)&\" : \"&IF('Fixture Schedule'!B18=\"\",\"\",LEFT('Fixture Schedule'!F18,12)&\".. - \"&IF('Fixture Schedule'!B18=\"\",\"\",'Fixture Schedule'!L18)&\"w\"))","v":"BLANKCELL : "},{"$f":"IF('Fixture Schedule'!C19=\"Exterior\",\"BLANKCELL : \",IF('Fixture Schedule'!B19=\"\",\"BLANKCELL\",'Fixture Schedule'!B19)&\" : \"&IF('Fixture Schedule'!B19=\"\",\"\",LEFT('Fixture Schedule'!F19,12)&\".. - \"&IF('Fixture Schedule'!B19=\"\",\"\",'Fixture Schedule'!L19)&\"w\"))","v":"BLANKCELL : "},{"$f":"IF('Fixture Schedule'!C20=\"Exterior\",\"BLANKCELL : \",IF('Fixture Schedule'!B20=\"\",\"BLANKCELL\",'Fixture Schedule'!B20)&\" : \"&IF('Fixture Schedule'!B20=\"\",\"\",LEFT('Fixture Schedule'!F20,12)&\".. - \"&IF('Fixture Schedule'!B20=\"\",\"\",'Fixture Schedule'!L20)&\"w\"))","v":"BLANKCELL : "},{"$f":"IF('Fixture Schedule'!C21=\"Exterior\",\"BLANKCELL : \",IF('Fixture Schedule'!B21=\"\",\"BLANKCELL\",'Fixture Schedule'!B21)&\" : \"&IF('Fixture Schedule'!B21=\"\",\"\",LEFT('Fixture Schedule'!F21,12)&\".. - \"&IF('Fixture Schedule'!B21=\"\",\"\",'Fixture Schedule'!L21)&\"w\"))","v":"BLANKCELL : "},{"$f":"IF('Fixture Schedule'!C22=\"Exterior\",\"BLANKCELL : \",IF('Fixture Schedule'!B22=\"\",\"BLANKCELL\",'Fixture Schedule'!B22)&\" : \"&IF('Fixture Schedule'!B22=\"\",\"\",LEFT('Fixture Schedule'!F22,12)&\".. - \"&IF('Fixture Schedule'!B22=\"\",\"\",'Fixture Schedule'!L22)&\"w\"))","v":"BLANKCELL : "},{"$f":"IF('Fixture Schedule'!C23=\"Exterior\",\"BLANKCELL : \",IF('Fixture Schedule'!B23=\"\",\"BLANKCELL\",'Fixture Schedule'!B23)&\" : \"&IF('Fixture Schedule'!B23=\"\",\"\",LEFT('Fixture Schedule'!F23,12)&\".. - \"&IF('Fixture Schedule'!B23=\"\",\"\",'Fixture Schedule'!L23)&\"w\"))","v":"BLANKCELL : "},{"$f":"IF('Fixture Schedule'!C24=\"Exterior\",\"BLANKCELL : \",IF('Fixture Schedule'!B24=\"\",\"BLANKCELL\",'Fixture Schedule'!B24)&\" : \"&IF('Fixture Schedule'!B24=\"\",\"\",LEFT('Fixture Schedule'!F24,12)&\".. - \"&IF('Fixture Schedule'!B24=\"\",\"\",'Fixture Schedule'!L24)&\"w\"))","v":"BLANKCELL : "},{"$f":"IF('Fixture Schedule'!C25=\"Exterior\",\"BLANKCELL : \",IF('Fixture Schedule'!B25=\"\",\"BLANKCELL\",'Fixture Schedule'!B25)&\" : \"&IF('Fixture Schedule'!B25=\"\",\"\",LEFT('Fixture Schedule'!F25,12)&\".. - \"&IF('Fixture Schedule'!B25=\"\",\"\",'Fixture Schedule'!L25)&\"w\"))","v":"BLANKCELL : "},{"$f":"IF('Fixture Schedule'!C26=\"Exterior\",\"BLANKCELL : \",IF('Fixture Schedule'!B26=\"\",\"BLANKCELL\",'Fixture Schedule'!B26)&\" : \"&IF('Fixture Schedule'!B26=\"\",\"\",LEFT('Fixture Schedule'!F26,12)&\".. - \"&IF('Fixture Schedule'!B26=\"\",\"\",'Fixture Schedule'!L26)&\"w\"))","v":"BLANKCELL : "},{"$f":"IF('Fixture Schedule'!C27=\"Exterior\",\"BLANKCELL : \",IF('Fixture Schedule'!B27=\"\",\"BLANKCELL\",'Fixture Schedule'!B27)&\" : \"&IF('Fixture Schedule'!B27=\"\",\"\",LEFT('Fixture Schedule'!F27,12)&\".. - \"&IF('Fixture Schedule'!B27=\"\",\"\",'Fixture Schedule'!L27)&\"w\"))","v":"BLANKCELL : "},{"$f":"IF('Fixture Schedule'!C28=\"Exterior\",\"BLANKCELL : \",IF('Fixture Schedule'!B28=\"\",\"BLANKCELL\",'Fixture Schedule'!B28)&\" : \"&IF('Fixture Schedule'!B28=\"\",\"\",LEFT('Fixture Schedule'!F28,12)&\".. - \"&IF('Fixture Schedule'!B28=\"\",\"\",'Fixture Schedule'!L28)&\"w\"))","v":"BLANKCELL : "},{"$f":"IF('Fixture Schedule'!C29=\"Exterior\",\"BLANKCELL : \",IF('Fixture Schedule'!B29=\"\",\"BLANKCELL\",'Fixture Schedule'!B29)&\" : \"&IF('Fixture Schedule'!B29=\"\",\"\",LEFT('Fixture Schedule'!F29,12)&\".. - \"&IF('Fixture Schedule'!B29=\"\",\"\",'Fixture Schedule'!L29)&\"w\"))","v":"BLANKCELL : "},{"$f":"IF('Fixture Schedule'!C30=\"Exterior\",\"BLANKCELL : \",IF('Fixture Schedule'!B30=\"\",\"BLANKCELL\",'Fixture Schedule'!B30)&\" : \"&IF('Fixture Schedule'!B30=\"\",\"\",LEFT('Fixture Schedule'!F30,12)&\".. - \"&IF('Fixture Schedule'!B30=\"\",\"\",'Fixture Schedule'!L30)&\"w\"))","v":"BLANKCELL : "},{"$f":"IF('Fixture Schedule'!C31=\"Exterior\",\"BLANKCELL : \",IF('Fixture Schedule'!B31=\"\",\"BLANKCELL\",'Fixture Schedule'!B31)&\" : \"&IF('Fixture Schedule'!B31=\"\",\"\",LEFT('Fixture Schedule'!F31,12)&\".. - \"&IF('Fixture Schedule'!B31=\"\",\"\",'Fixture Schedule'!L31)&\"w\"))","v":"BLANKCELL : "},{"$f":"IF('Fixture Schedule'!C32=\"Exterior\",\"BLANKCELL : \",IF('Fixture Schedule'!B32=\"\",\"BLANKCELL\",'Fixture Schedule'!B32)&\" : \"&IF('Fixture Schedule'!B32=\"\",\"\",LEFT('Fixture Schedule'!F32,12)&\".. - \"&IF('Fixture Schedule'!B32=\"\",\"\",'Fixture Schedule'!L32)&\"w\"))","v":"BLANKCELL : "},{"$f":"IF('Fixture Schedule'!C33=\"Exterior\",\"BLANKCELL : \",IF('Fixture Schedule'!B33=\"\",\"BLANKCELL\",'Fixture Schedule'!B33)&\" : \"&IF('Fixture Schedule'!B33=\"\",\"\",LEFT('Fixture Schedule'!F33,12)&\".. - \"&IF('Fixture Schedule'!B33=\"\",\"\",'Fixture Schedule'!L33)&\"w\"))","v":"BLANKCELL : "},{"$f":"IF('Fixture Schedule'!C34=\"Exterior\",\"BLANKCELL : \",IF('Fixture Schedule'!B34=\"\",\"BLANKCELL\",'Fixture Schedule'!B34)&\" : \"&IF('Fixture Schedule'!B34=\"\",\"\",LEFT('Fixture Schedule'!F34,12)&\".. - \"&IF('Fixture Schedule'!B34=\"\",\"\",'Fixture Schedule'!L34)&\"w\"))","v":"BLANKCELL : "},{"$f":"IF('Fixture Schedule'!C35=\"Exterior\",\"BLANKCELL : \",IF('Fixture Schedule'!B35=\"\",\"BLANKCELL\",'Fixture Schedule'!B35)&\" : \"&IF('Fixture Schedule'!B35=\"\",\"\",LEFT('Fixture Schedule'!F35,12)&\".. - \"&IF('Fixture Schedule'!B35=\"\",\"\",'Fixture Schedule'!L35)&\"w\"))","v":"BLANKCELL : "},{"$f":"IF('Fixture Schedule'!C36=\"Exterior\",\"BLANKCELL : \",IF('Fixture Schedule'!B36=\"\",\"BLANKCELL\",'Fixture Schedule'!B36)&\" : \"&IF('Fixture Schedule'!B36=\"\",\"\",LEFT('Fixture Schedule'!F36,12)&\".. - \"&IF('Fixture Schedule'!B36=\"\",\"\",'Fixture Schedule'!L36)&\"w\"))","v":"BLANKCELL : "},{"$f":"IF('Fixture Schedule'!C37=\"Exterior\",\"BLANKCELL : \",IF('Fixture Schedule'!B37=\"\",\"BLANKCELL\",'Fixture Schedule'!B37)&\" : \"&IF('Fixture Schedule'!B37=\"\",\"\",LEFT('Fixture Schedule'!F37,12)&\".. - \"&IF('Fixture Schedule'!B37=\"\",\"\",'Fixture Schedule'!L37)&\"w\"))","v":"BLANKCELL : "},{"$f":"IF('Fixture Schedule'!C38=\"Exterior\",\"BLANKCELL : \",IF('Fixture Schedule'!B38=\"\",\"BLANKCELL\",'Fixture Schedule'!B38)&\" : \"&IF('Fixture Schedule'!B38=\"\",\"\",LEFT('Fixture Schedule'!F38,12)&\".. - \"&IF('Fixture Schedule'!B38=\"\",\"\",'Fixture Schedule'!L38)&\"w\"))","v":"BLANKCELL : "},{"$f":"IF('Fixture Schedule'!C39=\"Exterior\",\"BLANKCELL : \",IF('Fixture Schedule'!B39=\"\",\"BLANKCELL\",'Fixture Schedule'!B39)&\" : \"&IF('Fixture Schedule'!B39=\"\",\"\",LEFT('Fixture Schedule'!F39,12)&\".. - \"&IF('Fixture Schedule'!B39=\"\",\"\",'Fixture Schedule'!L39)&\"w\"))","v":"BLANKCELL : "},{"$f":"IF('Fixture Schedule'!C40=\"Exterior\",\"BLANKCELL : \",IF('Fixture Schedule'!B40=\"\",\"BLANKCELL\",'Fixture Schedule'!B40)&\" : \"&IF('Fixture Schedule'!B40=\"\",\"\",LEFT('Fixture Schedule'!F40,12)&\".. - \"&IF('Fixture Schedule'!B40=\"\",\"\",'Fixture Schedule'!L40)&\"w\"))","v":"BLANKCELL : "},{"$f":"IF('Fixture Schedule'!C41=\"Exterior\",\"BLANKCELL : \",IF('Fixture Schedule'!B41=\"\",\"BLANKCELL\",'Fixture Schedule'!B41)&\" : \"&IF('Fixture Schedule'!B41=\"\",\"\",LEFT('Fixture Schedule'!F41,12)&\".. - \"&IF('Fixture Schedule'!B41=\"\",\"\",'Fixture Schedule'!L41)&\"w\"))","v":"BLANKCELL : "},{"$f":"IF('Fixture Schedule'!C42=\"Exterior\",\"BLANKCELL : \",IF('Fixture Schedule'!B42=\"\",\"BLANKCELL\",'Fixture Schedule'!B42)&\" : \"&IF('Fixture Schedule'!B42=\"\",\"\",LEFT('Fixture Schedule'!F42,12)&\".. - \"&IF('Fixture Schedule'!B42=\"\",\"\",'Fixture Schedule'!L42)&\"w\"))","v":"BLANKCELL : "},{"$f":"IF('Fixture Schedule'!C43=\"Exterior\",\"BLANKCELL : \",IF('Fixture Schedule'!B43=\"\",\"BLANKCELL\",'Fixture Schedule'!B43)&\" : \"&IF('Fixture Schedule'!B43=\"\",\"\",LEFT('Fixture Schedule'!F43,12)&\".. - \"&IF('Fixture Schedule'!B43=\"\",\"\",'Fixture Schedule'!L43)&\"w\"))","v":"BLANKCELL : "},{"$f":"IF('Fixture Schedule'!C44=\"Exterior\",\"BLANKCELL : \",IF('Fixture Schedule'!B44=\"\",\"BLANKCELL\",'Fixture Schedule'!B44)&\" : \"&IF('Fixture Schedule'!B44=\"\",\"\",LEFT('Fixture Schedule'!F44,12)&\".. - \"&IF('Fixture Schedule'!B44=\"\",\"\",'Fixture Schedule'!L44)&\"w\"))","v":"BLANKCELL : "},{"$f":"IF('Fixture Schedule'!C45=\"Exterior\",\"BLANKCELL : \",IF('Fixture Schedule'!B45=\"\",\"BLANKCELL\",'Fixture Schedule'!B45)&\" : \"&IF('Fixture Schedule'!B45=\"\",\"\",LEFT('Fixture Schedule'!F45,12)&\".. - \"&IF('Fixture Schedule'!B45=\"\",\"\",'Fixture Schedule'!L45)&\"w\"))","v":"BLANKCELL : "},{"$f":"IF('Fixture Schedule'!C46=\"Exterior\",\"BLANKCELL : \",IF('Fixture Schedule'!B46=\"\",\"BLANKCELL\",'Fixture Schedule'!B46)&\" : \"&IF('Fixture Schedule'!B46=\"\",\"\",LEFT('Fixture Schedule'!F46,12)&\".. - \"&IF('Fixture Schedule'!B46=\"\",\"\",'Fixture Schedule'!L46)&\"w\"))","v":"BLANKCELL : "},{"$f":"IF('Fixture Schedule'!C47=\"Exterior\",\"BLANKCELL : \",IF('Fixture Schedule'!B47=\"\",\"BLANKCELL\",'Fixture Schedule'!B47)&\" : \"&IF('Fixture Schedule'!B47=\"\",\"\",LEFT('Fixture Schedule'!F47,12)&\".. - \"&IF('Fixture Schedule'!B47=\"\",\"\",'Fixture Schedule'!L47)&\"w\"))","v":"BLANKCELL : "},{"$f":"IF('Fixture Schedule'!C48=\"Exterior\",\"BLANKCELL : \",IF('Fixture Schedule'!B48=\"\",\"BLANKCELL\",'Fixture Schedule'!B48)&\" : \"&IF('Fixture Schedule'!B48=\"\",\"\",LEFT('Fixture Schedule'!F48,12)&\".. - \"&IF('Fixture Schedule'!B48=\"\",\"\",'Fixture Schedule'!L48)&\"w\"))","v":"BLANKCELL : "},{"$f":"IF('Fixture Schedule'!C49=\"Exterior\",\"BLANKCELL : \",IF('Fixture Schedule'!B49=\"\",\"BLANKCELL\",'Fixture Schedule'!B49)&\" : \"&IF('Fixture Schedule'!B49=\"\",\"\",LEFT('Fixture Schedule'!F49,12)&\".. - \"&IF('Fixture Schedule'!B49=\"\",\"\",'Fixture Schedule'!L49)&\"w\"))","v":"BLANKCELL : "},{"$f":"IF('Fixture Schedule'!C50=\"Exterior\",\"BLANKCELL : \",IF('Fixture Schedule'!B50=\"\",\"BLANKCELL\",'Fixture Schedule'!B50)&\" : \"&IF('Fixture Schedule'!B50=\"\",\"\",LEFT('Fixture Schedule'!F50,12)&\".. - \"&IF('Fixture Schedule'!B50=\"\",\"\",'Fixture Schedule'!L50)&\"w\"))","v":"BLANKCELL : "},{"$f":"IF('Fixture Schedule'!C51=\"Exterior\",\"BLANKCELL : \",IF('Fixture Schedule'!B51=\"\",\"BLANKCELL\",'Fixture Schedule'!B51)&\" : \"&IF('Fixture Schedule'!B51=\"\",\"\",LEFT('Fixture Schedule'!F51,12)&\".. - \"&IF('Fixture Schedule'!B51=\"\",\"\",'Fixture Schedule'!L51)&\"w\"))","v":"BLANKCELL : "},{"$f":"IF('Fixture Schedule'!C52=\"Exterior\",\"BLANKCELL : \",IF('Fixture Schedule'!B52=\"\",\"BLANKCELL\",'Fixture Schedule'!B52)&\" : \"&IF('Fixture Schedule'!B52=\"\",\"\",LEFT('Fixture Schedule'!F52,12)&\".. - \"&IF('Fixture Schedule'!B52=\"\",\"\",'Fixture Schedule'!L52)&\"w\"))","v":"BLANKCELL : "},{"$f":"IF('Fixture Schedule'!C53=\"Exterior\",\"BLANKCELL : \",IF('Fixture Schedule'!B53=\"\",\"BLANKCELL\",'Fixture Schedule'!B53)&\" : \"&IF('Fixture Schedule'!B53=\"\",\"\",LEFT('Fixture Schedule'!F53,12)&\".. - \"&IF('Fixture Schedule'!B53=\"\",\"\",'Fixture Schedule'!L53)&\"w\"))","v":"BLANKCELL : "},{"$f":"IF('Fixture Schedule'!C54=\"Exterior\",\"BLANKCELL : \",IF('Fixture Schedule'!B54=\"\",\"BLANKCELL\",'Fixture Schedule'!B54)&\" : \"&IF('Fixture Schedule'!B54=\"\",\"\",LEFT('Fixture Schedule'!F54,12)&\".. - \"&IF('Fixture Schedule'!B54=\"\",\"\",'Fixture Schedule'!L54)&\"w\"))","v":"BLANKCELL : "},{"$f":"IF('Fixture Schedule'!C55=\"Exterior\",\"BLANKCELL : \",IF('Fixture Schedule'!B55=\"\",\"BLANKCELL\",'Fixture Schedule'!B55)&\" : \"&IF('Fixture Schedule'!B55=\"\",\"\",LEFT('Fixture Schedule'!F55,12)&\".. - \"&IF('Fixture Schedule'!B55=\"\",\"\",'Fixture Schedule'!L55)&\"w\"))","v":"BLANKCELL : "},{"$f":"IF('Fixture Schedule'!C56=\"Exterior\",\"BLANKCELL : \",IF('Fixture Schedule'!B56=\"\",\"BLANKCELL\",'Fixture Schedule'!B56)&\" : \"&IF('Fixture Schedule'!B56=\"\",\"\",LEFT('Fixture Schedule'!F56,12)&\".. - \"&IF('Fixture Schedule'!B56=\"\",\"\",'Fixture Schedule'!L56)&\"w\"))","v":"BLANKCELL : "},{"$f":"IF('Fixture Schedule'!C57=\"Exterior\",\"BLANKCELL : \",IF('Fixture Schedule'!B57=\"\",\"BLANKCELL\",'Fixture Schedule'!B57)&\" : \"&IF('Fixture Schedule'!B57=\"\",\"\",LEFT('Fixture Schedule'!F57,12)&\".. - \"&IF('Fixture Schedule'!B57=\"\",\"\",'Fixture Schedule'!L57)&\"w\"))","v":"BLANKCELL : "},{"$f":"IF('Fixture Schedule'!C58=\"Exterior\",\"BLANKCELL : \",IF('Fixture Schedule'!B58=\"\",\"BLANKCELL\",'Fixture Schedule'!B58)&\" : \"&IF('Fixture Schedule'!B58=\"\",\"\",LEFT('Fixture Schedule'!F58,12)&\".. - \"&IF('Fixture Schedule'!B58=\"\",\"\",'Fixture Schedule'!L58)&\"w\"))","v":"BLANKCELL : "},"Total Design Connected Load\nWatts","Space\nDesign LPD\nWatts/sq.ft.","ASHRAE 90.1-2016 and \nQualified Product List (QPL) \nCompliance","Adjusted\nTotal Connected Load\nWatts","Adjusted\nSpace Design LPD\nWatts/sq.ft","Only LPD-Qualified Spaces Design Wattage","Only LPD-Qualified Total Space Allowance","Qualified connected load (Watts)","% of Load Qualified","Square footage associated with qualified connected load","Non-qualified connected load (Watts)","% of Load Non-Qualified","Square footage associated with non-qualified connected load","Adjusted non-qualified Area connected load (Watts)","Wattage Difference (LPD Allowance - Adjusted LPD Design)*Sq.Ft.","kW","kWh Annual","kWh Lifetime","Gas Therm Annual","Gas Therm Lifetime","% Better than code",null,"Courthouse",0.9]
[null,{"$f":"IF(START!D7=0,\"\",START!D7)","v":""},{"$f":"START!N8","v":0},{"$f":"IFERROR(VLOOKUP(B6,BuildingAreaTypeLPDs,2,FALSE),\"\")","v":""},{"$f":"IFERROR(D6*C6,\"\")","v":""},null,null,null,null,null,null,null,null,null,null,null,null,null,null,null,null,null,null,null,null,null,null,null,null,null,null,null,null,null,null,null,null,null,null,null,null,null,null,null,null,null,null,null,null,null,null,null,null,null,null,{"$f":"IF(SUMPRODUCT(F6:BC6,$F$7:$BC$7)=0,\"\",SUMPRODUCT(F6:BC6,$F$7:$BC$7))","v":""},{"$f":"IFERROR(BD6/C6,0)","v":0},{"$f":"IF(BD6=\"\",\"\",IF(BD6>E6,\"DNQ; Design LPD exceeds code allowance\",IF(BO6=1,\"DNQ; No qualified fixtures in space\",\"LPD qualifies; \"&ROUNDDOWN(BL6*100,0)&\"% of load from qualified fixtures\")))","v":""},{"$f":"IF(BK6+BQ6=0,0,BK6+BQ6)","v":0},{"$f":"IFERROR(BG6/C6,\"\")","v":""},{"$f":"IF(BD6>E6,0,BD6)","v":""},{"$f":"IF(BK5=0,0,E6)","v":""},{"$f":"IF(BI6=0,0,SUMPRODUCT(F6:BC6,$F$7:$BC$7,$F$8:$BC$8))","v":0},{"$f":"IFERROR(BK6/BI6,0)","v":0},{"$f":"BL6*C6","v":0},{"$f":"IFERROR(BI6-BK6,0)","v":0},{"$f":"IFERROR(BN6/BI6,0)","v":0},{"$f":"IF(BI6=0,0,C6-BM6)","v":0},{"$f":"IF(BO6=1,0,IFERROR(MAX(BP6*D6,BN6),0))","v":0},{"$f":"IF(BG6=0,0,IFERROR((D6-BH6)*C6,0))","v":0},{"$f":"((BR6/1000)*CF*(1+HVACd))","v":{"$error":"#N/A"}},{"$f":"BS6*EFLH*(1+HVACe)","v":{"$error":"#N/A"}},{"$f":"15*BT6","v":{"$error":"#N/A"}},{"$f":"BS6*EFLH*HVACg*10","v":{"$error":"#N/A"}},{"$f":"15*BV6","v":{"$error":"#N/A"}},{"$f":"IFERROR((D6-BH6)/D6,\"DNQ\")","v":"DNQ"},null,"Dining: Bar lounge/leisure",0.9]
[null,null,null,null,"Wattage",{"$f":"IF('Fixture Schedule'!C9=\"Interior\",'Fixture Schedule'!L9,0)","v":0},{"$f":"IF('Fixture Schedule'!C10=\"Interior\",'Fixture Schedule'!L10,0)","v":0},{"$f":"IF('Fixture Schedule'!C11=\"Interior\",'Fixture Schedule'!L11,0)","v":0},{"$f":"IF('Fixture Schedule'!C12=\"Interior\",'Fixture Schedule'!L12,0)","v":0},{"$f":"IF('Fixture Schedule'!C13=\"Interior\",'Fixture Schedule'!L13,0)","v":0},{"$f":"IF('Fixture Schedule'!C14=\"Interior\",'Fixture Schedule'!L14,0)","v":0},{"$f":"IF('Fixture Schedule'!C15=\"Interior\",'Fixture Schedule'!L15,0)","v":0},{"$f":"IF('Fixture Schedule'!C16=\"Interior\",'Fixture Schedule'!L16,0)","v":0},{"$f":"IF('Fixture Schedule'!C17=\"Interior\",'Fixture Schedule'!L17,0)","v":0},{"$f":"IF('Fixture Schedule'!C18=\"Interior\",'Fixture Schedule'!L18,0)","v":0},{"$f":"IF('Fixture Schedule'!C19=\"Interior\",'Fixture Schedule'!L19,0)","v":0},{"$f":"IF('Fixture Schedule'!C20=\"Interior\",'Fixture Schedule'!L20,0)","v":0},{"$f":"IF('Fixture Schedule'!C21=\"Interior\",'Fixture Schedule'!L21,0)","v":0},{"$f":"IF('Fixture Schedule'!C22=\"Interior\",'Fixture Schedule'!L22,0)","v":0},{"$f":"IF('Fixture Schedule'!C23=\"Interior\",'Fixture Schedule'!L23,0)","v":0},{"$f":"IF('Fixture Schedule'!C24=\"Interior\",'Fixture Schedule'!L24,0)","v":0},{"$f":"IF('Fixture Schedule'!C25=\"Interior\",'Fixture Schedule'!L25,0)","v":0},{"$f":"IF('Fixture Schedule'!C26=\"Interior\",'Fixture Schedule'!L26,0)","v":0},{"$f":"IF('Fixture Schedule'!C27=\"Interior\",'Fixture Schedule'!L27,0)","v":0},{"$f":"IF('Fixture Schedule'!C28=\"Interior\",'Fixture Schedule'!L28,0)","v":0},{"$f":"IF('Fixture Schedule'!C29=\"Interior\",'Fixture Schedule'!L29,0)","v":0},{"$f":"IF('Fixture Schedule'!C30=\"Interior\",'Fixture Schedule'!L30,0)","v":0},{"$f":"IF('Fixture Schedule'!C31=\"Interior\",'Fixture Schedule'!L31,0)","v":0},{"$f":"IF('Fixture Schedule'!C32=\"Interior\",'Fixture Schedule'!L32,0)","v":0},{"$f":"IF('Fixture Schedule'!C33=\"Interior\",'Fixture Schedule'!L33,0)","v":0},{"$f":"IF('Fixture Schedule'!C34=\"Interior\",'Fixture Schedule'!L34,0)","v":0},{"$f":"IF('Fixture Schedule'!C35=\"Interior\",'Fixture Schedule'!L35,0)","v":0},{"$f":"IF('Fixture Schedule'!C36=\"Interior\",'Fixture Schedule'!L36,0)","v":0},{"$f":"IF('Fixture Schedule'!C37=\"Interior\",'Fixture Schedule'!L37,0)","v":0},{"$f":"IF('Fixture Schedule'!C38=\"Interior\",'Fixture Schedule'!L38,0)","v":0},{"$f":"IF('Fixture Schedule'!C39=\"Interior\",'Fixture Schedule'!L39,0)","v":0},{"$f":"IF('Fixture Schedule'!C40=\"Interior\",'Fixture Schedule'!L40,0)","v":0},{"$f":"IF('Fixture Schedule'!C41=\"Interior\",'Fixture Schedule'!L41,0)","v":0},{"$f":"IF('Fixture Schedule'!C42=\"Interior\",'Fixture Schedule'!L42,0)","v":0},{"$f":"IF('Fixture Schedule'!C43=\"Interior\",'Fixture Schedule'!L43,0)","v":0},{"$f":"IF('Fixture Schedule'!C44=\"Interior\",'Fixture Schedule'!L44,0)","v":0},{"$f":"IF('Fixture Schedule'!C45=\"Interior\",'Fixture Schedule'!L45,0)","v":0},{"$f":"IF('Fixture Schedule'!C46=\"Interior\",'Fixture Schedule'!L46,0)","v":0},{"$f":"IF('Fixture Schedule'!C47=\"Interior\",'Fixture Schedule'!L47,0)","v":0},{"$f":"IF('Fixture Schedule'!C48=\"Interior\",'Fixture Schedule'!L48,0)","v":0},{"$f":"IF('Fixture Schedule'!C49=\"Interior\",'Fixture Schedule'!L49,0)","v":0},{"$f":"IF('Fixture Schedule'!C50=\"Interior\",'Fixture Schedule'!L50,0)","v":0},{"$f":"IF('Fixture Schedule'!C51=\"Interior\",'Fixture Schedule'!L51,0)","v":0},{"$f":"IF('Fixture Schedule'!C52=\"Interior\",'Fixture Schedule'!L52,0)","v":0},{"$f":"IF('Fixture Schedule'!C53=\"Interior\",'Fixture Schedule'!L53,0)","v":0},{"$f":"IF('Fixture Schedule'!C54=\"Interior\",'Fixture Schedule'!L54,0)","v":0},{"$f":"IF('Fixture Schedule'!C55=\"Interior\",'Fixture Schedule'!L55,0)","v":0},{"$f":"IF('Fixture Schedule'!C56=\"Interior\",'Fixture Schedule'!L56,0)","v":0},{"$f":"IF('Fixture Schedule'!C57=\"Interior\",'Fixture Schedule'!L57,0)","v":0},{"$f":"IF('Fixture Schedule'!C58=\"Interior\",'Fixture Schedule'!L58,0)","v":0},null,null,null,null,null,null,null,null,null,null,null,null,null,null,null,null,null,null,null,null,null,null,"Dining: Cafeteria/fast food",0.79]
[null,null,null,null,"DLC/ES",{"$f":"'Fixture Schedule'!$O$9","v":0},{"$f":"'Fixture Schedule'!$O$10","v":0},{"$f":"'Fixture Schedule'!$O$11","v":0},{"$f":"'Fixture Schedule'!$O$12","v":0},{"$f":"'Fixture Schedule'!$O$13","v":0},{"$f":"'Fixture Schedule'!$O$14","v":0},{"$f":"'Fixture Schedule'!$O$15","v":0},{"$f":"'Fixture Schedule'!$O$16","v":0},{"$f":"'Fixture Schedule'!$O$17","v":0},{"$f":"'Fixture Schedule'!$O$18","v":0},{"$f":"'Fixture Schedule'!$O$19","v":0},{"$f":"'Fixture Schedule'!$O$20","v":0},{"$f":"'Fixture Schedule'!$O$21","v":0},{"$f":"'Fixture Schedule'!$O$22","v":0},{"$f":"'Fixture Schedule'!$O$23","v":0},{"$f":"'Fixture Schedule'!$O$24","v":0},{"$f":"'Fixture Schedule'!$O$25","v":0},{"$f":"'Fixture Schedule'!$O$26","v":0},{"$f":"'Fixture Schedule'!$O$27","v":0},{"$f":"'Fixture Schedule'!$O$28","v":0},{"$f":"'Fixture Schedule'!$O$29","v":0},{"$f":"'Fixture Schedule'!$O$30","v":0},{"$f":"'Fixture Schedule'!$O$31","v":0},{"$f":"'Fixture Schedule'!$O$32","v":0},{"$f":"'Fixture Schedule'!$O$33","v":0},{"$f":"'Fixture Schedule'!$O$34","v":0},{"$f":"'Fixture Schedule'!$O$35","v":0},{"$f":"'Fixture Schedule'!$O$36","v":0},{"$f":"'Fixture Schedule'!$O$37","v":0},{"$f":"'Fixture Schedule'!$O$38","v":0},{"$f":"'Fixture Schedule'!$O$39","v":0},{"$f":"'Fixture Schedule'!$O$40","v":0},{"$f":"'Fixture Schedule'!$O$41","v":0},{"$f":"'Fixture Schedule'!$O$42","v":0},{"$f":"'Fixture Schedule'!$O$43","v":0},{"$f":"'Fixture Schedule'!$O$44","v":0},{"$f":"'Fixture Schedule'!$O$45","v":0},{"$f":"'Fixture Schedule'!$O$46","v":0},{"$f":"'Fixture Schedule'!$O$47","v":0},{"$f":"'Fixture Schedule'!$O$48","v":0},{"$f":"'Fixture Schedule'!$O$49","v":0},{"$f":"'Fixture Schedule'!$O$50","v":0},{"$f":"'Fixture Schedule'!$O$51","v":0},{"$f":"'Fixture Schedule'!$O$52","v":0},{"$f":"'Fixture Schedule'!$O$53","v":0},{"$f":"'Fixture Schedule'!$O$54","v":0},{"$f":"'Fixture Schedule'!$O$55","v":0},{"$f":"'Fixture Schedule'!$O$56","v":0},{"$f":"'Fixture Schedule'!$O$57","v":0},{"$f":"'Fixture Schedule'!$O$58","v":0},null,null,null,null,null,null,null,null,null,null,null,null,null,null,null,null,null,null,null,null,null,null,"Dining: Family",0.78]
[]
[null,null,null,null,null,null,null,null,null,null,null,null,null,null,null,null,null,null,null,null,null,null,null,null,null,null,null,null,null,null,null,null,null,null,null,null,null,null,null,null,null,null,null,null,null,null,null,null,null,null,null,null,null,null,null,null,null,null,null,null,null,null,null,null,null,null,null,null,null,null,null,null,null,null,null,null,null,"Dormitory",0.61]
[null,null,null,null,null,null,null,null,null,null,null,null,null,null,null,null,null,null,null,null,null,null,null,null,null,null,null,null,null,null,null,null,null,null,null,null,null,null,null,null,null,null,null,null,null,null,null,null,null,null,null,null,null,null,null,null,null,null,null,null,null,null,null,null,null,null,null,null,null,null,null,null,null,null,null,null,null,"   ↳  Dormitory - Living Quarters",0.54]
[null,null,null,null,null,null,null,null,null,null,null,null,null,null,null,null,null,null,null,null,null,null,null,null,null,null,null,null,null,null,null,null,null,null,null,null,null,null,null,null,null,null,null,null,null,null,null,null,null,null,null,null,null,null,null,null,null,null,null,null,null,null,null,null,null,null,null,null,null,null,null,null,null,null,null,null,null,"Exercise center",0.65]
[null,null,null,null,null,null,null,null,null,null,null,null,null,null,null,null,null,null,null,null,null,null,null,null,null,null,null,null,null,null,null,null,null,null,null,null,null,null,null,null,null,null,null,null,null,null,null,null,null,null,null,null,null,null,null,null,null,null,null,null,null,null,null,null,null,null,null,null,null,null,null,null,null,null,null,null,null,"Facility for the Visually Imapired - Chapel",1.06]
[null,null,null,null,null,null,null,null,null,null,null,null,null,null,null,null,null,null,null,null,null,null,null,null,null,null,null,null,null,null,null,null,null,null,null,null,null,null,null,null,null,null,null,null,null,null,null,null,null,null,null,null,null,null,null,null,null,null,null,null,null,null,null,null,null,null,null,null,null,null,null,null,null,null,null,null,null,"Facility for the Visually Impaired - Recreation room/common living room",1.8]
[null,null,null,null,null,null,null,null,null,null,null,null,null,null,null,null,null,null,null,null,null,null,null,null,null,null,null,null,null,null,null,null,null,null,null,null,null,null,null,null,null,null,null,null,null,null,null,null,null,null,null,null,null,null,null,null,null,null,null,null,null,null,null,null,null,null,null,null,null,null,null,null,null,null,null,null,null,"Fire station",0.53]
[null,null,null,null,null,null,null,null,null,null,null,null,null,null,null,null,null,null,null,null,null,null,null,null,null,null,null,null,null,null,null,null,null,null,null,null,null,null,null,null,null,null,null,null,null,null,null,null,null,null,null,null,null,null,null,null,null,null,null,null,null,null,null,null,null,null,null,null,null,null,null,null,null,null,null,null,null,"   ↳  Fire Station - Sleeping Quarters",0.2]
[null,null,null,null,null,null,null,null,null,null,null,null,null,null,null,null,null,null,null,null,null,null,null,null,null,null,null,null,null,null,null,null,null,null,null,null,null,null,null,null,null,null,null,null,null,null,null,null,null,null,null,null,null,null,null,null,null,null,null,null,null,null,null,null,null,null,null,null,null,null,null,null,null,null,null,null,null,"Gymnasium/Fitness Center",0.68]
[null,null,null,null,null,null,null,null,null,null,null,null,null,null,null,null,null,null,null,null,null,null,null,null,null,null,null,null,null,null,null,null,null,null,null,null,null,null,null,null,null,null,null,null,null,null,null,null,null,null,null,null,null,null,null,null,null,null,null,null,null,null,null,null,null,null,null,null,null,null,null,null,null,null,null,null,null,"   ↳  Gymnasium - Exercise Area",0.5]
[null,null,null,null,null,null,null,null,null,null,null,null,null,null,null,null,null,null,null,null,null,null,null,null,null,null,null,null,null,null,null,null,null,null,null,null,null,null,null,null,null,null,null,null,null,null,null,null,null,null,null,null,null,null,null,null,null,null,null,null,null,null,null,null,null,null,null,null,null,null,null,null,null,null,null,null,null,"   ↳  Gymnasium - Playing area",0.82]
[null,null,null,null,null,null,null,null,null,null,null,null,null,null,null,null,null,null,null,null,null,null,null,null,null,null,null,null,null,null,null,null,null,null,null,null,null,null,null,null,null,null,null,null,null,null,null,null,null,null,null,null,null,null,null,null,null,null,null,null,null,null,null,null,null,null,null,null,null,null,null,null,null,null,null,null,null,"Health-care clinic",0.82]
[null,null,null,null,null,null,null,null,null,null,null,null,null,null,null,null,null,null,null,null,null,null,null,null,null,null,null,null,null,null,null,null,null,null,null,null,null,null,null,null,null,null,null,null,null,null,null,null,null,null,null,null,null,null,null,null,null,null,null,null,null,null,null,null,null,null,null,null,null,null,null,null,null,null,null,null,null,"Hospital",1.05]
[null,null,null,null,null,null,null,null,null,null,null,null,null,null,null,null,null,null,null,null,null,null,null,null,null,null,null,null,null,null,null,null,null,null,null,null,null,null,null,null,null,null,null,null,null,null,null,null,null,null,null,null,null,null,null,null,null,null,null,null,null,null,null,null,null,null,null,null,null,null,null,null,null,null,null,null,null,"   ↳  Healthcare Facility - Exam/treatment room",1.68]
[null,null,null,null,null,null,null,null,null,null,null,null,null,null,null,null,null,null,null,null,null,null,null,null,null,null,null,null,null,null,null,null,null,null,null,null,null,null,null,null,null,null,null,null,null,null,null,null,null,null,null,null,null,null,null,null,null,null,null,null,null,null,null,null,null,null,null,null,null,null,null,null,null,null,null,null,null,"   ↳  Healthcare Facility - Imaging room",1.06]
[null,null,null,null,null,null,null,null,null,null,null,null,null,null,null,null,null,null,null,null,null,null,null,null,null,null,null,null,null,null,null,null,null,null,null,null,null,null,null,null,null,null,null,null,null,null,null,null,null,null,null,null,null,null,null,null,null,null,null,null,null,null,null,null,null,null,null,null,null,null,null,null,null,null,null,null,null,"   ↳  Healthcare Facility - Medical supply room",0.54]
[null,null,null,null,null,null,null,null,null,null,null,null,null,null,null,null,null,null,null,null,null,null,null,null,null,null,null,null,null,null,null,null,null,null,null,null,null,null,null,null,null,null,null,null,null,null,null,null,null,null,null,null,null,null,null,null,null,null,null,null,null,null,null,null,null,null,null,null,null,null,null,null,null,null,null,null,null,"   ↳  Healthcare Facility - Nursery",1]
[null,null,null,null,null,null,null,null,null,null,null,null,null,null,null,null,null,null,null,null,null,null,null,null,null,null,null,null,null,null,null,null,null,null,null,null,null,null,null,null,null,null,null,null,null,null,null,null,null,null,null,null,null,null,null,null,null,null,null,null,null,null,null,null,null,null,null,null,null,null,null,null,null,null,null,null,null,"   ↳  Healthcare Facility - Nurse's station",0.81]
[null,null,null,null,null,null,null,null,null,null,null,null,null,null,null,null,null,null,null,null,null,null,null,null,null,null,null,null,null,null,null,null,null,null,null,null,null,null,null,null,null,null,null,null,null,null,null,null,null,null,null,null,null,null,null,null,null,null,null,null,null,null,null,null,null,null,null,null,null,null,null,null,null,null,null,null,null,"   ↳  Healthcare Facility - Operating room",2.17]
[null,null,null,null,null,null,null,null,null,null,null,null,null,null,null,null,null,null,null,null,null,null,null,null,null,null,null,null,null,null,null,null,null,null,null,null,null,null,null,null,null,null,null,null,null,null,null,null,null,null,null,null,null,null,null,null,null,null,null,null,null,null,null,null,null,null,null,null,null,null,null,null,null,null,null,null,null,"   ↳  Healthcare Facility - Patient room",0.62]
[null,null,null,null,null,null,null,null,null,null,null,null,null,null,null,null,null,null,null,null,null,null,null,null,null,null,null,null,null,null,null,null,null,null,null,null,null,null,null,null,null,null,null,null,null,null,null,null,null,null,null,null,null,null,null,null,null,null,null,null,null,null,null,null,null,null,null,null,null,null,null,null,null,null,null,null,null,"   ↳  Healthcare Facility - Physical therapy room",0.84]
[null,null,null,null,null,null,null,null,null,null,null,null,null,null,null,null,null,null,null,null,null,null,null,null,null,null,null,null,null,null,null,null,null,null,null,null,null,null,null,null,null,null,null,null,null,null,null,null,null,null,null,null,null,null,null,null,null,null,null,null,null,null,null,null,null,null,null,null,null,null,null,null,null,null,null,null,null,"   ↳  Healthcare Facility - Recovery room",1.03]
[null,null,null,null,null,null,null,null,null,null,null,null,null,null,null,null,null,null,null,null,null,null,null,null,null,null,null,null,null,null,null,null,null,null,null,null,null,null,null,null,null,null,null,null,null,null,null,null,null,null,null,null,null,null,null,null,null,null,null,null,null,null,null,null,null,null,null,null,null,null,null,null,null,null,null,null,null,"Hotel/motel",0.75]
[null,null,null,null,null,null,null,null,null,null,null,null,null,null,null,null,null,null,null,null,null,null,null,null,null,null,null,null,null,null,null,null,null,null,null,null,null,null,null,null,null,null,null,null,null,null,null,null,null,null,null,null,null,null,null,null,null,null,null,null,null,null,null,null,null,null,null,null,null,null,null,null,null,null,null,null,null,"Library",0.78]
[null,null,null,null,null,null,null,null,null,null,null,null,null,null,null,null,null,null,null,null,null,null,null,null,null,null,null,null,null,null,null,null,null,null,null,null,null,null,null,null,null,null,null,null,null,null,null,null,null,null,null,null,null,null,null,null,null,null,null,null,null,null,null,null,null,null,null,null,null,null,null,null,null,null,null,null,null,"   ↳  Library - Reading area",0.82]
[null,null,null,null,null,null,null,null,null,null,null,null,null,null,null,null,null,null,null,null,null,null,null,null,null,null,null,null,null,null,null,null,null,null,null,null,null,null,null,null,null,null,null,null,null,null,null,null,null,null,null,null,null,null,null,null,null,null,null,null,null,null,null,null,null,null,null,null,null,null,null,null,null,null,null,null,null,"   ↳  Library - Stacks",1.2]
[null,null,null,null,null,null,null,null,null,null,null,null,null,null,null,null,null,null,null,null,null,null,null,null,null,null,null,null,null,null,null,null,null,null,null,null,null,null,null,null,null,null,null,null,null,null,null,null,null,null,null,null,null,null,null,null,null,null,null,null,null,null,null,null,null,null,null,null,null,null,null,null,null,null,null,null,null,"Manufacturing facility",0.9]
[null,null,null,null,null,null,null,null,null,null,null,null,null,null,null,null,null,null,null,null,null,null,null,null,null,null,null,null,null,null,null,null,null,null,null,null,null,null,null,null,null,null,null,null,null,null,null,null,null,null,null,null,null,null,null,null,null,null,null,null,null,null,null,null,null,null,null,null,null,null,null,null,null,null,null,null,null,"   ↳  Manufacturing facility -  Detailed manufacturing area",0.93]
[null,null,null,null,null,null,null,null,null,null,null,null,null,null,null,null,null,null,null,null,null,null,null,null,null,null,null,null,null,null,null,null,null,null,null,null,null,null,null,null,null,null,null,null,null,null,null,null,null,null,null,null,null,null,null,null,null,null,null,null,null,null,null,null,null,null,null,null,null,null,null,null,null,null,null,null,null,"   ↳  Manufacturing facility - Equipment room",0.65]
[null,null,null,null,null,null,null,null,null,null,null,null,null,null,null,null,null,null,null,null,null,null,null,null,null,null,null,null,null,null,null,null,null,null,null,null,null,null,null,null,null,null,null,null,null,null,null,null,null,null,null,null,null,null,null,null,null,null,null,null,null,null,null,null,null,null,null,null,null,null,null,null,null,null,null,null,null,"   ↳  Manufacturing facility - Extra high bay area (>50 ft floor-to-ceiling height)",1.05]
[null,null,null,null,null,null,null,null,null,null,null,null,null,null,null,null,null,null,null,null,null,null,null,null,null,null,null,null,null,null,null,null,null,null,null,null,null,null,null,null,null,null,null,null,null,null,null,null,null,null,null,null,null,null,null,null,null,null,null,null,null,null,null,null,null,null,null,null,null,null,null,null,null,null,null,null,null,"   ↳  Manufacturing facility - High bay area (25 to 50 ft floor-to-ceiling height)",0.75]
[null,null,null,null,null,null,null,null,null,null,null,null,null,null,null,null,null,null,null,null,null,null,null,null,null,null,null,null,null,null,null,null,null,null,null,null,null,null,null,null,null,null,null,null,null,null,null,null,null,null,null,null,null,null,null,null,null,null,null,null,null,null,null,null,null,null,null,null,null,null,null,null,null,null,null,null,null,"   ↳  Manufacturing facility - Low bay area (<25 ft floor-to-ceiling height)",0.96]
[null,null,null,null,null,null,null,null,null,null,null,null,null,null,null,null,null,null,null,null,null,null,null,null,null,null,null,null,null,null,null,null,null,null,null,null,null,null,null,null,null,null,null,null,null,null,null,null,null,null,null,null,null,null,null,null,null,null,null,null,null,null,null,null,null,null,null,null,null,null,null,null,null,null,null,null,null,"Motion picture theater",0.83]
[null,null,null,null,null,null,null,null,null,null,null,null,null,null,null,null,null,null,null,null,null,null,null,null,null,null,null,null,null,null,null,null,null,null,null,null,null,null,null,null,null,null,null,null,null,null,null,null,null,null,null,null,null,null,null,null,null,null,null,null,null,null,null,null,null,null,null,null,null,null,null,null,null,null,null,null,null,"Multifamily",0.68]
[null,null,null,null,null,null,null,null,null,null,null,null,null,null,null,null,null,null,null,null,null,null,null,null,null,null,null,null,null,null,null,null,null,null,null,null,null,null,null,null,null,null,null,null,null,null,null,null,null,null,null,null,null,null,null,null,null,null,null,null,null,null,null,null,null,null,null,null,null,null,null,null,null,null,null,null,null,"Museum",1.06]
[null,null,null,null,null,null,null,null,null,null,null,null,null,null,null,null,null,null,null,null,null,null,null,null,null,null,null,null,null,null,null,null,null,null,null,null,null,null,null,null,null,null,null,null,null,null,null,null,null,null,null,null,null,null,null,null,null,null,null,null,null,null,null,null,null,null,null,null,null,null,null,null,null,null,null,null,null,"   ↳  Museum - General exhibition area",1.05]
[null,null,null,null,null,null,null,null,null,null,null,null,null,null,null,null,null,null,null,null,null,null,null,null,null,null,null,null,null,null,null,null,null,null,null,null,null,null,null,null,null,null,null,null,null,null,null,null,null,null,null,null,null,null,null,null,null,null,null,null,null,null,null,null,null,null,null,null,null,null,null,null,null,null,null,null,null,"   ↳  Museum - Restoration room",0.85]
[null,null,null,null,null,null,null,null,null,null,null,null,null,null,null,null,null,null,null,null,null,null,null,null,null,null,null,null,null,null,null,null,null,null,null,null,null,null,null,null,null,null,null,null,null,null,null,null,null,null,null,null,null,null,null,null,null,null,null,null,null,null,null,null,null,null,null,null,null,null,null,null,null,null,null,null,null,"Office",0.79]
[null,null,null,null,null,null,null,null,null,null,null,null,null,null,null,null,null,null,null,null,null,null,null,null,null,null,null,null,null,null,null,null,null,null,null,null,null,null,null,null,null,null,null,null,null,null,null,null,null,null,null,null,null,null,null,null,null,null,null,null,null,null,null,null,null,null,null,null,null,null,null,null,null,null,null,null,null,"Parking garage",0.15]
[null,null,null,null,null,null,null,null,null,null,null,null,null,null,null,null,null,null,null,null,null,null,null,null,null,null,null,null,null,null,null,null,null,null,null,null,null,null,null,null,null,null,null,null,null,null,null,null,null,null,null,null,null,null,null,null,null,null,null,null,null,null,null,null,null,null,null,null,null,null,null,null,null,null,null,null,null,"Penitentiary",0.75]
[null,null,null,null,null,null,null,null,null,null,null,null,null,null,null,null,null,null,null,null,null,null,null,null,null,null,null,null,null,null,null,null,null,null,null,null,null,null,null,null,null,null,null,null,null,null,null,null,null,null,null,null,null,null,null,null,null,null,null,null,null,null,null,null,null,null,null,null,null,null,null,null,null,null,null,null,null,"Performing arts theater",1.18]
[null,null,null,null,null,null,null,null,null,null,null,null,null,null,null,null,null,null,null,null,null,null,null,null,null,null,null,null,null,null,null,null,null,null,null,null,null,null,null,null,null,null,null,null,null,null,null,null,null,null,null,null,null,null,null,null,null,null,null,null,null,null,null,null,null,null,null,null,null,null,null,null,null,null,null,null,null,"   ↳ Performing arts theater - Dressing Room",0.36]
[null,null,null,null,null,null,null,null,null,null,null,null,null,null,null,null,null,null,null,null,null,null,null,null,null,null,null,null,null,null,null,null,null,null,null,null,null,null,null,null,null,null,null,null,null,null,null,null,null,null,null,null,null,null,null,null,null,null,null,null,null,null,null,null,null,null,null,null,null,null,null,null,null,null,null,null,null,"Police station",0.8]
[null,null,null,null,null,null,null,null,null,null,null,null,null,null,null,null,null,null,null,null,null,null,null,null,null,null,null,null,null,null,null,null,null,null,null,null,null,null,null,null,null,null,null,null,null,null,null,null,null,null,null,null,null,null,null,null,null,null,null,null,null,null,null,null,null,null,null,null,null,null,null,null,null,null,null,null,null,"Post office",0.67]
[null,null,null,null,null,null,null,null,null,null,null,null,null,null,null,null,null,null,null,null,null,null,null,null,null,null,null,null,null,null,null,null,null,null,null,null,null,null,null,null,null,null,null,null,null,null,null,null,null,null,null,null,null,null,null,null,null,null,null,null,null,null,null,null,null,null,null,null,null,null,null,null,null,null,null,null,null,"   ↳ Post office - Sorting area",0.68]
[null,null,null,null,null,null,null,null,null,null,null,null,null,null,null,null,null,null,null,null,null,null,null,null,null,null,null,null,null,null,null,null,null,null,null,null,null,null,null,null,null,null,null,null,null,null,null,null,null,null,null,null,null,null,null,null,null,null,null,null,null,null,null,null,null,null,null,null,null,null,null,null,null,null,null,null,null,"Religious facility",0.94]
[null,null,null,null,null,null,null,null,null,null,null,null,null,null,null,null,null,null,null,null,null,null,null,null,null,null,null,null,null,null,null,null,null,null,null,null,null,null,null,null,null,null,null,null,null,null,null,null,null,null,null,null,null,null,null,null,null,null,null,null,null,null,null,null,null,null,null,null,null,null,null,null,null,null,null,null,null,"   ↳ Religious facility - Fellowship hall",0.55000000000000004]
[null,null,null,null,null,null,null,null,null,null,null,null,null,null,null,null,null,null,null,null,null,null,null,null,null,null,null,null,null,null,null,null,null,null,null,null,null,null,null,null,null,null,null,null,null,null,null,null,null,null,null,null,null,null,null,null,null,null,null,null,null,null,null,null,null,null,null,null,null,null,null,null,null,null,null,null,null,"   ↳ Religious facility - Worship/pulpit/choir area",1.53]
[null,null,null,null,null,null,null,null,null,null,null,null,null,null,null,null,null,null,null,null,null,null,null,null,null,null,null,null,null,null,null,null,null,null,null,null,null,null,null,null,null,null,null,null,null,null,null,null,null,null,null,null,null,null,null,null,null,null,null,null,null,null,null,null,null,null,null,null,null,null,null,null,null,null,null,null,null,"Retail",1.06]
[null,null,null,null,null,null,null,null,null,null,null,null,null,null,null,null,null,null,null,null,null,null,null,null,null,null,null,null,null,null,null,null,null,null,null,null,null,null,null,null,null,null,null,null,null,null,null,null,null,null,null,null,null,null,null,null,null,null,null,null,null,null,null,null,null,null,null,null,null,null,null,null,null,null,null,null,null,"   ↳ Retail - Dressing/fitting room",0.5]
[null,null,null,null,null,null,null,null,null,null,null,null,null,null,null,null,null,null,null,null,null,null,null,null,null,null,null,null,null,null,null,null,null,null,null,null,null,null,null,null,null,null,null,null,null,null,null,null,null,null,null,null,null,null,null,null,null,null,null,null,null,null,null,null,null,null,null,null,null,null,null,null,null,null,null,null,null,"   ↳ Retail - Mall concourse",0.9]
[null,null,null,null,null,null,null,null,null,null,null,null,null,null,null,null,null,null,null,null,null,null,null,null,null,null,null,null,null,null,null,null,null,null,null,null,null,null,null,null,null,null,null,null,null,null,null,null,null,null,null,null,null,null,null,null,null,null,null,null,null,null,null,null,null,null,null,null,null,null,null,null,null,null,null,null,null,"School/university",0.81]
[null,null,null,null,null,null,null,null,null,null,null,null,null,null,null,null,null,null,null,null,null,null,null,null,null,null,null,null,null,null,null,null,null,null,null,null,null,null,null,null,null,null,null,null,null,null,null,null,null,null,null,null,null,null,null,null,null,null,null,null,null,null,null,null,null,null,null,null,null,null,null,null,null,null,null,null,null,"Sports arena",0.87]
[null,null,null,null,null,null,null,null,null,null,null,null,null,null,null,null,null,null,null,null,null,null,null,null,null,null,null,null,null,null,null,null,null,null,null,null,null,null,null,null,null,null,null,null,null,null,null,null,null,null,null,null,null,null,null,null,null,null,null,null,null,null,null,null,null,null,null,null,null,null,null,null,null,null,null,null,null,"   ↳ Sports arena - Class I facility",2.4700000000000002]
[null,null,null,null,null,null,null,null,null,null,null,null,null,null,null,null,null,null,null,null,null,null,null,null,null,null,null,null,null,null,null,null,null,null,null,null,null,null,null,null,null,null,null,null,null,null,null,null,null,null,null,null,null,null,null,null,null,null,null,null,null,null,null,null,null,null,null,null,null,null,null,null,null,null,null,null,null,"   ↳ Sports arena - Class II facility",1.96]
[null,null,null,null,null,null,null,null,null,null,null,null,null,null,null,null,null,null,null,null,null,null,null,null,null,null,null,null,null,null,null,null,null,null,null,null,null,null,null,null,null,null,null,null,null,null,null,null,null,null,null,null,null,null,null,null,null,null,null,null,null,null,null,null,null,null,null,null,null,null,null,null,null,null,null,null,null,"   ↳ Sports arena - Class III facility",1.7]
[null,null,null,null,null,null,null,null,null,null,null,null,null,null,null,null,null,null,null,null,null,null,null,null,null,null,null,null,null,null,null,null,null,null,null,null,null,null,null,null,null,null,null,null,null,null,null,null,null,null,null,null,null,null,null,null,null,null,null,null,null,null,null,null,null,null,null,null,null,null,null,null,null,null,null,null,null,"   ↳ Sports arena - Class IV facility",1.1299999999999999]
[null,null,null,null,null,null,null,null,null,null,null,null,null,null,null,null,null,null,null,null,null,null,null,null,null,null,null,null,null,null,null,null,null,null,null,null,null,null,null,null,null,null,null,null,null,null,null,null,null,null,null,null,null,null,null,null,null,null,null,null,null,null,null,null,null,null,null,null,null,null,null,null,null,null,null,null,null,"Town hall",0.8]
[null,null,null,null,null,null,null,null,null,null,null,null,null,null,null,null,null,null,null,null,null,null,null,null,null,null,null,null,null,null,null,null,null,null,null,null,null,null,null,null,null,null,null,null,null,null,null,null,null,null,null,null,null,null,null,null,null,null,null,null,null,null,null,null,null,null,null,null,null,null,null,null,null,null,null,null,null,"Transportation",0.61]
[null,null,null,null,null,null,null,null,null,null,null,null,null,null,null,null,null,null,null,null,null,null,null,null,null,null,null,null,null,null,null,null,null,null,null,null,null,null,null,null,null,null,null,null,null,null,null,null,null,null,null,null,null,null,null,null,null,null,null,null,null,null,null,null,null,null,null,null,null,null,null,null,null,null,null,null,null,"   ↳ Transportation facility - Baggage/carousel area",0.45]
[null,null,null,null,null,null,null,null,null,null,null,null,null,null,null,null,null,null,null,null,null,null,null,null,null,null,null,null,null,null,null,null,null,null,null,null,null,null,null,null,null,null,null,null,null,null,null,null,null,null,null,null,null,null,null,null,null,null,null,null,null,null,null,null,null,null,null,null,null,null,null,null,null,null,null,null,null,"   ↳ Transportation facility - Airport concourse",0.31]
[null,null,null,null,null,null,null,null,null,null,null,null,null,null,null,null,null,null,null,null,null,null,null,null,null,null,null,null,null,null,null,null,null,null,null,null,null,null,null,null,null,null,null,null,null,null,null,null,null,null,null,null,null,null,null,null,null,null,null,null,null,null,null,null,null,null,null,null,null,null,null,null,null,null,null,null,null,"   ↳ Transportation facility - Terminal ticket counter",0.62]
[null,null,null,null,null,null,null,null,null,null,null,null,null,null,null,null,null,null,null,null,null,null,null,null,null,null,null,null,null,null,null,null,null,null,null,null,null,null,null,null,null,null,null,null,null,null,null,null,null,null,null,null,null,null,null,null,null,null,null,null,null,null,null,null,null,null,null,null,null,null,null,null,null,null,null,null,null,"Warehouse",0.48]
[null,null,null,null,null,null,null,null,null,null,null,null,null,null,null,null,null,null,null,null,null,null,null,null,null,null,null,null,null,null,null,null,null,null,null,null,null,null,null,null,null,null,null,null,null,null,null,null,null,null,null,null,null,null,null,null,null,null,null,null,null,null,null,null,null,null,null,null,null,null,null,null,null,null,null,null,null,"   ↳ Warehouse - Storage area, Medium to bulky, palletized items",0.35]
[null,null,null,null,null,null,null,null,null,null,null,null,null,null,null,null,null,null,null,null,null,null,null,null,null,null,null,null,null,null,null,null,null,null,null,null,null,null,null,null,null,null,null,null,null,null,null,null,null,null,null,null,null,null,null,null,null,null,null,null,null,null,null,null,null,null,null,null,null,null,null,null,null,null,null,null,null,"   ↳ Warehouse - Storage area, Smaller, hand-carried items (picking area)",0.69]
[null,null,null,null,null,null,null,null,null,null,null,null,null,null,null,null,null,null,null,null,null,null,null,null,null,null,null,null,null,null,null,null,null,null,null,null,null,null,null,null,null,null,null,null,null,null,null,null,null,null,null,null,null,null,null,null,null,null,null,null,null,null,null,null,null,null,null,null,null,null,null,null,null,null,null,null,null,"Workshop",0.9]

{"sheet":"Space-by-Space Method","index":3,"n_rows":109,"n_cols":85,"rows_kept":109,"cut":false,"hidden":true,"merged":[[1,3,1,4],[1,61,1,63],[1,64,1,65],[1,66,1,73],[1,75,1,79]]}
["Interior Lighting - Space-By-Space Method"]
[null,null,"Total Sq.Ft.:",{"$f":"SUMPRODUCT(D4:D78,E4:E78)","v":0},null,null,null,null,null,null,null,null,null,null,null,null,null,null,null,null,null,null,null,null,null,null,null,null,null,null,null,null,null,null,null,null,null,null,null,null,null,null,null,null,null,null,null,null,null,null,null,null,null,null,null,null,null,null,null,null,null,"Analysis and Adjustment",null,null,"Pre-Adjustment",null,"Calculations for adjustment",null,null,null,null,null,null,null,null,"Protocol Savings"]
[null,"Floor Number","Specific Room Name/Number","Room Square Footage","Multiplier","ASHRAE 90.1-2016 Common/Building-Specific Space Type\nSelect most appropriate description from dropdown","Atrium Height\nfeet","LPD Allowance\nWatts/sq.ft.","Space Wattage Allowance",{"$f":"IF('Fixture Schedule'!C9=\"Exterior\",\"BLANKCELL : \",IF('Fixture Schedule'!B9=\"\",\"BLANKCELL\",'Fixture Schedule'!B9)&\" : \"&IF('Fixture Schedule'!B9=\"\",\"\",LEFT('Fixture Schedule'!F9,12)&\".. - \"&IF('Fixture Schedule'!B9=\"\",\"\",'Fixture Schedule'!L9)&\"w\"))","v":"BLANKCELL : "},{"$f":"IF('Fixture Schedule'!C10=\"Exterior\",\"BLANKCELL : \",IF('Fixture Schedule'!B10=\"\",\"BLANKCELL\",'Fixture Schedule'!B10)&\" : \"&IF('Fixture Schedule'!B10=\"\",\"\",LEFT('Fixture Schedule'!F10,12)&\".. - \"&IF('Fixture Schedule'!B10=\"\",\"\",'Fixture Schedule'!L10)&\"w\"))","v":"BLANKCELL : "},{"$f":"IF('Fixture Schedule'!C11=\"Exterior\",\"BLANKCELL : \",IF('Fixture Schedule'!B11=\"\",\"BLANKCELL\",'Fixture Schedule'!B11)&\" : \"&IF('Fixture Schedule'!B11=\"\",\"\",LEFT('Fixture Schedule'!F11,12)&\".. - \"&IF('Fixture Schedule'!B11=\"\",\"\",'Fixture Schedule'!L11)&\"w\"))","v":"BLANKCELL : "},{"$f":"IF('Fixture Schedule'!C12=\"Exterior\",\"BLANKCELL : \",IF('Fixture Schedule'!B12=\"\",\"BLANKCELL\",'Fixture Schedule'!B12)&\" : \"&IF('Fixture Schedule'!B12=\"\",\"\",LEFT('Fixture Schedule'!F12,12)&\".. - \"&IF('Fixture Schedule'!B12=\"\",\"\",'Fixture Schedule'!L12)&\"w\"))","v":"BLANKCELL : "},{"$f":"IF('Fixture Schedule'!C13=\"Exterior\",\"BLANKCELL : \",IF('Fixture Schedule'!B13=\"\",\"BLANKCELL\",'Fixture Schedule'!B13)&\" : \"&IF('Fixture Schedule'!B13=\"\",\"\",LEFT('Fixture Schedule'!F13,12)&\".. - \"&IF('Fixture Schedule'!B13=\"\",\"\",'Fixture Schedule'!L13)&\"w\"))","v":"BLANKCELL : "},{"$f":"IF('Fixture Schedule'!C14=\"Exterior\",\"BLANKCELL : \",IF('Fixture Schedule'!B14=\"\",\"BLANKCELL\",'Fixture Schedule'!B14)&\" : \"&IF('Fixture Schedule'!B14=\"\",\"\",LEFT('Fixture Schedule'!F14,12)&\".. - \"&IF('Fixture Schedule'!B14=\"\",\"\",'Fixture Schedule'!L14)&\"w\"))","v":"BLANKCELL : "},{"$f":"IF('Fixture Schedule'!C15=\"Exterior\",\"BLANKCELL : \",IF('Fixture Schedule'!B15=\"\",\"BLANKCELL\",'Fixture Schedule'!B15)&\" : \"&IF('Fixture Schedule'!B15=\"\",\"\",LEFT('Fixture Schedule'!F15,12)&\".. - \"&IF('Fixture Schedule'!B15=\"\",\"\",'Fixture Schedule'!L15)&\"w\"))","v":"BLANKCELL : "},{"$f":"IF('Fixture Schedule'!C16=\"Exterior\",\"BLANKCELL : \",IF('Fixture Schedule'!B16=\"\",\"BLANKCELL\",'Fixture Schedule'!B16)&\" : \"&IF('Fixture Schedule'!B16=\"\",\"\",LEFT('Fixture Schedule'!F16,12)&\".. - \"&IF('Fixture Schedule'!B16=\"\",\"\",'Fixture Schedule'!L16)&\"w\"))","v":"BLANKCELL : "},{"$f":"IF('Fixture Schedule'!C17=\"Exterior\",\"BLANKCELL : \",IF('Fixture Schedule'!B17=\"\",\"BLANKCELL\",'Fixture Schedule'!B17)&\" : \"&IF('Fixture Schedule'!B17=\"\",\"\",LEFT('Fixture Schedule'!F17,12)&\".. - \"&IF('Fixture Schedule'!B17=\"\",\"\",'Fixture Schedule'!L17)&\"w\"))","v":"BLANKCELL : "},{"$f":"IF('Fixture Schedule'!C18=\"Exterior\",\"BLANKCELL : \",IF('Fixture Schedule'!B18=\"\",\"BLANKCELL\",'Fixture Schedule'!B18)&\" : \"&IF('Fixture Schedule'!B18=\"\",\"\",LEFT('Fixture Schedule'!F18,12)&\".. - \"&IF('Fixture Schedule'!B18=\"\",\"\",'Fixture Schedule'!L18)&\"w\"))","v":"BLANKCELL : "},{"$f":"IF('Fixture Schedule'!C19=\"Exterior\",\"BLANKCELL : \",IF('Fixture Schedule'!B19=\"\",\"BLANKCELL\",'Fixture Schedule'!B19)&\" : \"&IF('Fixture Schedule'!B19=\"\",\"\",LEFT('Fixture Schedule'!F19,12)&\".. - \"&IF('Fixture Schedule'!B19=\"\",\"\",'Fixture Schedule'!L19)&\"w\"))","v":"BLANKCELL : "},{"$f":"IF('Fixture Schedule'!C20=\"Exterior\",\"BLANKCELL : \",IF('Fixture Schedule'!B20=\"\",\"BLANKCELL\",'Fixture Schedule'!B20)&\" : \"&IF('Fixture Schedule'!B20=\"\",\"\",LEFT('Fixture Schedule'!F20,12)&\".. - \"&IF('Fixture Schedule'!B20=\"\",\"\",'Fixture Schedule'!L20)&\"w\"))","v":"BLANKCELL : "},{"$f":"IF('Fixture Schedule'!C21=\"Exterior\",\"BLANKCELL : \",IF('Fixture Schedule'!B21=\"\",\"BLANKCELL\",'Fixture Schedule'!B21)&\" : \"&IF('Fixture Schedule'!B21=\"\",\"\",LEFT('Fixture Schedule'!F21,12)&\".. - \"&IF('Fixture Schedule'!B21=\"\",\"\",'Fixture Schedule'!L21)&\"w\"))","v":"BLANKCELL : "},{"$f":"IF('Fixture Schedule'!C22=\"Exterior\",\"BLANKCELL : \",IF('Fixture Schedule'!B22=\"\",\"BLANKCELL\",'Fixture Schedule'!B22)&\" : \"&IF('Fixture Schedule'!B22=\"\",\"\",LEFT('Fixture Schedule'!F22,12)&\".. - \"&IF('Fixture Schedule'!B22=\"\",\"\",'Fixture Schedule'!L22)&\"w\"))","v":"BLANKCELL : "},{"$f":"IF('Fixture Schedule'!C23=\"Exterior\",\"BLANKCELL : \",IF('Fixture Schedule'!B23=\"\",\"BLANKCELL\",'Fixture Schedule'!B23)&\" : \"&IF('Fixture Schedule'!B23=\"\",\"\",LEFT('Fixture Schedule'!F23,12)&\".. - \"&IF('Fixture Schedule'!B23=\"\",\"\",'Fixture Schedule'!L23)&\"w\"))","v":"BLANKCELL : "},{"$f":"IF('Fixture Schedule'!C24=\"Exterior\",\"BLANKCELL : \",IF('Fixture Schedule'!B24=\"\",\"BLANKCELL\",'Fixture Schedule'!B24)&\" : \"&IF('Fixture Schedule'!B24=\"\",\"\",LEFT('Fixture Schedule'!F24,12)&\".. - \"&IF('Fixture Schedule'!B24=\"\",\"\",'Fixture Schedule'!L24)&\"w\"))","v":"BLANKCELL : "},{"$f":"IF('Fixture Schedule'!C25=\"Exterior\",\"BLANKCELL : \",IF('Fixture Schedule'!B25=\"\",\"BLANKCELL\",'Fixture Schedule'!B25)&\" : \"&IF('Fixture Schedule'!B25=\"\",\"\",LEFT('Fixture Schedule'!F25,12)&\".. - \"&IF('Fixture Schedule'!B25=\"\",\"\",'Fixture Schedule'!L25)&\"w\"))","v":"BLANKCELL : "},{"$f":"IF('Fixture Schedule'!C26=\"Exterior\",\"BLANKCELL : \",IF('Fixture Schedule'!B26=\"\",\"BLANKCELL\",'Fixture Schedule'!B26)&\" : \"&IF('Fixture Schedule'!B26=\"\",\"\",LEFT('Fixture Schedule'!F26,12)&\".. - \"&IF('Fixture Schedule'!B26=\"\",\"\",'Fixture Schedule'!L26)&\"w\"))","v":"BLANKCELL : "},{"$f":"IF('Fixture Schedule'!C27=\"Exterior\",\"BLANKCELL : \",IF('Fixture Schedule'!B27=\"\",\"BLANKCELL\",'Fixture Schedule'!B27)&\" : \"&IF('Fixture Schedule'!B27=\"\",\"\",LEFT('Fixture Schedule'!F27,12)&\".. - \"&IF('Fixture Schedule'!B27=\"\",\"\",'Fixture Schedule'!L27)&\"w\"))","v":"BLANKCELL : "},{"$f":"IF('Fixture Schedule'!C28=\"Exterior\",\"BLANKCELL : \",IF('Fixture Schedule'!B28=\"\",\"BLANKCELL\",'Fixture Schedule'!B28)&\" : \"&IF('Fixture Schedule'!B28=\"\",\"\",LEFT('Fixture Schedule'!F28,12)&\".. - \"&IF('Fixture Schedule'!B28=\"\",\"\",'Fixture Schedule'!L28)&\"w\"))","v":"BLANKCELL : "},{"$f":"IF('Fixture Schedule'!C29=\"Exterior\",\"BLANKCELL : \",IF('Fixture Schedule'!B29=\"\",\"BLANKCELL\",'Fixture Schedule'!B29)&\" : \"&IF('Fixture Schedule'!B29=\"\",\"\",LEFT('Fixture Schedule'!F29,12)&\".. - \"&IF('Fixture Schedule'!B29=\"\",\"\",'Fixture Schedule'!L29)&\"w\"))","v":"BLANKCELL : "},{"$f":"IF('Fixture Schedule'!C30=\"Exterior\",\"BLANKCELL : \",IF('Fixture Schedule'!B30=\"\",\"BLANKCELL\",'Fixture Schedule'!B30)&\" : \"&IF('Fixture Schedule'!B30=\"\",\"\",LEFT('Fixture Schedule'!F30,12)&\".. - \"&IF('Fixture Schedule'!B30=\"\",\"\",'Fixture Schedule'!L30)&\"w\"))","v":"BLANKCELL : "},{"$f":"IF('Fixture Schedule'!C31=\"Exterior\",\"BLANKCELL : \",IF('Fixture Schedule'!B31=\"\",\"BLANKCELL\",'Fixture Schedule'!B31)&\" : \"&IF('Fixture Schedule'!B31=\"\",\"\",LEFT('Fixture Schedule'!F31,12)&\".. - \"&IF('Fixture Schedule'!B31=\"\",\"\",'Fixture Schedule'!L31)&\"w\"))","v":"BLANKCELL : "},{"$f":"IF('Fixture Schedule'!C32=\"Exterior\",\"BLANKCELL : \",IF('Fixture Schedule'!B32=\"\",\"BLANKCELL\",'Fixture Schedule'!B32)&\" : \"&IF('Fixture Schedule'!B32=\"\",\"\",LEFT('Fixture Schedule'!F32,12)&\".. - \"&IF('Fixture Schedule'!B32=\"\",\"\",'Fixture Schedule'!L32)&\"w\"))","v":"BLANKCELL : "},{"$f":"IF('Fixture Schedule'!C33=\"Exterior\",\"BLANKCELL : \",IF('Fixture Schedule'!B33=\"\",\"BLANKCELL\",'Fixture Schedule'!B33)&\" : \"&IF('Fixture Schedule'!B33=\"\",\"\",LEFT('Fixture Schedule'!F33,12)&\".. - \"&IF('Fixture Schedule'!B33=\"\",\"\",'Fixture Schedule'!L33)&\"w\"))","v":"BLANKCELL : "},{"$f":"IF('Fixture Schedule'!C34=\"Exterior\",\"BLANKCELL : \",IF('Fixture Schedule'!B34=\"\",\"BLANKCELL\",'Fixture Schedule'!B34)&\" : \"&IF('Fixture Schedule'!B34=\"\",\"\",LEFT('Fixture Schedule'!F34,12)&\".. - \"&IF('Fixture Schedule'!B34=\"\",\"\",'Fixture Schedule'!L34)&\"w\"))","v":"BLANKCELL : "},{"$f":"IF('Fixture Schedule'!C35=\"Exterior\",\"BLANKCELL : \",IF('Fixture Schedule'!B35=\"\",\"BLANKCELL\",'Fixture Schedule'!B35)&\" : \"&IF('Fixture Schedule'!B35=\"\",\"\",LEFT('Fixture Schedule'!F35,12)&\".. - \"&IF('Fixture Schedule'!B35=\"\",\"\",'Fixture Schedule'!L35)&\"w\"))","v":"BLANKCELL : "},{"$f":"IF('Fixture Schedule'!C36=\"Exterior\",\"BLANKCELL : \",IF('Fixture Schedule'!B36=\"\",\"BLANKCELL\",'Fixture Schedule'!B36)&\" : \"&IF('Fixture Schedule'!B36=\"\",\"\",LEFT('Fixture Schedule'!F36,12)&\".. - \"&IF('Fixture Schedule'!B36=\"\",\"\",'Fixture Schedule'!L36)&\"w\"))","v":"BLANKCELL : "},{"$f":"IF('Fixture Schedule'!C37=\"Exterior\",\"BLANKCELL : \",IF('Fixture Schedule'!B37=\"\",\"BLANKCELL\",'Fixture Schedule'!B37)&\" : \"&IF('Fixture Schedule'!B37=\"\",\"\",LEFT('Fixture Schedule'!F37,12)&\".. - \"&IF('Fixture Schedule'!B37=\"\",\"\",'Fixture Schedule'!L37)&\"w\"))","v":"BLANKCELL : "},{"$f":"IF('Fixture Schedule'!C38=\"Exterior\",\"BLANKCELL : \",IF('Fixture Schedule'!B38=\"\",\"BLANKCELL\",'Fixture Schedule'!B38)&\" : \"&IF('Fixture Schedule'!B38=\"\",\"\",LEFT('Fixture Schedule'!F38,12)&\".. - \"&IF('Fixture Schedule'!B38=\"\",\"\",'Fixture Schedule'!L38)&\"w\"))","v":"BLANKCELL : "},{"$f":"IF('Fixture Schedule'!C39=\"Exterior\",\"BLANKCELL : \",IF('Fixture Schedule'!B39=\"\",\"BLANKCELL\",'Fixture Schedule'!B39)&\" : \"&IF('Fixture Schedule'!B39=\"\",\"\",LEFT('Fixture Schedule'!F39,12)&\".. - \"&IF('Fixture Schedule'!B39=\"\",\"\",'Fixture Schedule'!L39)&\"w\"))","v":"BLANKCELL : "},{"$f":"IF('Fixture Schedule'!C40=\"Exterior\",\"BLANKCELL : \",IF('Fixture Schedule'!B40=\"\",\"BLANKCELL\",'Fixture Schedule'!B40)&\" : \"&IF('Fixture Schedule'!B40=\"\",\"\",LEFT('Fixture Schedule'!F40,12)&\".. - \"&IF('Fixture Schedule'!B40=\"\",\"\",'Fixture Schedule'!L40)&\"w\"))","v":"BLANKCELL : "},{"$f":"IF('Fixture Schedule'!C41=\"Exterior\",\"BLANKCELL : \",IF('Fixture Schedule'!B41=\"\",\"BLANKCELL\",'Fixture Schedule'!B41)&\" : \"&IF('Fixture Schedule'!B41=\"\",\"\",LEFT('Fixture Schedule'!F41,12)&\".. - \"&IF('Fixture Schedule'!B41=\"\",\"\",'Fixture Schedule'!L41)&\"w\"))","v":"BLANKCELL : "},{"$f":"IF('Fixture Schedule'!C42=\"Exterior\",\"BLANKCELL : \",IF('Fixture Schedule'!B42=\"\",\"BLANKCELL\",'Fixture Schedule'!B42)&\" : \"&IF('Fixture Schedule'!B42=\"\",\"\",LEFT('Fixture Schedule'!F42,12)&\".. - \"&IF('Fixture Schedule'!B42=\"\",\"\",'Fixture Schedule'!L42)&\"w\"))","v":"BLANKCELL : "},{"$f":"IF('Fixture Schedule'!C43=\"Exterior\",\"BLANKCELL : \",IF('Fixture Schedule'!B43=\"\",\"BLANKCELL\",'Fixture Schedule'!B43)&\" : \"&IF('Fixture Schedule'!B43=\"\",\"\",LEFT('Fixture Schedule'!F43,12)&\".. - \"&IF('Fixture Schedule'!B43=\"\",\"\",'Fixture Schedule'!L43)&\"w\"))","v":"BLANKCELL : "},{"$f":"IF('Fixture Schedule'!C44=\"Exterior\",\"BLANKCELL : \",IF('Fixture Schedule'!B44=\"\",\"BLANKCELL\",'Fixture Schedule'!B44)&\" : \"&IF('Fixture Schedule'!B44=\"\",\"\",LEFT('Fixture Schedule'!F44,12)&\".. - \"&IF('Fixture Schedule'!B44=\"\",\"\",'Fixture Schedule'!L44)&\"w\"))","v":"BLANKCELL : "},{"$f":"IF('Fixture Schedule'!C45=\"Exterior\",\"BLANKCELL : \",IF('Fixture Schedule'!B45=\"\",\"BLANKCELL\",'Fixture Schedule'!B45)&\" : \"&IF('Fixture Schedule'!B45=\"\",\"\",LEFT('Fixture Schedule'!F45,12)&\".. - \"&IF('Fixture Schedule'!B45=\"\",\"\",'Fixture Schedule'!L45)&\"w\"))","v":"BLANKCELL : "},{"$f":"IF('Fixture Schedule'!C46=\"Exterior\",\"BLANKCELL : \",IF('Fixture Schedule'!B46=\"\",\"BLANKCELL\",'Fixture Schedule'!B46)&\" : \"&IF('Fixture Schedule'!B46=\"\",\"\",LEFT('Fixture Schedule'!F46,12)&\".. - \"&IF('Fixture Schedule'!B46=\"\",\"\",'Fixture Schedule'!L46)&\"w\"))","v":"BLANKCELL : "},{"$f":"IF('Fixture Schedule'!C47=\"Exterior\",\"BLANKCELL : \",IF('Fixture Schedule'!B47=\"\",\"BLANKCELL\",'Fixture Schedule'!B47)&\" : \"&IF('Fixture Schedule'!B47=\"\",\"\",LEFT('Fixture Schedule'!F47,12)&\".. - \"&IF('Fixture Schedule'!B47=\"\",\"\",'Fixture Schedule'!L47)&\"w\"))","v":"BLANKCELL : "},{"$f":"IF('Fixture Schedule'!C48=\"Exterior\",\"BLANKCELL : \",IF('Fixture Schedule'!B48=\"\",\"BLANKCELL\",'Fixture Schedule'!B48)&\" : \"&IF('Fixture Schedule'!B48=\"\",\"\",LEFT('Fixture Schedule'!F48,12)&\".. - \"&IF('Fixture Schedule'!B48=\"\",\"\",'Fixture Schedule'!L48)&\"w\"))","v":"BLANKCELL : "},{"$f":"IF('Fixture Schedule'!C49=\"Exterior\",\"BLANKCELL : \",IF('Fixture Schedule'!B49=\"\",\"BLANKCELL\",'Fixture Schedule'!B49)&\" : \"&IF('Fixture Schedule'!B49=\"\",\"\",LEFT('Fixture Schedule'!F49,12)&\".. - \"&IF('Fixture Schedule'!B49=\"\",\"\",'Fixture Schedule'!L49)&\"w\"))","v":"BLANKCELL : "},{"$f":"IF('Fixture Schedule'!C50=\"Exterior\",\"BLANKCELL : \",IF('Fixture Schedule'!B50=\"\",\"BLANKCELL\",'Fixture Schedule'!B50)&\" : \"&IF('Fixture Schedule'!B50=\"\",\"\",LEFT('Fixture Schedule'!F50,12)&\".. - \"&IF('Fixture Schedule'!B50=\"\",\"\",'Fixture Schedule'!L50)&\"w\"))","v":"BLANKCELL : "},{"$f":"IF('Fixture Schedule'!C51=\"Exterior\",\"BLANKCELL : \",IF('Fixture Schedule'!B51=\"\",\"BLANKCELL\",'Fixture Schedule'!B51)&\" : \"&IF('Fixture Schedule'!B51=\"\",\"\",LEFT('Fixture Schedule'!F51,12)&\".. - \"&IF('Fixture Schedule'!B51=\"\",\"\",'Fixture Schedule'!L51)&\"w\"))","v":"BLANKCELL : "},{"$f":"IF('Fixture Schedule'!C52=\"Exterior\",\"BLANKCELL : \",IF('Fixture Schedule'!B52=\"\",\"BLANKCELL\",'Fixture Schedule'!B52)&\" : \"&IF('Fixture Schedule'!B52=\"\",\"\",LEFT('Fixture Schedule'!F52,12)&\".. - \"&IF('Fixture Schedule'!B52=\"\",\"\",'Fixture Schedule'!L52)&\"w\"))","v":"BLANKCELL : "},{"$f":"IF('Fixture Schedule'!C53=\"Exterior\",\"BLANKCELL : \",IF('Fixture Schedule'!B53=\"\",\"BLANKCELL\",'Fixture Schedule'!B53)&\" : \"&IF('Fixture Schedule'!B53=\"\",\"\",LEFT('Fixture Schedule'!F53,12)&\".. - \"&IF('Fixture Schedule'!B53=\"\",\"\",'Fixture Schedule'!L53)&\"w\"))","v":"BLANKCELL : "},{"$f":"IF('Fixture Schedule'!C54=\"Exterior\",\"BLANKCELL : \",IF('Fixture Schedule'!B54=\"\",\"BLANKCELL\",'Fixture Schedule'!B54)&\" : \"&IF('Fixture Schedule'!B54=\"\",\"\",LEFT('Fixture Schedule'!F54,12)&\".. - \"&IF('Fixture Schedule'!B54=\"\",\"\",'Fixture Schedule'!L54)&\"w\"))","v":"BLANKCELL : "},{"$f":"IF('Fixture Schedule'!C55=\"Exterior\",\"BLANKCELL : \",IF('Fixture Schedule'!B55=\"\",\"BLANKCELL\",'Fixture Schedule'!B55)&\" : \"&IF('Fixture Schedule'!B55=\"\",\"\",LEFT('Fixture Schedule'!F55,12)&\".. - \"&IF('Fixture Schedule'!B55=\"\",\"\",'Fixture Schedule'!L55)&\"w\"))","v":"BLANKCELL : "},{"$f":"IF('Fixture Schedule'!C56=\"Exterior\",\"BLANKCELL : \",IF('Fixture Schedule'!B56=\"\",\"BLANKCELL\",'Fixture Schedule'!B56)&\" : \"&IF('Fixture Schedule'!B56=\"\",\"\",LEFT('Fixture Schedule'!F56,12)&\".. - \"&IF('Fixture Schedule'!B56=\"\",\"\",'Fixture Schedule'!L56)&\"w\"))","v":"BLANKCELL : "},{"$f":"IF('Fixture Schedule'!C57=\"Exterior\",\"BLANKCELL : \",IF('Fixture Schedule'!B57=\"\",\"BLANKCELL\",'Fixture Schedule'!B57)&\" : \"&IF('Fixture Schedule'!B57=\"\",\"\",LEFT('Fixture Schedule'!F57,12)&\".. - \"&IF('Fixture Schedule'!B57=\"\",\"\",'Fixture Schedule'!L57)&\"w\"))","v":"BLANKCELL : "},{"$f":"IF('Fixture Schedule'!C58=\"Exterior\",\"BLANKCELL : \",IF('Fixture Schedule'!B58=\"\",\"BLANKCELL\",'Fixture Schedule'!B58)&\" : \"&IF('Fixture Schedule'!B58=\"\",\"\",LEFT('Fixture Schedule'!F58,12)&\".. - \"&IF('Fixture Schedule'!B58=\"\",\"\",'Fixture Schedule'!L58)&\"w\"))","v":"BLANKCELL : "},"Total Design Connected Load\nfor Space\nWatts","Space Design LPD\nWatts/sq.ft.","ASHRAE 90.1-2016 and \nQualified Product List (QPL) \nCompliance\n","Adjusted \nTotal Connected Load for Qualifying Spaces Only\nWatts","Adjusted \nQualified Space Design LPD\n\n\nWatts/sq.ft","Only Qualified Spaces Design Wattage","Qualified Spaces Only - Total Space Wattage Allowance","Qualified connected load (Watts)","% of Load Qualified","Square footage associated with qualified connected load","Non-qualified connected load (Watts)","% of Load Non-Qualified","Square footage associated with non-qualified connected load","Adjusted non-qualified Area connected load (Watts)","Wattage Difference (LPD Allowance - Adjusted LPD Design)*Sq.Ft.*Multiplier",null,"kW","kWh Annual","kWh Lifetime","Gas Therm Annual","Gas Therm Lifetime","% Better than code"]
[null,null,null,null,1,null,null,{"$f":"_xlfn.IFNA(VLOOKUP(F4,SpaceTypeLPDs,2,FALSE)*IF((LEFT(F4,6)=\"ATRIUM\"),G4,1)+VLOOKUP(F4,SpaceTypeLPDs,3,FALSE),\"\")","v":""},{"$f":"IFERROR(D4*H4,\"\")","v":""},null,null,null,null,null,null,null,null,null,null,null,null,null,null,null,null,null,null,null,null,null,null,null,null,null,null,null,null,null,null,null,null,null,null,null,null,null,null,null,null,null,null,null,null,null,null,null,null,null,null,{"$f":"IF(SUMPRODUCT(J4:BG4,$J$80:$BG$80)=0,\"\",SUMPRODUCT(J4:BG4,$J$80:$BG$80))","v":""},{"$f":"IFERROR(BH4/D4,\"\")","v":""},{"$f":"IF(BH4=\"\",\"\",IF(BH4>I4,\"DNQ; Design LPD exceeds code allowance\",IF(BS4=1,\"DNQ; No qualified fixtures in space\",\"LPD qualifies; \"&ROUNDDOWN(BP4*100,0)&\"% load from qualifed fixtures\")))","v":""},{"$f":"IF(BO4+BU4=0,\"\",BO4+BU4)","v":""},{"$f":"IFERROR(BK4/(D4),\"\")","v":""},{"$f":"IF(BH4>I4,0,BH4)","v":""},{"$f":"IF(BV4=0,0,I4)","v":0},{"$f":"IF(BM4=0,0,SUMPRODUCT(J4:BG4,$J$80:$BG$80,$J$81:$BG$81))","v":0},{"$f":"IFERROR(BO4/BM4,0)","v":0},{"$f":"BP4*D4","v":0},{"$f":"IFERROR(BM4-BO4,0)","v":0},{"$f":"IFERROR(BR4/BM4,0)","v":0},{"$f":"IF(BM4=0,0,D4-BQ4)","v":0},{"$f":"IF(BS4=1,0,IFERROR(MAX(BT4*H4,BR4),0))","v":0},{"$f":"IF(BK4=0,0,IFERROR((H4-BL4)*D4*E4,0))","v":0},null,{"$f":"(SUM(BV4:BV78)/1000)*CF*(1+HVACd)","v":{"$error":"#N/A"}},{"$f":"BX4*EFLH*(1+HVACe)","v":{"$error":"#N/A"}},{"$f":"15*BY4","v":{"$error":"#N/A"}},{"$f":"BX4*EFLH*HVACg*10","v":{"$error":"#N/A"}},{"$f":"15*CA4","v":{"$error":"#N/A"}},{"$f":"IFERROR((SUM(BN4:BN78)-SUM(BK4:BK78))/SUM(BN4:BN78),\"DNQ\")","v":"DNQ"},null,"Space Specific Types - 9.6.1","LPD Allowance","Add for Atrium"]
[null,null,null,null,1,null,null,"","",null,null,null,null,null,null,null,null,null,null,null,null,null,null,null,null,null,null,null,null,null,null,null,null,null,null,null,null,null,null,null,null,null,null,null,null,null,null,null,null,null,null,null,null,null,null,null,null,null,null,"","",{"$f":"IF(BH5=\"\",\"\",IF(BH5>I5,\"DNQ; Design LPD exceeds code allowance\",IF(BS5=1,\"DNQ; No qualified fixtures in space\",\"LPD qualifies; \"&ROUNDDOWN(BP5*100,0)&\"% load from qualifed fixtures\")))","v":""},"","","",0,0,{"$f":"IFERROR(BO5/BH5,0)","v":0},0,{"$f":"IFERROR(BM5-BO5,0)","v":0},{"$f":"IFERROR(BR5/BM5,0)","v":0},0,{"$f":"IF(BS5=1,0,IFERROR(MAX(BT5*H5,BR5),0))","v":0},{"$f":"IF(BK5=0,0,IFERROR((H5-BL5)*D5*E5,0))","v":0}]
[null,null,null,null,1,null,null,"","",null,null,null,null,null,null,null,null,null,null,null,null,null,null,null,null,null,null,null,null,null,null,null,null,null,null,null,null,null,null,null,null,null,null,null,null,null,null,null,null,null,null,null,null,null,null,null,null,null,null,"","","","","","",0,0,0,0,0,0,0,0,0,null,null,null,null,null,null,null,null,"***********************COMMON SPACE TYPES*************************"]
[null,null,null,null,1,null,null,"","",null,null,null,null,null,null,null,null,null,null,null,null,null,null,null,null,null,null,null,null,null,null,null,null,null,null,null,null,null,null,null,null,null,null,null,null,null,null,null,null,null,null,null,null,null,null,null,null,null,null,"","","","","","",0,0,0,0,0,0,0,0,0,null,null,null,null,null,null,null,null,"Atrium - <20 ft in height",0.03]
[null,null,null,null,1,null,null,"","",null,null,null,null,null,null,null,null,null,null,null,null,null,null,null,null,null,null,null,null,null,null,null,null,null,null,null,null,null,null,null,null,null,null,null,null,null,null,null,null,null,null,null,null,null,null,null,null,null,null,"","","","","","",0,0,0,0,0,0,0,0,0,null,null,null,null,null,null,null,null,"Atrium - >20 and <40ft in height",0.03]
[null,null,null,null,1,null,null,"","",null,null,null,null,null,null,null,null,null,null,null,null,null,null,null,null,null,null,null,null,null,null,null,null,null,null,null,null,null,null,null,null,null,null,null,null,null,null,null,null,null,null,null,null,null,null,null,null,null,null,"","","","","","",0,0,0,0,0,0,0,0,0,null,null,null,null,null,null,null,null,"Atrium - >40 ft in height",0.02,0.4]
[null,null,null,null,1,null,null,"","",null,null,null,null,null,null,null,null,null,null,null,null,null,null,null,null,null,null,null,null,null,null,null,null,null,null,null,null,null,null,null,null,null,null,null,null,null,null,null,null,null,null,null,null,null,null,null,null,null,null,"","","","","","",0,0,0,0,0,0,0,0,0,null,null,null,null,null,null,null,null,"Audience Seating Area - Auditorium",0.63]
[null,null,null,null,1,null,null,"","",null,null,null,null,null,null,null,null,null,null,null,null,null,null,null,null,null,null,null,null,null,null,null,null,null,null,null,null,null,null,null,null,null,null,null,null,null,null,null,null,null,null,null,null,null,null,null,null,null,null,"","","","","","",0,0,0,0,0,0,0,0,0,null,null,null,null,null,null,null,null,"Audience Seating Area - Convention center",0.82]
[null,null,null,null,1,null,null,"","",null,null,null,null,null,null,null,null,null,null,null,null,null,null,null,null,null,null,null,null,null,null,null,null,null,null,null,null,null,null,null,null,null,null,null,null,null,null,null,null,null,null,null,null,null,null,null,null,null,null,"","","","","","",0,0,0,0,0,0,0,0,0,null,null,null,null,null,null,null,null,"Audience Seating Area - Gymnasium",0.65]
[null,null,null,null,1,null,null,"","",null,null,null,null,null,null,null,null,null,null,null,null,null,null,null,null,null,null,null,null,null,null,null,null,null,null,null,null,null,null,null,null,null,null,null,null,null,null,null,null,null,null,null,null,null,null,null,null,null,null,"","","","","","",0,0,0,0,0,0,0,0,0,null,null,null,null,null,null,null,null,"Audience Seating Area - Motion picture theater",1.1399999999999999]
[null,null,null,null,1,null,null,"","",null,null,null,null,null,null,null,null,null,null,null,null,null,null,null,null,null,null,null,null,null,null,null,null,null,null,null,null,null,null,null,null,null,null,null,null,null,null,null,null,null,null,null,null,null,null,null,null,null,null,"","","","","","",0,0,0,0,0,0,0,0,0,null,null,null,null,null,null,null,null,"Audience Seating Area - Penitentiary",0.28000000000000003]
[null,null,null,null,1,null,null,"",{"$f":"IFERROR(D15*H15,\"\")","v":""},null,null,null,null,null,null,null,null,null,null,null,null,null,null,null,null,null,null,null,null,null,null,null,null,null,null,null,null,null,null,null,null,null,null,null,null,null,null,null,null,null,null,null,null,null,null,null,null,null,null,"","","","","","",0,0,0,0,0,0,0,0,0,null,null,null,null,null,null,null,null,"Audience Seating Area - Performing arts center",2.0299999999999998]
[null,null,null,null,1,null,null,"",{"$f":"IFERROR(D16*H16,\"\")","v":""},null,null,null,null,null,null,null,null,null,null,null,null,null,null,null,null,null,null,null,null,null,null,null,null,null,null,null,null,null,null,null,null,null,null,null,null,null,null,null,null,null,null,null,null,null,null,null,null,null,null,"",{"$f":"IFERROR(BH16/D16,\"\")","v":""},"","","","",0,0,0,0,0,0,0,0,0,null,null,null,null,null,null,null,null,"Audience Seating Area - Religious facility",1.53]
[null,null,null,null,1,null,null,"","",null,null,null,null,null,null,null,null,null,null,null,null,null,null,null,null,null,null,null,null,null,null,null,null,null,null,null,null,null,null,null,null,null,null,null,null,null,null,null,null,null,null,null,null,null,null,null,null,null,null,"",{"$f":"IFERROR(BH17/D17,\"\")","v":""},"","","","",0,0,0,0,0,0,0,0,0,null,null,null,null,null,null,null,null,"Audience Seating Area - Sports arena",0.43]
[null,null,null,null,1,null,null,"","",null,null,null,null,null,null,null,null,null,null,null,null,null,null,null,null,null,null,null,null,null,null,null,null,null,null,null,null,null,null,null,null,null,null,null,null,null,null,null,null,null,null,null,null,null,null,null,null,null,null,"","","","","","",0,0,0,0,0,0,0,0,0,null,null,null,null,null,null,null,null,"Audience Seating Area - all other",0.43]
[null,null,null,null,1,null,null,"","",null,null,null,null,null,null,null,null,null,null,null,null,null,null,null,null,null,null,null,null,null,null,null,null,null,null,null,null,null,null,null,null,null,null,null,null,null,null,null,null,null,null,null,null,null,null,null,null,null,null,"","","","","","",0,0,0,0,0,0,0,0,0,null,null,null,null,null,null,null,null,"Banking Activity Area",0.86]
[null,null,null,null,1,null,null,"","",null,null,null,null,null,null,null,null,null,null,null,null,null,null,null,null,null,null,null,null,null,null,null,null,null,null,null,null,null,null,null,null,null,null,null,null,null,null,null,null,null,null,null,null,null,null,null,null,null,null,"","","","","","",0,0,0,0,0,0,0,0,0,null,null,null,null,null,null,null,null,"Classroom/Lecture Hall/Training Room - Penitentiary",1.34]
[null,null,null,null,1,null,null,"","",null,null,null,null,null,null,null,null,null,null,null,null,null,null,null,null,null,null,null,null,null,null,null,null,null,null,null,null,null,null,null,null,null,null,null,null,null,null,null,null,null,null,null,null,null,null,null,null,null,null,"","","","","","",0,0,0,0,0,0,0,0,0,null,null,null,null,null,null,null,null,"Classroom/Lecture Hall/Training Room - All other",0.92]
[null,null,null,null,1,null,null,"","",null,null,null,null,null,null,null,null,null,null,null,null,null,null,null,null,null,null,null,null,null,null,null,null,null,null,null,null,null,null,null,null,null,null,null,null,null,null,null,null,null,null,null,null,null,null,null,null,null,null,"","","","","","",0,0,0,0,0,0,0,0,0,null,null,null,null,null,null,null,null,"Conference/Meeting/Multipurpose Room",1.07]
[null,null,null,null,1,null,null,"","",null,null,null,null,null,null,null,null,null,null,null,null,null,null,null,null,null,null,null,null,null,null,null,null,null,null,null,null,null,null,null,null,null,null,null,null,null,null,null,null,null,null,null,null,null,null,null,null,null,null,"","","","","","",0,0,0,0,0,0,0,0,0,null,null,null,null,null,null,null,null,"Confinement Cells",0.81]
[null,null,null,null,1,null,null,"","",null,null,null,null,null,null,null,null,null,null,null,null,null,null,null,null,null,null,null,null,null,null,null,null,null,null,null,null,null,null,null,null,null,null,null,null,null,null,null,null,null,null,null,null,null,null,null,null,null,null,"","","","","","",0,0,0,0,0,0,0,0,0,null,null,null,null,null,null,null,null,"Copy/Print Room",0.56000000000000005]
[null,null,null,null,1,null,null,"","",null,null,null,null,null,null,null,null,null,null,null,null,null,null,null,null,null,null,null,null,null,null,null,null,null,null,null,null,null,null,null,null,null,null,null,null,null,null,null,null,null,null,null,null,null,null,null,null,null,null,"","","","","","",0,0,0,0,0,0,0,0,0,null,null,null,null,null,null,null,null,"Corridor - For the visually impaired",0.92]
[null,null,null,null,1,null,null,"","",null,null,null,null,null,null,null,null,null,null,null,null,null,null,null,null,null,null,null,null,null,null,null,null,null,null,null,null,null,null,null,null,null,null,null,null,null,null,null,null,null,null,null,null,null,null,null,null,null,null,"","","","","","",0,0,0,0,0,0,0,0,0,null,null,null,null,null,null,null,null,"Corridor - Hospital",0.92]
[null,null,null,null,1,null,null,"","",null,null,null,null,null,null,null,null,null,null,null,null,null,null,null,null,null,null,null,null,null,null,null,null,null,null,null,null,null,null,null,null,null,null,null,null,null,null,null,null,null,null,null,null,null,null,null,null,null,null,"","","","","","",0,0,0,0,0,0,0,0,0,null,null,null,null,null,null,null,null,"Corridor - Manufacturing Facility",0.28999999999999998]
[null,null,null,null,1,null,null,"","",null,null,null,null,null,null,null,null,null,null,null,null,null,null,null,null,null,null,null,null,null,null,null,null,null,null,null,null,null,null,null,null,null,null,null,null,null,null,null,null,null,null,null,null,null,null,null,null,null,null,"","","","","","",0,0,0,0,0,0,0,0,0,null,null,null,null,null,null,null,null,"Corridor - All other",0.66]
[null,null,null,null,1,null,null,{"$f":"_xlfn.IFNA(VLOOKUP(F29,SpaceTypeLPDs,2,FALSE)*IF((LEFT(F29,6)=\"ATRIUM\"),G29,1)+VLOOKUP(F29,SpaceTypeLPDs,3,FALSE),\"\")","v":""},{"$f":"IFERROR(D29*H29,\"\")","v":""},null,null,null,null,null,null,null,null,null,null,null,null,null,null,null,null,null,null,null,null,null,null,null,null,null,null,null,null,null,null,null,null,null,null,null,null,null,null,null,null,null,null,null,null,null,null,null,null,null,null,{"$f":"IF(SUMPRODUCT(J29:BG29,$J$80:$BG$80)=0,\"\",SUMPRODUCT(J29:BG29,$J$80:$BG$80))","v":""},{"$f":"IFERROR(BH29/D29,\"\")","v":""},{"$f":"IF(BH29=\"\",\"\",IF(BH29>I29,\"DNQ; Design LPD exceeds code allowance\",IF(BS29=1,\"DNQ; No qualified fixtures in space\",\"LPD qualifies; \"&ROUNDDOWN(BP29*100,0)&\"% load from qualifed fixtures\")))","v":""},{"$f":"IF(BO29+BU29=0,\"\",BO29+BU29)","v":""},{"$f":"IFERROR(BK29/(D29),\"\")","v":""},{"$f":"IF(BH29>I29,0,BH29)","v":""},{"$f":"IF(BV29=0,0,I29)","v":0},{"$f":"IF(BM29=0,0,SUMPRODUCT(J29:BG29,$J$80:$BG$80,$J$81:$BG$81))","v":0},{"$f":"IFERROR(BO29/BH29,0)","v":0},{"$f":"BP29*D29","v":0},{"$f":"IFERROR(BM29-BO29,0)","v":0},{"$f":"IFERROR(BR29/BM29,0)","v":0},{"$f":"IF(BM29=0,0,D29-BQ29)","v":0},{"$f":"IF(BS29=1,0,IFERROR(MAX(BT29*H29,BR29),0))","v":0},{"$f":"IF(BK29=0,0,IFERROR((H29-BL29)*D29*E29,0))","v":0},null,null,null,null,null,null,null,null,"Courtroom",1.39]
[null,null,null,null,1,null,null,"","",null,null,null,null,null,null,null,null,null,null,null,null,null,null,null,null,null,null,null,null,null,null,null,null,null,null,null,null,null,null,null,null,null,null,null,null,null,null,null,null,null,null,null,null,null,null,null,null,null,null,"","","","","","",0,0,0,0,0,0,0,0,0,null,null,null,null,null,null,null,null,"Computer Room",1.33]
[null,null,null,null,1,null,null,"","",null,null,null,null,null,null,null,null,null,null,null,null,null,null,null,null,null,null,null,null,null,null,null,null,null,null,null,null,null,null,null,null,null,null,null,null,null,null,null,null,null,null,null,null,null,null,null,null,null,null,"","","","","","",0,0,0,0,0,0,0,0,0,null,null,null,null,null,null,null,null,"Dining Area - Penitentiary",0.96]
[null,null,null,null,1,null,null,"","",null,null,null,null,null,null,null,null,null,null,null,null,null,null,null,null,null,null,null,null,null,null,null,null,null,null,null,null,null,null,null,null,null,null,null,null,null,null,null,null,null,null,null,null,null,null,null,null,null,null,"","","","","","",0,0,0,0,0,0,0,0,0,null,null,null,null,null,null,null,null,"Dining Area - Facility for the visually impaired",2]
[null,null,null,null,1,null,null,"","",null,null,null,null,null,null,null,null,null,null,null,null,null,null,null,null,null,null,null,null,null,null,null,null,null,null,null,null,null,null,null,null,null,null,null,null,null,null,null,null,null,null,null,null,null,null,null,null,null,null,"","","","","","",0,0,0,0,0,0,0,0,0,null,null,null,null,null,null,null,null,"Dining Area - Bar/lounge or leisure dining",0.93]
[null,null,null,null,1,null,null,"","",null,null,null,null,null,null,null,null,null,null,null,null,null,null,null,null,null,null,null,null,null,null,null,null,null,null,null,null,null,null,null,null,null,null,null,null,null,null,null,null,null,null,null,null,null,null,null,null,null,null,"","","","","","",0,0,0,0,0,0,0,0,0,null,null,null,null,null,null,null,null,"Dining Area - Cafeteria or fast food dining",0.63]
[null,null,null,null,1,null,null,"","",null,null,null,null,null,null,null,null,null,null,null,null,null,null,null,null,null,null,null,null,null,null,null,null,null,null,null,null,null,null,null,null,null,null,null,null,null,null,null,null,null,null,null,null,null,null,null,null,null,null,"","","","","","",0,0,0,0,0,0,0,0,0,null,null,null,null,null,null,null,null,"Dining Area - Family dining",0.71]
[null,null,null,null,1,null,null,"","",null,null,null,null,null,null,null,null,null,null,null,null,null,null,null,null,null,null,null,null,null,null,null,null,null,null,null,null,null,null,null,null,null,null,null,null,null,null,null,null,null,null,null,null,null,null,null,null,null,null,"","","","","","",0,0,0,0,0,0,0,0,0,null,null,null,null,null,null,null,null,"Dining Area - All other",0.63]
[null,null,null,null,1,null,null,"","",null,null,null,null,null,null,null,null,null,null,null,null,null,null,null,null,null,null,null,null,null,null,null,null,null,null,null,null,null,null,null,null,null,null,null,null,null,null,null,null,null,null,null,null,null,null,null,null,null,null,"","","","","","",0,0,0,0,0,0,0,0,0,null,null,null,null,null,null,null,null,"Electrical/Mechanical Room",0.43]
[null,null,null,null,1,null,null,"","",null,null,null,null,null,null,null,null,null,null,null,null,null,null,null,null,null,null,null,null,null,null,null,null,null,null,null,null,null,null,null,null,null,null,null,null,null,null,null,null,null,null,null,null,null,null,null,null,null,null,"","","","","","",0,0,0,0,0,0,0,0,0,null,null,null,null,null,null,null,null,"Emergency Vehicle Garage",0.41]
[null,null,null,null,1,null,null,"","",null,null,null,null,null,null,null,null,null,null,null,null,null,null,null,null,null,null,null,null,null,null,null,null,null,null,null,null,null,null,null,null,null,null,null,null,null,null,null,null,null,null,null,null,null,null,null,null,null,null,"","","","","","",0,0,0,0,0,0,0,0,0,null,null,null,null,null,null,null,null,"Food Preparation Area",1.06]
[null,null,null,null,1,null,null,"","",null,null,null,null,null,null,null,null,null,null,null,null,null,null,null,null,null,null,null,null,null,null,null,null,null,null,null,null,null,null,null,null,null,null,null,null,null,null,null,null,null,null,null,null,null,null,null,null,null,null,"","","","","","",0,0,0,0,0,0,0,0,0,null,null,null,null,null,null,null,null,"Guest Room",0.77]
[null,null,null,null,1,null,null,"","",null,null,null,null,null,null,null,null,null,null,null,null,null,null,null,null,null,null,null,null,null,null,null,null,null,null,null,null,null,null,null,null,null,null,null,null,null,null,null,null,null,null,null,null,null,null,null,null,null,null,"","","","","","",0,0,0,0,0,0,0,0,0,null,null,null,null,null,null,null,null,"Laboratory - In or as a classroom",1.2]
[null,null,null,null,1,null,null,"","",null,null,null,null,null,null,null,null,null,null,null,null,null,null,null,null,null,null,null,null,null,null,null,null,null,null,null,null,null,null,null,null,null,null,null,null,null,null,null,null,null,null,null,null,null,null,null,null,null,null,"","","","","","",0,0,0,0,0,0,0,0,0,null,null,null,null,null,null,null,null,"Laboratory - All other",1.45]
[null,null,null,null,1,null,null,"","",null,null,null,null,null,null,null,null,null,null,null,null,null,null,null,null,null,null,null,null,null,null,null,null,null,null,null,null,null,null,null,null,null,null,null,null,null,null,null,null,null,null,null,null,null,null,null,null,null,null,"","","","","","",0,0,0,0,0,0,0,0,0,null,null,null,null,null,null,null,null,"Laundry/Washing Area",0.43]
[null,null,null,null,1,null,null,"","",null,null,null,null,null,null,null,null,null,null,null,null,null,null,null,null,null,null,null,null,null,null,null,null,null,null,null,null,null,null,null,null,null,null,null,null,null,null,null,null,null,null,null,null,null,null,null,null,null,null,"","","","","","",0,0,0,0,0,0,0,0,0,null,null,null,null,null,null,null,null,"Loading Dock, Interior",0.57999999999999996]
[null,null,null,null,1,null,null,"","",null,null,null,null,null,null,null,null,null,null,null,null,null,null,null,null,null,null,null,null,null,null,null,null,null,null,null,null,null,null,null,null,null,null,null,null,null,null,null,null,null,null,null,null,null,null,null,null,null,null,"","","","","","",0,0,0,0,0,0,0,0,0,null,null,null,null,null,null,null,null,"Lobby - Facility for the visually impaired",2.0299999999999998]
[null,null,null,null,1,null,null,"","",null,null,null,null,null,null,null,null,null,null,null,null,null,null,null,null,null,null,null,null,null,null,null,null,null,null,null,null,null,null,null,null,null,null,null,null,null,null,null,null,null,null,null,null,null,null,null,null,null,null,"","","","","","",0,0,0,0,0,0,0,0,0,null,null,null,null,null,null,null,null,"Lobby - Elevator",0.69]
[null,null,null,null,1,null,null,"","",null,null,null,null,null,null,null,null,null,null,null,null,null,null,null,null,null,null,null,null,null,null,null,null,null,null,null,null,null,null,null,null,null,null,null,null,null,null,null,null,null,null,null,null,null,null,null,null,null,null,"","","","","","",0,0,0,0,0,0,0,0,0,null,null,null,null,null,null,null,null,"Lobby - Hotel",1.06]
[null,null,null,null,1,null,null,"","",null,null,null,null,null,null,null,null,null,null,null,null,null,null,null,null,null,null,null,null,null,null,null,null,null,null,null,null,null,null,null,null,null,null,null,null,null,null,null,null,null,null,null,null,null,null,null,null,null,null,"","","","","","",0,0,0,0,0,0,0,0,0,null,null,null,null,null,null,null,null,"Lobby - Motion Picture Theater",0.45]
[null,null,null,null,1,null,null,"","",null,null,null,null,null,null,null,null,null,null,null,null,null,null,null,null,null,null,null,null,null,null,null,null,null,null,null,null,null,null,null,null,null,null,null,null,null,null,null,null,null,null,null,null,null,null,null,null,null,null,"","","","","","",0,0,0,0,0,0,0,0,0,null,null,null,null,null,null,null,null,"Lobby - Performing Arts Theater",1.7]
[null,null,null,null,1,null,null,"","",null,null,null,null,null,null,null,null,null,null,null,null,null,null,null,null,null,null,null,null,null,null,null,null,null,null,null,null,null,null,null,null,null,null,null,null,null,null,null,null,null,null,null,null,null,null,null,null,null,null,"","","","","","",0,0,0,0,0,0,0,0,0,null,null,null,null,null,null,null,null,"Lobby - All other",1]
[null,null,null,null,1,null,null,"","",null,null,null,null,null,null,null,null,null,null,null,null,null,null,null,null,null,null,null,null,null,null,null,null,null,null,null,null,null,null,null,null,null,null,null,null,null,null,null,null,null,null,null,null,null,null,null,null,null,null,"","","","","","",0,0,0,0,0,0,0,0,0,null,null,null,null,null,null,null,null,"Locker Room",0.48]
[null,null,null,null,1,null,null,"","",null,null,null,null,null,null,null,null,null,null,null,null,null,null,null,null,null,null,null,null,null,null,null,null,null,null,null,null,null,null,null,null,null,null,null,null,null,null,null,null,null,null,null,null,null,null,null,null,null,null,"","","","","","",0,0,0,0,0,0,0,0,0,null,null,null,null,null,null,null,null,"Lounge/Breakroom - Healthcare facility",0.78]
[null,null,null,null,1,null,null,"","",null,null,null,null,null,null,null,null,null,null,null,null,null,null,null,null,null,null,null,null,null,null,null,null,null,null,null,null,null,null,null,null,null,null,null,null,null,null,null,null,null,null,null,null,null,null,null,null,null,null,"","","","","","",0,0,0,0,0,0,0,0,0,null,null,null,null,null,null,null,null,"Lounge/Breakroom - All other",0.62]
[null,null,null,null,1,null,null,"","",null,null,null,null,null,null,null,null,null,null,null,null,null,null,null,null,null,null,null,null,null,null,null,null,null,null,null,null,null,null,null,null,null,null,null,null,null,null,null,null,null,null,null,null,null,null,null,null,null,null,"","","","","","",0,0,0,0,0,0,0,0,0,null,null,null,null,null,null,null,null,"Office - Enclosed and less than or equal to 250 sq.ft.",0.93]
[null,null,null,null,1,null,null,"","",null,null,null,null,null,null,null,null,null,null,null,null,null,null,null,null,null,null,null,null,null,null,null,null,null,null,null,null,null,null,null,null,null,null,null,null,null,null,null,null,null,null,null,null,null,null,null,null,null,null,"","","","","","",0,0,0,0,0,0,0,0,0,null,null,null,null,null,null,null,null,"Office - Enclosed and more than 250 sq.ft.",0.93]
[null,null,null,null,1,null,null,"","",null,null,null,null,null,null,null,null,null,null,null,null,null,null,null,null,null,null,null,null,null,null,null,null,null,null,null,null,null,null,null,null,null,null,null,null,null,null,null,null,null,null,null,null,null,null,null,null,null,null,"","","","","","",0,0,0,0,0,0,0,0,0,null,null,null,null,null,null,null,null,"Office - Open plan",0.81]
[null,null,null,null,1,null,null,"","",null,null,null,null,null,null,null,null,null,null,null,null,null,null,null,null,null,null,null,null,null,null,null,null,null,null,null,null,null,null,null,null,null,null,null,null,null,null,null,null,null,null,null,null,null,null,null,null,null,null,"","","","","","",0,0,0,0,0,0,0,0,0,null,null,null,null,null,null,null,null,"Parking Area, Interior",0.14000000000000001]
[null,null,null,null,1,null,null,"","",null,null,null,null,null,null,null,null,null,null,null,null,null,null,null,null,null,null,null,null,null,null,null,null,null,null,null,null,null,null,null,null,null,null,null,null,null,null,null,null,null,null,null,null,null,null,null,null,null,null,"","","","","","",0,0,0,0,0,0,0,0,0,null,null,null,null,null,null,null,null,"Pharmacy Area",1.34]
[null,null,null,null,1,null,null,"","",null,null,null,null,null,null,null,null,null,null,null,null,null,null,null,null,null,null,null,null,null,null,null,null,null,null,null,null,null,null,null,null,null,null,null,null,null,null,null,null,null,null,null,null,null,null,null,null,null,null,"","","","","","",0,0,0,0,0,0,0,0,0,null,null,null,null,null,null,null,null,"Restroom - Facility for the visually impaired",0.96]
[null,null,null,null,1,null,null,"","",null,null,null,null,null,null,null,null,null,null,null,null,null,null,null,null,null,null,null,null,null,null,null,null,null,null,null,null,null,null,null,null,null,null,null,null,null,null,null,null,null,null,null,null,null,null,null,null,null,null,"","","","","","",0,0,0,0,0,0,0,0,0,null,null,null,null,null,null,null,null,"Restroom - All other",0.85]
[null,null,null,null,1,null,null,"","",null,null,null,null,null,null,null,null,null,null,null,null,null,null,null,null,null,null,null,null,null,null,null,null,null,null,null,null,null,null,null,null,null,null,null,null,null,null,null,null,null,null,null,null,null,null,null,null,null,null,"","","","","","",0,0,0,0,0,0,0,0,0,null,null,null,null,null,null,null,null,"Sales Area",1.22]
[null,null,null,null,1,null,null,"","",null,null,null,null,null,null,null,null,null,null,null,null,null,null,null,null,null,null,null,null,null,null,null,null,null,null,null,null,null,null,null,null,null,null,null,null,null,null,null,null,null,null,null,null,null,null,null,null,null,null,"","","","","","",0,0,0,0,0,0,0,0,0,null,null,null,null,null,null,null,null,"Seating Area, General",0.42]
[null,null,null,null,1,null,null,"","",null,null,null,null,null,null,null,null,null,null,null,null,null,null,null,null,null,null,null,null,null,null,null,null,null,null,null,null,null,null,null,null,null,null,null,null,null,null,null,null,null,null,null,null,null,null,null,null,null,null,"","","","","","",0,0,0,0,0,0,0,0,0,null,null,null,null,null,null,null,null,"Stairwell",0.57999999999999996]
[null,null,null,null,1,null,null,"","",null,null,null,null,null,null,null,null,null,null,null,null,null,null,null,null,null,null,null,null,null,null,null,null,null,null,null,null,null,null,null,null,null,null,null,null,null,null,null,null,null,null,null,null,null,null,null,null,null,null,"","","","","","",0,0,0,0,0,0,0,0,0,null,null,null,null,null,null,null,null,"Storage Room - Less than 50 sq.ft.",0.97]
[null,null,null,null,1,null,null,"","",null,null,null,null,null,null,null,null,null,null,null,null,null,null,null,null,null,null,null,null,null,null,null,null,null,null,null,null,null,null,null,null,null,null,null,null,null,null,null,null,null,null,null,null,null,null,null,null,null,null,"","","","","","",0,0,0,0,0,0,0,0,0,null,null,null,null,null,null,null,null,"Storage Room - 50 sq.ft. to no more than 1000 sq.ft.",0.46]
[null,null,null,null,1,null,null,"","",null,null,null,null,null,null,null,null,null,null,null,null,null,null,null,null,null,null,null,null,null,null,null,null,null,null,null,null,null,null,null,null,null,null,null,null,null,null,null,null,null,null,null,null,null,null,null,null,null,null,"","","","","","",0,0,0,0,0,0,0,0,0,null,null,null,null,null,null,null,null,"Storage Room - All other",0.46]
[null,null,null,null,1,null,null,"","",null,null,null,null,null,null,null,null,null,null,null,null,null,null,null,null,null,null,null,null,null,null,null,null,null,null,null,null,null,null,null,null,null,null,null,null,null,null,null,null,null,null,null,null,null,null,null,null,null,null,"","","","","","",0,0,0,0,0,0,0,0,0,null,null,null,null,null,null,null,null,"Vehicular Maintenance Area",0.56000000000000005]
[null,null,null,null,1,null,null,"","",null,null,null,null,null,null,null,null,null,null,null,null,null,null,null,null,null,null,null,null,null,null,null,null,null,null,null,null,null,null,null,null,null,null,null,null,null,null,null,null,null,null,null,null,null,null,null,null,null,null,"","","","","","",0,0,0,0,0,0,0,0,0,null,null,null,null,null,null,null,null,"Workshop",1.1399999999999999]
[null,null,null,null,1,null,null,"","",null,null,null,null,null,null,null,null,null,null,null,null,null,null,null,null,null,null,null,null,null,null,null,null,null,null,null,null,null,null,null,null,null,null,null,null,null,null,null,null,null,null,null,null,null,null,null,null,null,null,"","","","","","",0,0,0,0,0,0,0,0,0,null,null,null,null,null,null,null,null,"*******************BUILDING SPECIFIC SPACE TYPES******************"]
[null,null,null,null,1,null,null,"","",null,null,null,null,null,null,null,null,null,null,null,null,null,null,null,null,null,null,null,null,null,null,null,null,null,null,null,null,null,null,null,null,null,null,null,null,null,null,null,null,null,null,null,null,null,null,null,null,null,null,"","","","","","",0,0,0,0,0,0,0,0,0,null,null,null,null,null,null,null,null,"Facility for the Visually Impaired - Chapel",1.06]
[null,null,null,null,1,null,null,"","",null,null,null,null,null,null,null,null,null,null,null,null,null,null,null,null,null,null,null,null,null,null,null,null,null,null,null,null,null,null,null,null,null,null,null,null,null,null,null,null,null,null,null,null,null,null,null,null,null,null,"","","","","","",0,0,0,0,0,0,0,0,0,null,null,null,null,null,null,null,null,"Facility for the Visually Impaired - Recreation room/common living Room",1.8]
[null,null,null,null,1,null,null,"","",null,null,null,null,null,null,null,null,null,null,null,null,null,null,null,null,null,null,null,null,null,null,null,null,null,null,null,null,null,null,null,null,null,null,null,null,null,null,null,null,null,null,null,null,null,null,null,null,null,null,"","","","","","",0,0,0,0,0,0,0,0,0,null,null,null,null,null,null,null,null,"Convention Center - Exhibit Space",0.88]
[null,null,null,null,1,null,null,"","",null,null,null,null,null,null,null,null,null,null,null,null,null,null,null,null,null,null,null,null,null,null,null,null,null,null,null,null,null,null,null,null,null,null,null,null,null,null,null,null,null,null,null,null,null,null,null,null,null,null,"","","","","","",0,0,0,0,0,0,0,0,0,null,null,null,null,null,null,null,null,"Dormitory - Living Quarters",0.54]
[null,null,null,null,1,null,null,"","",null,null,null,null,null,null,null,null,null,null,null,null,null,null,null,null,null,null,null,null,null,null,null,null,null,null,null,null,null,null,null,null,null,null,null,null,null,null,null,null,null,null,null,null,null,null,null,null,null,null,"","","","","","",0,0,0,0,0,0,0,0,0,null,null,null,null,null,null,null,null,"Fire Station - Sleeping Quarters",0.2]
[null,null,null,null,1,null,null,"","",null,null,null,null,null,null,null,null,null,null,null,null,null,null,null,null,null,null,null,null,null,null,null,null,null,null,null,null,null,null,null,null,null,null,null,null,null,null,null,null,null,null,null,null,null,null,null,null,null,null,"","","","","","",0,0,0,0,0,0,0,0,0,null,null,null,null,null,null,null,null,"Gymnasium/Fitness Center - Exercise Area",0.5]
[null,null,null,null,1,null,null,"","",null,null,null,null,null,null,null,null,null,null,null,null,null,null,null,null,null,null,null,null,null,null,null,null,null,null,null,null,null,null,null,null,null,null,null,null,null,null,null,null,null,null,null,null,null,null,null,null,null,null,"","","","","","",0,0,0,0,0,0,0,0,0,null,null,null,null,null,null,null,null,"Gymnasium/Fitness Center - Playing Area",0.82]
[null,null,null,null,1,null,null,"","",null,null,null,null,null,null,null,null,null,null,null,null,null,null,null,null,null,null,null,null,null,null,null,null,null,null,null,null,null,null,null,null,null,null,null,null,null,null,null,null,null,null,null,null,null,null,null,null,null,null,"","","","","","",0,0,0,0,0,0,0,0,0,null,null,null,null,null,null,null,null,"Healthcare Facility - Exam/Treatment Room",1.68]
[null,null,null,null,1,null,null,"","",null,null,null,null,null,null,null,null,null,null,null,null,null,null,null,null,null,null,null,null,null,null,null,null,null,null,null,null,null,null,null,null,null,null,null,null,null,null,null,null,null,null,null,null,null,null,null,null,null,null,"","","","","","",0,0,0,0,0,0,0,0,0,null,null,null,null,null,null,null,null,"Healthcare Facility - Imaging Room",1.06]
[null,null,null,null,null,null,null,null,"Total Fixt Qty:",{"$f":"SUMPRODUCT(J4:J78,$E$4:$E$78)","v":0},{"$f":"SUMPRODUCT(K4:K78,$E$4:$E$78)","v":0},0,0,0,0,0,0,0,0,0,0,{"$f":"SUMPRODUCT(V4:V78,$E$4:$E$78)","v":0},{"$f":"SUMPRODUCT(W4:W78,$E$4:$E$78)","v":0},{"$f":"SUMPRODUCT(X4:X78,$E$4:$E$78)","v":0},{"$f":"SUMPRODUCT(Y4:Y78,$E$4:$E$78)","v":0},{"$f":"SUMPRODUCT(Z4:Z78,$E$4:$E$78)","v":0},{"$f":"SUMPRODUCT(AA4:AA78,$E$4:$E$78)","v":0},{"$f":"SUMPRODUCT(AB4:AB78,$E$4:$E$78)","v":0},{"$f":"SUMPRODUCT(AC4:AC78,$E$4:$E$78)","v":0},{"$f":"SUMPRODUCT(AD4:AD78,$E$4:$E$78)","v":0},{"$f":"SUMPRODUCT(AE4:AE78,$E$4:$E$78)","v":0},{"$f":"SUMPRODUCT(AF4:AF78,$E$4:$E$78)","v":0},{"$f":"SUMPRODUCT(AG4:AG78,$E$4:$E$78)","v":0},{"$f":"SUMPRODUCT(AH4:AH78,$E$4:$E$78)","v":0},{"$f":"SUMPRODUCT(AI4:AI78,$E$4:$E$78)","v":0},{"$f":"SUMPRODUCT(AJ4:AJ78,$E$4:$E$78)","v":0},{"$f":"SUMPRODUCT(AK4:AK78,$E$4:$E$78)","v":0},{"$f":"SUMPRODUCT(AL4:AL78,$E$4:$E$78)","v":0},{"$f":"SUMPRODUCT(AM4:AM78,$E$4:$E$78)","v":0},{"$f":"SUMPRODUCT(AN4:AN78,$E$4:$E$78)","v":0},{"$f":"SUMPRODUCT(AO4:AO78,$E$4:$E$78)","v":0},{"$f":"SUMPRODUCT(AP4:AP78,$E$4:$E$78)","v":0},{"$f":"SUMPRODUCT(AQ4:AQ78,$E$4:$E$78)","v":0},{"$f":"SUMPRODUCT(AR4:AR78,$E$4:$E$78)","v":0},{"$f":"SUMPRODUCT(AS4:AS78,$E$4:$E$78)","v":0},{"$f":"SUMPRODUCT(AT4:AT78,$E$4:$E$78)","v":0},{"$f":"SUMPRODUCT(AU4:AU78,$E$4:$E$78)","v":0},{"$f":"SUMPRODUCT(AV4:AV78,$E$4:$E$78)","v":0},{"$f":"SUMPRODUCT(AW4:AW78,$E$4:$E$78)","v":0},{"$f":"SUMPRODUCT(AX4:AX78,$E$4:$E$78)","v":0},{"$f":"SUMPRODUCT(AY4:AY78,$E$4:$E$78)","v":0},{"$f":"SUMPRODUCT(AZ4:AZ78,$E$4:$E$78)","v":0},{"$f":"SUMPRODUCT(BA4:BA78,$E$4:$E$78)","v":0},{"$f":"SUMPRODUCT(BB4:BB78,$E$4:$E$78)","v":0},{"$f":"SUMPRODUCT(BC4:BC78,$E$4:$E$78)","v":0},{"$f":"SUMPRODUCT(BD4:BD78,$E$4:$E$78)","v":0},{"$f":"SUMPRODUCT(BE4:BE78,$E$4:$E$78)","v":0},{"$f":"SUMPRODUCT(BF4:BF78,$E$4:$E$78)","v":0},{"$f":"SUMPRODUCT(BG4:BG78,$E$4:$E$78)","v":0},null,null,null,null,null,null,null,null,null,null,null,null,null,null,null,null,null,null,null,null,null,null,null,"Healthcare Facility - Medical Supply Room",0.54]
[null,null,null,null,null,null,null,null,"Wattage:",{"$f":"IF('Fixture Schedule'!C9=\"Interior\",'Fixture Schedule'!L9,0)","v":0},{"$f":"IF('Fixture Schedule'!C10=\"Interior\",'Fixture Schedule'!L10,0)","v":0},{"$f":"IF('Fixture Schedule'!C11=\"Interior\",'Fixture Schedule'!L11,0)","v":0},{"$f":"IF('Fixture Schedule'!C12=\"Interior\",'Fixture Schedule'!L12,0)","v":0},{"$f":"IF('Fixture Schedule'!C13=\"Interior\",'Fixture Schedule'!L13,0)","v":0},{"$f":"IF('Fixture Schedule'!C14=\"Interior\",'Fixture Schedule'!L14,0)","v":0},{"$f":"IF('Fixture Schedule'!C15=\"Interior\",'Fixture Schedule'!L15,0)","v":0},{"$f":"IF('Fixture Schedule'!C16=\"Interior\",'Fixture Schedule'!L16,0)","v":0},{"$f":"IF('Fixture Schedule'!C17=\"Interior\",'Fixture Schedule'!L17,0)","v":0},{"$f":"IF('Fixture Schedule'!C18=\"Interior\",'Fixture Schedule'!L18,0)","v":0},{"$f":"IF('Fixture Schedule'!C19=\"Interior\",'Fixture Schedule'!L19,0)","v":0},{"$f":"IF('Fixture Schedule'!C20=\"Interior\",'Fixture Schedule'!L20,0)","v":0},{"$f":"IF('Fixture Schedule'!C21=\"Interior\",'Fixture Schedule'!L21,0)","v":0},{"$f":"IF('Fixture Schedule'!C22=\"Interior\",'Fixture Schedule'!L22,0)","v":0},{"$f":"IF('Fixture Schedule'!C23=\"Interior\",'Fixture Schedule'!L23,0)","v":0},{"$f":"IF('Fixture Schedule'!C24=\"Interior\",'Fixture Schedule'!L24,0)","v":0},{"$f":"IF('Fixture Schedule'!C25=\"Interior\",'Fixture Schedule'!L25,0)","v":0},{"$f":"IF('Fixture Schedule'!C26=\"Interior\",'Fixture Schedule'!L26,0)","v":0},{"$f":"IF('Fixture Schedule'!C27=\"Interior\",'Fixture Schedule'!L27,0)","v":0},{"$f":"IF('Fixture Schedule'!C28=\"Interior\",'Fixture Schedule'!L28,0)","v":0},{"$f":"IF('Fixture Schedule'!C29=\"Interior\",'Fixture Schedule'!L29,0)","v":0},{"$f":"IF('Fixture Schedule'!C30=\"Interior\",'Fixture Schedule'!L30,0)","v":0},{"$f":"IF('Fixture Schedule'!C31=\"Interior\",'Fixture Schedule'!L31,0)","v":0},{"$f":"IF('Fixture Schedule'!C32=\"Interior\",'Fixture Schedule'!L32,0)","v":0},{"$f":"IF('Fixture Schedule'!C33=\"Interior\",'Fixture Schedule'!L33,0)","v":0},{"$f":"IF('Fixture Schedule'!C34=\"Interior\",'Fixture Schedule'!L34,0)","v":0},{"$f":"IF('Fixture Schedule'!C35=\"Interior\",'Fixture Schedule'!L35,0)","v":0},{"$f":"IF('Fixture Schedule'!C36=\"Interior\",'Fixture Schedule'!L36,0)","v":0},{"$f":"IF('Fixture Schedule'!C37=\"Interior\",'Fixture Schedule'!L37,0)","v":0},{"$f":"IF('Fixture Schedule'!C38=\"Interior\",'Fixture Schedule'!L38,0)","v":0},{"$f":"IF('Fixture Schedule'!C39=\"Interior\",'Fixture Schedule'!L39,0)","v":0},{"$f":"IF('Fixture Schedule'!C40=\"Interior\",'Fixture Schedule'!L40,0)","v":0},{"$f":"IF('Fixture Schedule'!C41=\"Interior\",'Fixture Schedule'!L41,0)","v":0},{"$f":"IF('Fixture Schedule'!C42=\"Interior\",'Fixture Schedule'!L42,0)","v":0},{"$f":"IF('Fixture Schedule'!C43=\"Interior\",'Fixture Schedule'!L43,0)","v":0},{"$f":"IF('Fixture Schedule'!C44=\"Interior\",'Fixture Schedule'!L44,0)","v":0},{"$f":"IF('Fixture Schedule'!C45=\"Interior\",'Fixture Schedule'!L45,0)","v":0},{"$f":"IF('Fixture Schedule'!C46=\"Interior\",'Fixture Schedule'!L46,0)","v":0},{"$f":"IF('Fixture Schedule'!C47=\"Interior\",'Fixture Schedule'!L47,0)","v":0},{"$f":"IF('Fixture Schedule'!C48=\"Interior\",'Fixture Schedule'!L48,0)","v":0},{"$f":"IF('Fixture Schedule'!C49=\"Interior\",'Fixture Schedule'!L49,0)","v":0},{"$f":"IF('Fixture Schedule'!C50=\"Interior\",'Fixture Schedule'!L50,0)","v":0},{"$f":"IF('Fixture Schedule'!C51=\"Interior\",'Fixture Schedule'!L51,0)","v":0},{"$f":"IF('Fixture Schedule'!C52=\"Interior\",'Fixture Schedule'!L52,0)","v":0},{"$f":"IF('Fixture Schedule'!C53=\"Interior\",'Fixture Schedule'!L53,0)","v":0},{"$f":"IF('Fixture Schedule'!C54=\"Interior\",'Fixture Schedule'!L54,0)","v":0},{"$f":"IF('Fixture Schedule'!C55=\"Interior\",'Fixture Schedule'!L55,0)","v":0},{"$f":"IF('Fixture Schedule'!C56=\"Interior\",'Fixture Schedule'!L56,0)","v":0},{"$f":"IF('Fixture Schedule'!C57=\"Interior\",'Fixture Schedule'!L57,0)","v":0},{"$f":"IF('Fixture Schedule'!C58=\"Interior\",'Fixture Schedule'!L58,0)","v":0},null,null,null,null,null,null,null,null,null,null,null,null,null,null,null,null,null,null,null,null,null,null,null,"Healthcare Facility - Nursery",1]
[null,null,null,null,null,null,null,null,"DLC/ES",{"$f":"'Fixture Schedule'!$O$9","v":0},{"$f":"'Fixture Schedule'!$O$10","v":0},{"$f":"'Fixture Schedule'!$O$11","v":0},{"$f":"'Fixture Schedule'!$O$12","v":0},{"$f":"'Fixture Schedule'!$O$13","v":0},{"$f":"'Fixture Schedule'!$O$14","v":0},{"$f":"'Fixture Schedule'!$O$15","v":0},{"$f":"'Fixture Schedule'!$O$16","v":0},{"$f":"'Fixture Schedule'!$O$17","v":0},{"$f":"'Fixture Schedule'!$O$18","v":0},{"$f":"'Fixture Schedule'!$O$19","v":0},{"$f":"'Fixture Schedule'!$O$20","v":0},{"$f":"'Fixture Schedule'!$O$21","v":0},{"$f":"'Fixture Schedule'!$O$22","v":0},{"$f":"'Fixture Schedule'!$O$23","v":0},{"$f":"'Fixture Schedule'!$O$24","v":0},{"$f":"'Fixture Schedule'!$O$25","v":0},{"$f":"'Fixture Schedule'!$O$26","v":0},{"$f":"'Fixture Schedule'!$O$27","v":0},{"$f":"'Fixture Schedule'!$O$28","v":0},{"$f":"'Fixture Schedule'!$O$29","v":0},{"$f":"'Fixture Schedule'!$O$30","v":0},{"$f":"'Fixture Schedule'!$O$31","v":0},{"$f":"'Fixture Schedule'!$O$32","v":0},{"$f":"'Fixture Schedule'!$O$33","v":0},{"$f":"'Fixture Schedule'!$O$34","v":0},{"$f":"'Fixture Schedule'!$O$35","v":0},{"$f":"'Fixture Schedule'!$O$36","v":0},{"$f":"'Fixture Schedule'!$O$37","v":0},{"$f":"'Fixture Schedule'!$O$38","v":0},{"$f":"'Fixture Schedule'!$O$39","v":0},{"$f":"'Fixture Schedule'!$O$40","v":0},{"$f":"'Fixture Schedule'!$O$41","v":0},{"$f":"'Fixture Schedule'!$O$42","v":0},{"$f":"'Fixture Schedule'!$O$43","v":0},{"$f":"'Fixture Schedule'!$O$44","v":0},{"$f":"'Fixture Schedule'!$O$45","v":0},{"$f":"'Fixture Schedule'!$O$46","v":0},{"$f":"'Fixture Schedule'!$O$47","v":0},{"$f":"'Fixture Schedule'!$O$48","v":0},{"$f":"'Fixture Schedule'!$O$49","v":0},{"$f":"'Fixture Schedule'!$O$50","v":0},{"$f":"'Fixture Schedule'!$O$51","v":0},{"$f":"'Fixture Schedule'!$O$52","v":0},{"$f":"'Fixture Schedule'!$O$53","v":0},{"$f":"'Fixture Schedule'!$O$54","v":0},{"$f":"'Fixture Schedule'!$O$55","v":0},{"$f":"'Fixture Schedule'!$O$56","v":0},{"$f":"'Fixture Schedule'!$O$57","v":0},{"$f":"'Fixture Schedule'!$O$58","v":0},null,null,null,null,null,null,null,null,null,null,null,null,null,null,null,null,null,null,null,null,null,null,null,"Healthcare Facility - Nurse's Station",0.81]
[null,null,null,null,null,null,null,null,null,null,null,null,null,null,null,null,null,null,null,null,null,null,null,null,null,null,null,null,null,null,null,null,null,null,null,null,null,null,null,null,null,null,null,null,null,null,null,null,null,null,null,null,null,null,null,null,null,null,null,null,null,null,null,null,null,null,null,null,null,null,null,null,null,null,null,null,null,null,null,null,null,null,"Healthcare Facility - Operating Room",2.17]
[null,null,null,null,null,null,null,null,null,null,null,null,null,null,null,null,null,null,null,null,null,null,null,null,null,null,null,null,null,null,null,null,null,null,null,null,null,null,null,null,null,null,null,null,null,null,null,null,null,null,null,null,null,null,null,null,null,null,null,null,null,null,null,null,null,null,null,null,null,null,null,null,null,null,null,null,null,null,null,null,null,null,"Healthcare Facility - Patient Room",0.62]
[null,null,null,null,null,null,null,null,null,null,null,null,null,null,null,null,null,null,null,null,null,null,null,null,null,null,null,null,null,null,null,null,null,null,null,null,null,null,null,null,null,null,null,null,null,null,null,null,null,null,null,null,null,null,null,null,null,null,null,null,null,null,null,null,null,null,null,null,null,null,null,null,null,null,null,null,null,null,null,null,null,null,"Healthcare Facility - Physical therapy room",0.84]
[null,null,null,null,null,null,null,null,null,null,null,null,null,null,null,null,null,null,null,null,null,null,null,null,null,null,null,null,null,null,null,null,null,null,null,null,null,null,null,null,null,null,null,null,null,null,null,null,null,null,null,null,null,null,null,null,null,null,null,null,null,null,null,null,null,null,null,null,null,null,null,null,null,null,null,null,null,null,null,null,null,null,"Healthcare Facility - Recovery Room",1.03]
[null,null,null,null,null,null,null,null,null,null,null,null,null,null,null,null,null,null,null,null,null,null,null,null,null,null,null,null,null,null,null,null,null,null,null,null,null,null,null,null,null,null,null,null,null,null,null,null,null,null,null,null,null,null,null,null,null,null,null,null,null,null,null,null,null,null,null,null,null,null,null,null,null,null,null,null,null,null,null,null,null,null,"Library - Reading area",0.82]
[null,null,null,null,null,null,null,null,null,null,null,null,null,null,null,null,null,null,null,null,null,null,null,null,null,null,null,null,null,null,null,null,null,null,null,null,null,null,null,null,null,null,null,null,null,null,null,null,null,null,null,null,null,null,null,null,null,null,null,null,null,null,null,null,null,null,null,null,null,null,null,null,null,null,null,null,null,null,null,null,null,null,"Library - Stacks",1.2]
[null,null,null,null,null,null,null,null,null,null,null,null,null,null,null,null,null,null,null,null,null,null,null,null,null,null,null,null,null,null,null,null,null,null,null,null,null,null,null,null,null,null,null,null,null,null,null,null,null,null,null,null,null,null,null,null,null,null,null,null,null,null,null,null,null,null,null,null,null,null,null,null,null,null,null,null,null,null,null,null,null,null,"Manufacturing Facility - Detailed manufacturing area",0.93]
[null,null,null,null,null,null,null,null,null,null,null,null,null,null,null,null,null,null,null,null,null,null,null,null,null,null,null,null,null,null,null,null,null,null,null,null,null,null,null,null,null,null,null,null,null,null,null,null,null,null,null,null,null,null,null,null,null,null,null,null,null,null,null,null,null,null,null,null,null,null,null,null,null,null,null,null,null,null,null,null,null,null,"Manufacturing Facility - Equipment room",0.65]
[null,null,null,null,null,null,null,null,null,null,null,null,null,null,null,null,null,null,null,null,null,null,null,null,null,null,null,null,null,null,null,null,null,null,null,null,null,null,null,null,null,null,null,null,null,null,null,null,null,null,null,null,null,null,null,null,null,null,null,null,null,null,null,null,null,null,null,null,null,null,null,null,null,null,null,null,null,null,null,null,null,null,"Manufacturing Facility - Extra high bay area (>50 ft floor-to-ceiling height)",1.05]
[null,null,null,null,null,null,null,null,null,null,null,null,null,null,null,null,null,null,null,null,null,null,null,null,null,null,null,null,null,null,null,null,null,null,null,null,null,null,null,null,null,null,null,null,null,null,null,null,null,null,null,null,null,null,null,null,null,null,null,null,null,null,null,null,null,null,null,null,null,null,null,null,null,null,null,null,null,null,null,null,null,null,"Manufacturing Facility - High bay area (25 to 50 floor-to-ceiling height)",0.75]
[null,null,null,null,null,null,null,null,null,null,null,null,null,null,null,null,null,null,null,null,null,null,null,null,null,null,null,null,null,null,null,null,null,null,null,null,null,null,null,null,null,null,null,null,null,null,null,null,null,null,null,null,null,null,null,null,null,null,null,null,null,null,null,null,null,null,null,null,null,null,null,null,null,null,null,null,null,null,null,null,null,null,"Manufacturing Facility - Low bay area (<25 ft floor-to-ceiling height)",0.96]
[null,null,null,null,null,null,null,null,null,null,null,null,null,null,null,null,null,null,null,null,null,null,null,null,null,null,null,null,null,null,null,null,null,null,null,null,null,null,null,null,null,null,null,null,null,null,null,null,null,null,null,null,null,null,null,null,null,null,null,null,null,null,null,null,null,null,null,null,null,null,null,null,null,null,null,null,null,null,null,null,null,null,"Museum - General Exhibition area",1.05]
[null,null,null,null,null,null,null,null,null,null,null,null,null,null,null,null,null,null,null,null,null,null,null,null,null,null,null,null,null,null,null,null,null,null,null,null,null,null,null,null,null,null,null,null,null,null,null,null,null,null,null,null,null,null,null,null,null,null,null,null,null,null,null,null,null,null,null,null,null,null,null,null,null,null,null,null,null,null,null,null,null,null,"Museum - Restoration room",0.85]
[null,null,null,null,null,null,null,null,null,null,null,null,null,null,null,null,null,null,null,null,null,null,null,null,null,null,null,null,null,null,null,null,null,null,null,null,null,null,null,null,null,null,null,null,null,null,null,null,null,null,null,null,null,null,null,null,null,null,null,null,null,null,null,null,null,null,null,null,null,null,null,null,null,null,null,null,null,null,null,null,null,null,"Performance Arts Theater - Dressing room",0.36]
[null,null,null,null,null,null,null,null,null,null,null,null,null,null,null,null,null,null,null,null,null,null,null,null,null,null,null,null,null,null,null,null,null,null,null,null,null,null,null,null,null,null,null,null,null,null,null,null,null,null,null,null,null,null,null,null,null,null,null,null,null,null,null,null,null,null,null,null,null,null,null,null,null,null,null,null,null,null,null,null,null,null,"Post Office - Sorting Area",0.68]
[null,null,null,null,null,null,null,null,null,null,null,null,null,null,null,null,null,null,null,null,null,null,null,null,null,null,null,null,null,null,null,null,null,null,null,null,null,null,null,null,null,null,null,null,null,null,null,null,null,null,null,null,null,null,null,null,null,null,null,null,null,null,null,null,null,null,null,null,null,null,null,null,null,null,null,null,null,null,null,null,null,null,"Religious Facility - Fellowship hall",0.55000000000000004]
[null,null,null,null,null,null,null,null,null,null,null,null,null,null,null,null,null,null,null,null,null,null,null,null,null,null,null,null,null,null,null,null,null,null,null,null,null,null,null,null,null,null,null,null,null,null,null,null,null,null,null,null,null,null,null,null,null,null,null,null,null,null,null,null,null,null,null,null,null,null,null,null,null,null,null,null,null,null,null,null,null,null,"Religious Facility - Worship/pulpit/choir area",1.53]
[null,null,null,null,null,null,null,null,null,null,null,null,null,null,null,null,null,null,null,null,null,null,null,null,null,null,null,null,null,null,null,null,null,null,null,null,null,null,null,null,null,null,null,null,null,null,null,null,null,null,null,null,null,null,null,null,null,null,null,null,null,null,null,null,null,null,null,null,null,null,null,null,null,null,null,null,null,null,null,null,null,null,"Retail - Dressing/fitting room",0.5]
[null,null,null,null,null,null,null,null,null,null,null,null,null,null,null,null,null,null,null,null,null,null,null,null,null,null,null,null,null,null,null,null,null,null,null,null,null,null,null,null,null,null,null,null,null,null,null,null,null,null,null,null,null,null,null,null,null,null,null,null,null,null,null,null,null,null,null,null,null,null,null,null,null,null,null,null,null,null,null,null,null,null,"Retail - Mall concourse",0.9]
[null,null,null,null,null,null,null,null,null,null,null,null,null,null,null,null,null,null,null,null,null,null,null,null,null,null,null,null,null,null,null,null,null,null,null,null,null,null,null,null,null,null,null,null,null,null,null,null,null,null,null,null,null,null,null,null,null,null,null,null,null,null,null,null,null,null,null,null,null,null,null,null,null,null,null,null,null,null,null,null,null,null,"Sports Area - Playing Area - Class I facility (IES RP-6)",2.4700000000000002]
[null,null,null,null,null,null,null,null,null,null,null,null,null,null,null,null,null,null,null,null,null,null,null,null,null,null,null,null,null,null,null,null,null,null,null,null,null,null,null,null,null,null,null,null,null,null,null,null,null,null,null,null,null,null,null,null,null,null,null,null,null,null,null,null,null,null,null,null,null,null,null,null,null,null,null,null,null,null,null,null,null,null,"Sports Area - Playing Area - Class II facility (IES RP-6)",1.96]
[null,null,null,null,null,null,null,null,null,null,null,null,null,null,null,null,null,null,null,null,null,null,null,null,null,null,null,null,null,null,null,null,null,null,null,null,null,null,null,null,null,null,null,null,null,null,null,null,null,null,null,null,null,null,null,null,null,null,null,null,null,null,null,null,null,null,null,null,null,null,null,null,null,null,null,null,null,null,null,null,null,null,"Sports Area - Playing Area - Class III facility (IES RP-6)",1.7]
[null,null,null,null,null,null,null,null,null,null,null,null,null,null,null,null,null,null,null,null,null,null,null,null,null,null,null,null,null,null,null,null,null,null,null,null,null,null,null,null,null,null,null,null,null,null,null,null,null,null,null,null,null,null,null,null,null,null,null,null,null,null,null,null,null,null,null,null,null,null,null,null,null,null,null,null,null,null,null,null,null,null,"Sports Area - Playing Area - Class IV facility (IES RP-6)",1.1299999999999999]
[null,null,null,null,null,null,null,null,null,null,null,null,null,null,null,null,null,null,null,null,null,null,null,null,null,null,null,null,null,null,null,null,null,null,null,null,null,null,null,null,null,null,null,null,null,null,null,null,null,null,null,null,null,null,null,null,null,null,null,null,null,null,null,null,null,null,null,null,null,null,null,null,null,null,null,null,null,null,null,null,null,null,"Transportation Facility - Baggage/carousel area",0.45]
[null,null,null,null,null,null,null,null,null,null,null,null,null,null,null,null,null,null,null,null,null,null,null,null,null,null,null,null,null,null,null,null,null,null,null,null,null,null,null,null,null,null,null,null,null,null,null,null,null,null,null,null,null,null,null,null,null,null,null,null,null,null,null,null,null,null,null,null,null,null,null,null,null,null,null,null,null,null,null,null,null,null,"Transportation Facility - Airport concourse",0.31]
[null,null,null,null,null,null,null,null,null,null,null,null,null,null,null,null,null,null,null,null,null,null,null,null,null,null,null,null,null,null,null,null,null,null,null,null,null,null,null,null,null,null,null,null,null,null,null,null,null,null,null,null,null,null,null,null,null,null,null,null,null,null,null,null,null,null,null,null,null,null,null,null,null,null,null,null,null,null,null,null,null,null,"Transportation Facility - Terminal ticket counter",0.62]
[null,null,null,null,null,null,null,null,null,null,null,null,null,null,null,null,null,null,null,null,null,null,null,null,null,null,null,null,null,null,null,null,null,null,null,null,null,null,null,null,null,null,null,null,null,null,null,null,null,null,null,null,null,null,null,null,null,null,null,null,null,null,null,null,null,null,null,null,null,null,null,null,null,null,null,null,null,null,null,null,null,null,"Warehouse - Storage Area - Medium to bulky, palletized items",0.35]
[null,null,null,null,null,null,null,null,null,null,null,null,null,null,null,null,null,null,null,null,null,null,null,null,null,null,null,null,null,null,null,null,null,null,null,null,null,null,null,null,null,null,null,null,null,null,null,null,null,null,null,null,null,null,null,null,null,null,null,null,null,null,null,null,null,null,null,null,null,null,null,null,null,null,null,null,null,null,null,null,null,null,"Warehouse - Storage Area - Smaller, hand-carried items (\"Picking Area\")",0.69]

{"sheet":"Exterior Lighting","index":4,"n_rows":37,"n_cols":92,"rows_kept":37,"cut":false,"hidden":true,"merged":[[2,72,2,76],[2,61,2,62],[2,63,2,70],[5,0,18,0],[19,0,25,0],[20,5,20,6],[19,1,19,2],[13,1,15,1],[5,1,12,1],[17,1,18,1],[8,75,10,77],[15,74,15,77],[3,1,3,2],[3,5,3,6],[3,3,3,4],[20,1,20,2],[26,83,27,83],[14,83,21,83],[22,83,24,83],[21,1,21,2],[22,1,22,2],[23,1,23,2],[24,1,24,2],[25,1,25,2]]}
["Exterior Lighting"]
[]
[null,null,null,null,null,null,null,null,null,null,null,null,null,null,null,null,null,null,null,null,null,null,null,null,null,null,null,null,null,null,null,null,null,null,null,null,null,null,null,null,null,null,null,null,null,null,null,null,null,null,null,null,null,null,null,null,null,null,null,null,null,"Pre-Adjustment",null,"Calculations for adjustment",null,null,null,null,null,null,null,null,"Protocol Savings",null,null,null,null,null,null,null,null,null,null,null,null,null,null,null,null,null,null,{"$f":"IF(BG3>H3,\"DNQ, exceeds wattage allowance\",\"\")","v":""}]
[null,"Exterior Location",null,"Size of Space\nEnter size size of the location in the specified units identified to the left.",null,"LPD Allowance",null,"Exterior Lighting Power Allowance (Watts)",{"$f":"IF('Fixture Schedule'!C9=\"Interior\",\"BLANKCELL : \",IF('Fixture Schedule'!B9=\"\",\"BLANKCELL\",'Fixture Schedule'!B9)&\" : \"&IF('Fixture Schedule'!B9=\"\",\"\",LEFT('Fixture Schedule'!F9,12)&\".. - \"&IF('Fixture Schedule'!B9=\"\",\"\",'Fixture Schedule'!L9)&\"w\"))","v":"BLANKCELL : "},{"$f":"IF('Fixture Schedule'!C10=\"Interior\",\"BLANKCELL : \",IF('Fixture Schedule'!B10=\"\",\"BLANKCELL\",'Fixture Schedule'!B10)&\" : \"&IF('Fixture Schedule'!B10=\"\",\"\",LEFT('Fixture Schedule'!F10,12)&\".. - \"&IF('Fixture Schedule'!B10=\"\",\"\",'Fixture Schedule'!L10)&\"w\"))","v":"BLANKCELL : "},{"$f":"IF('Fixture Schedule'!C11=\"Interior\",\"BLANKCELL : \",IF('Fixture Schedule'!B11=\"\",\"BLANKCELL\",'Fixture Schedule'!B11)&\" : \"&IF('Fixture Schedule'!B11=\"\",\"\",LEFT('Fixture Schedule'!F11,12)&\".. - \"&IF('Fixture Schedule'!B11=\"\",\"\",'Fixture Schedule'!L11)&\"w\"))","v":"BLANKCELL : "},{"$f":"IF('Fixture Schedule'!C12=\"Interior\",\"BLANKCELL : \",IF('Fixture Schedule'!B12=\"\",\"BLANKCELL\",'Fixture Schedule'!B12)&\" : \"&IF('Fixture Schedule'!B12=\"\",\"\",LEFT('Fixture Schedule'!F12,12)&\".. - \"&IF('Fixture Schedule'!B12=\"\",\"\",'Fixture Schedule'!L12)&\"w\"))","v":"BLANKCELL : "},{"$f":"IF('Fixture Schedule'!C13=\"Interior\",\"BLANKCELL : \",IF('Fixture Schedule'!B13=\"\",\"BLANKCELL\",'Fixture Schedule'!B13)&\" : \"&IF('Fixture Schedule'!B13=\"\",\"\",LEFT('Fixture Schedule'!F13,12)&\".. - \"&IF('Fixture Schedule'!B13=\"\",\"\",'Fixture Schedule'!L13)&\"w\"))","v":"BLANKCELL : "},{"$f":"IF('Fixture Schedule'!C14=\"Interior\",\"BLANKCELL : \",IF('Fixture Schedule'!B14=\"\",\"BLANKCELL\",'Fixture Schedule'!B14)&\" : \"&IF('Fixture Schedule'!B14=\"\",\"\",LEFT('Fixture Schedule'!F14,12)&\".. - \"&IF('Fixture Schedule'!B14=\"\",\"\",'Fixture Schedule'!L14)&\"w\"))","v":"BLANKCELL : "},{"$f":"IF('Fixture Schedule'!C15=\"Interior\",\"BLANKCELL : \",IF('Fixture Schedule'!B15=\"\",\"BLANKCELL\",'Fixture Schedule'!B15)&\" : \"&IF('Fixture Schedule'!B15=\"\",\"\",LEFT('Fixture Schedule'!F15,12)&\".. - \"&IF('Fixture Schedule'!B15=\"\",\"\",'Fixture Schedule'!L15)&\"w\"))","v":"BLANKCELL : "},{"$f":"IF('Fixture Schedule'!C16=\"Interior\",\"BLANKCELL : \",IF('Fixture Schedule'!B16=\"\",\"BLANKCELL\",'Fixture Schedule'!B16)&\" : \"&IF('Fixture Schedule'!B16=\"\",\"\",LEFT('Fixture Schedule'!F16,12)&\".. - \"&IF('Fixture Schedule'!B16=\"\",\"\",'Fixture Schedule'!L16)&\"w\"))","v":"BLANKCELL : "},{"$f":"IF('Fixture Schedule'!C17=\"Interior\",\"BLANKCELL : \",IF('Fixture Schedule'!B17=\"\",\"BLANKCELL\",'Fixture Schedule'!B17)&\" : \"&IF('Fixture Schedule'!B17=\"\",\"\",LEFT('Fixture Schedule'!F17,12)&\".. - \"&IF('Fixture Schedule'!B17=\"\",\"\",'Fixture Schedule'!L17)&\"w\"))","v":"BLANKCELL : "},{"$f":"IF('Fixture Schedule'!C18=\"Interior\",\"BLANKCELL : \",IF('Fixture Schedule'!B18=\"\",\"BLANKCELL\",'Fixture Schedule'!B18)&\" : \"&IF('Fixture Schedule'!B18=\"\",\"\",LEFT('Fixture Schedule'!F18,12)&\".. - \"&IF('Fixture Schedule'!B18=\"\",\"\",'Fixture Schedule'!L18)&\"w\"))","v":"BLANKCELL : "},{"$f":"IF('Fixture Schedule'!C19=\"Interior\",\"BLANKCELL : \",IF('Fixture Schedule'!B19=\"\",\"BLANKCELL\",'Fixture Schedule'!B19)&\" : \"&IF('Fixture Schedule'!B19=\"\",\"\",LEFT('Fixture Schedule'!F19,12)&\".. - \"&IF('Fixture Schedule'!B19=\"\",\"\",'Fixture Schedule'!L19)&\"w\"))","v":"BLANKCELL : "},{"$f":"IF('Fixture Schedule'!C20=\"Interior\",\"BLANKCELL : \",IF('Fixture Schedule'!B20=\"\",\"BLANKCELL\",'Fixture Schedule'!B20)&\" : \"&IF('Fixture Schedule'!B20=\"\",\"\",LEFT('Fixture Schedule'!F20,12)&\".. - \"&IF('Fixture Schedule'!B20=\"\",\"\",'Fixture Schedule'!L20)&\"w\"))","v":"BLANKCELL : "},{"$f":"IF('Fixture Schedule'!C21=\"Interior\",\"BLANKCELL : \",IF('Fixture Schedule'!B21=\"\",\"BLANKCELL\",'Fixture Schedule'!B21)&\" : \"&IF('Fixture Schedule'!B21=\"\",\"\",LEFT('Fixture Schedule'!F21,12)&\".. - \"&IF('Fixture Schedule'!B21=\"\",\"\",'Fixture Schedule'!L21)&\"w\"))","v":"BLANKCELL : "},{"$f":"IF('Fixture Schedule'!C22=\"Interior\",\"BLANKCELL : \",IF('Fixture Schedule'!B22=\"\",\"BLANKCELL\",'Fixture Schedule'!B22)&\" : \"&IF('Fixture Schedule'!B22=\"\",\"\",LEFT('Fixture Schedule'!F22,12)&\".. - \"&IF('Fixture Schedule'!B22=\"\",\"\",'Fixture Schedule'!L22)&\"w\"))","v":"BLANKCELL : "},{"$f":"IF('Fixture Schedule'!C23=\"Interior\",\"BLANKCELL : \",IF('Fixture Schedule'!B23=\"\",\"BLANKCELL\",'Fixture Schedule'!B23)&\" : \"&IF('Fixture Schedule'!B23=\"\",\"\",LEFT('Fixture Schedule'!F23,12)&\".. - \"&IF('Fixture Schedule'!B23=\"\",\"\",'Fixture Schedule'!L23)&\"w\"))","v":"BLANKCELL : "},{"$f":"IF('Fixture Schedule'!C24=\"Interior\",\"BLANKCELL : \",IF('Fixture Schedule'!B24=\"\",\"BLANKCELL\",'Fixture Schedule'!B24)&\" : \"&IF('Fixture Schedule'!B24=\"\",\"\",LEFT('Fixture Schedule'!F24,12)&\".. - \"&IF('Fixture Schedule'!B24=\"\",\"\",'Fixture Schedule'!L24)&\"w\"))","v":"BLANKCELL : "},{"$f":"IF('Fixture Schedule'!C25=\"Interior\",\"BLANKCELL : \",IF('Fixture Schedule'!B25=\"\",\"BLANKCELL\",'Fixture Schedule'!B25)&\" : \"&IF('Fixture Schedule'!B25=\"\",\"\",LEFT('Fixture Schedule'!F25,12)&\".. - \"&IF('Fixture Schedule'!B25=\"\",\"\",'Fixture Schedule'!L25)&\"w\"))","v":"BLANKCELL : "},{"$f":"IF('Fixture Schedule'!C26=\"Interior\",\"BLANKCELL : \",IF('Fixture Schedule'!B26=\"\",\"BLANKCELL\",'Fixture Schedule'!B26)&\" : \"&IF('Fixture Schedule'!B26=\"\",\"\",LEFT('Fixture Schedule'!F26,12)&\".. - \"&IF('Fixture Schedule'!B26=\"\",\"\",'Fixture Schedule'!L26)&\"w\"))","v":"BLANKCELL : "},{"$f":"IF('Fixture Schedule'!C27=\"Interior\",\"BLANKCELL : \",IF('Fixture Schedule'!B27=\"\",\"BLANKCELL\",'Fixture Schedule'!B27)&\" : \"&IF('Fixture Schedule'!B27=\"\",\"\",LEFT('Fixture Schedule'!F27,12)&\".. - \"&IF('Fixture Schedule'!B27=\"\",\"\",'Fixture Schedule'!L27)&\"w\"))","v":"BLANKCELL : "},{"$f":"IF('Fixture Schedule'!C28=\"Interior\",\"BLANKCELL : \",IF('Fixture Schedule'!B28=\"\",\"BLANKCELL\",'Fixture Schedule'!B28)&\" : \"&IF('Fixture Schedule'!B28=\"\",\"\",LEFT('Fixture Schedule'!F28,12)&\".. - \"&IF('Fixture Schedule'!B28=\"\",\"\",'Fixture Schedule'!L28)&\"w\"))","v":"BLANKCELL : "},{"$f":"IF('Fixture Schedule'!C29=\"Interior\",\"BLANKCELL : \",IF('Fixture Schedule'!B29=\"\",\"BLANKCELL\",'Fixture Schedule'!B29)&\" : \"&IF('Fixture Schedule'!B29=\"\",\"\",LEFT('Fixture Schedule'!F29,12)&\".. - \"&IF('Fixture Schedule'!B29=\"\",\"\",'Fixture Schedule'!L29)&\"w\"))","v":"BLANKCELL : "},{"$f":"IF('Fixture Schedule'!C30=\"Interior\",\"BLANKCELL : \",IF('Fixture Schedule'!B30=\"\",\"BLANKCELL\",'Fixture Schedule'!B30)&\" : \"&IF('Fixture Schedule'!B30=\"\",\"\",LEFT('Fixture Schedule'!F30,12)&\".. - \"&IF('Fixture Schedule'!B30=\"\",\"\",'Fixture Schedule'!L30)&\"w\"))","v":"BLANKCELL : "},{"$f":"IF('Fixture Schedule'!C31=\"Interior\",\"BLANKCELL : \",IF('Fixture Schedule'!B31=\"\",\"BLANKCELL\",'Fixture Schedule'!B31)&\" : \"&IF('Fixture Schedule'!B31=\"\",\"\",LEFT('Fixture Schedule'!F31,12)&\".. - \"&IF('Fixture Schedule'!B31=\"\",\"\",'Fixture Schedule'!L31)&\"w\"))","v":"BLANKCELL : "},{"$f":"IF('Fixture Schedule'!C32=\"Interior\",\"BLANKCELL : \",IF('Fixture Schedule'!B32=\"\",\"BLANKCELL\",'Fixture Schedule'!B32)&\" : \"&IF('Fixture Schedule'!B32=\"\",\"\",LEFT('Fixture Schedule'!F32,12)&\".. - \"&IF('Fixture Schedule'!B32=\"\",\"\",'Fixture Schedule'!L32)&\"w\"))","v":"BLANKCELL : "},{"$f":"IF('Fixture Schedule'!C33=\"Interior\",\"BLANKCELL : \",IF('Fixture Schedule'!B33=\"\",\"BLANKCELL\",'Fixture Schedule'!B33)&\" : \"&IF('Fixture Schedule'!B33=\"\",\"\",LEFT('Fixture Schedule'!F33,12)&\".. - \"&IF('Fixture Schedule'!B33=\"\",\"\",'Fixture Schedule'!L33)&\"w\"))","v":"BLANKCELL : "},{"$f":"IF('Fixture Schedule'!C34=\"Interior\",\"BLANKCELL : \",IF('Fixture Schedule'!B34=\"\",\"BLANKCELL\",'Fixture Schedule'!B34)&\" : \"&IF('Fixture Schedule'!B34=\"\",\"\",LEFT('Fixture Schedule'!F34,12)&\".. - \"&IF('Fixture Schedule'!B34=\"\",\"\",'Fixture Schedule'!L34)&\"w\"))","v":"BLANKCELL : "},{"$f":"IF('Fixture Schedule'!C35=\"Interior\",\"BLANKCELL : \",IF('Fixture Schedule'!B35=\"\",\"BLANKCELL\",'Fixture Schedule'!B35)&\" : \"&IF('Fixture Schedule'!B35=\"\",\"\",LEFT('Fixture Schedule'!F35,12)&\".. - \"&IF('Fixture Schedule'!B35=\"\",\"\",'Fixture Schedule'!L35)&\"w\"))","v":"BLANKCELL : "},{"$f":"IF('Fixture Schedule'!C36=\"Interior\",\"BLANKCELL : \",IF('Fixture Schedule'!B36=\"\",\"BLANKCELL\",'Fixture Schedule'!B36)&\" : \"&IF('Fixture Schedule'!B36=\"\",\"\",LEFT('Fixture Schedule'!F36,12)&\".. - \"&IF('Fixture Schedule'!B36=\"\",\"\",'Fixture Schedule'!L36)&\"w\"))","v":"BLANKCELL : "},{"$f":"IF('Fixture Schedule'!C37=\"Interior\",\"BLANKCELL : \",IF('Fixture Schedule'!B37=\"\",\"BLANKCELL\",'Fixture Schedule'!B37)&\" : \"&IF('Fixture Schedule'!B37=\"\",\"\",LEFT('Fixture Schedule'!F37,12)&\".. - \"&IF('Fixture Schedule'!B37=\"\",\"\",'Fixture Schedule'!L37)&\"w\"))","v":"BLANKCELL : "},{"$f":"IF('Fixture Schedule'!C38=\"Interior\",\"BLANKCELL : \",IF('Fixture Schedule'!B38=\"\",\"BLANKCELL\",'Fixture Schedule'!B38)&\" : \"&IF('Fixture Schedule'!B38=\"\",\"\",LEFT('Fixture Schedule'!F38,12)&\".. - \"&IF('Fixture Schedule'!B38=\"\",\"\",'Fixture Schedule'!L38)&\"w\"))","v":"BLANKCELL : "},{"$f":"IF('Fixture Schedule'!C39=\"Interior\",\"BLANKCELL : \",IF('Fixture Schedule'!B39=\"\",\"BLANKCELL\",'Fixture Schedule'!B39)&\" : \"&IF('Fixture Schedule'!B39=\"\",\"\",LEFT('Fixture Schedule'!F39,12)&\".. - \"&IF('Fixture Schedule'!B39=\"\",\"\",'Fixture Schedule'!L39)&\"w\"))","v":"BLANKCELL : "},{"$f":"IF('Fixture Schedule'!C40=\"Interior\",\"BLANKCELL : \",IF('Fixture Schedule'!B40=\"\",\"BLANKCELL\",'Fixture Schedule'!B40)&\" : \"&IF('Fixture Schedule'!B40=\"\",\"\",LEFT('Fixture Schedule'!F40,12)&\".. - \"&IF('Fixture Schedule'!B40=\"\",\"\",'Fixture Schedule'!L40)&\"w\"))","v":"BLANKCELL : "},{"$f":"IF('Fixture Schedule'!C41=\"Interior\",\"BLANKCELL : \",IF('Fixture Schedule'!B41=\"\",\"BLANKCELL\",'Fixture Schedule'!B41)&\" : \"&IF('Fixture Schedule'!B41=\"\",\"\",LEFT('Fixture Schedule'!F41,12)&\".. - \"&IF('Fixture Schedule'!B41=\"\",\"\",'Fixture Schedule'!L41)&\"w\"))","v":"BLANKCELL : "},{"$f":"IF('Fixture Schedule'!C42=\"Interior\",\"BLANKCELL : \",IF('Fixture Schedule'!B42=\"\",\"BLANKCELL\",'Fixture Schedule'!B42)&\" : \"&IF('Fixture Schedule'!B42=\"\",\"\",LEFT('Fixture Schedule'!F42,12)&\".. - \"&IF('Fixture Schedule'!B42=\"\",\"\",'Fixture Schedule'!L42)&\"w\"))","v":"BLANKCELL : "},{"$f":"IF('Fixture Schedule'!C43=\"Interior\",\"BLANKCELL : \",IF('Fixture Schedule'!B43=\"\",\"BLANKCELL\",'Fixture Schedule'!B43)&\" : \"&IF('Fixture Schedule'!B43=\"\",\"\",LEFT('Fixture Schedule'!F43,12)&\".. - \"&IF('Fixture Schedule'!B43=\"\",\"\",'Fixture Schedule'!L43)&\"w\"))","v":"BLANKCELL : "},{"$f":"IF('Fixture Schedule'!C44=\"Interior\",\"BLANKCELL : \",IF('Fixture Schedule'!B44=\"\",\"BLANKCELL\",'Fixture Schedule'!B44)&\" : \"&IF('Fixture Schedule'!B44=\"\",\"\",LEFT('Fixture Schedule'!F44,12)&\".. - \"&IF('Fixture Schedule'!B44=\"\",\"\",'Fixture Schedule'!L44)&\"w\"))","v":"BLANKCELL : "},{"$f":"IF('Fixture Schedule'!C45=\"Interior\",\"BLANKCELL : \",IF('Fixture Schedule'!B45=\"\",\"BLANKCELL\",'Fixture Schedule'!B45)&\" : \"&IF('Fixture Schedule'!B45=\"\",\"\",LEFT('Fixture Schedule'!F45,12)&\".. - \"&IF('Fixture Schedule'!B45=\"\",\"\",'Fixture Schedule'!L45)&\"w\"))","v":"BLANKCELL : "},{"$f":"IF('Fixture Schedule'!C46=\"Interior\",\"BLANKCELL : \",IF('Fixture Schedule'!B46=\"\",\"BLANKCELL\",'Fixture Schedule'!B46)&\" : \"&IF('Fixture Schedule'!B46=\"\",\"\",LEFT('Fixture Schedule'!F46,12)&\".. - \"&IF('Fixture Schedule'!B46=\"\",\"\",'Fixture Schedule'!L46)&\"w\"))","v":"BLANKCELL : "},{"$f":"IF('Fixture Schedule'!C47=\"Interior\",\"BLANKCELL : \",IF('Fixture Schedule'!B47=\"\",\"BLANKCELL\",'Fixture Schedule'!B47)&\" : \"&IF('Fixture Schedule'!B47=\"\",\"\",LEFT('Fixture Schedule'!F47,12)&\".. - \"&IF('Fixture Schedule'!B47=\"\",\"\",'Fixture Schedule'!L47)&\"w\"))","v":"BLANKCELL : "},{"$f":"IF('Fixture Schedule'!C48=\"Interior\",\"BLANKCELL : \",IF('Fixture Schedule'!B48=\"\",\"BLANKCELL\",'Fixture Schedule'!B48)&\" : \"&IF('Fixture Schedule'!B48=\"\",\"\",LEFT('Fixture Schedule'!F48,12)&\".. - \"&IF('Fixture Schedule'!B48=\"\",\"\",'Fixture Schedule'!L48)&\"w\"))","v":"BLANKCELL : "},{"$f":"IF('Fixture Schedule'!C49=\"Interior\",\"BLANKCELL : \",IF('Fixture Schedule'!B49=\"\",\"BLANKCELL\",'Fixture Schedule'!B49)&\" : \"&IF('Fixture Schedule'!B49=\"\",\"\",LEFT('Fixture Schedule'!F49,12)&\".. - \"&IF('Fixture Schedule'!B49=\"\",\"\",'Fixture Schedule'!L49)&\"w\"))","v":"BLANKCELL : "},{"$f":"IF('Fixture Schedule'!C50=\"Interior\",\"BLANKCELL : \",IF('Fixture Schedule'!B50=\"\",\"BLANKCELL\",'Fixture Schedule'!B50)&\" : \"&IF('Fixture Schedule'!B50=\"\",\"\",LEFT('Fixture Schedule'!F50,12)&\".. - \"&IF('Fixture Schedule'!B50=\"\",\"\",'Fixture Schedule'!L50)&\"w\"))","v":"BLANKCELL : "},{"$f":"IF('Fixture Schedule'!C51=\"Interior\",\"BLANKCELL : \",IF('Fixture Schedule'!B51=\"\",\"BLANKCELL\",'Fixture Schedule'!B51)&\" : \"&IF('Fixture Schedule'!B51=\"\",\"\",LEFT('Fixture Schedule'!F51,12)&\".. - \"&IF('Fixture Schedule'!B51=\"\",\"\",'Fixture Schedule'!L51)&\"w\"))","v":"BLANKCELL : "},{"$f":"IF('Fixture Schedule'!C52=\"Interior\",\"BLANKCELL : \",IF('Fixture Schedule'!B52=\"\",\"BLANKCELL\",'Fixture Schedule'!B52)&\" : \"&IF('Fixture Schedule'!B52=\"\",\"\",LEFT('Fixture Schedule'!F52,12)&\".. - \"&IF('Fixture Schedule'!B52=\"\",\"\",'Fixture Schedule'!L52)&\"w\"))","v":"BLANKCELL : "},{"$f":"IF('Fixture Schedule'!C53=\"Interior\",\"BLANKCELL : \",IF('Fixture Schedule'!B53=\"\",\"BLANKCELL\",'Fixture Schedule'!B53)&\" : \"&IF('Fixture Schedule'!B53=\"\",\"\",LEFT('Fixture Schedule'!F53,12)&\".. - \"&IF('Fixture Schedule'!B53=\"\",\"\",'Fixture Schedule'!L53)&\"w\"))","v":"BLANKCELL : "},{"$f":"IF('Fixture Schedule'!C54=\"Interior\",\"BLANKCELL : \",IF('Fixture Schedule'!B54=\"\",\"BLANKCELL\",'Fixture Schedule'!B54)&\" : \"&IF('Fixture Schedule'!B54=\"\",\"\",LEFT('Fixture Schedule'!F54,12)&\".. - \"&IF('Fixture Schedule'!B54=\"\",\"\",'Fixture Schedule'!L54)&\"w\"))","v":"BLANKCELL : "},{"$f":"IF('Fixture Schedule'!C55=\"Interior\",\"BLANKCELL : \",IF('Fixture Schedule'!B55=\"\",\"BLANKCELL\",'Fixture Schedule'!B55)&\" : \"&IF('Fixture Schedule'!B55=\"\",\"\",LEFT('Fixture Schedule'!F55,12)&\".. - \"&IF('Fixture Schedule'!B55=\"\",\"\",'Fixture Schedule'!L55)&\"w\"))","v":"BLANKCELL : "},{"$f":"IF('Fixture Schedule'!C56=\"Interior\",\"BLANKCELL : \",IF('Fixture Schedule'!B56=\"\",\"BLANKCELL\",'Fixture Schedule'!B56)&\" : \"&IF('Fixture Schedule'!B56=\"\",\"\",LEFT('Fixture Schedule'!F56,12)&\".. - \"&IF('Fixture Schedule'!B56=\"\",\"\",'Fixture Schedule'!L56)&\"w\"))","v":"BLANKCELL : "},{"$f":"IF('Fixture Schedule'!C57=\"Interior\",\"BLANKCELL : \",IF('Fixture Schedule'!B57=\"\",\"BLANKCELL\",'Fixture Schedule'!B57)&\" : \"&IF('Fixture Schedule'!B57=\"\",\"\",LEFT('Fixture Schedule'!F57,12)&\".. - \"&IF('Fixture Schedule'!B57=\"\",\"\",'Fixture Schedule'!L57)&\"w\"))","v":"BLANKCELL : "},{"$f":"IF('Fixture Schedule'!C58=\"Interior\",\"BLANKCELL : \",IF('Fixture Schedule'!B58=\"\",\"BLANKCELL\",'Fixture Schedule'!B58)&\" : \"&IF('Fixture Schedule'!B58=\"\",\"\",LEFT('Fixture Schedule'!F58,12)&\".. - \"&IF('Fixture Schedule'!B58=\"\",\"\",'Fixture Schedule'!L58)&\"w\"))","v":"BLANKCELL : "},"Total Design Connected\nLoad for Space\nWatts","ASHRAE 90.1-2016 and \nQualified Product List (QPL) \nCompliance\n","Adjusted \nTotal Connected Load for Qualifying Spaces Only\nWatts","Only Qualified Spaces Design Wattage","Qualified Spaces Only - Total Space Wattage Allowance","Qualified connected load (Watts)","% of Load Qualified","Size associated with qualified connected load","Non-qualified connected load (Watts)","% of Load Non-Qualified","Size associated with non-qualified connected load","Adjusted non-qualified Area connected load (Watts)","Wattage Difference (Wattage Allowance - Adjusted Wattage)*Sq.F",null,"kW","kWh Annual","kWh Lifetime","Gas Therm Annual","Gas Therm Lifetime","% Improvement"]
[null,"Uncovered Parking Areas","Parking Areas and drives","Sq.Ft.:",null,{"$f":"IFERROR(VLOOKUP(C5,$CG$14:$CL$28,LEFT(START!$M$10,1)+2,FALSE),\"\")","v":""},{"$f":"VLOOKUP(C5,$CG$14:$CM$28,7,FALSE)","v":"W/sqft"},{"$f":"IF(E5=\"\",0,E5*F5)","v":0},null,null,null,null,null,null,null,null,null,null,null,null,null,null,null,null,null,null,null,null,null,null,null,null,null,null,null,null,null,null,null,null,null,null,null,null,null,null,null,null,null,null,null,null,null,null,null,null,null,null,{"$f":"IF(SUMPRODUCT(I5:BF5,$I$26:$BF$26)=0,\"\",SUMPRODUCT(I5:BF5,$I$26:$BF$26))","v":""},{"$f":"IF(BG5=\"\",\"\",IF(BG5>H5,\"DNQ; Design LPD exceeds code allowance\",IF(BP5=1,\"DNQ; No qualified fixtures in space\",\"LPD qualifies; \"&ROUNDDOWN(BM5*100,0)&\"% of fixtures QPL listed\")))","v":""},{"$f":"IF(BL5+BR5=0,\"\",BL5+BR5)","v":""},{"$f":"IF(BG5>H5,0,BG5)","v":0},{"$f":"IF(BS5=0,0,H5)","v":0},{"$f":"IF(BJ5=0,0,SUMPRODUCT(I5:BF5,$I$26:$BF$26,$I$27:$BF$27))","v":0},{"$f":"IFERROR(BL5/BJ5,0)","v":0},{"$f":"BM5*E5","v":0},{"$f":"IFERROR(BJ5-BL5,0)","v":0},{"$f":"IFERROR(BO5/BJ5,0)","v":0},{"$f":"IF(BJ5=0,0,E5-BN5)","v":0},{"$f":"IF(BP5=1,0,IFERROR(MAX(BO5,BQ5*F5),0))","v":0},{"$f":"IF(BI5=0,0,IFERROR(H5-BI5,0))","v":0},null,{"$f":"((SUM(BK5:BK25)-SUM(BJ5:BJ25))/1000)*START!T23*(1+START!T24)","v":{"$error":"#N/A"}},{"$f":"BU5*EFLH*(1+HVACe)","v":{"$error":"#N/A"}},{"$f":"15*BV5","v":{"$error":"#N/A"}},0,{"$f":"15*BX5","v":0},{"$f":"IFERROR((SUM(BK5:BK34)-SUM(BI5:BI34))/SUM(BK5:BK34),\"DNQ\")","v":"DNQ"}]
[null,"Building Grounds","walkways/ramps less than 10 ft wide","Linear foot:",null,{"$f":"IFERROR(VLOOKUP(C6,$CG$14:$CL$28,LEFT(START!$M$10,1)+2,FALSE),\"\")","v":""},"W/linear ft.",{"$f":"IF(E6=\"\",0,E6*F6)","v":0},null,null,null,null,null,null,null,null,null,null,null,null,null,null,null,null,null,null,null,null,null,null,null,null,null,null,null,null,null,null,null,null,null,null,null,null,null,null,null,null,null,null,null,null,null,null,null,null,null,null,"","","",0,{"$f":"IF(BS6=0,0,H6)","v":0},0,{"$f":"IFERROR(BL6/BJ6,0)","v":0},0,{"$f":"IFERROR(BJ6-BL6,0)","v":0},{"$f":"IFERROR(BO6/BJ6,0)","v":0},0,{"$f":"IF(BP6=1,0,IFERROR(MAX(BO6,BQ6*F6),0))","v":0},{"$f":"IF(BI6=0,0,IFERROR(H6-BI6,0))","v":0}]
[null,null,"Walkways/ramps 10 ft wide or greater","Sq.Ft.:",null,{"$f":"IFERROR(VLOOKUP(C7,$CG$14:$CL$28,LEFT(START!$M$10,1)+2,FALSE),\"\")","v":""},"W/sqft",0,null,null,null,null,null,null,null,null,null,null,null,null,null,null,null,null,null,null,null,null,null,null,null,null,null,null,null,null,null,null,null,null,null,null,null,null,null,null,null,null,null,null,null,null,null,null,null,null,null,null,"","","",0,0,0,0,0,0,0,0,0,0]
[null,null,"Plaza Areas","Sq.Ft.:",null,{"$f":"IFERROR(VLOOKUP(C8,$CG$14:$CL$28,LEFT(START!$M$10,1)+2,FALSE),\"\")","v":""},"W/sqft",0,null,null,null,null,null,null,null,null,null,null,null,null,null,null,null,null,null,null,null,null,null,null,null,null,null,null,null,null,null,null,null,null,null,null,null,null,null,null,null,null,null,null,null,null,null,null,null,null,null,null,"","","",0,0,0,0,0,0,0,0,0,0]
[null,null,"Special feature areas","Sq.Ft.:",null,{"$f":"IFERROR(VLOOKUP(C9,$CG$14:$CL$28,LEFT(START!$M$10,1)+2,FALSE),\"\")","v":""},"W/sqft",0,null,null,null,null,null,null,null,null,null,null,null,null,null,null,null,null,null,null,null,null,null,null,null,null,null,null,null,null,null,null,null,null,null,null,null,null,null,null,null,null,null,null,null,null,null,null,null,null,null,null,"","","",0,0,0,0,0,0,0,0,0,0,null,null,null,null,null,null,null,null,null,null,null,null,null,null,"Zone 0","Zone 1","Zone 2","Zone 3","Zone 4"]
[null,null,"Dining Areas","Sq.Ft.:",null,{"$f":"IFERROR(VLOOKUP(C10,$CG$14:$CL$28,LEFT(START!$M$10,1)+2,FALSE),\"\")","v":""},"W/sqft",0,null,null,null,null,null,null,null,null,null,null,null,null,null,null,null,null,null,null,null,null,null,null,null,null,null,null,null,null,null,null,null,null,null,null,null,null,null,null,null,null,null,null,null,null,null,null,null,null,null,null,"","","",0,0,0,0,0,0,0,0,0,0,null,null,null,null,null,null,null,null,"Base Site Allowance",null,null,null,null,null,0,350,400,500,900]
[null,null,"Stairways","Sq.Ft.:",null,{"$f":"IFERROR(VLOOKUP(C11,$CG$14:$CL$28,LEFT(START!$M$10,1)+2,FALSE),\"\")","v":""},"W/sqft",0,null,null,null,null,null,null,null,null,null,null,null,null,null,null,null,null,null,null,null,null,null,null,null,null,null,null,null,null,null,null,null,null,null,null,null,null,null,null,null,null,null,null,null,null,null,null,null,null,null,null,"","","",0,0,0,0,0,0,0,0,0,0]
[null,null,"Pedestrian tunnels","Sq.Ft.:",null,{"$f":"IFERROR(VLOOKUP(C12,$CG$14:$CL$28,LEFT(START!$M$10,1)+2,FALSE),\"\")","v":""},"W/sqft",0,null,null,null,null,null,null,null,null,null,null,null,null,null,null,null,null,null,null,null,null,null,null,null,null,null,null,null,null,null,null,null,null,null,null,null,null,null,null,null,null,null,null,null,null,null,null,null,null,null,null,"","","",0,0,0,0,0,0,0,0,0,0,null,null,null,null,null,null,null,null,"Tradeable Surfaces"]
[null,null,"Landscaping","Sq.Ft.:",null,{"$f":"IFERROR(VLOOKUP(C13,$CG$14:$CL$28,LEFT(START!$M$10,1)+2,FALSE),\"\")","v":""},"W/sqft",0,null,null,null,null,null,null,null,null,null,null,null,null,null,null,null,null,null,null,null,null,null,null,null,null,null,null,null,null,null,null,null,null,null,null,null,null,null,null,null,null,null,null,null,null,null,null,null,null,null,null,"","","",0,0,0,0,0,0,0,0,0,0,null,null,null,null,null,null,null,null,null,null,null,null,null,null,null,null,null,null,null,"Unit"]
[null,"Building Entrances, Exits, and Loading Docks","Pedestrian and vehicular entrances and exits","Linear ft. of opening:",null,{"$f":"IFERROR(VLOOKUP(C14,$CG$14:$CL$28,LEFT(START!$M$10,1)+2,FALSE),\"\")","v":""},"W/linear ft. of opening",0,null,null,null,null,null,null,null,null,null,null,null,null,null,null,null,null,null,null,null,null,null,null,null,null,null,null,null,null,null,null,null,null,null,null,null,null,null,null,null,null,null,null,null,null,null,null,null,null,null,null,"","","",0,0,0,0,0,0,0,0,0,0,null,null,null,null,null,null,null,null,null,null,null,null,"Uncovered Parking Areas","Parking Areas and drives",0,0.03,0.04,0.06,0.08,"W/sqft"]
[null,null,"Entry Canopies","Sq.Ft.:",null,{"$f":"IFERROR(VLOOKUP(C15,$CG$14:$CL$28,LEFT(START!$M$10,1)+2,FALSE),\"\")","v":""},"W/sqft",0,null,null,null,null,null,null,null,null,null,null,null,null,null,null,null,null,null,null,null,null,null,null,null,null,null,null,null,null,null,null,null,null,null,null,null,null,null,null,null,null,null,null,null,null,null,null,null,null,null,null,"","","",0,0,0,0,0,0,0,0,0,0,null,null,null,null,null,null,null,null,null,null,null,null,"Building Grounds","walkways/ramps less than 10 ft wide",0,0.5,0.5,0.6,0.7,"W/linear ft."]
[null,null,"Loading Docks","Sq.Ft.:",null,{"$f":"IFERROR(VLOOKUP(C16,$CG$14:$CL$28,LEFT(START!$M$10,1)+2,FALSE),\"\")","v":""},"W/sqft",0,null,null,null,null,null,null,null,null,null,null,null,null,null,null,null,null,null,null,null,null,null,null,null,null,null,null,null,null,null,null,null,null,null,null,null,null,null,null,null,null,null,null,null,null,null,null,null,null,null,null,"","","",0,0,0,0,0,0,0,0,0,0,null,null,null,null,null,null,null,null,null,null,null,null,null,"Walkways/ramps 10 ft wide or greater",0,0.1,0.1,0.11,0.14000000000000001,"W/sqft"]
[null,"Sales Canopies","Free standing and attached","Sq.Ft.:",null,{"$f":"IFERROR(VLOOKUP(C17,$CG$14:$CL$28,LEFT(START!$M$10,1)+2,FALSE),\"\")","v":""},"W/sqft",0,null,null,null,null,null,null,null,null,null,null,null,null,null,null,null,null,null,null,null,null,null,null,null,null,null,null,null,null,null,null,null,null,null,null,null,null,null,null,null,null,null,null,null,null,null,null,null,null,null,null,"","","",0,0,0,0,0,0,0,0,0,0,null,null,null,null,null,null,null,null,null,null,null,null,null,"Plaza Areas",0,0.1,0.1,0.11,0.14000000000000001,"W/sqft"]
[null,"Outdoor Sales","Open areas (including vehicle sales lots)","Sq.Ft.:",null,{"$f":"IFERROR(VLOOKUP(C18,$CG$14:$CL$28,LEFT(START!$M$10,1)+2,FALSE),\"\")","v":""},"W/sqft",0,null,null,null,null,null,null,null,null,null,null,null,null,null,null,null,null,null,null,null,null,null,null,null,null,null,null,null,null,null,null,null,null,null,null,null,null,null,null,null,null,null,null,null,null,null,null,null,null,null,null,"","","",0,0,0,0,0,0,0,0,0,0,null,null,null,null,null,null,null,null,null,null,null,null,null,"Special feature areas",0,0.1,0.1,0.11,0.14000000000000001,"W/sqft"]
[null,null,"Street frontage for vehicle sales lots","Linear foot:",null,{"$f":"IFERROR(VLOOKUP(C19,$CG$14:$CL$28,LEFT(START!$M$10,1)+2,FALSE),\"\")","v":""},"W/linear ft.",0,null,null,null,null,null,null,null,null,null,null,null,null,null,null,null,null,null,null,null,null,null,null,null,null,null,null,null,null,null,null,null,null,null,null,null,null,null,null,null,null,null,null,null,null,null,null,null,null,null,null,"","","",0,0,0,0,0,0,0,0,0,0,null,null,null,null,null,null,null,null,null,null,null,null,null,"Dining Areas",0,0.65,0.65,0.75,0.95,"W/sqft"]
[null,"Building Facades",null,"Sq.Ft.:",null,{"$f":"IFERROR(VLOOKUP(B20,$CG$23:$CL$37,LEFT(START!$M$10,1)+2,FALSE),\"\")","v":""},{"$f":"VLOOKUP(B20,$CG$31:$CM$37,7,FALSE)","v":"W/sqft"},0,null,null,null,null,null,null,null,null,null,null,null,null,null,null,null,null,null,null,null,null,null,null,null,null,null,null,null,null,null,null,null,null,null,null,null,null,null,null,null,null,null,null,null,null,null,null,null,null,null,null,"","","",0,0,0,0,0,0,0,0,0,0,null,null,null,null,null,null,null,null,null,null,null,null,null,"Stairways",0,0.6,0.7,0.7,0.7,"W/sqft"]
[null,"Automated teller machines and night depositories",null,"Quantity of ATMs:",null,{"$f":"IFERROR(VLOOKUP(B21,$CG$23:$CL$37,LEFT(START!$M$10,1)+2,FALSE),\"\")","v":""},null,{"$f":"IF(E21=\"\",0,135+E21*45)","v":0},null,null,null,null,null,null,null,null,null,null,null,null,null,null,null,null,null,null,null,null,null,null,null,null,null,null,null,null,null,null,null,null,null,null,null,null,null,null,null,null,null,null,null,null,null,null,null,null,null,null,"","","",0,0,0,{"$f":"IFERROR(BL21/BJ21,0)","v":0},0,0,0,0,{"$f":"IF(BP21=1,0,IFERROR(MAX(135*BP21+BQ21*45,BO21),0))","v":0},0,null,null,null,null,null,null,null,null,null,null,null,null,null,"Pedestrian tunnels",0,0.12,0.12,0.14000000000000001,0.21,"W/sqft"]
[null,"Uncovered entrances and gatehouse inspection stations at guarded facilities",null,"Sq.Ft.:",null,{"$f":"IFERROR(VLOOKUP(B22,$CG$23:$CL$37,LEFT(START!$M$10,1)+2,FALSE),\"\")","v":""},{"$f":"VLOOKUP(B22,$CG$31:$CM$37,7,FALSE)","v":"W/sqft"},0,null,null,null,null,null,null,null,null,null,null,null,null,null,null,null,null,null,null,null,null,null,null,null,null,null,null,null,null,null,null,null,null,null,null,null,null,null,null,null,null,null,null,null,null,null,null,null,null,null,null,"","","",0,0,0,0,0,0,0,0,0,0,null,null,null,null,null,null,null,null,null,null,null,null,null,"Landscaping",0,0.03,0.04,0.04,0.04,"W/sqft"]
[null,"Uncovered loading areas for law enforecement, fire, ambulance, and other emergency service vehicles",null,"Sq.Ft.:",null,{"$f":"IFERROR(VLOOKUP(B23,$CG$23:$CL$37,LEFT(START!$M$10,1)+2,FALSE),\"\")","v":""},{"$f":"VLOOKUP(B23,$CG$31:$CM$37,7,FALSE)","v":"W/sqft"},0,null,null,null,null,null,null,null,null,null,null,null,null,null,null,null,null,null,null,null,null,null,null,null,null,null,null,null,null,null,null,null,null,null,null,null,null,null,null,null,null,null,null,null,null,null,null,null,null,null,null,"","","",0,0,0,0,0,0,0,0,0,0,null,null,null,null,null,null,null,null,null,null,null,null,"Building Entrances, Exits, and Loading Docks","Pedestrian and vehicular entrances and exits",0,14,14,21,21,"W/linear ft. of opening"]
[null,"Drive-through windows/doors",null,"Quantity of drive- throughs",null,{"$f":"IFERROR(VLOOKUP(B24,$CG$23:$CL$37,LEFT(START!$M$10,1)+2,FALSE),\"\")","v":""},{"$f":"VLOOKUP(B24,$CG$31:$CM$37,7,FALSE)","v":"watts per drive through"},{"$f":"IF(E24=\"\",0,E24*200)","v":0},null,null,null,null,null,null,null,null,null,null,null,null,null,null,null,null,null,null,null,null,null,null,null,null,null,null,null,null,null,null,null,null,null,null,null,null,null,null,null,null,null,null,null,null,null,null,null,null,null,null,"","","",0,0,0,0,0,0,0,0,0,0,null,null,null,null,null,null,null,null,null,null,null,null,null,"Entry Canopies",0,0.2,0.25,0.4,0.4,"W/sqft"]
[null,"Parking near 24-hour retail entrances",null,"Quantity of main entries:",null,{"$f":"IFERROR(VLOOKUP(B25,$CG$23:$CL$37,LEFT(START!$M$10,1)+2,FALSE),\"\")","v":""},{"$f":"VLOOKUP(B25,$CG$31:$CM$37,7,FALSE)","v":"watts per main entry"},{"$f":"IF(E25=\"\",0,E25*400)","v":0},null,null,null,null,null,null,null,null,null,null,null,null,null,null,null,null,null,null,null,null,null,null,null,null,null,null,null,null,null,null,null,null,null,null,null,null,null,null,null,null,null,null,null,null,null,null,null,null,null,null,"","","",0,0,0,0,0,0,0,0,0,0,null,null,null,null,null,null,null,null,null,null,null,null,null,"Loading Docks",0,0.35,0.35,0.35,0.35,"W/sqft"]
[null,null,null,null,null,null,null,"Wattage:",{"$f":"IF('Fixture Schedule'!C9=\"Exterior\",'Fixture Schedule'!L9,0)","v":0},{"$f":"IF('Fixture Schedule'!C10=\"Exterior\",'Fixture Schedule'!L10,0)","v":0},{"$f":"IF('Fixture Schedule'!C11=\"Exterior\",'Fixture Schedule'!L11,0)","v":0},{"$f":"IF('Fixture Schedule'!C12=\"Exterior\",'Fixture Schedule'!L12,0)","v":0},{"$f":"IF('Fixture Schedule'!C13=\"Exterior\",'Fixture Schedule'!L13,0)","v":0},{"$f":"IF('Fixture Schedule'!C14=\"Exterior\",'Fixture Schedule'!L14,0)","v":0},{"$f":"IF('Fixture Schedule'!C15=\"Exterior\",'Fixture Schedule'!L15,0)","v":0},{"$f":"IF('Fixture Schedule'!C16=\"Exterior\",'Fixture Schedule'!L16,0)","v":0},{"$f":"IF('Fixture Schedule'!C17=\"Exterior\",'Fixture Schedule'!L17,0)","v":0},{"$f":"IF('Fixture Schedule'!C18=\"Exterior\",'Fixture Schedule'!L18,0)","v":0},{"$f":"IF('Fixture Schedule'!C19=\"Exterior\",'Fixture Schedule'!L19,0)","v":0},{"$f":"IF('Fixture Schedule'!C20=\"Exterior\",'Fixture Schedule'!L20,0)","v":0},{"$f":"IF('Fixture Schedule'!C21=\"Exterior\",'Fixture Schedule'!L21,0)","v":0},{"$f":"IF('Fixture Schedule'!C22=\"Exterior\",'Fixture Schedule'!L22,0)","v":0},{"$f":"IF('Fixture Schedule'!C23=\"Exterior\",'Fixture Schedule'!L23,0)","v":0},{"$f":"IF('Fixture Schedule'!C24=\"Exterior\",'Fixture Schedule'!L24,0)","v":0},{"$f":"IF('Fixture Schedule'!C25=\"Exterior\",'Fixture Schedule'!L25,0)","v":0},{"$f":"IF('Fixture Schedule'!C26=\"Exterior\",'Fixture Schedule'!L26,0)","v":0},{"$f":"IF('Fixture Schedule'!C27=\"Exterior\",'Fixture Schedule'!L27,0)","v":0},{"$f":"IF('Fixture Schedule'!C28=\"Exterior\",'Fixture Schedule'!L28,0)","v":0},{"$f":"IF('Fixture Schedule'!C29=\"Exterior\",'Fixture Schedule'!L29,0)","v":0},{"$f":"IF('Fixture Schedule'!C30=\"Exterior\",'Fixture Schedule'!L30,0)","v":0},{"$f":"IF('Fixture Schedule'!C31=\"Exterior\",'Fixture Schedule'!L31,0)","v":0},{"$f":"IF('Fixture Schedule'!C32=\"Exterior\",'Fixture Schedule'!L32,0)","v":0},{"$f":"IF('Fixture Schedule'!C33=\"Exterior\",'Fixture Schedule'!L33,0)","v":0},{"$f":"IF('Fixture Schedule'!C34=\"Exterior\",'Fixture Schedule'!L34,0)","v":0},{"$f":"IF('Fixture Schedule'!C35=\"Exterior\",'Fixture Schedule'!L35,0)","v":0},{"$f":"IF('Fixture Schedule'!C36=\"Exterior\",'Fixture Schedule'!L36,0)","v":0},{"$f":"IF('Fixture Schedule'!C37=\"Exterior\",'Fixture Schedule'!L37,0)","v":0},{"$f":"IF('Fixture Schedule'!C38=\"Exterior\",'Fixture Schedule'!L38,0)","v":0},{"$f":"IF('Fixture Schedule'!C39=\"Exterior\",'Fixture Schedule'!L39,0)","v":0},{"$f":"IF('Fixture Schedule'!C40=\"Exterior\",'Fixture Schedule'!L40,0)","v":0},{"$f":"IF('Fixture Schedule'!C41=\"Exterior\",'Fixture Schedule'!L41,0)","v":0},{"$f":"IF('Fixture Schedule'!C42=\"Exterior\",'Fixture Schedule'!L42,0)","v":0},{"$f":"IF('Fixture Schedule'!C43=\"Exterior\",'Fixture Schedule'!L43,0)","v":0},{"$f":"IF('Fixture Schedule'!C44=\"Exterior\",'Fixture Schedule'!L44,0)","v":0},{"$f":"IF('Fixture Schedule'!C45=\"Exterior\",'Fixture Schedule'!L45,0)","v":0},{"$f":"IF('Fixture Schedule'!C46=\"Exterior\",'Fixture Schedule'!L46,0)","v":0},{"$f":"IF('Fixture Schedule'!C47=\"Exterior\",'Fixture Schedule'!L47,0)","v":0},{"$f":"IF('Fixture Schedule'!C48=\"Exterior\",'Fixture Schedule'!L48,0)","v":0},{"$f":"IF('Fixture Schedule'!C49=\"Exterior\",'Fixture Schedule'!L49,0)","v":0},{"$f":"IF('Fixture Schedule'!C50=\"Exterior\",'Fixture Schedule'!L50,0)","v":0},{"$f":"IF('Fixture Schedule'!C51=\"Exterior\",'Fixture Schedule'!L51,0)","v":0},{"$f":"IF('Fixture Schedule'!C52=\"Exterior\",'Fixture Schedule'!L52,0)","v":0},{"$f":"IF('Fixture Schedule'!C53=\"Exterior\",'Fixture Schedule'!L53,0)","v":0},{"$f":"IF('Fixture Schedule'!C54=\"Exterior\",'Fixture Schedule'!L54,0)","v":0},{"$f":"IF('Fixture Schedule'!C55=\"Exterior\",'Fixture Schedule'!L55,0)","v":0},{"$f":"IF('Fixture Schedule'!C56=\"Exterior\",'Fixture Schedule'!L56,0)","v":0},{"$f":"IF('Fixture Schedule'!C57=\"Exterior\",'Fixture Schedule'!L57,0)","v":0},{"$f":"IF('Fixture Schedule'!C58=\"Exterior\",'Fixture Schedule'!L58,0)","v":0},null,null,null,null,null,null,null,null,null,null,null,null,null,null,null,null,null,null,null,null,null,null,null,null,null,"Sales Canopies","Free standing and attached",null,0.4,0.4,0.6,0.7,"W/sqft"]
[null,null,null,null,null,null,null,"DLC/ES",{"$f":"'Fixture Schedule'!$O$9","v":0},{"$f":"'Fixture Schedule'!$O$10","v":0},{"$f":"'Fixture Schedule'!$O$11","v":0},{"$f":"'Fixture Schedule'!$O$12","v":0},{"$f":"'Fixture Schedule'!$O$13","v":0},{"$f":"'Fixture Schedule'!$O$14","v":0},{"$f":"'Fixture Schedule'!$O$15","v":0},{"$f":"'Fixture Schedule'!$O$16","v":0},{"$f":"'Fixture Schedule'!$O$17","v":0},{"$f":"'Fixture Schedule'!$O$18","v":0},{"$f":"'Fixture Schedule'!$O$19","v":0},{"$f":"'Fixture Schedule'!$O$20","v":0},{"$f":"'Fixture Schedule'!$O$21","v":0},{"$f":"'Fixture Schedule'!$O$22","v":0},{"$f":"'Fixture Schedule'!$O$23","v":0},{"$f":"'Fixture Schedule'!$O$24","v":0},{"$f":"'Fixture Schedule'!$O$25","v":0},{"$f":"'Fixture Schedule'!$O$26","v":0},{"$f":"'Fixture Schedule'!$O$27","v":0},{"$f":"'Fixture Schedule'!$O$28","v":0},{"$f":"'Fixture Schedule'!$O$29","v":0},{"$f":"'Fixture Schedule'!$O$30","v":0},{"$f":"'Fixture Schedule'!$O$31","v":0},{"$f":"'Fixture Schedule'!$O$32","v":0},{"$f":"'Fixture Schedule'!$O$33","v":0},{"$f":"'Fixture Schedule'!$O$34","v":0},{"$f":"'Fixture Schedule'!$O$35","v":0},{"$f":"'Fixture Schedule'!$O$36","v":0},{"$f":"'Fixture Schedule'!$O$37","v":0},{"$f":"'Fixture Schedule'!$O$38","v":0},{"$f":"'Fixture Schedule'!$O$39","v":0},{"$f":"'Fixture Schedule'!$O$40","v":0},{"$f":"'Fixture Schedule'!$O$41","v":0},{"$f":"'Fixture Schedule'!$O$42","v":0},{"$f":"'Fixture Schedule'!$O$43","v":0},{"$f":"'Fixture Schedule'!$O$44","v":0},{"$f":"'Fixture Schedule'!$O$45","v":0},{"$f":"'Fixture Schedule'!$O$46","v":0},{"$f":"'Fixture Schedule'!$O$47","v":0},{"$f":"'Fixture Schedule'!$O$48","v":0},{"$f":"'Fixture Schedule'!$O$49","v":0},{"$f":"'Fixture Schedule'!$O$50","v":0},{"$f":"'Fixture Schedule'!$O$51","v":0},{"$f":"'Fixture Schedule'!$O$52","v":0},{"$f":"'Fixture Schedule'!$O$53","v":0},{"$f":"'Fixture Schedule'!$O$54","v":0},{"$f":"'Fixture Schedule'!$O$55","v":0},{"$f":"'Fixture Schedule'!$O$56","v":0},{"$f":"'Fixture Schedule'!$O$57","v":0},{"$f":"'Fixture Schedule'!$O$58","v":0},null,null,null,null,null,null,null,null,null,null,null,null,null,null,null,null,null,null,null,null,null,null,null,null,null,"Outdoor Sales","Open areas (including vehicle sales lots)",0,0.2,0.2,0.35,0.5,"W/sqft"]
[null,null,null,null,null,null,null,null,null,null,null,null,null,null,null,null,null,null,null,null,null,null,null,null,null,null,null,null,null,null,null,null,null,null,null,null,null,null,null,null,null,null,null,null,null,null,null,null,null,null,null,null,null,null,null,null,null,null,null,null,null,null,null,null,null,null,null,null,null,null,null,null,null,null,null,null,null,null,null,null,null,null,null,null,"Street frontage for vehicle sales lots",0,0,7,7,21,"W/linear ft."]
[null,null,null,null,null,null,null,null,null,{"$f":"SUM(J5:J25)","v":0},8]
[null,null,null,null,null,null,null,null,null,{"$f":"J26*J29","v":0},{"$f":"K26*K29","v":0},null,null,null,null,null,null,null,null,null,null,null,null,null,null,null,null,null,null,null,null,null,null,null,null,null,null,null,null,null,null,null,null,null,null,null,null,null,null,null,null,null,null,null,null,null,null,null,null,null,null,null,null,null,null,null,null,null,null,null,null,null,null,null,null,null,null,null,null,"Non-Tradeable Surfaces"]
[null,null,null,null,null,null,null,null,null,null,null,null,null,null,null,null,null,null,null,null,null,null,null,null,null,null,null,null,null,null,null,null,null,null,null,null,null,null,null,null,null,null,null,null,null,null,null,null,null,null,null,null,null,null,null,null,null,null,null,null,null,null,null,null,null,null,null,null,null,null,null,null,null,null,null,null,null,null,null,null,null,null,null,null,"Building Facades",0,0,0.1,0.15,0.2,"W/sqft"]
[null,null,null,null,null,null,null,null,null,null,null,null,null,null,null,null,null,null,null,null,null,null,null,null,null,null,null,null,null,null,null,null,null,null,null,null,null,null,null,null,null,null,null,null,null,null,null,null,null,null,null,null,null,null,null,null,null,null,null,null,null,null,null,null,null,null,null,null,null,null,null,null,null,null,null,null,null,null,null,null,null,null,null,null,"Automated teller machines and night depositories",0,"135 base + 45/ATM","135 base + 45/ATM","135 base + 45/ATM","135 base + 45/ATM"]
[null,null,null,null,null,null,null,null,null,null,null,null,null,null,null,null,null,null,null,null,null,null,null,null,null,null,null,null,null,null,null,null,null,null,null,null,null,null,null,null,null,null,null,null,null,null,null,null,null,null,null,null,null,null,null,null,null,null,null,null,null,null,null,null,null,null,null,null,null,null,null,null,null,null,null,null,null,null,null,null,null,null,null,null,"Uncovered entrances and gatehouse inspection stations at guarded facilities",0,0.5,0.5,0.5,0.5,"W/sqft"]
[null,null,null,null,null,null,null,null,null,null,null,null,null,null,null,null,null,null,null,null,null,null,null,null,null,null,null,null,null,null,null,null,null,null,null,null,null,null,null,null,null,null,null,null,null,null,null,null,null,null,null,null,null,null,null,null,null,null,null,null,null,null,null,null,null,null,null,null,null,null,null,null,null,null,null,null,null,null,null,null,null,null,null,null,"Uncovered loading areas for law enforecement, fire, ambulance, and other emergency service vehicles",0,0.35,0.35,0.35,0.35,"W/sqft"]
[null,null,null,null,null,null,null,null,null,null,null,null,null,null,null,null,null,null,null,null,null,null,null,null,null,null,null,null,null,null,null,null,null,null,null,null,null,null,null,null,null,null,null,null,null,null,null,null,null,null,null,null,null,null,null,null,null,null,null,null,null,null,null,null,null,null,null,null,null,null,null,null,null,null,null,null,null,null,null,null,null,null,null,null,"Drive-through windows/doors",0,200,200,200,200,"watts per drive through"]
[null,null,null,null,null,null,null,null,null,null,null,null,null,null,null,null,null,null,null,null,null,null,null,null,null,null,null,null,null,null,null,null,null,null,null,null,null,null,null,null,null,null,null,null,null,null,null,null,null,null,null,null,null,null,null,null,null,null,null,null,null,null,null,null,null,null,null,null,null,null,null,null,null,null,null,null,null,null,null,null,null,null,null,null,"Parking near 24-hour retail entrances",0,400,400,400,400,"watts per main entry"]
[null,null,null,null,null,null,null,null,null,null,null,null,null,null,null,null,null,null,null,null,null,null,null,null,null,null,null,null,null,null,null,null,null,null,null,null,null,null,null,null,null,null,null,null,null,null,null,null,null,null,null,null,null,null,null,null,null,null,null,null,null,null,null,null,null,null,null,null,null,null,null,null,null,null,null,null,null,null,null,null,null,null,null,null,"Other spaces (Must have program authorization)",null,"1 luminaire 25 W or less","1 luminaire 25 W or less","1 luminaire 25 W or less","1 luminaire 25 W or less"]

{"sheet":"Summary","index":5,"n_rows":12,"n_cols":9,"rows_kept":12,"cut":false,"hidden":false,"merged":[[11,2,11,3],[6,4,6,8],[6,3,7,3],[6,2,7,2]]}
["Performance Lighting - Summary"]
[]
["Incentive amounts below are estimated based on standard program incentives. These values and any additional enhancements will be verified by the Program Manager prior to approval of the application."]
["NOTE: Certain applications are subject to pre-inspection prior to installation to remain eligible for incentives. Please refer to the Program Guide for eligibility requirements."]
[]
[]
[null,null,"Total Wattage Allowance:","Total Adjusted Proposed Watts:","Estimated Savings over Baseline per Program Protocols"]
[null,null,null,null,"Peak Demand Reduction (kW):","Annual kWh Savings:","Lifetime kWh Savings:","Annual Gas Savings (therms):","Lifetime Gas Savings (therms):"]
[null,{"$f":"IF(InteriorCalcType=1,\"Interior Lighting - Building Area Method\",\"Interior Lighting - Space-by-Space Method\")&\":\"","v":"Interior Lighting - Space-by-Space Method:"},{"$f":"IF(InteriorCalcType=1,'Building Area Method'!BJ6,SUM('Space-by-Space Method'!BN4:BN78))","v":0},{"$f":"IF(InteriorCalcType=1,'Building Area Method'!BG6,SUM('Space-by-Space Method'!BM4:BM78))","v":0},{"$f":"IFERROR(IF(InteriorCalcType=1,'Building Area Method'!BS6,'Space-by-Space Method'!BX4),0)","v":0},{"$f":"IFERROR(IF(InteriorCalcType=1,'Building Area Method'!BT6,'Space-by-Space Method'!BY4),0)","v":0},{"$f":"IFERROR(IF(InteriorCalcType=1,'Building Area Method'!BU6,'Space-by-Space Method'!BZ4),0)","v":0},{"$f":"IFERROR(IF(InteriorCalcType=1,'Building Area Method'!BV6,'Space-by-Space Method'!CA4),0)","v":0},{"$f":"IFERROR(IF(InteriorCalcType=1,'Building Area Method'!BW6,'Space-by-Space Method'!CB4),0)","v":0}]
[null,"Exterior Lighting:",{"$f":"SUM('Exterior Lighting'!BK5:BK25)","v":0},{"$f":"SUM('Exterior Lighting'!BI5:BI25)","v":0},{"$f":"IFERROR('Exterior Lighting'!BU5,0)","v":0},{"$f":"IFERROR('Exterior Lighting'!BV5,0)","v":0},{"$f":"IFERROR('Exterior Lighting'!BW5,0)","v":0},"n/a","n/a"]
[null,"Total:",{"$f":"C10+C9","v":0},{"$f":"D9+D10","v":0},0,0,0,{"$f":"H9","v":0},{"$f":"I9","v":0}]
[null,"Estimated Project Incentive:",{"$f":"C11-D11","v":0}]

{"sheet":"Master Export","index":6,"n_rows":4851,"n_cols":46,"rows_kept":1125,"cut":true,"hidden":true,"merged":[],"bounds":{"rows_first":500,"rows_last":125,"rows_between":500,"halvings":2}}
["Measure Type","Manufacturer","Model","Capacity/Size","Capacity/Size Units","EER Efficiency","SEER Efficiency","Incentive Per Unit","Quantity Committed","Annual Electricity Savings","Peak Demand Reduction","Lifetime Electricity Savings","Annual Gas Savings","Lifetime Gas Savings","Efficiency- other","Efficiency- other-type","Measure ID removed","Quantity Installed","Space Description (Location)","Common Space Type","Building Specific Space Types","Luminaire Type","LED Type","Gross Lighted Area","Watts per Luminaire","Project in UEZ","Project in OZ","Municipality","K-12 School","County","Affordable Housing","Enhanced Incentive per Unit",null,"Total Incentive Committed","Total Incentive Installed",null,"Total Comm Savings","Total Installed Savings"]
[{"$f":"IF(InteriorCalcType=1,IF(AM2=0,\"\",'Fixture Schedule'!M9),\"\")","v":""},{"$f":"IF(A2=\"\",\"\",'Fixture Schedule'!E9)","v":""},{"$f":"IF(A2=\"\",\"\",'Fixture Schedule'!F9)","v":""},{"$f":"IF(A2=\"\",\"\",'Fixture Schedule'!L9)","v":""},{"$f":"IF(A2=\"\",\"\",\"Watts\")","v":""},null,null,{"$f":"IF(A2=\"\",\"\",IF('Fixture Schedule'!O9=1,Summary!$C$12*('Fixture Schedule'!L9/('Building Area Method'!$BK$6+SUM('Exterior Lighting'!$BL$5:$BL$25))),0))","v":""},{"$f":"IF(A2=\"\",\"\",IF(START!$B$34=1,INDIRECT(\"'Building Area Method'!\"&SUBSTITUTE(ADDRESS(1,MOD(ROW(A2)+4,56),4),\"1\",\"\")&\"6\"),\"\"))","v":""},{"$f":"IF(A2=\"\",\"\",IF('Fixture Schedule'!O9=1,Summary!$F$11*('Fixture Schedule'!L9/('Building Area Method'!$BK$6+SUM('Exterior Lighting'!$BL$5:$BL$25))),0))","v":""},{"$f":"IF(A2=\"\",\"\",IF('Fixture Schedule'!O9=1,Summary!$E$11*('Fixture Schedule'!L9/('Building Area Method'!$BK$6+SUM('Exterior Lighting'!$BL$5:$BL$25))),0))","v":""},{"$f":"IF(A2=\"\",\"\",IF('Fixture Schedule'!O9=1,Summary!$G$11*('Fixture Schedule'!L9/('Building Area Method'!$BK$6+SUM('Exterior Lighting'!$BL$5:$BL$25))),0))","v":""},{"$f":"IF(A2=\"\",\"\",IF('Fixture Schedule'!O9=1,Summary!$H$11*('Fixture Schedule'!L9/('Building Area Method'!$BK$6)),0))","v":""},{"$f":"IF(A2=\"\",\"\",IF('Fixture Schedule'!O9=1,Summary!$I$11*('Fixture Schedule'!L9/('Building Area Method'!$BK$6)),0))","v":""},null,null,null,{"$f":"IF(A2=\"\",\"\",IF(START!$B$34=2,INDIRECT(\"'Building Area Method'!\"&SUBSTITUTE(ADDRESS(1,MOD(ROW(A2)+4,56),4),\"1\",\"\")&\"6\"),\"\"))","v":""},null,null,null,{"$f":"IF(A2=\"\",\"\",'Fixture Schedule'!D9)","v":""},{"$f":"IF(A2=\"\",\"\",IF('Fixture Schedule'!K9=\"\",\"\",'Fixture Schedule'!K9))","v":""},{"$f":"IF(A2=\"\",\"\",'Building Area Method'!$C$6)","v":""},{"$f":"IF(A2=\"\",\"\",'Fixture Schedule'!L9)","v":""},null,null,null,null,null,null,null,null,{"$f":"IF(START!$B$34=1,Summary!$C$12,0)","v":0},{"$f":"IF(START!$B$34=2,Summary!$C$12,0)","v":0},null,{"$f":"IF(START!$B$34=1,Summary!$C$11-Summary!$D$11,0)","v":0},{"$f":"IF(START!$B$34=2,Summary!$C$11-Summary!$D$11,0)","v":0},{"$f":"INDIRECT(\"'Building Area Method'!\"&SUBSTITUTE(ADDRESS(1,MOD(ROW(A2)+4,56),4),\"1\",\"\")&\"6\")","v":0}]
[{"$f":"IF(InteriorCalcType=1,IF(AM3=0,\"\",'Fixture Schedule'!M10),\"\")","v":""},{"$f":"IF(A3=\"\",\"\",'Fixture Schedule'!E10)","v":""},{"$f":"IF(A3=\"\",\"\",'Fixture Schedule'!F10)","v":""},{"$f":"IF(A3=\"\",\"\",'Fixture Schedule'!L10)","v":""},{"$f":"IF(A3=\"\",\"\",\"Watts\")","v":""},null,null,{"$f":"IF(A3=\"\",\"\",IF('Fixture Schedule'!O10=1,Summary!$C$12*('Fixture Schedule'!L10/('Building Area Method'!$BK$6+SUM('Exterior Lighting'!$BL$5:$BL$25))),0))","v":""},{"$f":"IF(A3=\"\",\"\",IF(START!$B$34=1,INDIRECT(\"'Building Area Method'!\"&SUBSTITUTE(ADDRESS(1,MOD(ROW(A3)+4,56),4),\"1\",\"\")&\"6\"),\"\"))","v":""},{"$f":"IF(A3=\"\",\"\",IF('Fixture Schedule'!O10=1,Summary!$F$11*('Fixture Schedule'!L10/('Building Area Method'!$BK$6+SUM('Exterior Lighting'!$BL$5:$BL$25))),0))","v":""},{"$f":"IF(A3=\"\",\"\",IF('Fixture Schedule'!O10=1,Summary!$E$11*('Fixture Schedule'!L10/('Building Area Method'!$BK$6+SUM('Exterior Lighting'!$BL$5:$BL$25))),0))","v":""},{"$f":"IF(A3=\"\",\"\",IF('Fixture Schedule'!O10=1,Summary!$G$11*('Fixture Schedule'!L10/('Building Area Method'!$BK$6+SUM('Exterior Lighting'!$BL$5:$BL$25))),0))","v":""},{"$f":"IF(A3=\"\",\"\",IF('Fixture Schedule'!O10=1,Summary!$H$11*('Fixture Schedule'!L10/('Building Area Method'!$BK$6)),0))","v":""},{"$f":"IF(A3=\"\",\"\",IF('Fixture Schedule'!O10=1,Summary!$I$11*('Fixture Schedule'!L10/('Building Area Method'!$BK$6)),0))","v":""},null,null,null,{"$f":"IF(A3=\"\",\"\",IF(START!$B$34=2,INDIRECT(\"'Building Area Method'!\"&SUBSTITUTE(ADDRESS(1,MOD(ROW(A3)+4,56),4),\"1\",\"\")&\"6\"),\"\"))","v":""},null,null,null,{"$f":"IF(A3=\"\",\"\",'Fixture Schedule'!D10)","v":""},{"$f":"IF(A3=\"\",\"\",IF('Fixture Schedule'!K10=\"\",\"\",'Fixture Schedule'!K10))","v":""},{"$f":"IF(A3=\"\",\"\",'Building Area Method'!$C$6)","v":""},{"$f":"IF(A3=\"\",\"\",'Fixture Schedule'!L10)","v":""},null,null,null,null,null,null,null,null,null,null,"annual",{"$f":"IF(START!$B$34=1,Summary!$F$11,0)","v":0},{"$f":"IF(START!$B$34=2,Summary!$F$11,0)","v":0},{"$f":"INDIRECT(\"'Building Area Method'!\"&SUBSTITUTE(ADDRESS(1,MOD(ROW(A3)+4,56),4),\"1\",\"\")&\"6\")","v":0}]
[{"$f":"IF(InteriorCalcType=1,IF(AM4=0,\"\",'Fixture Schedule'!M11),\"\")","v":""},{"$f":"IF(A4=\"\",\"\",'Fixture Schedule'!E11)","v":""},{"$f":"IF(A4=\"\",\"\",'Fixture Schedule'!F11)","v":""},{"$f":"IF(A4=\"\",\"\",'Fixture Schedule'!L11)","v":""},"",null,null,{"$f":"IF(A4=\"\",\"\",IF('Fixture Schedule'!O11=1,Summary!$C$12*('Fixture Schedule'!L11/('Building Area Method'!$BK$6+SUM('Exterior Lighting'!$BL$5:$BL$25))),0))","v":""},{"$f":"IF(A4=\"\",\"\",IF(START!$B$34=1,INDIRECT(\"'Building Area Method'!\"&SUBSTITUTE(ADDRESS(1,MOD(ROW(A4)+4,56),4),\"1\",\"\")&\"6\"),\"\"))","v":""},{"$f":"IF(A4=\"\",\"\",IF('Fixture Schedule'!O11=1,Summary!$F$11*('Fixture Schedule'!L11/('Building Area Method'!$BK$6+SUM('Exterior Lighting'!$BL$5:$BL$25))),0))","v":""},{"$f":"IF(A4=\"\",\"\",IF('Fixture Schedule'!O11=1,Summary!$E$11*('Fixture Schedule'!L11/('Building Area Method'!$BK$6+SUM('Exterior Lighting'!$BL$5:$BL$25))),0))","v":""},{"$f":"IF(A4=\"\",\"\",IF('Fixture Schedule'!O11=1,Summary!$G$11*('Fixture Schedule'!L11/('Building Area Method'!$BK$6+SUM('Exterior Lighting'!$BL$5:$BL$25))),0))","v":""},{"$f":"IF(A4=\"\",\"\",IF('Fixture Schedule'!O11=1,Summary!$H$11*('Fixture Schedule'!L11/('Building Area Method'!$BK$6)),0))","v":""},{"$f":"IF(A4=\"\",\"\",IF('Fixture Schedule'!O11=1,Summary!$I$11*('Fixture Schedule'!L11/('Building Area Method'!$BK$6)),0))","v":""},null,null,null,{"$f":"IF(A4=\"\",\"\",IF(START!$B$34=2,INDIRECT(\"'Building Area Method'!\"&SUBSTITUTE(ADDRESS(1,MOD(ROW(A4)+4,56),4),\"1\",\"\")&\"6\"),\"\"))","v":""},null,null,null,{"$f":"IF(A4=\"\",\"\",'Fixture Schedule'!D11)","v":""},{"$f":"IF(A4=\"\",\"\",IF('Fixture Schedule'!K11=\"\",\"\",'Fixture Schedule'!K11))","v":""},{"$f":"IF(A4=\"\",\"\",'Building Area Method'!$C$6)","v":""},{"$f":"IF(A4=\"\",\"\",'Fixture Schedule'!L11)","v":""},null,null,null,null,null,null,null,null,null,null,"peak",{"$f":"IF(START!$B$34=1,Summary!$E$11,0)","v":0},{"$f":"IF(START!$B$34=2,Summary!$E$11,0)","v":0},{"$f":"INDIRECT(\"'Building Area Method'!\"&SUBSTITUTE(ADDRESS(1,MOD(ROW(A4)+4,56),4),\"1\",\"\")&\"6\")","v":0}]
[{"$f":"IF(InteriorCalcType=1,IF(AM5=0,\"\",'Fixture Schedule'!M12),\"\")","v":""},{"$f":"IF(A5=\"\",\"\",'Fixture Schedule'!E12)","v":""},{"$f":"IF(A5=\"\",\"\",'Fixture Schedule'!F12)","v":""},{"$f":"IF(A5=\"\",\"\",'Fixture Schedule'!L12)","v":""},"",null,null,{"$f":"IF(A5=\"\",\"\",IF('Fixture Schedule'!O12=1,Summary!$C$12*('Fixture Schedule'!L12/('Building Area Method'!$BK$6+SUM('Exterior Lighting'!$BL$5:$BL$25))),0))","v":""},{"$f":"IF(A5=\"\",\"\",IF(START!$B$34=1,INDIRECT(\"'Building Area Method'!\"&SUBSTITUTE(ADDRESS(1,MOD(ROW(A5)+4,56),4),\"1\",\"\")&\"6\"),\"\"))","v":""},{"$f":"IF(A5=\"\",\"\",IF('Fixture Schedule'!O12=1,Summary!$F$11*('Fixture Schedule'!L12/('Building Area Method'!$BK$6+SUM('Exterior Lighting'!$BL$5:$BL$25))),0))","v":""},{"$f":"IF(A5=\"\",\"\",IF('Fixture Schedule'!O12=1,Summary!$E$11*('Fixture Schedule'!L12/('Building Area Method'!$BK$6+SUM('Exterior Lighting'!$BL$5:$BL$25))),0))","v":""},{"$f":"IF(A5=\"\",\"\",IF('Fixture Schedule'!O12=1,Summary!$G$11*('Fixture Schedule'!L12/('Building Area Method'!$BK$6+SUM('Exterior Lighting'!$BL$5:$BL$25))),0))","v":""},{"$f":"IF(A5=\"\",\"\",IF('Fixture Schedule'!O12=1,Summary!$H$11*('Fixture Schedule'!L12/('Building Area Method'!$BK$6)),0))","v":""},{"$f":"IF(A5=\"\",\"\",IF('Fixture Schedule'!O12=1,Summary!$I$11*('Fixture Schedule'!L12/('Building Area Method'!$BK$6)),0))","v":""},null,null,null,{"$f":"IF(A5=\"\",\"\",IF(START!$B$34=2,INDIRECT(\"'Building Area Method'!\"&SUBSTITUTE(ADDRESS(1,MOD(ROW(A5)+4,56),4),\"1\",\"\")&\"6\"),\"\"))","v":""},null,null,null,{"$f":"IF(A5=\"\",\"\",'Fixture Schedule'!D12)","v":""},{"$f":"IF(A5=\"\",\"\",IF('Fixture Schedule'!K12=\"\",\"\",'Fixture Schedule'!K12))","v":""},{"$f":"IF(A5=\"\",\"\",'Building Area Method'!$C$6)","v":""},{"$f":"IF(A5=\"\",\"\",'Fixture Schedule'!L12)","v":""},null,null,null,null,null,null,null,null,null,null,"lifetime",{"$f":"IF(START!$B$34=1,Summary!$G$11,0)","v":0},{"$f":"IF(START!$B$34=2,Summary!$G$11,0)","v":0},{"$f":"INDIRECT(\"'Building Area Method'!\"&SUBSTITUTE(ADDRESS(1,MOD(ROW(A5)+4,56),4),\"1\",\"\")&\"6\")","v":0}]
[{"$f":"IF(InteriorCalcType=1,IF(AM6=0,\"\",'Fixture Schedule'!M13),\"\")","v":""},{"$f":"IF(A6=\"\",\"\",'Fixture Schedule'!E13)","v":""},{"$f":"IF(A6=\"\",\"\",'Fixture Schedule'!F13)","v":""},{"$f":"IF(A6=\"\",\"\",'Fixture Schedule'!L13)","v":""},"",null,null,{"$f":"IF(A6=\"\",\"\",IF('Fixture Schedule'!O13=1,Summary!$C$12*('Fixture Schedule'!L13/('Building Area Method'!$BK$6+SUM('Exterior Lighting'!$BL$5:$BL$25))),0))","v":""},{"$f":"IF(A6=\"\",\"\",IF(START!$B$34=1,INDIRECT(\"'Building Area Method'!\"&SUBSTITUTE(ADDRESS(1,MOD(ROW(A6)+4,56),4),\"1\",\"\")&\"6\"),\"\"))","v":""},{"$f":"IF(A6=\"\",\"\",IF('Fixture Schedule'!O13=1,Summary!$F$11*('Fixture Schedule'!L13/('Building Area Method'!$BK$6+SUM('Exterior Lighting'!$BL$5:$BL$25))),0))","v":""},{"$f":"IF(A6=\"\",\"\",IF('Fixture Schedule'!O13=1,Summary!$E$11*('Fixture Schedule'!L13/('Building Area Method'!$BK$6+SUM('Exterior Lighting'!$BL$5:$BL$25))),0))","v":""},{"$f":"IF(A6=\"\",\"\",IF('Fixture Schedule'!O13=1,Summary!$G$11*('Fixture Schedule'!L13/('Building Area Method'!$BK$6+SUM('Exterior Lighting'!$BL$5:$BL$25))),0))","v":""},{"$f":"IF(A6=\"\",\"\",IF('Fixture Schedule'!O13=1,Summary!$H$11*('Fixture Schedule'!L13/('Building Area Method'!$BK$6)),0))","v":""},{"$f":"IF(A6=\"\",\"\",IF('Fixture Schedule'!O13=1,Summary!$I$11*('Fixture Schedule'!L13/('Building Area Method'!$BK$6)),0))","v":""},null,null,null,{"$f":"IF(A6=\"\",\"\",IF(START!$B$34=2,INDIRECT(\"'Building Area Method'!\"&SUBSTITUTE(ADDRESS(1,MOD(ROW(A6)+4,56),4),\"1\",\"\")&\"6\"),\"\"))","v":""},null,null,null,{"$f":"IF(A6=\"\",\"\",'Fixture Schedule'!D13)","v":""},{"$f":"IF(A6=\"\",\"\",IF('Fixture Schedule'!K13=\"\",\"\",'Fixture Schedule'!K13))","v":""},{"$f":"IF(A6=\"\",\"\",'Building Area Method'!$C$6)","v":""},{"$f":"IF(A6=\"\",\"\",'Fixture Schedule'!L13)","v":""},null,null,null,null,null,null,null,null,null,null,null,null,null,{"$f":"INDIRECT(\"'Building Area Method'!\"&SUBSTITUTE(ADDRESS(1,MOD(ROW(A6)+4,56),4),\"1\",\"\")&\"6\")","v":0}]
[{"$f":"IF(InteriorCalcType=1,IF(AM7=0,\"\",'Fixture Schedule'!M14),\"\")","v":""},{"$f":"IF(A7=\"\",\"\",'Fixture Schedule'!E14)","v":""},{"$f":"IF(A7=\"\",\"\",'Fixture Schedule'!F14)","v":""},{"$f":"IF(A7=\"\",\"\",'Fixture Schedule'!L14)","v":""},"",null,null,{"$f":"IF(A7=\"\",\"\",IF('Fixture Schedule'!O14=1,Summary!$C$12*('Fixture Schedule'!L14/('Building Area Method'!$BK$6+SUM('Exterior Lighting'!$BL$5:$BL$25))),0))","v":""},{"$f":"IF(A7=\"\",\"\",IF(START!$B$34=1,INDIRECT(\"'Building Area Method'!\"&SUBSTITUTE(ADDRESS(1,MOD(ROW(A7)+4,56),4),\"1\",\"\")&\"6\"),\"\"))","v":""},{"$f":"IF(A7=\"\",\"\",IF('Fixture Schedule'!O14=1,Summary!$F$11*('Fixture Schedule'!L14/('Building Area Method'!$BK$6+SUM('Exterior Lighting'!$BL$5:$BL$25))),0))","v":""},{"$f":"IF(A7=\"\",\"\",IF('Fixture Schedule'!O14=1,Summary!$E$11*('Fixture Schedule'!L14/('Building Area Method'!$BK$6+SUM('Exterior Lighting'!$BL$5:$BL$25))),0))","v":""},{"$f":"IF(A7=\"\",\"\",IF('Fixture Schedule'!O14=1,Summary!$G$11*('Fixture Schedule'!L14/('Building Area Method'!$BK$6+SUM('Exterior Lighting'!$BL$5:$BL$25))),0))","v":""},{"$f":"IF(A7=\"\",\"\",IF('Fixture Schedule'!O14=1,Summary!$H$11*('Fixture Schedule'!L14/('Building Area Method'!$BK$6)),0))","v":""},{"$f":"IF(A7=\"\",\"\",IF('Fixture Schedule'!O14=1,Summary!$I$11*('Fixture Schedule'!L14/('Building Area Method'!$BK$6)),0))","v":""},null,null,null,{"$f":"IF(A7=\"\",\"\",IF(START!$B$34=2,INDIRECT(\"'Building Area Method'!\"&SUBSTITUTE(ADDRESS(1,MOD(ROW(A7)+4,56),4),\"1\",\"\")&\"6\"),\"\"))","v":""},null,null,null,{"$f":"IF(A7=\"\",\"\",'Fixture Schedule'!D14)","v":""},{"$f":"IF(A7=\"\",\"\",IF('Fixture Schedule'!K14=\"\",\"\",'Fixture Schedule'!K14))","v":""},{"$f":"IF(A7=\"\",\"\",'Building Area Method'!$C$6)","v":""},{"$f":"IF(A7=\"\",\"\",'Fixture Schedule'!L14)","v":""},null,null,null,null,null,null,null,null,null,null,null,null,null,{"$f":"INDIRECT(\"'Building Area Method'!\"&SUBSTITUTE(ADDRESS(1,MOD(ROW(A7)+4,56),4),\"1\",\"\")&\"6\")","v":0}]
[{"$f":"IF(InteriorCalcType=1,IF(AM8=0,\"\",'Fixture Schedule'!M15),\"\")","v":""},{"$f":"IF(A8=\"\",\"\",'Fixture Schedule'!E15)","v":""},{"$f":"IF(A8=\"\",\"\",'Fixture Schedule'!F15)","v":""},{"$f":"IF(A8=\"\",\"\",'Fixture Schedule'!L15)","v":""},"",null,null,{"$f":"IF(A8=\"\",\"\",IF('Fixture Schedule'!O15=1,Summary!$C$12*('Fixture Schedule'!L15/('Building Area Method'!$BK$6+SUM('Exterior Lighting'!$BL$5:$BL$25))),0))","v":""},{"$f":"IF(A8=\"\",\"\",IF(START!$B$34=1,INDIRECT(\"'Building Area Method'!\"&SUBSTITUTE(ADDRESS(1,MOD(ROW(A8)+4,56),4),\"1\",\"\")&\"6\"),\"\"))","v":""},{"$f":"IF(A8=\"\",\"\",IF('Fixture Schedule'!O15=1,Summary!$F$11*('Fixture Schedule'!L15/('Building Area Method'!$BK$6+SUM('Exterior Lighting'!$BL$5:$BL$25))),0))","v":""},{"$f":"IF(A8=\"\",\"\",IF('Fixture Schedule'!O15=1,Summary!$E$11*('Fixture Schedule'!L15/('Building Area Method'!$BK$6+SUM('Exterior Lighting'!$BL$5:$BL$25))),0))","v":""},{"$f":"IF(A8=\"\",\"\",IF('Fixture Schedule'!O15=1,Summary!$G$11*('Fixture Schedule'!L15/('Building Area Method'!$BK$6+SUM('Exterior Lighting'!$BL$5:$BL$25))),0))","v":""},{"$f":"IF(A8=\"\",\"\",IF('Fixture Schedule'!O15=1,Summary!$H$11*('Fixture Schedule'!L15/('Building Area Method'!$BK$6)),0))","v":""},{"$f":"IF(A8=\"\",\"\",IF('Fixture Schedule'!O15=1,Summary!$I$11*('Fixture Schedule'!L15/('Building Area Method'!$BK$6)),0))","v":""},null,null,null,{"$f":"IF(A8=\"\",\"\",IF(START!$B$34=2,INDIRECT(\"'Building Area Method'!\"&SUBSTITUTE(ADDRESS(1,MOD(ROW(A8)+4,56),4),\"1\",\"\")&\"6\"),\"\"))","v":""},null,null,null,{"$f":"IF(A8=\"\",\"\",'Fixture Schedule'!D15)","v":""},{"$f":"IF(A8=\"\",\"\",IF('Fixture Schedule'!K15=\"\",\"\",'Fixture Schedule'!K15))","v":""},{"$f":"IF(A8=\"\",\"\",'Building Area Method'!$C$6)","v":""},{"$f":"IF(A8=\"\",\"\",'Fixture Schedule'!L15)","v":""},null,null,null,null,null,null,null,null,null,null,null,null,null,{"$f":"INDIRECT(\"'Building Area Method'!\"&SUBSTITUTE(ADDRESS(1,MOD(ROW(A8)+4,56),4),\"1\",\"\")&\"6\")","v":0}]
[{"$f":"IF(InteriorCalcType=1,IF(AM9=0,\"\",'Fixture Schedule'!M16),\"\")","v":""},{"$f":"IF(A9=\"\",\"\",'Fixture Schedule'!E16)","v":""},{"$f":"IF(A9=\"\",\"\",'Fixture Schedule'!F16)","v":""},{"$f":"IF(A9=\"\",\"\",'Fixture Schedule'!L16)","v":""},"",null,null,{"$f":"IF(A9=\"\",\"\",IF('Fixture Schedule'!O16=1,Summary!$C$12*('Fixture Schedule'!L16/('Building Area Method'!$BK$6+SUM('Exterior Lighting'!$BL$5:$BL$25))),0))","v":""},{"$f":"IF(A9=\"\",\"\",IF(START!$B$34=1,INDIRECT(\"'Building Area Method'!\"&SUBSTITUTE(ADDRESS(1,MOD(ROW(A9)+4,56),4),\"1\",\"\")&\"6\"),\"\"))","v":""},{"$f":"IF(A9=\"\",\"\",IF('Fixture Schedule'!O16=1,Summary!$F$11*('Fixture Schedule'!L16/('Building Area Method'!$BK$6+SUM('Exterior Lighting'!$BL$5:$BL$25))),0))","v":""},{"$f":"IF(A9=\"\",\"\",IF('Fixture Schedule'!O16=1,Summary!$E$11*('Fixture Schedule'!L16/('Building Area Method'!$BK$6+SUM('Exterior Lighting'!$BL$5:$BL$25))),0))","v":""},{"$f":"IF(A9=\"\",\"\",IF('Fixture Schedule'!O16=1,Summary!$G$11*('Fixture Schedule'!L16/('Building Area Method'!$BK$6+SUM('Exterior Lighting'!$BL$5:$BL$25))),0))","v":""},{"$f":"IF(A9=\"\",\"\",IF('Fixture Schedule'!O16=1,Summary!$H$11*('Fixture Schedule'!L16/('Building Area Method'!$BK$6)),0))","v":""},{"$f":"IF(A9=\"\",\"\",IF('Fixture Schedule'!O16=1,Summary!$I$11*('Fixture Schedule'!L16/('Building Area Method'!$BK$6)),0))","v":""},null,null,null,{"$f":"IF(A9=\"\",\"\",IF(START!$B$34=2,INDIRECT(\"'Building Area Method'!\"&SUBSTITUTE(ADDRESS(1,MOD(ROW(A9)+4,56),4),\"1\",\"\")&\"6\"),\"\"))","v":""},null,null,null,{"$f":"IF(A9=\"\",\"\",'Fixture Schedule'!D16)","v":""},{"$f":"IF(A9=\"\",\"\",IF('Fixture Schedule'!K16=\"\",\"\",'Fixture Schedule'!K16))","v":""},{"$f":"IF(A9=\"\",\"\",'Building Area Method'!$C$6)","v":""},{"$f":"IF(A9=\"\",\"\",'Fixture Schedule'!L16)","v":""},null,null,null,null,null,null,null,null,null,null,null,null,null,{"$f":"INDIRECT(\"'Building Area Method'!\"&SUBSTITUTE(ADDRESS(1,MOD(ROW(A9)+4,56),4),\"1\",\"\")&\"6\")","v":0}]
[{"$f":"IF(InteriorCalcType=1,IF(AM10=0,\"\",'Fixture Schedule'!M17),\"\")","v":""},{"$f":"IF(A10=\"\",\"\",'Fixture Schedule'!E17)","v":""},{"$f":"IF(A10=\"\",\"\",'Fixture Schedule'!F17)","v":""},{"$f":"IF(A10=\"\",\"\",'Fixture Schedule'!L17)","v":""},"",null,null,{"$f":"IF(A10=\"\",\"\",IF('Fixture Schedule'!O17=1,Summary!$C$12*('Fixture Schedule'!L17/('Building Area Method'!$BK$6+SUM('Exterior Lighting'!$BL$5:$BL$25))),0))","v":""},{"$f":"IF(A10=\"\",\"\",IF(START!$B$34=1,INDIRECT(\"'Building Area Method'!\"&SUBSTITUTE(ADDRESS(1,MOD(ROW(A10)+4,56),4),\"1\",\"\")&\"6\"),\"\"))","v":""},{"$f":"IF(A10=\"\",\"\",IF('Fixture Schedule'!O17=1,Summary!$F$11*('Fixture Schedule'!L17/('Building Area Method'!$BK$6+SUM('Exterior Lighting'!$BL$5:$BL$25))),0))","v":""},{"$f":"IF(A10=\"\",\"\",IF('Fixture Schedule'!O17=1,Summary!$E$11*('Fixture Schedule'!L17/('Building Area Method'!$BK$6+SUM('Exterior Lighting'!$BL$5:$BL$25))),0))","v":""},{"$f":"IF(A10=\"\",\"\",IF('Fixture Schedule'!O17=1,Summary!$G$11*('Fixture Schedule'!L17/('Building Area Method'!$BK$6+SUM('Exterior Lighting'!$BL$5:$BL$25))),0))","v":""},{"$f":"IF(A10=\"\",\"\",IF('Fixture Schedule'!O17=1,Summary!$H$11*('Fixture Schedule'!L17/('Building Area Method'!$BK$6)),0))","v":""},{"$f":"IF(A10=\"\",\"\",IF('Fixture Schedule'!O17=1,Summary!$I$11*('Fixture Schedule'!L17/('Building Area Method'!$BK$6)),0))","v":""},null,null,null,{"$f":"IF(A10=\"\",\"\",IF(START!$B$34=2,INDIRECT(\"'Building Area Method'!\"&SUBSTITUTE(ADDRESS(1,MOD(ROW(A10)+4,56),4),\"1\",\"\")&\"6\"),\"\"))","v":""},null,null,null,{"$f":"IF(A10=\"\",\"\",'Fixture Schedule'!D17)","v":""},{"$f":"IF(A10=\"\",\"\",IF('Fixture Schedule'!K17=\"\",\"\",'Fixture Schedule'!K17))","v":""},{"$f":"IF(A10=\"\",\"\",'Building Area Method'!$C$6)","v":""},{"$f":"IF(A10=\"\",\"\",'Fixture Schedule'!L17)","v":""},null,null,null,null,null,null,null,null,null,null,null,null,null,{"$f":"INDIRECT(\"'Building Area Method'!\"&SUBSTITUTE(ADDRESS(1,MOD(ROW(A10)+4,56),4),\"1\",\"\")&\"6\")","v":0}]
[{"$f":"IF(InteriorCalcType=1,IF(AM11=0,\"\",'Fixture Schedule'!M18),\"\")","v":""},{"$f":"IF(A11=\"\",\"\",'Fixture Schedule'!E18)","v":""},{"$f":"IF(A11=\"\",\"\",'Fixture Schedule'!F18)","v":""},{"$f":"IF(A11=\"\",\"\",'Fixture Schedule'!L18)","v":""},"",null,null,{"$f":"IF(A11=\"\",\"\",IF('Fixture Schedule'!O18=1,Summary!$C$12*('Fixture Schedule'!L18/('Building Area Method'!$BK$6+SUM('Exterior Lighting'!$BL$5:$BL$25))),0))","v":""},{"$f":"IF(A11=\"\",\"\",IF(START!$B$34=1,INDIRECT(\"'Building Area Method'!\"&SUBSTITUTE(ADDRESS(1,MOD(ROW(A11)+4,56),4),\"1\",\"\")&\"6\"),\"\"))","v":""},{"$f":"IF(A11=\"\",\"\",IF('Fixture Schedule'!O18=1,Summary!$F$11*('Fixture Schedule'!L18/('Building Area Method'!$BK$6+SUM('Exterior Lighting'!$BL$5:$BL$25))),0))","v":""},{"$f":"IF(A11=\"\",\"\",IF('Fixture Schedule'!O18=1,Summary!$E$11*('Fixture Schedule'!L18/('Building Area Method'!$BK$6+SUM('Exterior Lighting'!$BL$5:$BL$25))),0))","v":""},{"$f":"IF(A11=\"\",\"\",IF('Fixture Schedule'!O18=1,Summary!$G$11*('Fixture Schedule'!L18/('Building Area Method'!$BK$6+SUM('Exterior Lighting'!$BL$5:$BL$25))),0))","v":""},{"$f":"IF(A11=\"\",\"\",IF('Fixture Schedule'!O18=1,Summary!$H$11*('Fixture Schedule'!L18/('Building Area Method'!$BK$6)),0))","v":""},{"$f":"IF(A11=\"\",\"\",IF('Fixture Schedule'!O18=1,Summary!$I$11*('Fixture Schedule'!L18/('Building Area Method'!$BK$6)),0))","v":""},null,null,null,{"$f":"IF(A11=\"\",\"\",IF(START!$B$34=2,INDIRECT(\"'Building Area Method'!\"&SUBSTITUTE(ADDRESS(1,MOD(ROW(A11)+4,56),4),\"1\",\"\")&\"6\"),\"\"))","v":""},null,null,null,{"$f":"IF(A11=\"\",\"\",'Fixture Schedule'!D18)","v":""},{"$f":"IF(A11=\"\",\"\",IF('Fixture Schedule'!K18=\"\",\"\",'Fixture Schedule'!K18))","v":""},{"$f":"IF(A11=\"\",\"\",'Building Area Method'!$C$6)","v":""},{"$f":"IF(A11=\"\",\"\",'Fixture Schedule'!L18)","v":""},null,null,null,null,null,null,null,null,null,null,null,null,null,{"$f":"INDIRECT(\"'Building Area Method'!\"&SUBSTITUTE(ADDRESS(1,MOD(ROW(A11)+4,56),4),\"1\",\"\")&\"6\")","v":0}]
[{"$f":"IF(InteriorCalcType=1,IF(AM12=0,\"\",'Fixture Schedule'!M19),\"\")","v":""},{"$f":"IF(A12=\"\",\"\",'Fixture Schedule'!E19)","v":""},{"$f":"IF(A12=\"\",\"\",'Fixture Schedule'!F19)","v":""},{"$f":"IF(A12=\"\",\"\",'Fixture Schedule'!L19)","v":""},"",null,null,{"$f":"IF(A12=\"\",\"\",IF('Fixture Schedule'!O19=1,Summary!$C$12*('Fixture Schedule'!L19/('Building Area Method'!$BK$6+SUM('Exterior Lighting'!$BL$5:$BL$25))),0))","v":""},{"$f":"IF(A12=\"\",\"\",IF(START!$B$34=1,INDIRECT(\"'Building Area Method'!\"&SUBSTITUTE(ADDRESS(1,MOD(ROW(A12)+4,56),4),\"1\",\"\")&\"6\"),\"\"))","v":""},{"$f":"IF(A12=\"\",\"\",IF('Fixture Schedule'!O19=1,Summary!$F$11*('Fixture Schedule'!L19/('Building Area Method'!$BK$6+SUM('Exterior Lighting'!$BL$5:$BL$25))),0))","v":""},{"$f":"IF(A12=\"\",\"\",IF('Fixture Schedule'!O19=1,Summary!$E$11*('Fixture Schedule'!L19/('Building Area Method'!$BK$6+SUM('Exterior Lighting'!$BL$5:$BL$25))),0))","v":""},{"$f":"IF(A12=\"\",\"\",IF('Fixture Schedule'!O19=1,Summary!$G$11*('Fixture Schedule'!L19/('Building Area Method'!$BK$6+SUM('Exterior Lighting'!$BL$5:$BL$25))),0))","v":""},{"$f":"IF(A12=\"\",\"\",IF('Fixture Schedule'!O19=1,Summary!$H$11*('Fixture Schedule'!L19/('Building Area Method'!$BK$6)),0))","v":""},{"$f":"IF(A12=\"\",\"\",IF('Fixture Schedule'!O19=1,Summary!$I$11*('Fixture Schedule'!L19/('Building Area Method'!$BK$6)),0))","v":""},null,null,null,{"$f":"IF(A12=\"\",\"\",IF(START!$B$34=2,INDIRECT(\"'Building Area Method'!\"&SUBSTITUTE(ADDRESS(1,MOD(ROW(A12)+4,56),4),\"1\",\"\")&\"6\"),\"\"))","v":""},null,null,null,{"$f":"IF(A12=\"\",\"\",'Fixture Schedule'!D19)","v":""},{"$f":"IF(A12=\"\",\"\",IF('Fixture Schedule'!K19=\"\",\"\",'Fixture Schedule'!K19))","v":""},{"$f":"IF(A12=\"\",\"\",'Building Area Method'!$C$6)","v":""},{"$f":"IF(A12=\"\",\"\",'Fixture Schedule'!L19)","v":""},null,null,null,null,null,null,null,null,null,null,null,null,null,{"$f":"INDIRECT(\"'Building Area Method'!\"&SUBSTITUTE(ADDRESS(1,MOD(ROW(A12)+4,56),4),\"1\",\"\")&\"6\")","v":0}]
[{"$f":"IF(InteriorCalcType=1,IF(AM13=0,\"\",'Fixture Schedule'!M20),\"\")","v":""},{"$f":"IF(A13=\"\",\"\",'Fixture Schedule'!E20)","v":""},{"$f":"IF(A13=\"\",\"\",'Fixture Schedule'!F20)","v":""},{"$f":"IF(A13=\"\",\"\",'Fixture Schedule'!L20)","v":""},"",null,null,{"$f":"IF(A13=\"\",\"\",IF('Fixture Schedule'!O20=1,Summary!$C$12*('Fixture Schedule'!L20/('Building Area Method'!$BK$6+SUM('Exterior Lighting'!$BL$5:$BL$25))),0))","v":""},{"$f":"IF(A13=\"\",\"\",IF(START!$B$34=1,INDIRECT(\"'Building Area Method'!\"&SUBSTITUTE(ADDRESS(1,MOD(ROW(A13)+4,56),4),\"1\",\"\")&\"6\"),\"\"))","v":""},{"$f":"IF(A13=\"\",\"\",IF('Fixture Schedule'!O20=1,Summary!$F$11*('Fixture Schedule'!L20/('Building Area Method'!$BK$6+SUM('Exterior Lighting'!$BL$5:$BL$25))),0))","v":""},{"$f":"IF(A13=\"\",\"\",IF('Fixture Schedule'!O20=1,Summary!$E$11*('Fixture Schedule'!L20/('Building Area Method'!$BK$6+SUM('Exterior Lighting'!$BL$5:$BL$25))),0))","v":""},{"$f":"IF(A13=\"\",\"\",IF('Fixture Schedule'!O20=1,Summary!$G$11*('Fixture Schedule'!L20/('Building Area Method'!$BK$6+SUM('Exterior Lighting'!$BL$5:$BL$25))),0))","v":""},{"$f":"IF(A13=\"\",\"\",IF('Fixture Schedule'!O20=1,Summary!$H$11*('Fixture Schedule'!L20/('Building Area Method'!$BK$6)),0))","v":""},{"$f":"IF(A13=\"\",\"\",IF('Fixture Schedule'!O20=1,Summary!$I$11*('Fixture Schedule'!L20/('Building Area Method'!$BK$6)),0))","v":""},null,null,null,{"$f":"IF(A13=\"\",\"\",IF(START!$B$34=2,INDIRECT(\"'Building Area Method'!\"&SUBSTITUTE(ADDRESS(1,MOD(ROW(A13)+4,56),4),\"1\",\"\")&\"6\"),\"\"))","v":""},null,null,null,{"$f":"IF(A13=\"\",\"\",'Fixture Schedule'!D20)","v":""},{"$f":"IF(A13=\"\",\"\",IF('Fixture Schedule'!K20=\"\",\"\",'Fixture Schedule'!K20))","v":""},{"$f":"IF(A13=\"\",\"\",'Building Area Method'!$C$6)","v":""},{"$f":"IF(A13=\"\",\"\",'Fixture Schedule'!L20)","v":""},null,null,null,null,null,null,null,null,null,null,null,null,null,{"$f":"INDIRECT(\"'Building Area Method'!\"&SUBSTITUTE(ADDRESS(1,MOD(ROW(A13)+4,56),4),\"1\",\"\")&\"6\")","v":0}]
[{"$f":"IF(InteriorCalcType=1,IF(AM14=0,\"\",'Fixture Schedule'!M21),\"\")","v":""},{"$f":"IF(A14=\"\",\"\",'Fixture Schedule'!E21)","v":""},{"$f":"IF(A14=\"\",\"\",'Fixture Schedule'!F21)","v":""},{"$f":"IF(A14=\"\",\"\",'Fixture Schedule'!L21)","v":""},"",null,null,{"$f":"IF(A14=\"\",\"\",IF('Fixture Schedule'!O21=1,Summary!$C$12*('Fixture Schedule'!L21/('Building Area Method'!$BK$6+SUM('Exterior Lighting'!$BL$5:$BL$25))),0))","v":""},{"$f":"IF(A14=\"\",\"\",IF(START!$B$34=1,INDIRECT(\"'Building Area Method'!\"&SUBSTITUTE(ADDRESS(1,MOD(ROW(A14)+4,56),4),\"1\",\"\")&\"6\"),\"\"))","v":""},{"$f":"IF(A14=\"\",\"\",IF('Fixture Schedule'!O21=1,Summary!$F$11*('Fixture Schedule'!L21/('Building Area Method'!$BK$6+SUM('Exterior Lighting'!$BL$5:$BL$25))),0))","v":""},{"$f":"IF(A14=\"\",\"\",IF('Fixture Schedule'!O21=1,Summary!$E$11*('Fixture Schedule'!L21/('Building Area Method'!$BK$6+SUM('Exterior Lighting'!$BL$5:$BL$25))),0))","v":""},{"$f":"IF(A14=\"\",\"\",IF('Fixture Schedule'!O21=1,Summary!$G$11*('Fixture Schedule'!L21/('Building Area Method'!$BK$6+SUM('Exterior Lighting'!$BL$5:$BL$25))),0))","v":""},{"$f":"IF(A14=\"\",\"\",IF('Fixture Schedule'!O21=1,Summary!$H$11*('Fixture Schedule'!L21/('Building Area Method'!$BK$6)),0))","v":""},{"$f":"IF(A14=\"\",\"\",IF('Fixture Schedule'!O21=1,Summary!$I$11*('Fixture Schedule'!L21/('Building Area Method'!$BK$6)),0))","v":""},null,null,null,{"$f":"IF(A14=\"\",\"\",IF(START!$B$34=2,INDIRECT(\"'Building Area Method'!\"&SUBSTITUTE(ADDRESS(1,MOD(ROW(A14)+4,56),4),\"1\",\"\")&\"6\"),\"\"))","v":""},null,null,null,{"$f":"IF(A14=\"\",\"\",'Fixture Schedule'!D21)","v":""},{"$f":"IF(A14=\"\",\"\",IF('Fixture Schedule'!K21=\"\",\"\",'Fixture Schedule'!K21))","v":""},{"$f":"IF(A14=\"\",\"\",'Building Area Method'!$C$6)","v":""},{"$f":"IF(A14=\"\",\"\",'Fixture Schedule'!L21)","v":""},null,null,null,null,null,null,null,null,null,null,null,null,null,{"$f":"INDIRECT(\"'Building Area Method'!\"&SUBSTITUTE(ADDRESS(1,MOD(ROW(A14)+4,56),4),\"1\",\"\")&\"6\")","v":0}]
[{"$f":"IF(InteriorCalcType=1,IF(AM15=0,\"\",'Fixture Schedule'!M22),\"\")","v":""},{"$f":"IF(A15=\"\",\"\",'Fixture Schedule'!E22)","v":""},{"$f":"IF(A15=\"\",\"\",'Fixture Schedule'!F22)","v":""},{"$f":"IF(A15=\"\",\"\",'Fixture Schedule'!L22)","v":""},"",null,null,{"$f":"IF(A15=\"\",\"\",IF('Fixture Schedule'!O22=1,Summary!$C$12*('Fixture Schedule'!L22/('Building Area Method'!$BK$6+SUM('Exterior Lighting'!$BL$5:$BL$25))),0))","v":""},{"$f":"IF(A15=\"\",\"\",IF(START!$B$34=1,INDIRECT(\"'Building Area Method'!\"&SUBSTITUTE(ADDRESS(1,MOD(ROW(A15)+4,56),4),\"1\",\"\")&\"6\"),\"\"))","v":""},{"$f":"IF(A15=\"\",\"\",IF('Fixture Schedule'!O22=1,Summary!$F$11*('Fixture Schedule'!L22/('Building Area Method'!$BK$6+SUM('Exterior Lighting'!$BL$5:$BL$25))),0))","v":""},{"$f":"IF(A15=\"\",\"\",IF('Fixture Schedule'!O22=1,Summary!$E$11*('Fixture Schedule'!L22/('Building Area Method'!$BK$6+SUM('Exterior Lighting'!$BL$5:$BL$25))),0))","v":""},{"$f":"IF(A15=\"\",\"\",IF('Fixture Schedule'!O22=1,Summary!$G$11*('Fixture Schedule'!L22/('Building Area Method'!$BK$6+SUM('Exterior Lighting'!$BL$5:$BL$25))),0))","v":""},{"$f":"IF(A15=\"\",\"\",IF('Fixture Schedule'!O22=1,Summary!$H$11*('Fixture Schedule'!L22/('Building Area Method'!$BK$6)),0))","v":""},{"$f":"IF(A15=\"\",\"\",IF('Fixture Schedule'!O22=1,Summary!$I$11*('Fixture Schedule'!L22/('Building Area Method'!$BK$6)),0))","v":""},null,null,null,{"$f":"IF(A15=\"\",\"\",IF(START!$B$34=2,INDIRECT(\"'Building Area Method'!\"&SUBSTITUTE(ADDRESS(1,MOD(ROW(A15)+4,56),4),\"1\",\"\")&\"6\"),\"\"))","v":""},null,null,null,{"$f":"IF(A15=\"\",\"\",'Fixture Schedule'!D22)","v":""},{"$f":"IF(A15=\"\",\"\",IF('Fixture Schedule'!K22=\"\",\"\",'Fixture Schedule'!K22))","v":""},{"$f":"IF(A15=\"\",\"\",'Building Area Method'!$C$6)","v":""},{"$f":"IF(A15=\"\",\"\",'Fixture Schedule'!L22)","v":""},null,null,null,null,null,null,null,null,null,null,null,null,null,{"$f":"INDIRECT(\"'Building Area Method'!\"&SUBSTITUTE(ADDRESS(1,MOD(ROW(A15)+4,56),4),\"1\",\"\")&\"6\")","v":0}]
[{"$f":"IF(InteriorCalcType=1,IF(AM16=0,\"\",'Fixture Schedule'!M23),\"\")","v":""},{"$f":"IF(A16=\"\",\"\",'Fixture Schedule'!E23)","v":""},{"$f":"IF(A16=\"\",\"\",'Fixture Schedule'!F23)","v":""},{"$f":"IF(A16=\"\",\"\",'Fixture Schedule'!L23)","v":""},"",null,null,{"$f":"IF(A16=\"\",\"\",IF('Fixture Schedule'!O23=1,Summary!$C$12*('Fixture Schedule'!L23/('Building Area Method'!$BK$6+SUM('Exterior Lighting'!$BL$5:$BL$25))),0))","v":""},{"$f":"IF(A16=\"\",\"\",IF(START!$B$34=1,INDIRECT(\"'Building Area Method'!\"&SUBSTITUTE(ADDRESS(1,MOD(ROW(A16)+4,56),4),\"1\",\"\")&\"6\"),\"\"))","v":""},{"$f":"IF(A16=\"\",\"\",IF('Fixture Schedule'!O23=1,Summary!$F$11*('Fixture Schedule'!L23/('Building Area Method'!$BK$6+SUM('Exterior Lighting'!$BL$5:$BL$25))),0))","v":""},{"$f":"IF(A16=\"\",\"\",IF('Fixture Schedule'!O23=1,Summary!$E$11*('Fixture Schedule'!L23/('Building Area Method'!$BK$6+SUM('Exterior Lighting'!$BL$5:$BL$25))),0))","v":""},{"$f":"IF(A16=\"\",\"\",IF('Fixture Schedule'!O23=1,Summary!$G$11*('Fixture Schedule'!L23/('Building Area Method'!$BK$6+SUM('Exterior Lighting'!$BL$5:$BL$25))),0))","v":""},{"$f":"IF(A16=\"\",\"\",IF('Fixture Schedule'!O23=1,Summary!$H$11*('Fixture Schedule'!L23/('Building Area Method'!$BK$6)),0))","v":""},{"$f":"IF(A16=\"\",\"\",IF('Fixture Schedule'!O23=1,Summary!$I$11*('Fixture Schedule'!L23/('Building Area Method'!$BK$6)),0))","v":""},null,null,null,{"$f":"IF(A16=\"\",\"\",IF(START!$B$34=2,INDIRECT(\"'Building Area Method'!\"&SUBSTITUTE(ADDRESS(1,MOD(ROW(A16)+4,56),4),\"1\",\"\")&\"6\"),\"\"))","v":""},null,null,null,{"$f":"IF(A16=\"\",\"\",'Fixture Schedule'!D23)","v":""},{"$f":"IF(A16=\"\",\"\",IF('Fixture Schedule'!K23=\"\",\"\",'Fixture Schedule'!K23))","v":""},{"$f":"IF(A16=\"\",\"\",'Building Area Method'!$C$6)","v":""},{"$f":"IF(A16=\"\",\"\",'Fixture Schedule'!L23)","v":""},null,null,null,null,null,null,null,null,null,null,null,null,null,{"$f":"INDIRECT(\"'Building Area Method'!\"&SUBSTITUTE(ADDRESS(1,MOD(ROW(A16)+4,56),4),\"1\",\"\")&\"6\")","v":0}]
[{"$f":"IF(InteriorCalcType=1,IF(AM17=0,\"\",'Fixture Schedule'!M24),\"\")","v":""},{"$f":"IF(A17=\"\",\"\",'Fixture Schedule'!E24)","v":""},{"$f":"IF(A17=\"\",\"\",'Fixture Schedule'!F24)","v":""},{"$f":"IF(A17=\"\",\"\",'Fixture Schedule'!L24)","v":""},"",null,null,{"$f":"IF(A17=\"\",\"\",IF('Fixture Schedule'!O24=1,Summary!$C$12*('Fixture Schedule'!L24/('Building Area Method'!$BK$6+SUM('Exterior Lighting'!$BL$5:$BL$25))),0))","v":""},{"$f":"IF(A17=\"\",\"\",IF(START!$B$34=1,INDIRECT(\"'Building Area Method'!\"&SUBSTITUTE(ADDRESS(1,MOD(ROW(A17)+4,56),4),\"1\",\"\")&\"6\"),\"\"))","v":""},{"$f":"IF(A17=\"\",\"\",IF('Fixture Schedule'!O24=1,Summary!$F$11*('Fixture Schedule'!L24/('Building Area Method'!$BK$6+SUM('Exterior Lighting'!$BL$5:$BL$25))),0))","v":""},{"$f":"IF(A17=\"\",\"\",IF('Fixture Schedule'!O24=1,Summary!$E$11*('Fixture Schedule'!L24/('Building Area Method'!$BK$6+SUM('Exterior Lighting'!$BL$5:$BL$25))),0))","v":""},{"$f":"IF(A17=\"\",\"\",IF('Fixture Schedule'!O24=1,Summary!$G$11*('Fixture Schedule'!L24/('Building Area Method'!$BK$6+SUM('Exterior Lighting'!$BL$5:$BL$25))),0))","v":""},{"$f":"IF(A17=\"\",\"\",IF('Fixture Schedule'!O24=1,Summary!$H$11*('Fixture Schedule'!L24/('Building Area Method'!$BK$6)),0))","v":""},{"$f":"IF(A17=\"\",\"\",IF('Fixture Schedule'!O24=1,Summary!$I$11*('Fixture Schedule'!L24/('Building Area Method'!$BK$6)),0))","v":""},null,null,null,{"$f":"IF(A17=\"\",\"\",IF(START!$B$34=2,INDIRECT(\"'Building Area Method'!\"&SUBSTITUTE(ADDRESS(1,MOD(ROW(A17)+4,56),4),\"1\",\"\")&\"6\"),\"\"))","v":""},null,null,null,{"$f":"IF(A17=\"\",\"\",'Fixture Schedule'!D24)","v":""},{"$f":"IF(A17=\"\",\"\",IF('Fixture Schedule'!K24=\"\",\"\",'Fixture Schedule'!K24))","v":""},{"$f":"IF(A17=\"\",\"\",'Building Area Method'!$C$6)","v":""},{"$f":"IF(A17=\"\",\"\",'Fixture Schedule'!L24)","v":""},null,null,null,null,null,null,null,null,null,null,null,null,null,{"$f":"INDIRECT(\"'Building Area Method'!\"&SUBSTITUTE(ADDRESS(1,MOD(ROW(A17)+4,56),4),\"1\",\"\")&\"6\")","v":0}]
[{"$f":"IF(InteriorCalcType=1,IF(AM18=0,\"\",'Fixture Schedule'!M25),\"\")","v":""},{"$f":"IF(A18=\"\",\"\",'Fixture Schedule'!E25)","v":""},{"$f":"IF(A18=\"\",\"\",'Fixture Schedule'!F25)","v":""},{"$f":"IF(A18=\"\",\"\",'Fixture Schedule'!L25)","v":""},"",null,null,{"$f":"IF(A18=\"\",\"\",IF('Fixture Schedule'!O25=1,Summary!$C$12*('Fixture Schedule'!L25/('Building Area Method'!$BK$6+SUM('Exterior Lighting'!$BL$5:$BL$25))),0))","v":""},{"$f":"IF(A18=\"\",\"\",IF(START!$B$34=1,INDIRECT(\"'Building Area Method'!\"&SUBSTITUTE(ADDRESS(1,MOD(ROW(A18)+4,56),4),\"1\",\"\")&\"6\"),\"\"))","v":""},{"$f":"IF(A18=\"\",\"\",IF('Fixture Schedule'!O25=1,Summary!$F$11*('Fixture Schedule'!L25/('Building Area Method'!$BK$6+SUM('Exterior Lighting'!$BL$5:$BL$25))),0))","v":""},{"$f":"IF(A18=\"\",\"\",IF('Fixture Schedule'!O25=1,Summary!$E$11*('Fixture Schedule'!L25/('Building Area Method'!$BK$6+SUM('Exterior Lighting'!$BL$5:$BL$25))),0))","v":""},{"$f":"IF(A18=\"\",\"\",IF('Fixture Schedule'!O25=1,Summary!$G$11*('Fixture Schedule'!L25/('Building Area Method'!$BK$6+SUM('Exterior Lighting'!$BL$5:$BL$25))),0))","v":""},{"$f":"IF(A18=\"\",\"\",IF('Fixture Schedule'!O25=1,Summary!$H$11*('Fixture Schedule'!L25/('Building Area Method'!$BK$6)),0))","v":""},{"$f":"IF(A18=\"\",\"\",IF('Fixture Schedule'!O25=1,Summary!$I$11*('Fixture Schedule'!L25/('Building Area Method'!$BK$6)),0))","v":""},null,null,null,{"$f":"IF(A18=\"\",\"\",IF(START!$B$34=2,INDIRECT(\"'Building Area Method'!\"&SUBSTITUTE(ADDRESS(1,MOD(ROW(A18)+4,56),4),\"1\",\"\")&\"6\"),\"\"))","v":""},null,null,null,{"$f":"IF(A18=\"\",\"\",'Fixture Schedule'!D25)","v":""},{"$f":"IF(A18=\"\",\"\",IF('Fixture Schedule'!K25=\"\",\"\",'Fixture Schedule'!K25))","v":""},{"$f":"IF(A18=\"\",\"\",'Building Area Method'!$C$6)","v":""},{"$f":"IF(A18=\"\",\"\",'Fixture Schedule'!L25)","v":""},null,null,null,null,null,null,null,null,null,null,null,null,null,{"$f":"INDIRECT(\"'Building Area Method'!\"&SUBSTITUTE(ADDRESS(1,MOD(ROW(A18)+4,56),4),\"1\",\"\")&\"6\")","v":0}]
[{"$f":"IF(InteriorCalcType=1,IF(AM19=0,\"\",'Fixture Schedule'!M26),\"\")","v":""},{"$f":"IF(A19=\"\",\"\",'Fixture Schedule'!E26)","v":""},{"$f":"IF(A19=\"\",\"\",'Fixture Schedule'!F26)","v":""},{"$f":"IF(A19=\"\",\"\",'Fixture Schedule'!L26)","v":""},"",null,null,{"$f":"IF(A19=\"\",\"\",IF('Fixture Schedule'!O26=1,Summary!$C$12*('Fixture Schedule'!L26/('Building Area Method'!$BK$6+SUM('Exterior Lighting'!$BL$5:$BL$25))),0))","v":""},{"$f":"IF(A19=\"\",\"\",IF(START!$B$34=1,INDIRECT(\"'Building Area Method'!\"&SUBSTITUTE(ADDRESS(1,MOD(ROW(A19)+4,56),4),\"1\",\"\")&\"6\"),\"\"))","v":""},{"$f":"IF(A19=\"\",\"\",IF('Fixture Schedule'!O26=1,Summary!$F$11*('Fixture Schedule'!L26/('Building Area Method'!$BK$6+SUM('Exterior Lighting'!$BL$5:$BL$25))),0))","v":""},{"$f":"IF(A19=\"\",\"\",IF('Fixture Schedule'!O26=1,Summary!$E$11*('Fixture Schedule'!L26/('Building Area Method'!$BK$6+SUM('Exterior Lighting'!$BL$5:$BL$25))),0))","v":""},{"$f":"IF(A19=\"\",\"\",IF('Fixture Schedule'!O26=1,Summary!$G$11*('Fixture Schedule'!L26/('Building Area Method'!$BK$6+SUM('Exterior Lighting'!$BL$5:$BL$25))),0))","v":""},{"$f":"IF(A19=\"\",\"\",IF('Fixture Schedule'!O26=1,Summary!$H$11*('Fixture Schedule'!L26/('Building Area Method'!$BK$6)),0))","v":""},{"$f":"IF(A19=\"\",\"\",IF('Fixture Schedule'!O26=1,Summary!$I$11*('Fixture Schedule'!L26/('Building Area Method'!$BK$6)),0))","v":""},null,null,null,{"$f":"IF(A19=\"\",\"\",IF(START!$B$34=2,INDIRECT(\"'Building Area Method'!\"&SUBSTITUTE(ADDRESS(1,MOD(ROW(A19)+4,56),4),\"1\",\"\")&\"6\"),\"\"))","v":""},null,null,null,{"$f":"IF(A19=\"\",\"\",'Fixture Schedule'!D26)","v":""},{"$f":"IF(A19=\"\",\"\",IF('Fixture Schedule'!K26=\"\",\"\",'Fixture Schedule'!K26))","v":""},{"$f":"IF(A19=\"\",\"\",'Building Area Method'!$C$6)","v":""},{"$f":"IF(A19=\"\",\"\",'Fixture Schedule'!L26)","v":""},null,null,null,null,null,null,null,null,null,null,null,null,null,{"$f":"INDIRECT(\"'Building Area Method'!\"&SUBSTITUTE(ADDRESS(1,MOD(ROW(A19)+4,56),4),\"1\",\"\")&\"6\")","v":0}]
[{"$f":"IF(InteriorCalcType=1,IF(AM20=0,\"\",'Fixture Schedule'!M27),\"\")","v":""},{"$f":"IF(A20=\"\",\"\",'Fixture Schedule'!E27)","v":""},{"$f":"IF(A20=\"\",\"\",'Fixture Schedule'!F27)","v":""},{"$f":"IF(A20=\"\",\"\",'Fixture Schedule'!L27)","v":""},"",null,null,{"$f":"IF(A20=\"\",\"\",IF('Fixture Schedule'!O27=1,Summary!$C$12*('Fixture Schedule'!L27/('Building Area Method'!$BK$6+SUM('Exterior Lighting'!$BL$5:$BL$25))),0))","v":""},{"$f":"IF(A20=\"\",\"\",IF(START!$B$34=1,INDIRECT(\"'Building Area Method'!\"&SUBSTITUTE(ADDRESS(1,MOD(ROW(A20)+4,56),4),\"1\",\"\")&\"6\"),\"\"))","v":""},{"$f":"IF(A20=\"\",\"\",IF('Fixture Schedule'!O27=1,Summary!$F$11*('Fixture Schedule'!L27/('Building Area Method'!$BK$6+SUM('Exterior Lighting'!$BL$5:$BL$25))),0))","v":""},{"$f":"IF(A20=\"\",\"\",IF('Fixture Schedule'!O27=1,Summary!$E$11*('Fixture Schedule'!L27/('Building Area Method'!$BK$6+SUM('Exterior Lighting'!$BL$5:$BL$25))),0))","v":""},{"$f":"IF(A20=\"\",\"\",IF('Fixture Schedule'!O27=1,Summary!$G$11*('Fixture Schedule'!L27/('Building Area Method'!$BK$6+SUM('Exterior Lighting'!$BL$5:$BL$25))),0))","v":""},{"$f":"IF(A20=\"\",\"\",IF('Fixture Schedule'!O27=1,Summary!$H$11*('Fixture Schedule'!L27/('Building Area Method'!$BK$6)),0))","v":""},{"$f":"IF(A20=\"\",\"\",IF('Fixture Schedule'!O27=1,Summary!$I$11*('Fixture Schedule'!L27/('Building Area Method'!$BK$6)),0))","v":""},null,null,null,{"$f":"IF(A20=\"\",\"\",IF(START!$B$34=2,INDIRECT(\"'Building Area Method'!\"&SUBSTITUTE(ADDRESS(1,MOD(ROW(A20)+4,56),4),\"1\",\"\")&\"6\"),\"\"))","v":""},null,null,null,{"$f":"IF(A20=\"\",\"\",'Fixture Schedule'!D27)","v":""},{"$f":"IF(A20=\"\",\"\",IF('Fixture Schedule'!K27=\"\",\"\",'Fixture Schedule'!K27))","v":""},{"$f":"IF(A20=\"\",\"\",'Building Area Method'!$C$6)","v":""},{"$f":"IF(A20=\"\",\"\",'Fixture Schedule'!L27)","v":""},null,null,null,null,null,null,null,null,null,null,null,null,null,{"$f":"INDIRECT(\"'Building Area Method'!\"&SUBSTITUTE(ADDRESS(1,MOD(ROW(A20)+4,56),4),\"1\",\"\")&\"6\")","v":0}]
[{"$f":"IF(InteriorCalcType=1,IF(AM21=0,\"\",'Fixture Schedule'!M28),\"\")","v":""},{"$f":"IF(A21=\"\",\"\",'Fixture Schedule'!E28)","v":""},{"$f":"IF(A21=\"\",\"\",'Fixture Schedule'!F28)","v":""},{"$f":"IF(A21=\"\",\"\",'Fixture Schedule'!L28)","v":""},"",null,null,{"$f":"IF(A21=\"\",\"\",IF('Fixture Schedule'!O28=1,Summary!$C$12*('Fixture Schedule'!L28/('Building Area Method'!$BK$6+SUM('Exterior Lighting'!$BL$5:$BL$25))),0))","v":""},{"$f":"IF(A21=\"\",\"\",IF(START!$B$34=1,INDIRECT(\"'Building Area Method'!\"&SUBSTITUTE(ADDRESS(1,MOD(ROW(A21)+4,56),4),\"1\",\"\")&\"6\"),\"\"))","v":""},{"$f":"IF(A21=\"\",\"\",IF('Fixture Schedule'!O28=1,Summary!$F$11*('Fixture Schedule'!L28/('Building Area Method'!$BK$6+SUM('Exterior Lighting'!$BL$5:$BL$25))),0))","v":""},{"$f":"IF(A21=\"\",\"\",IF('Fixture Schedule'!O28=1,Summary!$E$11*('Fixture Schedule'!L28/('Building Area Method'!$BK$6+SUM('Exterior Lighting'!$BL$5:$BL$25))),0))","v":""},{"$f":"IF(A21=\"\",\"\",IF('Fixture Schedule'!O28=1,Summary!$G$11*('Fixture Schedule'!L28/('Building Area Method'!$BK$6+SUM('Exterior Lighting'!$BL$5:$BL$25))),0))","v":""},{"$f":"IF(A21=\"\",\"\",IF('Fixture Schedule'!O28=1,Summary!$H$11*('Fixture Schedule'!L28/('Building Area Method'!$BK$6)),0))","v":""},{"$f":"IF(A21=\"\",\"\",IF('Fixture Schedule'!O28=1,Summary!$I$11*('Fixture Schedule'!L28/('Building Area Method'!$BK$6)),0))","v":""},null,null,null,{"$f":"IF(A21=\"\",\"\",IF(START!$B$34=2,INDIRECT(\"'Building Area Method'!\"&SUBSTITUTE(ADDRESS(1,MOD(ROW(A21)+4,56),4),\"1\",\"\")&\"6\"),\"\"))","v":""},null,null,null,{"$f":"IF(A21=\"\",\"\",'Fixture Schedule'!D28)","v":""},{"$f":"IF(A21=\"\",\"\",IF('Fixture Schedule'!K28=\"\",\"\",'Fixture Schedule'!K28))","v":""},{"$f":"IF(A21=\"\",\"\",'Building Area Method'!$C$6)","v":""},{"$f":"IF(A21=\"\",\"\",'Fixture Schedule'!L28)","v":""},null,null,null,null,null,null,null,null,null,null,null,null,null,{"$f":"INDIRECT(\"'Building Area Method'!\"&SUBSTITUTE(ADDRESS(1,MOD(ROW(A21)+4,56),4),\"1\",\"\")&\"6\")","v":0}]
[{"$f":"IF(InteriorCalcType=1,IF(AM22=0,\"\",'Fixture Schedule'!M29),\"\")","v":""},{"$f":"IF(A22=\"\",\"\",'Fixture Schedule'!E29)","v":""},{"$f":"IF(A22=\"\",\"\",'Fixture Schedule'!F29)","v":""},{"$f":"IF(A22=\"\",\"\",'Fixture Schedule'!L29)","v":""},"",null,null,{"$f":"IF(A22=\"\",\"\",IF('Fixture Schedule'!O29=1,Summary!$C$12*('Fixture Schedule'!L29/('Building Area Method'!$BK$6+SUM('Exterior Lighting'!$BL$5:$BL$25))),0))","v":""},{"$f":"IF(A22=\"\",\"\",IF(START!$B$34=1,INDIRECT(\"'Building Area Method'!\"&SUBSTITUTE(ADDRESS(1,MOD(ROW(A22)+4,56),4),\"1\",\"\")&\"6\"),\"\"))","v":""},{"$f":"IF(A22=\"\",\"\",IF('Fixture Schedule'!O29=1,Summary!$F$11*('Fixture Schedule'!L29/('Building Area Method'!$BK$6+SUM('Exterior Lighting'!$BL$5:$BL$25))),0))","v":""},{"$f":"IF(A22=\"\",\"\",IF('Fixture Schedule'!O29=1,Summary!$E$11*('Fixture Schedule'!L29/('Building Area Method'!$BK$6+SUM('Exterior Lighting'!$BL$5:$BL$25))),0))","v":""},{"$f":"IF(A22=\"\",\"\",IF('Fixture Schedule'!O29=1,Summary!$G$11*('Fixture Schedule'!L29/('Building Area Method'!$BK$6+SUM('Exterior Lighting'!$BL$5:$BL$25))),0))","v":""},{"$f":"IF(A22=\"\",\"\",IF('Fixture Schedule'!O29=1,Summary!$H$11*('Fixture Schedule'!L29/('Building Area Method'!$BK$6)),0))","v":""},{"$f":"IF(A22=\"\",\"\",IF('Fixture Schedule'!O29=1,Summary!$I$11*('Fixture Schedule'!L29/('Building Area Method'!$BK$6)),0))","v":""},null,null,null,{"$f":"IF(A22=\"\",\"\",IF(START!$B$34=2,INDIRECT(\"'Building Area Method'!\"&SUBSTITUTE(ADDRESS(1,MOD(ROW(A22)+4,56),4),\"1\",\"\")&\"6\"),\"\"))","v":""},null,null,null,{"$f":"IF(A22=\"\",\"\",'Fixture Schedule'!D29)","v":""},{"$f":"IF(A22=\"\",\"\",IF('Fixture Schedule'!K29=\"\",\"\",'Fixture Schedule'!K29))","v":""},{"$f":"IF(A22=\"\",\"\",'Building Area Method'!$C$6)","v":""},{"$f":"IF(A22=\"\",\"\",'Fixture Schedule'!L29)","v":""},null,null,null,null,null,null,null,null,null,null,null,null,null,{"$f":"INDIRECT(\"'Building Area Method'!\"&SUBSTITUTE(ADDRESS(1,MOD(ROW(A22)+4,56),4),\"1\",\"\")&\"6\")","v":0}]
[{"$f":"IF(InteriorCalcType=1,IF(AM23=0,\"\",'Fixture Schedule'!M30),\"\")","v":""},{"$f":"IF(A23=\"\",\"\",'Fixture Schedule'!E30)","v":""},{"$f":"IF(A23=\"\",\"\",'Fixture Schedule'!F30)","v":""},{"$f":"IF(A23=\"\",\"\",'Fixture Schedule'!L30)","v":""},"",null,null,{"$f":"IF(A23=\"\",\"\",IF('Fixture Schedule'!O30=1,Summary!$C$12*('Fixture Schedule'!L30/('Building Area Method'!$BK$6+SUM('Exterior Lighting'!$BL$5:$BL$25))),0))","v":""},{"$f":"IF(A23=\"\",\"\",IF(START!$B$34=1,INDIRECT(\"'Building Area Method'!\"&SUBSTITUTE(ADDRESS(1,MOD(ROW(A23)+4,56),4),\"1\",\"\")&\"6\"),\"\"))","v":""},{"$f":"IF(A23=\"\",\"\",IF('Fixture Schedule'!O30=1,Summary!$F$11*('Fixture Schedule'!L30/('Building Area Method'!$BK$6+SUM('Exterior Lighting'!$BL$5:$BL$25))),0))","v":""},{"$f":"IF(A23=\"\",\"\",IF('Fixture Schedule'!O30=1,Summary!$E$11*('Fixture Schedule'!L30/('Building Area Method'!$BK$6+SUM('Exterior Lighting'!$BL$5:$BL$25))),0))","v":""},{"$f":"IF(A23=\"\",\"\",IF('Fixture Schedule'!O30=1,Summary!$G$11*('Fixture Schedule'!L30/('Building Area Method'!$BK$6+SUM('Exterior Lighting'!$BL$5:$BL$25))),0))","v":""},{"$f":"IF(A23=\"\",\"\",IF('Fixture Schedule'!O30=1,Summary!$H$11*('Fixture Schedule'!L30/('Building Area Method'!$BK$6)),0))","v":""},{"$f":"IF(A23=\"\",\"\",IF('Fixture Schedule'!O30=1,Summary!$I$11*('Fixture Schedule'!L30/('Building Area Method'!$BK$6)),0))","v":""},null,null,null,{"$f":"IF(A23=\"\",\"\",IF(START!$B$34=2,INDIRECT(\"'Building Area Method'!\"&SUBSTITUTE(ADDRESS(1,MOD(ROW(A23)+4,56),4),\"1\",\"\")&\"6\"),\"\"))","v":""},null,null,null,{"$f":"IF(A23=\"\",\"\",'Fixture Schedule'!D30)","v":""},{"$f":"IF(A23=\"\",\"\",IF('Fixture Schedule'!K30=\"\",\"\",'Fixture Schedule'!K30))","v":""},{"$f":"IF(A23=\"\",\"\",'Building Area Method'!$C$6)","v":""},{"$f":"IF(A23=\"\",\"\",'Fixture Schedule'!L30)","v":""},null,null,null,null,null,null,null,null,null,null,null,null,null,{"$f":"INDIRECT(\"'Building Area Method'!\"&SUBSTITUTE(ADDRESS(1,MOD(ROW(A23)+4,56),4),\"1\",\"\")&\"6\")","v":0}]
[{"$f":"IF(InteriorCalcType=1,IF(AM24=0,\"\",'Fixture Schedule'!M31),\"\")","v":""},{"$f":"IF(A24=\"\",\"\",'Fixture Schedule'!E31)","v":""},{"$f":"IF(A24=\"\",\"\",'Fixture Schedule'!F31)","v":""},{"$f":"IF(A24=\"\",\"\",'Fixture Schedule'!L31)","v":""},"",null,null,{"$f":"IF(A24=\"\",\"\",IF('Fixture Schedule'!O31=1,Summary!$C$12*('Fixture Schedule'!L31/('Building Area Method'!$BK$6+SUM('Exterior Lighting'!$BL$5:$BL$25))),0))","v":""},{"$f":"IF(A24=\"\",\"\",IF(START!$B$34=1,INDIRECT(\"'Building Area Method'!\"&SUBSTITUTE(ADDRESS(1,MOD(ROW(A24)+4,56),4),\"1\",\"\")&\"6\"),\"\"))","v":""},{"$f":"IF(A24=\"\",\"\",IF('Fixture Schedule'!O31=1,Summary!$F$11*('Fixture Schedule'!L31/('Building Area Method'!$BK$6+SUM('Exterior Lighting'!$BL$5:$BL$25))),0))","v":""},{"$f":"IF(A24=\"\",\"\",IF('Fixture Schedule'!O31=1,Summary!$E$11*('Fixture Schedule'!L31/('Building Area Method'!$BK$6+SUM('Exterior Lighting'!$BL$5:$BL$25))),0))","v":""},{"$f":"IF(A24=\"\",\"\",IF('Fixture Schedule'!O31=1,Summary!$G$11*('Fixture Schedule'!L31/('Building Area Method'!$BK$6+SUM('Exterior Lighting'!$BL$5:$BL$25))),0))","v":""},{"$f":"IF(A24=\"\",\"\",IF('Fixture Schedule'!O31=1,Summary!$H$11*('Fixture Schedule'!L31/('Building Area Method'!$BK$6)),0))","v":""},{"$f":"IF(A24=\"\",\"\",IF('Fixture Schedule'!O31=1,Summary!$I$11*('Fixture Schedule'!L31/('Building Area Method'!$BK$6)),0))","v":""},null,null,null,{"$f":"IF(A24=\"\",\"\",IF(START!$B$34=2,INDIRECT(\"'Building Area Method'!\"&SUBSTITUTE(ADDRESS(1,MOD(ROW(A24)+4,56),4),\"1\",\"\")&\"6\"),\"\"))","v":""},null,null,null,{"$f":"IF(A24=\"\",\"\",'Fixture Schedule'!D31)","v":""},{"$f":"IF(A24=\"\",\"\",IF('Fixture Schedule'!K31=\"\",\"\",'Fixture Schedule'!K31))","v":""},{"$f":"IF(A24=\"\",\"\",'Building Area Method'!$C$6)","v":""},{"$f":"IF(A24=\"\",\"\",'Fixture Schedule'!L31)","v":""},null,null,null,null,null,null,null,null,null,null,null,null,null,{"$f":"INDIRECT(\"'Building Area Method'!\"&SUBSTITUTE(ADDRESS(1,MOD(ROW(A24)+4,56),4),\"1\",\"\")&\"6\")","v":0}]
[{"$f":"IF(InteriorCalcType=1,IF(AM25=0,\"\",'Fixture Schedule'!M32),\"\")","v":""},{"$f":"IF(A25=\"\",\"\",'Fixture Schedule'!E32)","v":""},{"$f":"IF(A25=\"\",\"\",'Fixture Schedule'!F32)","v":""},{"$f":"IF(A25=\"\",\"\",'Fixture Schedule'!L32)","v":""},"",null,null,{"$f":"IF(A25=\"\",\"\",IF('Fixture Schedule'!O32=1,Summary!$C$12*('Fixture Schedule'!L32/('Building Area Method'!$BK$6+SUM('Exterior Lighting'!$BL$5:$BL$25))),0))","v":""},{"$f":"IF(A25=\"\",\"\",IF(START!$B$34=1,INDIRECT(\"'Building Area Method'!\"&SUBSTITUTE(ADDRESS(1,MOD(ROW(A25)+4,56),4),\"1\",\"\")&\"6\"),\"\"))","v":""},{"$f":"IF(A25=\"\",\"\",IF('Fixture Schedule'!O32=1,Summary!$F$11*('Fixture Schedule'!L32/('Building Area Method'!$BK$6+SUM('Exterior Lighting'!$BL$5:$BL$25))),0))","v":""},{"$f":"IF(A25=\"\",\"\",IF('Fixture Schedule'!O32=1,Summary!$E$11*('Fixture Schedule'!L32/('Building Area Method'!$BK$6+SUM('Exterior Lighting'!$BL$5:$BL$25))),0))","v":""},{"$f":"IF(A25=\"\",\"\",IF('Fixture Schedule'!O32=1,Summary!$G$11*('Fixture Schedule'!L32/('Building Area Method'!$BK$6+SUM('Exterior Lighting'!$BL$5:$BL$25))),0))","v":""},{"$f":"IF(A25=\"\",\"\",IF('Fixture Schedule'!O32=1,Summary!$H$11*('Fixture Schedule'!L32/('Building Area Method'!$BK$6)),0))","v":""},{"$f":"IF(A25=\"\",\"\",IF('Fixture Schedule'!O32=1,Summary!$I$11*('Fixture Schedule'!L32/('Building Area Method'!$BK$6)),0))","v":""},null,null,null,{"$f":"IF(A25=\"\",\"\",IF(START!$B$34=2,INDIRECT(\"'Building Area Method'!\"&SUBSTITUTE(ADDRESS(1,MOD(ROW(A25)+4,56),4),\"1\",\"\")&\"6\"),\"\"))","v":""},null,null,null,{"$f":"IF(A25=\"\",\"\",'Fixture Schedule'!D32)","v":""},{"$f":"IF(A25=\"\",\"\",IF('Fixture Schedule'!K32=\"\",\"\",'Fixture Schedule'!K32))","v":""},{"$f":"IF(A25=\"\",\"\",'Building Area Method'!$C$6)","v":""},{"$f":"IF(A25=\"\",\"\",'Fixture Schedule'!L32)","v":""},null,null,null,null,null,null,null,null,null,null,null,null,null,{"$f":"INDIRECT(\"'Building Area Method'!\"&SUBSTITUTE(ADDRESS(1,MOD(ROW(A25)+4,56),4),\"1\",\"\")&\"6\")","v":0}]
[{"$f":"IF(InteriorCalcType=1,IF(AM26=0,\"\",'Fixture Schedule'!M33),\"\")","v":""},{"$f":"IF(A26=\"\",\"\",'Fixture Schedule'!E33)","v":""},{"$f":"IF(A26=\"\",\"\",'Fixture Schedule'!F33)","v":""},{"$f":"IF(A26=\"\",\"\",'Fixture Schedule'!L33)","v":""},"",null,null,{"$f":"IF(A26=\"\",\"\",IF('Fixture Schedule'!O33=1,Summary!$C$12*('Fixture Schedule'!L33/('Building Area Method'!$BK$6+SUM('Exterior Lighting'!$BL$5:$BL$25))),0))","v":""},{"$f":"IF(A26=\"\",\"\",IF(START!$B$34=1,INDIRECT(\"'Building Area Method'!\"&SUBSTITUTE(ADDRESS(1,MOD(ROW(A26)+4,56),4),\"1\",\"\")&\"6\"),\"\"))","v":""},{"$f":"IF(A26=\"\",\"\",IF('Fixture Schedule'!O33=1,Summary!$F$11*('Fixture Schedule'!L33/('Building Area Method'!$BK$6+SUM('Exterior Lighting'!$BL$5:$BL$25))),0))","v":""},{"$f":"IF(A26=\"\",\"\",IF('Fixture Schedule'!O33=1,Summary!$E$11*('Fixture Schedule'!L33/('Building Area Method'!$BK$6+SUM('Exterior Lighting'!$BL$5:$BL$25))),0))","v":""},{"$f":"IF(A26=\"\",\"\",IF('Fixture Schedule'!O33=1,Summary!$G$11*('Fixture Schedule'!L33/('Building Area Method'!$BK$6+SUM('Exterior Lighting'!$BL$5:$BL$25))),0))","v":""},{"$f":"IF(A26=\"\",\"\",IF('Fixture Schedule'!O33=1,Summary!$H$11*('Fixture Schedule'!L33/('Building Area Method'!$BK$6)),0))","v":""},{"$f":"IF(A26=\"\",\"\",IF('Fixture Schedule'!O33=1,Summary!$I$11*('Fixture Schedule'!L33/('Building Area Method'!$BK$6)),0))","v":""},null,null,null,{"$f":"IF(A26=\"\",\"\",IF(START!$B$34=2,INDIRECT(\"'Building Area Method'!\"&SUBSTITUTE(ADDRESS(1,MOD(ROW(A26)+4,56),4),\"1\",\"\")&\"6\"),\"\"))","v":""},null,null,null,{"$f":"IF(A26=\"\",\"\",'Fixture Schedule'!D33)","v":""},{"$f":"IF(A26=\"\",\"\",IF('Fixture Schedule'!K33=\"\",\"\",'Fixture Schedule'!K33))","v":""},{"$f":"IF(A26=\"\",\"\",'Building Area Method'!$C$6)","v":""},{"$f":"IF(A26=\"\",\"\",'Fixture Schedule'!L33)","v":""},null,null,null,null,null,null,null,null,null,null,null,null,null,{"$f":"INDIRECT(\"'Building Area Method'!\"&SUBSTITUTE(ADDRESS(1,MOD(ROW(A26)+4,56),4),\"1\",\"\")&\"6\")","v":0}]
[{"$f":"IF(InteriorCalcType=1,IF(AM27=0,\"\",'Fixture Schedule'!M34),\"\")","v":""},{"$f":"IF(A27=\"\",\"\",'Fixture Schedule'!E34)","v":""},{"$f":"IF(A27=\"\",\"\",'Fixture Schedule'!F34)","v":""},{"$f":"IF(A27=\"\",\"\",'Fixture Schedule'!L34)","v":""},"",null,null,{"$f":"IF(A27=\"\",\"\",IF('Fixture Schedule'!O34=1,Summary!$C$12*('Fixture Schedule'!L34/('Building Area Method'!$BK$6+SUM('Exterior Lighting'!$BL$5:$BL$25))),0))","v":""},{"$f":"IF(A27=\"\",\"\",IF(START!$B$34=1,INDIRECT(\"'Building Area Method'!\"&SUBSTITUTE(ADDRESS(1,MOD(ROW(A27)+4,56),4),\"1\",\"\")&\"6\"),\"\"))","v":""},{"$f":"IF(A27=\"\",\"\",IF('Fixture Schedule'!O34=1,Summary!$F$11*('Fixture Schedule'!L34/('Building Area Method'!$BK$6+SUM('Exterior Lighting'!$BL$5:$BL$25))),0))","v":""},{"$f":"IF(A27=\"\",\"\",IF('Fixture Schedule'!O34=1,Summary!$E$11*('Fixture Schedule'!L34/('Building Area Method'!$BK$6+SUM('Exterior Lighting'!$BL$5:$BL$25))),0))","v":""},{"$f":"IF(A27=\"\",\"\",IF('Fixture Schedule'!O34=1,Summary!$G$11*('Fixture Schedule'!L34/('Building Area Method'!$BK$6+SUM('Exterior Lighting'!$BL$5:$BL$25))),0))","v":""},{"$f":"IF(A27=\"\",\"\",IF('Fixture Schedule'!O34=1,Summary!$H$11*('Fixture Schedule'!L34/('Building Area Method'!$BK$6)),0))","v":""},{"$f":"IF(A27=\"\",\"\",IF('Fixture Schedule'!O34=1,Summary!$I$11*('Fixture Schedule'!L34/('Building Area Method'!$BK$6)),0))","v":""},null,null,null,{"$f":"IF(A27=\"\",\"\",IF(START!$B$34=2,INDIRECT(\"'Building Area Method'!\"&SUBSTITUTE(ADDRESS(1,MOD(ROW(A27)+4,56),4),\"1\",\"\")&\"6\"),\"\"))","v":""},null,null,null,{"$f":"IF(A27=\"\",\"\",'Fixture Schedule'!D34)","v":""},{"$f":"IF(A27=\"\",\"\",IF('Fixture Schedule'!K34=\"\",\"\",'Fixture Schedule'!K34))","v":""},{"$f":"IF(A27=\"\",\"\",'Building Area Method'!$C$6)","v":""},{"$f":"IF(A27=\"\",\"\",'Fixture Schedule'!L34)","v":""},null,null,null,null,null,null,null,null,null,null,null,null,null,{"$f":"INDIRECT(\"'Building Area Method'!\"&SUBSTITUTE(ADDRESS(1,MOD(ROW(A27)+4,56),4),\"1\",\"\")&\"6\")","v":0}]
[{"$f":"IF(InteriorCalcType=1,IF(AM28=0,\"\",'Fixture Schedule'!M35),\"\")","v":""},{"$f":"IF(A28=\"\",\"\",'Fixture Schedule'!E35)","v":""},{"$f":"IF(A28=\"\",\"\",'Fixture Schedule'!F35)","v":""},{"$f":"IF(A28=\"\",\"\",'Fixture Schedule'!L35)","v":""},"",null,null,{"$f":"IF(A28=\"\",\"\",IF('Fixture Schedule'!O35=1,Summary!$C$12*('Fixture Schedule'!L35/('Building Area Method'!$BK$6+SUM('Exterior Lighting'!$BL$5:$BL$25))),0))","v":""},{"$f":"IF(A28=\"\",\"\",IF(START!$B$34=1,INDIRECT(\"'Building Area Method'!\"&SUBSTITUTE(ADDRESS(1,MOD(ROW(A28)+4,56),4),\"1\",\"\")&\"6\"),\"\"))","v":""},{"$f":"IF(A28=\"\",\"\",IF('Fixture Schedule'!O35=1,Summary!$F$11*('Fixture Schedule'!L35/('Building Area Method'!$BK$6+SUM('Exterior Lighting'!$BL$5:$BL$25))),0))","v":""},{"$f":"IF(A28=\"\",\"\",IF('Fixture Schedule'!O35=1,Summary!$E$11*('Fixture Schedule'!L35/('Building Area Method'!$BK$6+SUM('Exterior Lighting'!$BL$5:$BL$25))),0))","v":""},{"$f":"IF(A28=\"\",\"\",IF('Fixture Schedule'!O35=1,Summary!$G$11*('Fixture Schedule'!L35/('Building Area Method'!$BK$6+SUM('Exterior Lighting'!$BL$5:$BL$25))),0))","v":""},{"$f":"IF(A28=\"\",\"\",IF('Fixture Schedule'!O35=1,Summary!$H$11*('Fixture Schedule'!L35/('Building Area Method'!$BK$6)),0))","v":""},{"$f":"IF(A28=\"\",\"\",IF('Fixture Schedule'!O35=1,Summary!$I$11*('Fixture Schedule'!L35/('Building Area Method'!$BK$6)),0))","v":""},null,null,null,{"$f":"IF(A28=\"\",\"\",IF(START!$B$34=2,INDIRECT(\"'Building Area Method'!\"&SUBSTITUTE(ADDRESS(1,MOD(ROW(A28)+4,56),4),\"1\",\"\")&\"6\"),\"\"))","v":""},null,null,null,{"$f":"IF(A28=\"\",\"\",'Fixture Schedule'!D35)","v":""},{"$f":"IF(A28=\"\",\"\",IF('Fixture Schedule'!K35=\"\",\"\",'Fixture Schedule'!K35))","v":""},{"$f":"IF(A28=\"\",\"\",'Building Area Method'!$C$6)","v":""},{"$f":"IF(A28=\"\",\"\",'Fixture Schedule'!L35)","v":""},null,null,null,null,null,null,null,null,null,null,null,null,null,{"$f":"INDIRECT(\"'Building Area Method'!\"&SUBSTITUTE(ADDRESS(1,MOD(ROW(A28)+4,56),4),\"1\",\"\")&\"6\")","v":0}]
[{"$f":"IF(InteriorCalcType=1,IF(AM29=0,\"\",'Fixture Schedule'!M36),\"\")","v":""},{"$f":"IF(A29=\"\",\"\",'Fixture Schedule'!E36)","v":""},{"$f":"IF(A29=\"\",\"\",'Fixture Schedule'!F36)","v":""},{"$f":"IF(A29=\"\",\"\",'Fixture Schedule'!L36)","v":""},"",null,null,{"$f":"IF(A29=\"\",\"\",IF('Fixture Schedule'!O36=1,Summary!$C$12*('Fixture Schedule'!L36/('Building Area Method'!$BK$6+SUM('Exterior Lighting'!$BL$5:$BL$25))),0))","v":""},{"$f":"IF(A29=\"\",\"\",IF(START!$B$34=1,INDIRECT(\"'Building Area Method'!\"&SUBSTITUTE(ADDRESS(1,MOD(ROW(A29)+4,56),4),\"1\",\"\")&\"6\"),\"\"))","v":""},{"$f":"IF(A29=\"\",\"\",IF('Fixture Schedule'!O36=1,Summary!$F$11*('Fixture Schedule'!L36/('Building Area Method'!$BK$6+SUM('Exterior Lighting'!$BL$5:$BL$25))),0))","v":""},{"$f":"IF(A29=\"\",\"\",IF('Fixture Schedule'!O36=1,Summary!$E$11*('Fixture Schedule'!L36/('Building Area Method'!$BK$6+SUM('Exterior Lighting'!$BL$5:$BL$25))),0))","v":""},{"$f":"IF(A29=\"\",\"\",IF('Fixture Schedule'!O36=1,Summary!$G$11*('Fixture Schedule'!L36/('Building Area Method'!$BK$6+SUM('Exterior Lighting'!$BL$5:$BL$25))),0))","v":""},{"$f":"IF(A29=\"\",\"\",IF('Fixture Schedule'!O36=1,Summary!$H$11*('Fixture Schedule'!L36/('Building Area Method'!$BK$6)),0))","v":""},{"$f":"IF(A29=\"\",\"\",IF('Fixture Schedule'!O36=1,Summary!$I$11*('Fixture Schedule'!L36/('Building Area Method'!$BK$6)),0))","v":""},null,null,null,{"$f":"IF(A29=\"\",\"\",IF(START!$B$34=2,INDIRECT(\"'Building Area Method'!\"&SUBSTITUTE(ADDRESS(1,MOD(ROW(A29)+4,56),4),\"1\",\"\")&\"6\"),\"\"))","v":""},null,null,null,{"$f":"IF(A29=\"\",\"\",'Fixture Schedule'!D36)","v":""},{"$f":"IF(A29=\"\",\"\",IF('Fixture Schedule'!K36=\"\",\"\",'Fixture Schedule'!K36))","v":""},{"$f":"IF(A29=\"\",\"\",'Building Area Method'!$C$6)","v":""},{"$f":"IF(A29=\"\",\"\",'Fixture Schedule'!L36)","v":""},null,null,null,null,null,null,null,null,null,null,null,null,null,{"$f":"INDIRECT(\"'Building Area Method'!\"&SUBSTITUTE(ADDRESS(1,MOD(ROW(A29)+4,56),4),\"1\",\"\")&\"6\")","v":0}]
[{"$f":"IF(InteriorCalcType=1,IF(AM30=0,\"\",'Fixture Schedule'!M37),\"\")","v":""},{"$f":"IF(A30=\"\",\"\",'Fixture Schedule'!E37)","v":""},{"$f":"IF(A30=\"\",\"\",'Fixture Schedule'!F37)","v":""},{"$f":"IF(A30=\"\",\"\",'Fixture Schedule'!L37)","v":""},"",null,null,{"$f":"IF(A30=\"\",\"\",IF('Fixture Schedule'!O37=1,Summary!$C$12*('Fixture Schedule'!L37/('Building Area Method'!$BK$6+SUM('Exterior Lighting'!$BL$5:$BL$25))),0))","v":""},{"$f":"IF(A30=\"\",\"\",IF(START!$B$34=1,INDIRECT(\"'Building Area Method'!\"&SUBSTITUTE(ADDRESS(1,MOD(ROW(A30)+4,56),4),\"1\",\"\")&\"6\"),\"\"))","v":""},{"$f":"IF(A30=\"\",\"\",IF('Fixture Schedule'!O37=1,Summary!$F$11*('Fixture Schedule'!L37/('Building Area Method'!$BK$6+SUM('Exterior Lighting'!$BL$5:$BL$25))),0))","v":""},{"$f":"IF(A30=\"\",\"\",IF('Fixture Schedule'!O37=1,Summary!$E$11*('Fixture Schedule'!L37/('Building Area Method'!$BK$6+SUM('Exterior Lighting'!$BL$5:$BL$25))),0))","v":""},{"$f":"IF(A30=\"\",\"\",IF('Fixture Schedule'!O37=1,Summary!$G$11*('Fixture Schedule'!L37/('Building Area Method'!$BK$6+SUM('Exterior Lighting'!$BL$5:$BL$25))),0))","v":""},{"$f":"IF(A30=\"\",\"\",IF('Fixture Schedule'!O37=1,Summary!$H$11*('Fixture Schedule'!L37/('Building Area Method'!$BK$6)),0))","v":""},{"$f":"IF(A30=\"\",\"\",IF('Fixture Schedule'!O37=1,Summary!$I$11*('Fixture Schedule'!L37/('Building Area Method'!$BK$6)),0))","v":""},null,null,null,{"$f":"IF(A30=\"\",\"\",IF(START!$B$34=2,INDIRECT(\"'Building Area Method'!\"&SUBSTITUTE(ADDRESS(1,MOD(ROW(A30)+4,56),4),\"1\",\"\")&\"6\"),\"\"))","v":""},null,null,null,{"$f":"IF(A30=\"\",\"\",'Fixture Schedule'!D37)","v":""},{"$f":"IF(A30=\"\",\"\",IF('Fixture Schedule'!K37=\"\",\"\",'Fixture Schedule'!K37))","v":""},{"$f":"IF(A30=\"\",\"\",'Building Area Method'!$C$6)","v":""},{"$f":"IF(A30=\"\",\"\",'Fixture Schedule'!L37)","v":""},null,null,null,null,null,null,null,null,null,null,null,null,null,{"$f":"INDIRECT(\"'Building Area Method'!\"&SUBSTITUTE(ADDRESS(1,MOD(ROW(A30)+4,56),4),\"1\",\"\")&\"6\")","v":0}]
[{"$f":"IF(InteriorCalcType=1,IF(AM31=0,\"\",'Fixture Schedule'!M38),\"\")","v":""},{"$f":"IF(A31=\"\",\"\",'Fixture Schedule'!E38)","v":""},{"$f":"IF(A31=\"\",\"\",'Fixture Schedule'!F38)","v":""},{"$f":"IF(A31=\"\",\"\",'Fixture Schedule'!L38)","v":""},"",null,null,{"$f":"IF(A31=\"\",\"\",IF('Fixture Schedule'!O38=1,Summary!$C$12*('Fixture Schedule'!L38/('Building Area Method'!$BK$6+SUM('Exterior Lighting'!$BL$5:$BL$25))),0))","v":""},{"$f":"IF(A31=\"\",\"\",IF(START!$B$34=1,INDIRECT(\"'Building Area Method'!\"&SUBSTITUTE(ADDRESS(1,MOD(ROW(A31)+4,56),4),\"1\",\"\")&\"6\"),\"\"))","v":""},{"$f":"IF(A31=\"\",\"\",IF('Fixture Schedule'!O38=1,Summary!$F$11*('Fixture Schedule'!L38/('Building Area Method'!$BK$6+SUM('Exterior Lighting'!$BL$5:$BL$25))),0))","v":""},{"$f":"IF(A31=\"\",\"\",IF('Fixture Schedule'!O38=1,Summary!$E$11*('Fixture Schedule'!L38/('Building Area Method'!$BK$6+SUM('Exterior Lighting'!$BL$5:$BL$25))),0))","v":""},{"$f":"IF(A31=\"\",\"\",IF('Fixture Schedule'!O38=1,Summary!$G$11*('Fixture Schedule'!L38/('Building Area Method'!$BK$6+SUM('Exterior Lighting'!$BL$5:$BL$25))),0))","v":""},{"$f":"IF(A31=\"\",\"\",IF('Fixture Schedule'!O38=1,Summary!$H$11*('Fixture Schedule'!L38/('Building Area Method'!$BK$6)),0))","v":""},{"$f":"IF(A31=\"\",\"\",IF('Fixture Schedule'!O38=1,Summary!$I$11*('Fixture Schedule'!L38/('Building Area Method'!$BK$6)),0))","v":""},null,null,null,{"$f":"IF(A31=\"\",\"\",IF(START!$B$34=2,INDIRECT(\"'Building Area Method'!\"&SUBSTITUTE(ADDRESS(1,MOD(ROW(A31)+4,56),4),\"1\",\"\")&\"6\"),\"\"))","v":""},null,null,null,{"$f":"IF(A31=\"\",\"\",'Fixture Schedule'!D38)","v":""},{"$f":"IF(A31=\"\",\"\",IF('Fixture Schedule'!K38=\"\",\"\",'Fixture Schedule'!K38))","v":""},{"$f":"IF(A31=\"\",\"\",'Building Area Method'!$C$6)","v":""},{"$f":"IF(A31=\"\",\"\",'Fixture Schedule'!L38)","v":""},null,null,null,null,null,null,null,null,null,null,null,null,null,{"$f":"INDIRECT(\"'Building Area Method'!\"&SUBSTITUTE(ADDRESS(1,MOD(ROW(A31)+4,56),4),\"1\",\"\")&\"6\")","v":0}]
[{"$f":"IF(InteriorCalcType=1,IF(AM32=0,\"\",'Fixture Schedule'!M39),\"\")","v":""},{"$f":"IF(A32=\"\",\"\",'Fixture Schedule'!E39)","v":""},{"$f":"IF(A32=\"\",\"\",'Fixture Schedule'!F39)","v":""},{"$f":"IF(A32=\"\",\"\",'Fixture Schedule'!L39)","v":""},"",null,null,{"$f":"IF(A32=\"\",\"\",IF('Fixture Schedule'!O39=1,Summary!$C$12*('Fixture Schedule'!L39/('Building Area Method'!$BK$6+SUM('Exterior Lighting'!$BL$5:$BL$25))),0))","v":""},{"$f":"IF(A32=\"\",\"\",IF(START!$B$34=1,INDIRECT(\"'Building Area Method'!\"&SUBSTITUTE(ADDRESS(1,MOD(ROW(A32)+4,56),4),\"1\",\"\")&\"6\"),\"\"))","v":""},{"$f":"IF(A32=\"\",\"\",IF('Fixture Schedule'!O39=1,Summary!$F$11*('Fixture Schedule'!L39/('Building Area Method'!$BK$6+SUM('Exterior Lighting'!$BL$5:$BL$25))),0))","v":""},{"$f":"IF(A32=\"\",\"\",IF('Fixture Schedule'!O39=1,Summary!$E$11*('Fixture Schedule'!L39/('Building Area Method'!$BK$6+SUM('Exterior Lighting'!$BL$5:$BL$25))),0))","v":""},{"$f":"IF(A32=\"\",\"\",IF('Fixture Schedule'!O39=1,Summary!$G$11*('Fixture Schedule'!L39/('Building Area Method'!$BK$6+SUM('Exterior Lighting'!$BL$5:$BL$25))),0))","v":""},{"$f":"IF(A32=\"\",\"\",IF('Fixture Schedule'!O39=1,Summary!$H$11*('Fixture Schedule'!L39/('Building Area Method'!$BK$6)),0))","v":""},{"$f":"IF(A32=\"\",\"\",IF('Fixture Schedule'!O39=1,Summary!$I$11*('Fixture Schedule'!L39/('Building Area Method'!$BK$6)),0))","v":""},null,null,null,{"$f":"IF(A32=\"\",\"\",IF(START!$B$34=2,INDIRECT(\"'Building Area Method'!\"&SUBSTITUTE(ADDRESS(1,MOD(ROW(A32)+4,56),4),\"1\",\"\")&\"6\"),\"\"))","v":""},null,null,null,{"$f":"IF(A32=\"\",\"\",'Fixture Schedule'!D39)","v":""},{"$f":"IF(A32=\"\",\"\",IF('Fixture Schedule'!K39=\"\",\"\",'Fixture Schedule'!K39))","v":""},{"$f":"IF(A32=\"\",\"\",'Building Area Method'!$C$6)","v":""},{"$f":"IF(A32=\"\",\"\",'Fixture Schedule'!L39)","v":""},null,null,null,null,null,null,null,null,null,null,null,null,null,{"$f":"INDIRECT(\"'Building Area Method'!\"&SUBSTITUTE(ADDRESS(1,MOD(ROW(A32)+4,56),4),\"1\",\"\")&\"6\")","v":0}]
[{"$f":"IF(InteriorCalcType=1,IF(AM33=0,\"\",'Fixture Schedule'!M40),\"\")","v":""},{"$f":"IF(A33=\"\",\"\",'Fixture Schedule'!E40)","v":""},{"$f":"IF(A33=\"\",\"\",'Fixture Schedule'!F40)","v":""},{"$f":"IF(A33=\"\",\"\",'Fixture Schedule'!L40)","v":""},"",null,null,{"$f":"IF(A33=\"\",\"\",IF('Fixture Schedule'!O40=1,Summary!$C$12*('Fixture Schedule'!L40/('Building Area Method'!$BK$6+SUM('Exterior Lighting'!$BL$5:$BL$25))),0))","v":""},{"$f":"IF(A33=\"\",\"\",IF(START!$B$34=1,INDIRECT(\"'Building Area Method'!\"&SUBSTITUTE(ADDRESS(1,MOD(ROW(A33)+4,56),4),\"1\",\"\")&\"6\"),\"\"))","v":""},{"$f":"IF(A33=\"\",\"\",IF('Fixture Schedule'!O40=1,Summary!$F$11*('Fixture Schedule'!L40/('Building Area Method'!$BK$6+SUM('Exterior Lighting'!$BL$5:$BL$25))),0))","v":""},{"$f":"IF(A33=\"\",\"\",IF('Fixture Schedule'!O40=1,Summary!$E$11*('Fixture Schedule'!L40/('Building Area Method'!$BK$6+SUM('Exterior Lighting'!$BL$5:$BL$25))),0))","v":""},{"$f":"IF(A33=\"\",\"\",IF('Fixture Schedule'!O40=1,Summary!$G$11*('Fixture Schedule'!L40/('Building Area Method'!$BK$6+SUM('Exterior Lighting'!$BL$5:$BL$25))),0))","v":""},{"$f":"IF(A33=\"\",\"\",IF('Fixture Schedule'!O40=1,Summary!$H$11*('Fixture Schedule'!L40/('Building Area Method'!$BK$6)),0))","v":""},{"$f":"IF(A33=\"\",\"\",IF('Fixture Schedule'!O40=1,Summary!$I$11*('Fixture Schedule'!L40/('Building Area Method'!$BK$6)),0))","v":""},null,null,null,{"$f":"IF(A33=\"\",\"\",IF(START!$B$34=2,INDIRECT(\"'Building Area Method'!\"&SUBSTITUTE(ADDRESS(1,MOD(ROW(A33)+4,56),4),\"1\",\"\")&\"6\"),\"\"))","v":""},null,null,null,{"$f":"IF(A33=\"\",\"\",'Fixture Schedule'!D40)","v":""},{"$f":"IF(A33=\"\",\"\",IF('Fixture Schedule'!K40=\"\",\"\",'Fixture Schedule'!K40))","v":""},{"$f":"IF(A33=\"\",\"\",'Building Area Method'!$C$6)","v":""},{"$f":"IF(A33=\"\",\"\",'Fixture Schedule'!L40)","v":""},null,null,null,null,null,null,null,null,null,null,null,null,null,{"$f":"INDIRECT(\"'Building Area Method'!\"&SUBSTITUTE(ADDRESS(1,MOD(ROW(A33)+4,56),4),\"1\",\"\")&\"6\")","v":0}]
[{"$f":"IF(InteriorCalcType=1,IF(AM34=0,\"\",'Fixture Schedule'!M41),\"\")","v":""},{"$f":"IF(A34=\"\",\"\",'Fixture Schedule'!E41)","v":""},{"$f":"IF(A34=\"\",\"\",'Fixture Schedule'!F41)","v":""},{"$f":"IF(A34=\"\",\"\",'Fixture Schedule'!L41)","v":""},"",null,null,{"$f":"IF(A34=\"\",\"\",IF('Fixture Schedule'!O41=1,Summary!$C$12*('Fixture Schedule'!L41/('Building Area Method'!$BK$6+SUM('Exterior Lighting'!$BL$5:$BL$25))),0))","v":""},{"$f":"IF(A34=\"\",\"\",IF(START!$B$34=1,INDIRECT(\"'Building Area Method'!\"&SUBSTITUTE(ADDRESS(1,MOD(ROW(A34)+4,56),4),\"1\",\"\")&\"6\"),\"\"))","v":""},{"$f":"IF(A34=\"\",\"\",IF('Fixture Schedule'!O41=1,Summary!$F$11*('Fixture Schedule'!L41/('Building Area Method'!$BK$6+SUM('Exterior Lighting'!$BL$5:$BL$25))),0))","v":""},{"$f":"IF(A34=\"\",\"\",IF('Fixture Schedule'!O41=1,Summary!$E$11*('Fixture Schedule'!L41/('Building Area Method'!$BK$6+SUM('Exterior Lighting'!$BL$5:$BL$25))),0))","v":""},{"$f":"IF(A34=\"\",\"\",IF('Fixture Schedule'!O41=1,Summary!$G$11*('Fixture Schedule'!L41/('Building Area Method'!$BK$6+SUM('Exterior Lighting'!$BL$5:$BL$25))),0))","v":""},{"$f":"IF(A34=\"\",\"\",IF('Fixture Schedule'!O41=1,Summary!$H$11*('Fixture Schedule'!L41/('Building Area Method'!$BK$6)),0))","v":""},{"$f":"IF(A34=\"\",\"\",IF('Fixture Schedule'!O41=1,Summary!$I$11*('Fixture Schedule'!L41/('Building Area Method'!$BK$6)),0))","v":""},null,null,null,{"$f":"IF(A34=\"\",\"\",IF(START!$B$34=2,INDIRECT(\"'Building Area Method'!\"&SUBSTITUTE(ADDRESS(1,MOD(ROW(A34)+4,56),4),\"1\",\"\")&\"6\"),\"\"))","v":""},null,null,null,{"$f":"IF(A34=\"\",\"\",'Fixture Schedule'!D41)","v":""},{"$f":"IF(A34=\"\",\"\",IF('Fixture Schedule'!K41=\"\",\"\",'Fixture Schedule'!K41))","v":""},{"$f":"IF(A34=\"\",\"\",'Building Area Method'!$C$6)","v":""},{"$f":"IF(A34=\"\",\"\",'Fixture Schedule'!L41)","v":""},null,null,null,null,null,null,null,null,null,null,null,null,null,{"$f":"INDIRECT(\"'Building Area Method'!\"&SUBSTITUTE(ADDRESS(1,MOD(ROW(A34)+4,56),4),\"1\",\"\")&\"6\")","v":0}]
[{"$f":"IF(InteriorCalcType=1,IF(AM35=0,\"\",'Fixture Schedule'!M42),\"\")","v":""},{"$f":"IF(A35=\"\",\"\",'Fixture Schedule'!E42)","v":""},{"$f":"IF(A35=\"\",\"\",'Fixture Schedule'!F42)","v":""},{"$f":"IF(A35=\"\",\"\",'Fixture Schedule'!L42)","v":""},"",null,null,{"$f":"IF(A35=\"\",\"\",IF('Fixture Schedule'!O42=1,Summary!$C$12*('Fixture Schedule'!L42/('Building Area Method'!$BK$6+SUM('Exterior Lighting'!$BL$5:$BL$25))),0))","v":""},{"$f":"IF(A35=\"\",\"\",IF(START!$B$34=1,INDIRECT(\"'Building Area Method'!\"&SUBSTITUTE(ADDRESS(1,MOD(ROW(A35)+4,56),4),\"1\",\"\")&\"6\"),\"\"))","v":""},{"$f":"IF(A35=\"\",\"\",IF('Fixture Schedule'!O42=1,Summary!$F$11*('Fixture Schedule'!L42/('Building Area Method'!$BK$6+SUM('Exterior Lighting'!$BL$5:$BL$25))),0))","v":""},{"$f":"IF(A35=\"\",\"\",IF('Fixture Schedule'!O42=1,Summary!$E$11*('Fixture Schedule'!L42/('Building Area Method'!$BK$6+SUM('Exterior Lighting'!$BL$5:$BL$25))),0))","v":""},{"$f":"IF(A35=\"\",\"\",IF('Fixture Schedule'!O42=1,Summary!$G$11*('Fixture Schedule'!L42/('Building Area Method'!$BK$6+SUM('Exterior Lighting'!$BL$5:$BL$25))),0))","v":""},{"$f":"IF(A35=\"\",\"\",IF('Fixture Schedule'!O42=1,Summary!$H$11*('Fixture Schedule'!L42/('Building Area Method'!$BK$6)),0))","v":""},{"$f":"IF(A35=\"\",\"\",IF('Fixture Schedule'!O42=1,Summary!$I$11*('Fixture Schedule'!L42/('Building Area Method'!$BK$6)),0))","v":""},null,null,null,{"$f":"IF(A35=\"\",\"\",IF(START!$B$34=2,INDIRECT(\"'Building Area Method'!\"&SUBSTITUTE(ADDRESS(1,MOD(ROW(A35)+4,56),4),\"1\",\"\")&\"6\"),\"\"))","v":""},null,null,null,{"$f":"IF(A35=\"\",\"\",'Fixture Schedule'!D42)","v":""},{"$f":"IF(A35=\"\",\"\",IF('Fixture Schedule'!K42=\"\",\"\",'Fixture Schedule'!K42))","v":""},{"$f":"IF(A35=\"\",\"\",'Building Area Method'!$C$6)","v":""},{"$f":"IF(A35=\"\",\"\",'Fixture Schedule'!L42)","v":""},null,null,null,null,null,null,null,null,null,null,null,null,null,{"$f":"INDIRECT(\"'Building Area Method'!\"&SUBSTITUTE(ADDRESS(1,MOD(ROW(A35)+4,56),4),\"1\",\"\")&\"6\")","v":0}]
[{"$f":"IF(InteriorCalcType=1,IF(AM36=0,\"\",'Fixture Schedule'!M43),\"\")","v":""},{"$f":"IF(A36=\"\",\"\",'Fixture Schedule'!E43)","v":""},{"$f":"IF(A36=\"\",\"\",'Fixture Schedule'!F43)","v":""},{"$f":"IF(A36=\"\",\"\",'Fixture Schedule'!L43)","v":""},"",null,null,{"$f":"IF(A36=\"\",\"\",IF('Fixture Schedule'!O43=1,Summary!$C$12*('Fixture Schedule'!L43/('Building Area Method'!$BK$6+SUM('Exterior Lighting'!$BL$5:$BL$25))),0))","v":""},{"$f":"IF(A36=\"\",\"\",IF(START!$B$34=1,INDIRECT(\"'Building Area Method'!\"&SUBSTITUTE(ADDRESS(1,MOD(ROW(A36)+4,56),4),\"1\",\"\")&\"6\"),\"\"))","v":""},{"$f":"IF(A36=\"\",\"\",IF('Fixture Schedule'!O43=1,Summary!$F$11*('Fixture Schedule'!L43/('Building Area Method'!$BK$6+SUM('Exterior Lighting'!$BL$5:$BL$25))),0))","v":""},{"$f":"IF(A36=\"\",\"\",IF('Fixture Schedule'!O43=1,Summary!$E$11*('Fixture Schedule'!L43/('Building Area Method'!$BK$6+SUM('Exterior Lighting'!$BL$5:$BL$25))),0))","v":""},{"$f":"IF(A36=\"\",\"\",IF('Fixture Schedule'!O43=1,Summary!$G$11*('Fixture Schedule'!L43/('Building Area Method'!$BK$6+SUM('Exterior Lighting'!$BL$5:$BL$25))),0))","v":""},{"$f":"IF(A36=\"\",\"\",IF('Fixture Schedule'!O43=1,Summary!$H$11*('Fixture Schedule'!L43/('Building Area Method'!$BK$6)),0))","v":""},{"$f":"IF(A36=\"\",\"\",IF('Fixture Schedule'!O43=1,Summary!$I$11*('Fixture Schedule'!L43/('Building Area Method'!$BK$6)),0))","v":""},null,null,null,{"$f":"IF(A36=\"\",\"\",IF(START!$B$34=2,INDIRECT(\"'Building Area Method'!\"&SUBSTITUTE(ADDRESS(1,MOD(ROW(A36)+4,56),4),\"1\",\"\")&\"6\"),\"\"))","v":""},null,null,null,{"$f":"IF(A36=\"\",\"\",'Fixture Schedule'!D43)","v":""},{"$f":"IF(A36=\"\",\"\",IF('Fixture Schedule'!K43=\"\",\"\",'Fixture Schedule'!K43))","v":""},{"$f":"IF(A36=\"\",\"\",'Building Area Method'!$C$6)","v":""},{"$f":"IF(A36=\"\",\"\",'Fixture Schedule'!L43)","v":""},null,null,null,null,null,null,null,null,null,null,null,null,null,{"$f":"INDIRECT(\"'Building Area Method'!\"&SUBSTITUTE(ADDRESS(1,MOD(ROW(A36)+4,56),4),\"1\",\"\")&\"6\")","v":0}]
[{"$f":"IF(InteriorCalcType=1,IF(AM37=0,\"\",'Fixture Schedule'!M44),\"\")","v":""},{"$f":"IF(A37=\"\",\"\",'Fixture Schedule'!E44)","v":""},{"$f":"IF(A37=\"\",\"\",'Fixture Schedule'!F44)","v":""},{"$f":"IF(A37=\"\",\"\",'Fixture Schedule'!L44)","v":""},"",null,null,{"$f":"IF(A37=\"\",\"\",IF('Fixture Schedule'!O44=1,Summary!$C$12*('Fixture Schedule'!L44/('Building Area Method'!$BK$6+SUM('Exterior Lighting'!$BL$5:$BL$25))),0))","v":""},{"$f":"IF(A37=\"\",\"\",IF(START!$B$34=1,INDIRECT(\"'Building Area Method'!\"&SUBSTITUTE(ADDRESS(1,MOD(ROW(A37)+4,56),4),\"1\",\"\")&\"6\"),\"\"))","v":""},{"$f":"IF(A37=\"\",\"\",IF('Fixture Schedule'!O44=1,Summary!$F$11*('Fixture Schedule'!L44/('Building Area Method'!$BK$6+SUM('Exterior Lighting'!$BL$5:$BL$25))),0))","v":""},{"$f":"IF(A37=\"\",\"\",IF('Fixture Schedule'!O44=1,Summary!$E$11*('Fixture Schedule'!L44/('Building Area Method'!$BK$6+SUM('Exterior Lighting'!$BL$5:$BL$25))),0))","v":""},{"$f":"IF(A37=\"\",\"\",IF('Fixture Schedule'!O44=1,Summary!$G$11*('Fixture Schedule'!L44/('Building Area Method'!$BK$6+SUM('Exterior Lighting'!$BL$5:$BL$25))),0))","v":""},{"$f":"IF(A37=\"\",\"\",IF('Fixture Schedule'!O44=1,Summary!$H$11*('Fixture Schedule'!L44/('Building Area Method'!$BK$6)),0))","v":""},{"$f":"IF(A37=\"\",\"\",IF('Fixture Schedule'!O44=1,Summary!$I$11*('Fixture Schedule'!L44/('Building Area Method'!$BK$6)),0))","v":""},null,null,null,{"$f":"IF(A37=\"\",\"\",IF(START!$B$34=2,INDIRECT(\"'Building Area Method'!\"&SUBSTITUTE(ADDRESS(1,MOD(ROW(A37)+4,56),4),\"1\",\"\")&\"6\"),\"\"))","v":""},null,null,null,{"$f":"IF(A37=\"\",\"\",'Fixture Schedule'!D44)","v":""},{"$f":"IF(A37=\"\",\"\",IF('Fixture Schedule'!K44=\"\",\"\",'Fixture Schedule'!K44))","v":""},{"$f":"IF(A37=\"\",\"\",'Building Area Method'!$C$6)","v":""},{"$f":"IF(A37=\"\",\"\",'Fixture Schedule'!L44)","v":""},null,null,null,null,null,null,null,null,null,null,null,null,null,{"$f":"INDIRECT(\"'Building Area Method'!\"&SUBSTITUTE(ADDRESS(1,MOD(ROW(A37)+4,56),4),\"1\",\"\")&\"6\")","v":0}]
[{"$f":"IF(InteriorCalcType=1,IF(AM38=0,\"\",'Fixture Schedule'!M45),\"\")","v":""},{"$f":"IF(A38=\"\",\"\",'Fixture Schedule'!E45)","v":""},{"$f":"IF(A38=\"\",\"\",'Fixture Schedule'!F45)","v":""},{"$f":"IF(A38=\"\",\"\",'Fixture Schedule'!L45)","v":""},"",null,null,{"$f":"IF(A38=\"\",\"\",IF('Fixture Schedule'!O45=1,Summary!$C$12*('Fixture Schedule'!L45/('Building Area Method'!$BK$6+SUM('Exterior Lighting'!$BL$5:$BL$25))),0))","v":""},{"$f":"IF(A38=\"\",\"\",IF(START!$B$34=1,INDIRECT(\"'Building Area Method'!\"&SUBSTITUTE(ADDRESS(1,MOD(ROW(A38)+4,56),4),\"1\",\"\")&\"6\"),\"\"))","v":""},{"$f":"IF(A38=\"\",\"\",IF('Fixture Schedule'!O45=1,Summary!$F$11*('Fixture Schedule'!L45/('Building Area Method'!$BK$6+SUM('Exterior Lighting'!$BL$5:$BL$25))),0))","v":""},{"$f":"IF(A38=\"\",\"\",IF('Fixture Schedule'!O45=1,Summary!$E$11*('Fixture Schedule'!L45/('Building Area Method'!$BK$6+SUM('Exterior Lighting'!$BL$5:$BL$25))),0))","v":""},{"$f":"IF(A38=\"\",\"\",IF('Fixture Schedule'!O45=1,Summary!$G$11*('Fixture Schedule'!L45/('Building Area Method'!$BK$6+SUM('Exterior Lighting'!$BL$5:$BL$25))),0))","v":""},{"$f":"IF(A38=\"\",\"\",IF('Fixture Schedule'!O45=1,Summary!$H$11*('Fixture Schedule'!L45/('Building Area Method'!$BK$6)),0))","v":""},{"$f":"IF(A38=\"\",\"\",IF('Fixture Schedule'!O45=1,Summary!$I$11*('Fixture Schedule'!L45/('Building Area Method'!$BK$6)),0))","v":""},null,null,null,{"$f":"IF(A38=\"\",\"\",IF(START!$B$34=2,INDIRECT(\"'Building Area Method'!\"&SUBSTITUTE(ADDRESS(1,MOD(ROW(A38)+4,56),4),\"1\",\"\")&\"6\"),\"\"))","v":""},null,null,null,{"$f":"IF(A38=\"\",\"\",'Fixture Schedule'!D45)","v":""},{"$f":"IF(A38=\"\",\"\",IF('Fixture Schedule'!K45=\"\",\"\",'Fixture Schedule'!K45))","v":""},{"$f":"IF(A38=\"\",\"\",'Building Area Method'!$C$6)","v":""},{"$f":"IF(A38=\"\",\"\",'Fixture Schedule'!L45)","v":""},null,null,null,null,null,null,null,null,null,null,null,null,null,{"$f":"INDIRECT(\"'Building Area Method'!\"&SUBSTITUTE(ADDRESS(1,MOD(ROW(A38)+4,56),4),\"1\",\"\")&\"6\")","v":0}]
[{"$f":"IF(InteriorCalcType=1,IF(AM39=0,\"\",'Fixture Schedule'!M46),\"\")","v":""},{"$f":"IF(A39=\"\",\"\",'Fixture Schedule'!E46)","v":""},{"$f":"IF(A39=\"\",\"\",'Fixture Schedule'!F46)","v":""},{"$f":"IF(A39=\"\",\"\",'Fixture Schedule'!L46)","v":""},"",null,null,{"$f":"IF(A39=\"\",\"\",IF('Fixture Schedule'!O46=1,Summary!$C$12*('Fixture Schedule'!L46/('Building Area Method'!$BK$6+SUM('Exterior Lighting'!$BL$5:$BL$25))),0))","v":""},{"$f":"IF(A39=\"\",\"\",IF(START!$B$34=1,INDIRECT(\"'Building Area Method'!\"&SUBSTITUTE(ADDRESS(1,MOD(ROW(A39)+4,56),4),\"1\",\"\")&\"6\"),\"\"))","v":""},{"$f":"IF(A39=\"\",\"\",IF('Fixture Schedule'!O46=1,Summary!$F$11*('Fixture Schedule'!L46/('Building Area Method'!$BK$6+SUM('Exterior Lighting'!$BL$5:$BL$25))),0))","v":""},{"$f":"IF(A39=\"\",\"\",IF('Fixture Schedule'!O46=1,Summary!$E$11*('Fixture Schedule'!L46/('Building Area Method'!$BK$6+SUM('Exterior Lighting'!$BL$5:$BL$25))),0))","v":""},{"$f":"IF(A39=\"\",\"\",IF('Fixture Schedule'!O46=1,Summary!$G$11*('Fixture Schedule'!L46/('Building Area Method'!$BK$6+SUM('Exterior Lighting'!$BL$5:$BL$25))),0))","v":""},{"$f":"IF(A39=\"\",\"\",IF('Fixture Schedule'!O46=1,Summary!$H$11*('Fixture Schedule'!L46/('Building Area Method'!$BK$6)),0))","v":""},{"$f":"IF(A39=\"\",\"\",IF('Fixture Schedule'!O46=1,Summary!$I$11*('Fixture Schedule'!L46/('Building Area Method'!$BK$6)),0))","v":""},null,null,null,{"$f":"IF(A39=\"\",\"\",IF(START!$B$34=2,INDIRECT(\"'Building Area Method'!\"&SUBSTITUTE(ADDRESS(1,MOD(ROW(A39)+4,56),4),\"1\",\"\")&\"6\"),\"\"))","v":""},null,null,null,{"$f":"IF(A39=\"\",\"\",'Fixture Schedule'!D46)","v":""},{"$f":"IF(A39=\"\",\"\",IF('Fixture Schedule'!K46=\"\",\"\",'Fixture Schedule'!K46))","v":""},{"$f":"IF(A39=\"\",\"\",'Building Area Method'!$C$6)","v":""},{"$f":"IF(A39=\"\",\"\",'Fixture Schedule'!L46)","v":""},null,null,null,null,null,null,null,null,null,null,null,null,null,{"$f":"INDIRECT(\"'Building Area Method'!\"&SUBSTITUTE(ADDRESS(1,MOD(ROW(A39)+4,56),4),\"1\",\"\")&\"6\")","v":0}]
[{"$f":"IF(InteriorCalcType=1,IF(AM40=0,\"\",'Fixture Schedule'!M47),\"\")","v":""},{"$f":"IF(A40=\"\",\"\",'Fixture Schedule'!E47)","v":""},{"$f":"IF(A40=\"\",\"\",'Fixture Schedule'!F47)","v":""},{"$f":"IF(A40=\"\",\"\",'Fixture Schedule'!L47)","v":""},"",null,null,{"$f":"IF(A40=\"\",\"\",IF('Fixture Schedule'!O47=1,Summary!$C$12*('Fixture Schedule'!L47/('Building Area Method'!$BK$6+SUM('Exterior Lighting'!$BL$5:$BL$25))),0))","v":""},{"$f":"IF(A40=\"\",\"\",IF(START!$B$34=1,INDIRECT(\"'Building Area Method'!\"&SUBSTITUTE(ADDRESS(1,MOD(ROW(A40)+4,56),4),\"1\",\"\")&\"6\"),\"\"))","v":""},{"$f":"IF(A40=\"\",\"\",IF('Fixture Schedule'!O47=1,Summary!$F$11*('Fixture Schedule'!L47/('Building Area Method'!$BK$6+SUM('Exterior Lighting'!$BL$5:$BL$25))),0))","v":""},{"$f":"IF(A40=\"\",\"\",IF('Fixture Schedule'!O47=1,Summary!$E$11*('Fixture Schedule'!L47/('Building Area Method'!$BK$6+SUM('Exterior Lighting'!$BL$5:$BL$25))),0))","v":""},{"$f":"IF(A40=\"\",\"\",IF('Fixture Schedule'!O47=1,Summary!$G$11*('Fixture Schedule'!L47/('Building Area Method'!$BK$6+SUM('Exterior Lighting'!$BL$5:$BL$25))),0))","v":""},{"$f":"IF(A40=\"\",\"\",IF('Fixture Schedule'!O47=1,Summary!$H$11*('Fixture Schedule'!L47/('Building Area Method'!$BK$6)),0))","v":""},{"$f":"IF(A40=\"\",\"\",IF('Fixture Schedule'!O47=1,Summary!$I$11*('Fixture Schedule'!L47/('Building Area Method'!$BK$6)),0))","v":""},null,null,null,{"$f":"IF(A40=\"\",\"\",IF(START!$B$34=2,INDIRECT(\"'Building Area Method'!\"&SUBSTITUTE(ADDRESS(1,MOD(ROW(A40)+4,56),4),\"1\",\"\")&\"6\"),\"\"))","v":""},null,null,null,{"$f":"IF(A40=\"\",\"\",'Fixture Schedule'!D47)","v":""},{"$f":"IF(A40=\"\",\"\",IF('Fixture Schedule'!K47=\"\",\"\",'Fixture Schedule'!K47))","v":""},{"$f":"IF(A40=\"\",\"\",'Building Area Method'!$C$6)","v":""},{"$f":"IF(A40=\"\",\"\",'Fixture Schedule'!L47)","v":""},null,null,null,null,null,null,null,null,null,null,null,null,null,{"$f":"INDIRECT(\"'Building Area Method'!\"&SUBSTITUTE(ADDRESS(1,MOD(ROW(A40)+4,56),4),\"1\",\"\")&\"6\")","v":0}]
[{"$f":"IF(InteriorCalcType=1,IF(AM41=0,\"\",'Fixture Schedule'!M48),\"\")","v":""},{"$f":"IF(A41=\"\",\"\",'Fixture Schedule'!E48)","v":""},{"$f":"IF(A41=\"\",\"\",'Fixture Schedule'!F48)","v":""},{"$f":"IF(A41=\"\",\"\",'Fixture Schedule'!L48)","v":""},"",null,null,{"$f":"IF(A41=\"\",\"\",IF('Fixture Schedule'!O48=1,Summary!$C$12*('Fixture Schedule'!L48/('Building Area Method'!$BK$6+SUM('Exterior Lighting'!$BL$5:$BL$25))),0))","v":""},{"$f":"IF(A41=\"\",\"\",IF(START!$B$34=1,INDIRECT(\"'Building Area Method'!\"&SUBSTITUTE(ADDRESS(1,MOD(ROW(A41)+4,56),4),\"1\",\"\")&\"6\"),\"\"))","v":""},{"$f":"IF(A41=\"\",\"\",IF('Fixture Schedule'!O48=1,Summary!$F$11*('Fixture Schedule'!L48/('Building Area Method'!$BK$6+SUM('Exterior Lighting'!$BL$5:$BL$25))),0))","v":""},{"$f":"IF(A41=\"\",\"\",IF('Fixture Schedule'!O48=1,Summary!$E$11*('Fixture Schedule'!L48/('Building Area Method'!$BK$6+SUM('Exterior Lighting'!$BL$5:$BL$25))),0))","v":""},{"$f":"IF(A41=\"\",\"\",IF('Fixture Schedule'!O48=1,Summary!$G$11*('Fixture Schedule'!L48/('Building Area Method'!$BK$6+SUM('Exterior Lighting'!$BL$5:$BL$25))),0))","v":""},{"$f":"IF(A41=\"\",\"\",IF('Fixture Schedule'!O48=1,Summary!$H$11*('Fixture Schedule'!L48/('Building Area Method'!$BK$6)),0))","v":""},{"$f":"IF(A41=\"\",\"\",IF('Fixture Schedule'!O48=1,Summary!$I$11*('Fixture Schedule'!L48/('Building Area Method'!$BK$6)),0))","v":""},null,null,null,{"$f":"IF(A41=\"\",\"\",IF(START!$B$34=2,INDIRECT(\"'Building Area Method'!\"&SUBSTITUTE(ADDRESS(1,MOD(ROW(A41)+4,56),4),\"1\",\"\")&\"6\"),\"\"))","v":""},null,null,null,{"$f":"IF(A41=\"\",\"\",'Fixture Schedule'!D48)","v":""},{"$f":"IF(A41=\"\",\"\",IF('Fixture Schedule'!K48=\"\",\"\",'Fixture Schedule'!K48))","v":""},{"$f":"IF(A41=\"\",\"\",'Building Area Method'!$C$6)","v":""},{"$f":"IF(A41=\"\",\"\",'Fixture Schedule'!L48)","v":""},null,null,null,null,null,null,null,null,null,null,null,null,null,{"$f":"INDIRECT(\"'Building Area Method'!\"&SUBSTITUTE(ADDRESS(1,MOD(ROW(A41)+4,56),4),\"1\",\"\")&\"6\")","v":0}]
[{"$f":"IF(InteriorCalcType=1,IF(AM42=0,\"\",'Fixture Schedule'!M49),\"\")","v":""},{"$f":"IF(A42=\"\",\"\",'Fixture Schedule'!E49)","v":""},{"$f":"IF(A42=\"\",\"\",'Fixture Schedule'!F49)","v":""},{"$f":"IF(A42=\"\",\"\",'Fixture Schedule'!L49)","v":""},"",null,null,{"$f":"IF(A42=\"\",\"\",IF('Fixture Schedule'!O49=1,Summary!$C$12*('Fixture Schedule'!L49/('Building Area Method'!$BK$6+SUM('Exterior Lighting'!$BL$5:$BL$25))),0))","v":""},{"$f":"IF(A42=\"\",\"\",IF(START!$B$34=1,INDIRECT(\"'Building Area Method'!\"&SUBSTITUTE(ADDRESS(1,MOD(ROW(A42)+4,56),4),\"1\",\"\")&\"6\"),\"\"))","v":""},{"$f":"IF(A42=\"\",\"\",IF('Fixture Schedule'!O49=1,Summary!$F$11*('Fixture Schedule'!L49/('Building Area Method'!$BK$6+SUM('Exterior Lighting'!$BL$5:$BL$25))),0))","v":""},{"$f":"IF(A42=\"\",\"\",IF('Fixture Schedule'!O49=1,Summary!$E$11*('Fixture Schedule'!L49/('Building Area Method'!$BK$6+SUM('Exterior Lighting'!$BL$5:$BL$25))),0))","v":""},{"$f":"IF(A42=\"\",\"\",IF('Fixture Schedule'!O49=1,Summary!$G$11*('Fixture Schedule'!L49/('Building Area Method'!$BK$6+SUM('Exterior Lighting'!$BL$5:$BL$25))),0))","v":""},{"$f":"IF(A42=\"\",\"\",IF('Fixture Schedule'!O49=1,Summary!$H$11*('Fixture Schedule'!L49/('Building Area Method'!$BK$6)),0))","v":""},{"$f":"IF(A42=\"\",\"\",IF('Fixture Schedule'!O49=1,Summary!$I$11*('Fixture Schedule'!L49/('Building Area Method'!$BK$6)),0))","v":""},null,null,null,{"$f":"IF(A42=\"\",\"\",IF(START!$B$34=2,INDIRECT(\"'Building Area Method'!\"&SUBSTITUTE(ADDRESS(1,MOD(ROW(A42)+4,56),4),\"1\",\"\")&\"6\"),\"\"))","v":""},null,null,null,{"$f":"IF(A42=\"\",\"\",'Fixture Schedule'!D49)","v":""},{"$f":"IF(A42=\"\",\"\",IF('Fixture Schedule'!K49=\"\",\"\",'Fixture Schedule'!K49))","v":""},{"$f":"IF(A42=\"\",\"\",'Building Area Method'!$C$6)","v":""},{"$f":"IF(A42=\"\",\"\",'Fixture Schedule'!L49)","v":""},null,null,null,null,null,null,null,null,null,null,null,null,null,{"$f":"INDIRECT(\"'Building Area Method'!\"&SUBSTITUTE(ADDRESS(1,MOD(ROW(A42)+4,56),4),\"1\",\"\")&\"6\")","v":0}]
[{"$f":"IF(InteriorCalcType=1,IF(AM43=0,\"\",'Fixture Schedule'!M50),\"\")","v":""},{"$f":"IF(A43=\"\",\"\",'Fixture Schedule'!E50)","v":""},{"$f":"IF(A43=\"\",\"\",'Fixture Schedule'!F50)","v":""},{"$f":"IF(A43=\"\",\"\",'Fixture Schedule'!L50)","v":""},"",null,null,{"$f":"IF(A43=\"\",\"\",IF('Fixture Schedule'!O50=1,Summary!$C$12*('Fixture Schedule'!L50/('Building Area Method'!$BK$6+SUM('Exterior Lighting'!$BL$5:$BL$25))),0))","v":""},{"$f":"IF(A43=\"\",\"\",IF(START!$B$34=1,INDIRECT(\"'Building Area Method'!\"&SUBSTITUTE(ADDRESS(1,MOD(ROW(A43)+4,56),4),\"1\",\"\")&\"6\"),\"\"))","v":""},{"$f":"IF(A43=\"\",\"\",IF('Fixture Schedule'!O50=1,Summary!$F$11*('Fixture Schedule'!L50/('Building Area Method'!$BK$6+SUM('Exterior Lighting'!$BL$5:$BL$25))),0))","v":""},{"$f":"IF(A43=\"\",\"\",IF('Fixture Schedule'!O50=1,Summary!$E$11*('Fixture Schedule'!L50/('Building Area Method'!$BK$6+SUM('Exterior Lighting'!$BL$5:$BL$25))),0))","v":""},{"$f":"IF(A43=\"\",\"\",IF('Fixture Schedule'!O50=1,Summary!$G$11*('Fixture Schedule'!L50/('Building Area Method'!$BK$6+SUM('Exterior Lighting'!$BL$5:$BL$25))),0))","v":""},{"$f":"IF(A43=\"\",\"\",IF('Fixture Schedule'!O50=1,Summary!$H$11*('Fixture Schedule'!L50/('Building Area Method'!$BK$6)),0))","v":""},{"$f":"IF(A43=\"\",\"\",IF('Fixture Schedule'!O50=1,Summary!$I$11*('Fixture Schedule'!L50/('Building Area Method'!$BK$6)),0))","v":""},null,null,null,{"$f":"IF(A43=\"\",\"\",IF(START!$B$34=2,INDIRECT(\"'Building Area Method'!\"&SUBSTITUTE(ADDRESS(1,MOD(ROW(A43)+4,56),4),\"1\",\"\")&\"6\"),\"\"))","v":""},null,null,null,{"$f":"IF(A43=\"\",\"\",'Fixture Schedule'!D50)","v":""},{"$f":"IF(A43=\"\",\"\",IF('Fixture Schedule'!K50=\"\",\"\",'Fixture Schedule'!K50))","v":""},{"$f":"IF(A43=\"\",\"\",'Building Area Method'!$C$6)","v":""},{"$f":"IF(A43=\"\",\"\",'Fixture Schedule'!L50)","v":""},null,null,null,null,null,null,null,null,null,null,null,null,null,{"$f":"INDIRECT(\"'Building Area Method'!\"&SUBSTITUTE(ADDRESS(1,MOD(ROW(A43)+4,56),4),\"1\",\"\")&\"6\")","v":0}]
[{"$f":"IF(InteriorCalcType=1,IF(AM44=0,\"\",'Fixture Schedule'!M51),\"\")","v":""},{"$f":"IF(A44=\"\",\"\",'Fixture Schedule'!E51)","v":""},{"$f":"IF(A44=\"\",\"\",'Fixture Schedule'!F51)","v":""},{"$f":"IF(A44=\"\",\"\",'Fixture Schedule'!L51)","v":""},"",null,null,{"$f":"IF(A44=\"\",\"\",IF('Fixture Schedule'!O51=1,Summary!$C$12*('Fixture Schedule'!L51/('Building Area Method'!$BK$6+SUM('Exterior Lighting'!$BL$5:$BL$25))),0))","v":""},{"$f":"IF(A44=\"\",\"\",IF(START!$B$34=1,INDIRECT(\"'Building Area Method'!\"&SUBSTITUTE(ADDRESS(1,MOD(ROW(A44)+4,56),4),\"1\",\"\")&\"6\"),\"\"))","v":""},{"$f":"IF(A44=\"\",\"\",IF('Fixture Schedule'!O51=1,Summary!$F$11*('Fixture Schedule'!L51/('Building Area Method'!$BK$6+SUM('Exterior Lighting'!$BL$5:$BL$25))),0))","v":""},{"$f":"IF(A44=\"\",\"\",IF('Fixture Schedule'!O51=1,Summary!$E$11*('Fixture Schedule'!L51/('Building Area Method'!$BK$6+SUM('Exterior Lighting'!$BL$5:$BL$25))),0))","v":""},{"$f":"IF(A44=\"\",\"\",IF('Fixture Schedule'!O51=1,Summary!$G$11*('Fixture Schedule'!L51/('Building Area Method'!$BK$6+SUM('Exterior Lighting'!$BL$5:$BL$25))),0))","v":""},{"$f":"IF(A44=\"\",\"\",IF('Fixture Schedule'!O51=1,Summary!$H$11*('Fixture Schedule'!L51/('Building Area Method'!$BK$6)),0))","v":""},{"$f":"IF(A44=\"\",\"\",IF('Fixture Schedule'!O51=1,Summary!$I$11*('Fixture Schedule'!L51/('Building Area Method'!$BK$6)),0))","v":""},null,null,null,{"$f":"IF(A44=\"\",\"\",IF(START!$B$34=2,INDIRECT(\"'Building Area Method'!\"&SUBSTITUTE(ADDRESS(1,MOD(ROW(A44)+4,56),4),\"1\",\"\")&\"6\"),\"\"))","v":""},null,null,null,{"$f":"IF(A44=\"\",\"\",'Fixture Schedule'!D51)","v":""},{"$f":"IF(A44=\"\",\"\",IF('Fixture Schedule'!K51=\"\",\"\",'Fixture Schedule'!K51))","v":""},{"$f":"IF(A44=\"\",\"\",'Building Area Method'!$C$6)","v":""},{"$f":"IF(A44=\"\",\"\",'Fixture Schedule'!L51)","v":""},null,null,null,null,null,null,null,null,null,null,null,null,null,{"$f":"INDIRECT(\"'Building Area Method'!\"&SUBSTITUTE(ADDRESS(1,MOD(ROW(A44)+4,56),4),\"1\",\"\")&\"6\")","v":0}]
[{"$f":"IF(InteriorCalcType=1,IF(AM45=0,\"\",'Fixture Schedule'!M52),\"\")","v":""},{"$f":"IF(A45=\"\",\"\",'Fixture Schedule'!E52)","v":""},{"$f":"IF(A45=\"\",\"\",'Fixture Schedule'!F52)","v":""},{"$f":"IF(A45=\"\",\"\",'Fixture Schedule'!L52)","v":""},"",null,null,{"$f":"IF(A45=\"\",\"\",IF('Fixture Schedule'!O52=1,Summary!$C$12*('Fixture Schedule'!L52/('Building Area Method'!$BK$6+SUM('Exterior Lighting'!$BL$5:$BL$25))),0))","v":""},{"$f":"IF(A45=\"\",\"\",IF(START!$B$34=1,INDIRECT(\"'Building Area Method'!\"&SUBSTITUTE(ADDRESS(1,MOD(ROW(A45)+4,56),4),\"1\",\"\")&\"6\"),\"\"))","v":""},{"$f":"IF(A45=\"\",\"\",IF('Fixture Schedule'!O52=1,Summary!$F$11*('Fixture Schedule'!L52/('Building Area Method'!$BK$6+SUM('Exterior Lighting'!$BL$5:$BL$25))),0))","v":""},{"$f":"IF(A45=\"\",\"\",IF('Fixture Schedule'!O52=1,Summary!$E$11*('Fixture Schedule'!L52/('Building Area Method'!$BK$6+SUM('Exterior Lighting'!$BL$5:$BL$25))),0))","v":""},{"$f":"IF(A45=\"\",\"\",IF('Fixture Schedule'!O52=1,Summary!$G$11*('Fixture Schedule'!L52/('Building Area Method'!$BK$6+SUM('Exterior Lighting'!$BL$5:$BL$25))),0))","v":""},{"$f":"IF(A45=\"\",\"\",IF('Fixture Schedule'!O52=1,Summary!$H$11*('Fixture Schedule'!L52/('Building Area Method'!$BK$6)),0))","v":""},{"$f":"IF(A45=\"\",\"\",IF('Fixture Schedule'!O52=1,Summary!$I$11*('Fixture Schedule'!L52/('Building Area Method'!$BK$6)),0))","v":""},null,null,null,{"$f":"IF(A45=\"\",\"\",IF(START!$B$34=2,INDIRECT(\"'Building Area Method'!\"&SUBSTITUTE(ADDRESS(1,MOD(ROW(A45)+4,56),4),\"1\",\"\")&\"6\"),\"\"))","v":""},null,null,null,{"$f":"IF(A45=\"\",\"\",'Fixture Schedule'!D52)","v":""},{"$f":"IF(A45=\"\",\"\",IF('Fixture Schedule'!K52=\"\",\"\",'Fixture Schedule'!K52))","v":""},{"$f":"IF(A45=\"\",\"\",'Building Area Method'!$C$6)","v":""},{"$f":"IF(A45=\"\",\"\",'Fixture Schedule'!L52)","v":""},null,null,null,null,null,null,null,null,null,null,null,null,null,{"$f":"INDIRECT(\"'Building Area Method'!\"&SUBSTITUTE(ADDRESS(1,MOD(ROW(A45)+4,56),4),\"1\",\"\")&\"6\")","v":0}]
[{"$f":"IF(InteriorCalcType=1,IF(AM46=0,\"\",'Fixture Schedule'!M53),\"\")","v":""},{"$f":"IF(A46=\"\",\"\",'Fixture Schedule'!E53)","v":""},{"$f":"IF(A46=\"\",\"\",'Fixture Schedule'!F53)","v":""},{"$f":"IF(A46=\"\",\"\",'Fixture Schedule'!L53)","v":""},"",null,null,{"$f":"IF(A46=\"\",\"\",IF('Fixture Schedule'!O53=1,Summary!$C$12*('Fixture Schedule'!L53/('Building Area Method'!$BK$6+SUM('Exterior Lighting'!$BL$5:$BL$25))),0))","v":""},{"$f":"IF(A46=\"\",\"\",IF(START!$B$34=1,INDIRECT(\"'Building Area Method'!\"&SUBSTITUTE(ADDRESS(1,MOD(ROW(A46)+4,56),4),\"1\",\"\")&\"6\"),\"\"))","v":""},{"$f":"IF(A46=\"\",\"\",IF('Fixture Schedule'!O53=1,Summary!$F$11*('Fixture Schedule'!L53/('Building Area Method'!$BK$6+SUM('Exterior Lighting'!$BL$5:$BL$25))),0))","v":""},{"$f":"IF(A46=\"\",\"\",IF('Fixture Schedule'!O53=1,Summary!$E$11*('Fixture Schedule'!L53/('Building Area Method'!$BK$6+SUM('Exterior Lighting'!$BL$5:$BL$25))),0))","v":""},{"$f":"IF(A46=\"\",\"\",IF('Fixture Schedule'!O53=1,Summary!$G$11*('Fixture Schedule'!L53/('Building Area Method'!$BK$6+SUM('Exterior Lighting'!$BL$5:$BL$25))),0))","v":""},{"$f":"IF(A46=\"\",\"\",IF('Fixture Schedule'!O53=1,Summary!$H$11*('Fixture Schedule'!L53/('Building Area Method'!$BK$6)),0))","v":""},{"$f":"IF(A46=\"\",\"\",IF('Fixture Schedule'!O53=1,Summary!$I$11*('Fixture Schedule'!L53/('Building Area Method'!$BK$6)),0))","v":""},null,null,null,{"$f":"IF(A46=\"\",\"\",IF(START!$B$34=2,INDIRECT(\"'Building Area Method'!\"&SUBSTITUTE(ADDRESS(1,MOD(ROW(A46)+4,56),4),\"1\",\"\")&\"6\"),\"\"))","v":""},null,null,null,{"$f":"IF(A46=\"\",\"\",'Fixture Schedule'!D53)","v":""},{"$f":"IF(A46=\"\",\"\",IF('Fixture Schedule'!K53=\"\",\"\",'Fixture Schedule'!K53))","v":""},{"$f":"IF(A46=\"\",\"\",'Building Area Method'!$C$6)","v":""},{"$f":"IF(A46=\"\",\"\",'Fixture Schedule'!L53)","v":""},null,null,null,null,null,null,null,null,null,null,null,null,null,{"$f":"INDIRECT(\"'Building Area Method'!\"&SUBSTITUTE(ADDRESS(1,MOD(ROW(A46)+4,56),4),\"1\",\"\")&\"6\")","v":0}]
[{"$f":"IF(InteriorCalcType=1,IF(AM47=0,\"\",'Fixture Schedule'!M54),\"\")","v":""},{"$f":"IF(A47=\"\",\"\",'Fixture Schedule'!E54)","v":""},{"$f":"IF(A47=\"\",\"\",'Fixture Schedule'!F54)","v":""},{"$f":"IF(A47=\"\",\"\",'Fixture Schedule'!L54)","v":""},"",null,null,{"$f":"IF(A47=\"\",\"\",IF('Fixture Schedule'!O54=1,Summary!$C$12*('Fixture Schedule'!L54/('Building Area Method'!$BK$6+SUM('Exterior Lighting'!$BL$5:$BL$25))),0))","v":""},{"$f":"IF(A47=\"\",\"\",IF(START!$B$34=1,INDIRECT(\"'Building Area Method'!\"&SUBSTITUTE(ADDRESS(1,MOD(ROW(A47)+4,56),4),\"1\",\"\")&\"6\"),\"\"))","v":""},{"$f":"IF(A47=\"\",\"\",IF('Fixture Schedule'!O54=1,Summary!$F$11*('Fixture Schedule'!L54/('Building Area Method'!$BK$6+SUM('Exterior Lighting'!$BL$5:$BL$25))),0))","v":""},{"$f":"IF(A47=\"\",\"\",IF('Fixture Schedule'!O54=1,Summary!$E$11*('Fixture Schedule'!L54/('Building Area Method'!$BK$6+SUM('Exterior Lighting'!$BL$5:$BL$25))),0))","v":""},{"$f":"IF(A47=\"\",\"\",IF('Fixture Schedule'!O54=1,Summary!$G$11*('Fixture Schedule'!L54/('Building Area Method'!$BK$6+SUM('Exterior Lighting'!$BL$5:$BL$25))),0))","v":""},{"$f":"IF(A47=\"\",\"\",IF('Fixture Schedule'!O54=1,Summary!$H$11*('Fixture Schedule'!L54/('Building Area Method'!$BK$6)),0))","v":""},{"$f":"IF(A47=\"\",\"\",IF('Fixture Schedule'!O54=1,Summary!$I$11*('Fixture Schedule'!L54/('Building Area Method'!$BK$6)),0))","v":""},null,null,null,{"$f":"IF(A47=\"\",\"\",IF(START!$B$34=2,INDIRECT(\"'Building Area Method'!\"&SUBSTITUTE(ADDRESS(1,MOD(ROW(A47)+4,56),4),\"1\",\"\")&\"6\"),\"\"))","v":""},null,null,null,{"$f":"IF(A47=\"\",\"\",'Fixture Schedule'!D54)","v":""},{"$f":"IF(A47=\"\",\"\",IF('Fixture Schedule'!K54=\"\",\"\",'Fixture Schedule'!K54))","v":""},{"$f":"IF(A47=\"\",\"\",'Building Area Method'!$C$6)","v":""},{"$f":"IF(A47=\"\",\"\",'Fixture Schedule'!L54)","v":""},null,null,null,null,null,null,null,null,null,null,null,null,null,{"$f":"INDIRECT(\"'Building Area Method'!\"&SUBSTITUTE(ADDRESS(1,MOD(ROW(A47)+4,56),4),\"1\",\"\")&\"6\")","v":0}]
[{"$f":"IF(InteriorCalcType=1,IF(AM48=0,\"\",'Fixture Schedule'!M55),\"\")","v":""},{"$f":"IF(A48=\"\",\"\",'Fixture Schedule'!E55)","v":""},{"$f":"IF(A48=\"\",\"\",'Fixture Schedule'!F55)","v":""},{"$f":"IF(A48=\"\",\"\",'Fixture Schedule'!L55)","v":""},"",null,null,{"$f":"IF(A48=\"\",\"\",IF('Fixture Schedule'!O55=1,Summary!$C$12*('Fixture Schedule'!L55/('Building Area Method'!$BK$6+SUM('Exterior Lighting'!$BL$5:$BL$25))),0))","v":""},{"$f":"IF(A48=\"\",\"\",IF(START!$B$34=1,INDIRECT(\"'Building Area Method'!\"&SUBSTITUTE(ADDRESS(1,MOD(ROW(A48)+4,56),4),\"1\",\"\")&\"6\"),\"\"))","v":""},{"$f":"IF(A48=\"\",\"\",IF('Fixture Schedule'!O55=1,Summary!$F$11*('Fixture Schedule'!L55/('Building Area Method'!$BK$6+SUM('Exterior Lighting'!$BL$5:$BL$25))),0))","v":""},{"$f":"IF(A48=\"\",\"\",IF('Fixture Schedule'!O55=1,Summary!$E$11*('Fixture Schedule'!L55/('Building Area Method'!$BK$6+SUM('Exterior Lighting'!$BL$5:$BL$25))),0))","v":""},{"$f":"IF(A48=\"\",\"\",IF('Fixture Schedule'!O55=1,Summary!$G$11*('Fixture Schedule'!L55/('Building Area Method'!$BK$6+SUM('Exterior Lighting'!$BL$5:$BL$25))),0))","v":""},{"$f":"IF(A48=\"\",\"\",IF('Fixture Schedule'!O55=1,Summary!$H$11*('Fixture Schedule'!L55/('Building Area Method'!$BK$6)),0))","v":""},{"$f":"IF(A48=\"\",\"\",IF('Fixture Schedule'!O55=1,Summary!$I$11*('Fixture Schedule'!L55/('Building Area Method'!$BK$6)),0))","v":""},null,null,null,{"$f":"IF(A48=\"\",\"\",IF(START!$B$34=2,INDIRECT(\"'Building Area Method'!\"&SUBSTITUTE(ADDRESS(1,MOD(ROW(A48)+4,56),4),\"1\",\"\")&\"6\"),\"\"))","v":""},null,null,null,{"$f":"IF(A48=\"\",\"\",'Fixture Schedule'!D55)","v":""},{"$f":"IF(A48=\"\",\"\",IF('Fixture Schedule'!K55=\"\",\"\",'Fixture Schedule'!K55))","v":""},{"$f":"IF(A48=\"\",\"\",'Building Area Method'!$C$6)","v":""},{"$f":"IF(A48=\"\",\"\",'Fixture Schedule'!L55)","v":""},null,null,null,null,null,null,null,null,null,null,null,null,null,{"$f":"INDIRECT(\"'Building Area Method'!\"&SUBSTITUTE(ADDRESS(1,MOD(ROW(A48)+4,56),4),\"1\",\"\")&\"6\")","v":0}]
[{"$f":"IF(InteriorCalcType=1,IF(AM49=0,\"\",'Fixture Schedule'!M56),\"\")","v":""},{"$f":"IF(A49=\"\",\"\",'Fixture Schedule'!E56)","v":""},{"$f":"IF(A49=\"\",\"\",'Fixture Schedule'!F56)","v":""},{"$f":"IF(A49=\"\",\"\",'Fixture Schedule'!L56)","v":""},"",null,null,{"$f":"IF(A49=\"\",\"\",IF('Fixture Schedule'!O56=1,Summary!$C$12*('Fixture Schedule'!L56/('Building Area Method'!$BK$6+SUM('Exterior Lighting'!$BL$5:$BL$25))),0))","v":""},{"$f":"IF(A49=\"\",\"\",IF(START!$B$34=1,INDIRECT(\"'Building Area Method'!\"&SUBSTITUTE(ADDRESS(1,MOD(ROW(A49)+4,56),4),\"1\",\"\")&\"6\"),\"\"))","v":""},{"$f":"IF(A49=\"\",\"\",IF('Fixture Schedule'!O56=1,Summary!$F$11*('Fixture Schedule'!L56/('Building Area Method'!$BK$6+SUM('Exterior Lighting'!$BL$5:$BL$25))),0))","v":""},{"$f":"IF(A49=\"\",\"\",IF('Fixture Schedule'!O56=1,Summary!$E$11*('Fixture Schedule'!L56/('Building Area Method'!$BK$6+SUM('Exterior Lighting'!$BL$5:$BL$25))),0))","v":""},{"$f":"IF(A49=\"\",\"\",IF('Fixture Schedule'!O56=1,Summary!$G$11*('Fixture Schedule'!L56/('Building Area Method'!$BK$6+SUM('Exterior Lighting'!$BL$5:$BL$25))),0))","v":""},{"$f":"IF(A49=\"\",\"\",IF('Fixture Schedule'!O56=1,Summary!$H$11*('Fixture Schedule'!L56/('Building Area Method'!$BK$6)),0))","v":""},{"$f":"IF(A49=\"\",\"\",IF('Fixture Schedule'!O56=1,Summary!$I$11*('Fixture Schedule'!L56/('Building Area Method'!$BK$6)),0))","v":""},null,null,null,{"$f":"IF(A49=\"\",\"\",IF(START!$B$34=2,INDIRECT(\"'Building Area Method'!\"&SUBSTITUTE(ADDRESS(1,MOD(ROW(A49)+4,56),4),\"1\",\"\")&\"6\"),\"\"))","v":""},null,null,null,{"$f":"IF(A49=\"\",\"\",'Fixture Schedule'!D56)","v":""},{"$f":"IF(A49=\"\",\"\",IF('Fixture Schedule'!K56=\"\",\"\",'Fixture Schedule'!K56))","v":""},{"$f":"IF(A49=\"\",\"\",'Building Area Method'!$C$6)","v":""},{"$f":"IF(A49=\"\",\"\",'Fixture Schedule'!L56)","v":""},null,null,null,null,null,null,null,null,null,null,null,null,null,{"$f":"INDIRECT(\"'Building Area Method'!\"&SUBSTITUTE(ADDRESS(1,MOD(ROW(A49)+4,56),4),\"1\",\"\")&\"6\")","v":0}]
[{"$f":"IF(InteriorCalcType=1,IF(AM50=0,\"\",'Fixture Schedule'!M57),\"\")","v":""},{"$f":"IF(A50=\"\",\"\",'Fixture Schedule'!E57)","v":""},{"$f":"IF(A50=\"\",\"\",'Fixture Schedule'!F57)","v":""},{"$f":"IF(A50=\"\",\"\",'Fixture Schedule'!L57)","v":""},"",null,null,{"$f":"IF(A50=\"\",\"\",IF('Fixture Schedule'!O57=1,Summary!$C$12*('Fixture Schedule'!L57/('Building Area Method'!$BK$6+SUM('Exterior Lighting'!$BL$5:$BL$25))),0))","v":""},{"$f":"IF(A50=\"\",\"\",IF(START!$B$34=1,INDIRECT(\"'Building Area Method'!\"&SUBSTITUTE(ADDRESS(1,MOD(ROW(A50)+4,56),4),\"1\",\"\")&\"6\"),\"\"))","v":""},{"$f":"IF(A50=\"\",\"\",IF('Fixture Schedule'!O57=1,Summary!$F$11*('Fixture Schedule'!L57/('Building Area Method'!$BK$6+SUM('Exterior Lighting'!$BL$5:$BL$25))),0))","v":""},{"$f":"IF(A50=\"\",\"\",IF('Fixture Schedule'!O57=1,Summary!$E$11*('Fixture Schedule'!L57/('Building Area Method'!$BK$6+SUM('Exterior Lighting'!$BL$5:$BL$25))),0))","v":""},{"$f":"IF(A50=\"\",\"\",IF('Fixture Schedule'!O57=1,Summary!$G$11*('Fixture Schedule'!L57/('Building Area Method'!$BK$6+SUM('Exterior Lighting'!$BL$5:$BL$25))),0))","v":""},{"$f":"IF(A50=\"\",\"\",IF('Fixture Schedule'!O57=1,Summary!$H$11*('Fixture Schedule'!L57/('Building Area Method'!$BK$6)),0))","v":""},{"$f":"IF(A50=\"\",\"\",IF('Fixture Schedule'!O57=1,Summary!$I$11*('Fixture Schedule'!L57/('Building Area Method'!$BK$6)),0))","v":""},null,null,null,{"$f":"IF(A50=\"\",\"\",IF(START!$B$34=2,INDIRECT(\"'Building Area Method'!\"&SUBSTITUTE(ADDRESS(1,MOD(ROW(A50)+4,56),4),\"1\",\"\")&\"6\"),\"\"))","v":""},null,null,null,{"$f":"IF(A50=\"\",\"\",'Fixture Schedule'!D57)","v":""},{"$f":"IF(A50=\"\",\"\",IF('Fixture Schedule'!K57=\"\",\"\",'Fixture Schedule'!K57))","v":""},{"$f":"IF(A50=\"\",\"\",'Building Area Method'!$C$6)","v":""},{"$f":"IF(A50=\"\",\"\",'Fixture Schedule'!L57)","v":""},null,null,null,null,null,null,null,null,null,null,null,null,null,{"$f":"INDIRECT(\"'Building Area Method'!\"&SUBSTITUTE(ADDRESS(1,MOD(ROW(A50)+4,56),4),\"1\",\"\")&\"6\")","v":0}]
[{"$f":"IF(InteriorCalcType=1,IF(AM51=0,\"\",'Fixture Schedule'!M58),\"\")","v":""},{"$f":"IF(A51=\"\",\"\",'Fixture Schedule'!E58)","v":""},{"$f":"IF(A51=\"\",\"\",'Fixture Schedule'!F58)","v":""},{"$f":"IF(A51=\"\",\"\",'Fixture Schedule'!L58)","v":""},"",null,null,{"$f":"IF(A51=\"\",\"\",IF('Fixture Schedule'!O58=1,Summary!$C$12*('Fixture Schedule'!L58/('Building Area Method'!$BK$6+SUM('Exterior Lighting'!$BL$5:$BL$25))),0))","v":""},{"$f":"IF(A51=\"\",\"\",IF(START!$B$34=1,INDIRECT(\"'Building Area Method'!\"&SUBSTITUTE(ADDRESS(1,MOD(ROW(A51)+4,56),4),\"1\",\"\")&\"6\"),\"\"))","v":""},{"$f":"IF(A51=\"\",\"\",IF('Fixture Schedule'!O58=1,Summary!$F$11*('Fixture Schedule'!L58/('Building Area Method'!$BK$6+SUM('Exterior Lighting'!$BL$5:$BL$25))),0))","v":""},{"$f":"IF(A51=\"\",\"\",IF('Fixture Schedule'!O58=1,Summary!$E$11*('Fixture Schedule'!L58/('Building Area Method'!$BK$6+SUM('Exterior Lighting'!$BL$5:$BL$25))),0))","v":""},{"$f":"IF(A51=\"\",\"\",IF('Fixture Schedule'!O58=1,Summary!$G$11*('Fixture Schedule'!L58/('Building Area Method'!$BK$6+SUM('Exterior Lighting'!$BL$5:$BL$25))),0))","v":""},{"$f":"IF(A51=\"\",\"\",IF('Fixture Schedule'!O58=1,Summary!$H$11*('Fixture Schedule'!L58/('Building Area Method'!$BK$6)),0))","v":""},{"$f":"IF(A51=\"\",\"\",IF('Fixture Schedule'!O58=1,Summary!$I$11*('Fixture Schedule'!L58/('Building Area Method'!$BK$6)),0))","v":""},null,null,null,{"$f":"IF(A51=\"\",\"\",IF(START!$B$34=2,INDIRECT(\"'Building Area Method'!\"&SUBSTITUTE(ADDRESS(1,MOD(ROW(A51)+4,56),4),\"1\",\"\")&\"6\"),\"\"))","v":""},null,null,null,{"$f":"IF(A51=\"\",\"\",'Fixture Schedule'!D58)","v":""},{"$f":"IF(A51=\"\",\"\",IF('Fixture Schedule'!K58=\"\",\"\",'Fixture Schedule'!K58))","v":""},{"$f":"IF(A51=\"\",\"\",'Building Area Method'!$C$6)","v":""},{"$f":"IF(A51=\"\",\"\",'Fixture Schedule'!L58)","v":""},null,null,null,null,null,null,null,null,null,null,null,null,null,{"$f":"INDIRECT(\"'Building Area Method'!\"&SUBSTITUTE(ADDRESS(1,MOD(ROW(A51)+4,56),4),\"1\",\"\")&\"6\")","v":0}]
[{"$f":"IF(InteriorCalcType=2,IF(OR(AM52=0,AN52=\"DNQ\")=TRUE,\"\",INDIRECT(\"'Fixture Schedule'!M\"&MOD(ROW(A52)-52,50)+9)),\"\")","v":""},{"$f":"IF(A52=\"\",\"\",INDIRECT(\"'Fixture Schedule'!E\"&MOD(ROW(A52)-52,50)+9))","v":""},{"$f":"IF(A52=\"\",\"\",INDIRECT(\"'Fixture Schedule'!F\"&MOD(ROW(A52)-52,50)+9))","v":""},{"$f":"IF(A52=\"\",\"\",INDIRECT(\"'Fixture Schedule'!L\"&MOD(ROW(A52)-52,50)+9))","v":""},"",null,null,{"$f":"IF(A52=\"\",\"\",IF(AP52=1,Summary!$C$12*(AO52)/(SUM('Space-by-Space Method'!$BO$4:$BO$78,SUM('Exterior Lighting'!$BL$5:$BL$25))),0))","v":""},{"$f":"IF(A52=\"\",\"\",IF(START!$B$34=1,INDIRECT(\"'Space-by-Space Method'!\"&SUBSTITUTE(ADDRESS(1,MOD(ROW(A52)-52,50)+10,4),\"1\",\"\")&ROUNDDOWN((ROW(A52)-52)/50,0)+4),\"\"))","v":""},{"$f":"IF(A52=\"\",\"\",IF(AP52=1,Summary!$F$11*(AO52)/(SUM('Space-by-Space Method'!$BO$4:$BO$78,SUM('Exterior Lighting'!$BL$5:$BL$25))),0))","v":""},{"$f":"IF(A52=\"\",\"\",IF(AP52=1,Summary!$E$11*(AO52)/(SUM('Space-by-Space Method'!$BO$4:$BO$78,SUM('Exterior Lighting'!$BL$5:$BL$25))),0))","v":""},{"$f":"IF(A52=\"\",\"\",IF(AP52=1,Summary!$G$11*(AO52)/(SUM('Space-by-Space Method'!$BO$4:$BO$78,SUM('Exterior Lighting'!$BL$5:$BL$25))),0))","v":""},{"$f":"IF(A52=\"\",\"\",IF(AP52=1,Summary!$H$11*(AO52)/(SUM('Space-by-Space Method'!$BO$4:$BO$78)),0))","v":""},{"$f":"IF(A52=\"\",\"\",IF(AP52=1,Summary!$I$11*(AO52)/(SUM('Space-by-Space Method'!$BO$4:$BO$78)),0))","v":""},null,null,null,{"$f":"IF(A52=\"\",\"\",IF(START!$B$34=2,INDIRECT(\"'Space-by-Space Method'!\"&SUBSTITUTE(ADDRESS(1,MOD(ROW(A52)-52,50)+10,4),\"1\",\"\")&ROUNDDOWN((ROW(A52)-52)/50,0)+4),\"\"))","v":""},{"$f":"IF(A52=\"\",\"\",INDIRECT(\"'Space-by-Space Method'!C\"&ROUNDDOWN((ROW(A52)-52)/50,0)+4))","v":""},{"$f":"IF(A52=\"\",\"\",IF(COUNTIF(CommonSpaceTypes,AQ52)>0,INDIRECT(\"'Space-by-Space Method'!F\"&ROUNDDOWN((ROW(A52)-52)/50,0)+4),\"\"))","v":""},{"$f":"IF(A52=\"\",\"\",IF(COUNTIF(BuildingSpecificSpaceTypes,AQ52)>0,INDIRECT(\"'Space-by-Space Method'!F\"&ROUNDDOWN((ROW(A52)-52)/50,0)+4),\"\"))","v":""},{"$f":"IF(A52=\"\",\"\",INDIRECT(\"'Fixture Schedule'!D\"&MOD(ROW(A52)-52,50)+9))","v":""},{"$f":"IF(A52=\"\",\"\",IF(AR52=\"\",\"\",INDIRECT(\"'Fixture Schedule'!K\"&MOD(ROW(A52)-52,50)+9)))","v":""},{"$f":"IF(A52=\"\",\"\",AS52*AT52)","v":""},{"$f":"IF(A52=\"\",\"\",INDIRECT(\"'Fixture Schedule'!L\"&MOD(ROW(A52)-52,50)+9))","v":""},null,null,null,null,null,null,null,null,null,null,null,null,null,{"$f":"INDIRECT(\"'Space-by-Space Method'!\"&SUBSTITUTE(ADDRESS(1,MOD(ROW(A52)-52,50)+10,4),\"1\",\"\")&ROUNDDOWN((ROW(A52)-52)/50,0)+4)","v":0},{"$f":"LEFT(INDIRECT(\"'Space-by-Space Method'!BJ\"&ROUNDDOWN((ROW(A52)-52)/50,0)+4),3)","v":""},{"$f":"INDIRECT(\"'Fixture Schedule'!L\"&MOD(ROW(A52)-52,50)+9)","v":0},{"$f":"INDIRECT(\"'Fixture Schedule'!O\"&MOD(ROW(A52)-52,50)+9)","v":0},{"$f":"INDIRECT(\"'Space-by-Space Method'!F\"&ROUNDDOWN((ROW(A52)-52)/50,0)+4)","v":0},{"$f":"INDIRECT(\"'Fixture Schedule'!L\"&MOD(ROW(A52)-52,50)+9)","v":0},{"$f":"INDIRECT(\"'Space-by-Space Method'!D\"&ROUNDDOWN((ROW(A52)-52)/50,0)+4)","v":0},{"$f":"INDIRECT(\"'Space-by-Space Method'!E\"&ROUNDDOWN((ROW(A52)-52)/50,0)+4)","v":1}]
[{"$f":"IF(InteriorCalcType=2,IF(OR(AM53=0,AN53=\"DNQ\")=TRUE,\"\",INDIRECT(\"'Fixture Schedule'!M\"&MOD(ROW(A53)-52,50)+9)),\"\")","v":""},{"$f":"IF(A53=\"\",\"\",INDIRECT(\"'Fixture Schedule'!E\"&MOD(ROW(A53)-52,50)+9))","v":""},{"$f":"IF(A53=\"\",\"\",INDIRECT(\"'Fixture Schedule'!F\"&MOD(ROW(A53)-52,50)+9))","v":""},{"$f":"IF(A53=\"\",\"\",INDIRECT(\"'Fixture Schedule'!L\"&MOD(ROW(A53)-52,50)+9))","v":""},{"$f":"IF(A53=\"\",\"\",\"Watts\")","v":""},null,null,{"$f":"IF(A53=\"\",\"\",IF(AP53=1,Summary!$C$12*(AO53)/(SUM('Space-by-Space Method'!$BO$4:$BO$78,SUM('Exterior Lighting'!$BL$5:$BL$25))),0))","v":""},{"$f":"IF(A53=\"\",\"\",IF(START!$B$34=1,INDIRECT(\"'Space-by-Space Method'!\"&SUBSTITUTE(ADDRESS(1,MOD(ROW(A53)-52,50)+10,4),\"1\",\"\")&ROUNDDOWN((ROW(A53)-52)/50,0)+4),\"\"))","v":""},{"$f":"IF(A53=\"\",\"\",IF(AP53=1,Summary!$F$11*(AO53)/(SUM('Space-by-Space Method'!$BO$4:$BO$78,SUM('Exterior Lighting'!$BL$5:$BL$25))),0))","v":""},{"$f":"IF(A53=\"\",\"\",IF(AP53=1,Summary!$E$11*(AO53)/(SUM('Space-by-Space Method'!$BO$4:$BO$78,SUM('Exterior Lighting'!$BL$5:$BL$25))),0))","v":""},{"$f":"IF(A53=\"\",\"\",IF(AP53=1,Summary!$G$11*(AO53)/(SUM('Space-by-Space Method'!$BO$4:$BO$78,SUM('Exterior Lighting'!$BL$5:$BL$25))),0))","v":""},{"$f":"IF(A53=\"\",\"\",IF(AP53=1,Summary!$H$11*(AO53)/(SUM('Space-by-Space Method'!$BO$4:$BO$78)),0))","v":""},{"$f":"IF(A53=\"\",\"\",IF(AP53=1,Summary!$I$11*(AO53)/(SUM('Space-by-Space Method'!$BO$4:$BO$78)),0))","v":""},null,null,null,{"$f":"IF(A53=\"\",\"\",IF(START!$B$34=2,INDIRECT(\"'Space-by-Space Method'!\"&SUBSTITUTE(ADDRESS(1,MOD(ROW(A53)-52,50)+10,4),\"1\",\"\")&ROUNDDOWN((ROW(A53)-52)/50,0)+4),\"\"))","v":""},{"$f":"IF(A53=\"\",\"\",INDIRECT(\"'Space-by-Space Method'!C\"&ROUNDDOWN((ROW(A53)-52)/50,0)+4))","v":""},{"$f":"IF(A53=\"\",\"\",IF(COUNTIF(CommonSpaceTypes,AQ53)>0,INDIRECT(\"'Space-by-Space Method'!F\"&ROUNDDOWN((ROW(A53)-52)/50,0)+4),\"\"))","v":""},{"$f":"IF(A53=\"\",\"\",IF(COUNTIF(BuildingSpecificSpaceTypes,AQ53)>0,INDIRECT(\"'Space-by-Space Method'!F\"&ROUNDDOWN((ROW(A53)-52)/50,0)+4),\"\"))","v":""},{"$f":"IF(A53=\"\",\"\",INDIRECT(\"'Fixture Schedule'!D\"&MOD(ROW(A53)-52,50)+9))","v":""},{"$f":"IF(A53=\"\",\"\",IF(AR53=\"\",\"\",INDIRECT(\"'Fixture Schedule'!K\"&MOD(ROW(A53)-52,50)+9)))","v":""},{"$f":"IF(A53=\"\",\"\",AS53*AT53)","v":""},{"$f":"IF(A53=\"\",\"\",INDIRECT(\"'Fixture Schedule'!L\"&MOD(ROW(A53)-52,50)+9))","v":""},null,null,null,null,null,null,null,null,null,null,null,null,null,{"$f":"INDIRECT(\"'Space-by-Space Method'!\"&SUBSTITUTE(ADDRESS(1,MOD(ROW(A53)-52,50)+10,4),\"1\",\"\")&ROUNDDOWN((ROW(A53)-52)/50,0)+4)","v":0},{"$f":"LEFT(INDIRECT(\"'Space-by-Space Method'!BJ\"&ROUNDDOWN((ROW(A53)-52)/50,0)+4),3)","v":""},{"$f":"INDIRECT(\"'Fixture Schedule'!L\"&MOD(ROW(A53)-52,50)+9)","v":0},{"$f":"INDIRECT(\"'Fixture Schedule'!O\"&MOD(ROW(A53)-52,50)+9)","v":0},{"$f":"INDIRECT(\"'Space-by-Space Method'!F\"&ROUNDDOWN((ROW(A53)-52)/50,0)+4)","v":0},{"$f":"INDIRECT(\"'Fixture Schedule'!L\"&MOD(ROW(A53)-52,50)+9)","v":0},{"$f":"INDIRECT(\"'Space-by-Space Method'!D\"&ROUNDDOWN((ROW(A53)-52)/50,0)+4)","v":0},{"$f":"INDIRECT(\"'Space-by-Space Method'!E\"&ROUNDDOWN((ROW(A53)-52)/50,0)+4)","v":1}]
[{"$f":"IF(InteriorCalcType=2,IF(OR(AM54=0,AN54=\"DNQ\")=TRUE,\"\",INDIRECT(\"'Fixture Schedule'!M\"&MOD(ROW(A54)-52,50)+9)),\"\")","v":""},{"$f":"IF(A54=\"\",\"\",INDIRECT(\"'Fixture Schedule'!E\"&MOD(ROW(A54)-52,50)+9))","v":""},{"$f":"IF(A54=\"\",\"\",INDIRECT(\"'Fixture Schedule'!F\"&MOD(ROW(A54)-52,50)+9))","v":""},{"$f":"IF(A54=\"\",\"\",INDIRECT(\"'Fixture Schedule'!L\"&MOD(ROW(A54)-52,50)+9))","v":""},"",null,null,{"$f":"IF(A54=\"\",\"\",IF(AP54=1,Summary!$C$12*(AO54)/(SUM('Space-by-Space Method'!$BO$4:$BO$78,SUM('Exterior Lighting'!$BL$5:$BL$25))),0))","v":""},{"$f":"IF(A54=\"\",\"\",IF(START!$B$34=1,INDIRECT(\"'Space-by-Space Method'!\"&SUBSTITUTE(ADDRESS(1,MOD(ROW(A54)-52,50)+10,4),\"1\",\"\")&ROUNDDOWN((ROW(A54)-52)/50,0)+4),\"\"))","v":""},{"$f":"IF(A54=\"\",\"\",IF(AP54=1,Summary!$F$11*(AO54)/(SUM('Space-by-Space Method'!$BO$4:$BO$78,SUM('Exterior Lighting'!$BL$5:$BL$25))),0))","v":""},{"$f":"IF(A54=\"\",\"\",IF(AP54=1,Summary!$E$11*(AO54)/(SUM('Space-by-Space Method'!$BO$4:$BO$78,SUM('Exterior Lighting'!$BL$5:$BL$25))),0))","v":""},{"$f":"IF(A54=\"\",\"\",IF(AP54=1,Summary!$G$11*(AO54)/(SUM('Space-by-Space Method'!$BO$4:$BO$78,SUM('Exterior Lighting'!$BL$5:$BL$25))),0))","v":""},{"$f":"IF(A54=\"\",\"\",IF(AP54=1,Summary!$H$11*(AO54)/(SUM('Space-by-Space Method'!$BO$4:$BO$78)),0))","v":""},{"$f":"IF(A54=\"\",\"\",IF(AP54=1,Summary!$I$11*(AO54)/(SUM('Space-by-Space Method'!$BO$4:$BO$78)),0))","v":""},null,null,null,{"$f":"IF(A54=\"\",\"\",IF(START!$B$34=2,INDIRECT(\"'Space-by-Space Method'!\"&SUBSTITUTE(ADDRESS(1,MOD(ROW(A54)-52,50)+10,4),\"1\",\"\")&ROUNDDOWN((ROW(A54)-52)/50,0)+4),\"\"))","v":""},{"$f":"IF(A54=\"\",\"\",INDIRECT(\"'Space-by-Space Method'!C\"&ROUNDDOWN((ROW(A54)-52)/50,0)+4))","v":""},{"$f":"IF(A54=\"\",\"\",IF(COUNTIF(CommonSpaceTypes,AQ54)>0,INDIRECT(\"'Space-by-Space Method'!F\"&ROUNDDOWN((ROW(A54)-52)/50,0)+4),\"\"))","v":""},{"$f":"IF(A54=\"\",\"\",IF(COUNTIF(BuildingSpecificSpaceTypes,AQ54)>0,INDIRECT(\"'Space-by-Space Method'!F\"&ROUNDDOWN((ROW(A54)-52)/50,0)+4),\"\"))","v":""},{"$f":"IF(A54=\"\",\"\",INDIRECT(\"'Fixture Schedule'!D\"&MOD(ROW(A54)-52,50)+9))","v":""},{"$f":"IF(A54=\"\",\"\",IF(AR54=\"\",\"\",INDIRECT(\"'Fixture Schedule'!K\"&MOD(ROW(A54)-52,50)+9)))","v":""},"",{"$f":"IF(A54=\"\",\"\",INDIRECT(\"'Fixture Schedule'!L\"&MOD(ROW(A54)-52,50)+9))","v":""},null,null,null,null,null,null,null,null,null,null,null,null,null,{"$f":"INDIRECT(\"'Space-by-Space Method'!\"&SUBSTITUTE(ADDRESS(1,MOD(ROW(A54)-52,50)+10,4),\"1\",\"\")&ROUNDDOWN((ROW(A54)-52)/50,0)+4)","v":0},{"$f":"LEFT(INDIRECT(\"'Space-by-Space Method'!BJ\"&ROUNDDOWN((ROW(A54)-52)/50,0)+4),3)","v":""},{"$f":"INDIRECT(\"'Fixture Schedule'!L\"&MOD(ROW(A54)-52,50)+9)","v":0},{"$f":"INDIRECT(\"'Fixture Schedule'!O\"&MOD(ROW(A54)-52,50)+9)","v":0},{"$f":"INDIRECT(\"'Space-by-Space Method'!F\"&ROUNDDOWN((ROW(A54)-52)/50,0)+4)","v":0},{"$f":"INDIRECT(\"'Fixture Schedule'!L\"&MOD(ROW(A54)-52,50)+9)","v":0},{"$f":"INDIRECT(\"'Space-by-Space Method'!D\"&ROUNDDOWN((ROW(A54)-52)/50,0)+4)","v":0},{"$f":"INDIRECT(\"'Space-by-Space Method'!E\"&ROUNDDOWN((ROW(A54)-52)/50,0)+4)","v":1}]
[{"$f":"IF(InteriorCalcType=2,IF(OR(AM55=0,AN55=\"DNQ\")=TRUE,\"\",INDIRECT(\"'Fixture Schedule'!M\"&MOD(ROW(A55)-52,50)+9)),\"\")","v":""},{"$f":"IF(A55=\"\",\"\",INDIRECT(\"'Fixture Schedule'!E\"&MOD(ROW(A55)-52,50)+9))","v":""},{"$f":"IF(A55=\"\",\"\",INDIRECT(\"'Fixture Schedule'!F\"&MOD(ROW(A55)-52,50)+9))","v":""},{"$f":"IF(A55=\"\",\"\",INDIRECT(\"'Fixture Schedule'!L\"&MOD(ROW(A55)-52,50)+9))","v":""},"",null,null,{"$f":"IF(A55=\"\",\"\",IF(AP55=1,Summary!$C$12*(AO55)/(SUM('Space-by-Space Method'!$BO$4:$BO$78,SUM('Exterior Lighting'!$BL$5:$BL$25))),0))","v":""},{"$f":"IF(A55=\"\",\"\",IF(START!$B$34=1,INDIRECT(\"'Space-by-Space Method'!\"&SUBSTITUTE(ADDRESS(1,MOD(ROW(A55)-52,50)+10,4),\"1\",\"\")&ROUNDDOWN((ROW(A55)-52)/50,0)+4),\"\"))","v":""},{"$f":"IF(A55=\"\",\"\",IF(AP55=1,Summary!$F$11*(AO55)/(SUM('Space-by-Space Method'!$BO$4:$BO$78,SUM('Exterior Lighting'!$BL$5:$BL$25))),0))","v":""},{"$f":"IF(A55=\"\",\"\",IF(AP55=1,Summary!$E$11*(AO55)/(SUM('Space-by-Space Method'!$BO$4:$BO$78,SUM('Exterior Lighting'!$BL$5:$BL$25))),0))","v":""},{"$f":"IF(A55=\"\",\"\",IF(AP55=1,Summary!$G$11*(AO55)/(SUM('Space-by-Space Method'!$BO$4:$BO$78,SUM('Exterior Lighting'!$BL$5:$BL$25))),0))","v":""},{"$f":"IF(A55=\"\",\"\",IF(AP55=1,Summary!$H$11*(AO55)/(SUM('Space-by-Space Method'!$BO$4:$BO$78)),0))","v":""},{"$f":"IF(A55=\"\",\"\",IF(AP55=1,Summary!$I$11*(AO55)/(SUM('Space-by-Space Method'!$BO$4:$BO$78)),0))","v":""},null,null,null,{"$f":"IF(A55=\"\",\"\",IF(START!$B$34=2,INDIRECT(\"'Space-by-Space Method'!\"&SUBSTITUTE(ADDRESS(1,MOD(ROW(A55)-52,50)+10,4),\"1\",\"\")&ROUNDDOWN((ROW(A55)-52)/50,0)+4),\"\"))","v":""},{"$f":"IF(A55=\"\",\"\",INDIRECT(\"'Space-by-Space Method'!C\"&ROUNDDOWN((ROW(A55)-52)/50,0)+4))","v":""},{"$f":"IF(A55=\"\",\"\",IF(COUNTIF(CommonSpaceTypes,AQ55)>0,INDIRECT(\"'Space-by-Space Method'!F\"&ROUNDDOWN((ROW(A55)-52)/50,0)+4),\"\"))","v":""},{"$f":"IF(A55=\"\",\"\",IF(COUNTIF(BuildingSpecificSpaceTypes,AQ55)>0,INDIRECT(\"'Space-by-Space Method'!F\"&ROUNDDOWN((ROW(A55)-52)/50,0)+4),\"\"))","v":""},{"$f":"IF(A55=\"\",\"\",INDIRECT(\"'Fixture Schedule'!D\"&MOD(ROW(A55)-52,50)+9))","v":""},{"$f":"IF(A55=\"\",\"\",IF(AR55=\"\",\"\",INDIRECT(\"'Fixture Schedule'!K\"&MOD(ROW(A55)-52,50)+9)))","v":""},"",{"$f":"IF(A55=\"\",\"\",INDIRECT(\"'Fixture Schedule'!L\"&MOD(ROW(A55)-52,50)+9))","v":""},null,null,null,null,null,null,null,null,null,null,null,null,null,{"$f":"INDIRECT(\"'Space-by-Space Method'!\"&SUBSTITUTE(ADDRESS(1,MOD(ROW(A55)-52,50)+10,4),\"1\",\"\")&ROUNDDOWN((ROW(A55)-52)/50,0)+4)","v":0},{"$f":"LEFT(INDIRECT(\"'Space-by-Space Method'!BJ\"&ROUNDDOWN((ROW(A55)-52)/50,0)+4),3)","v":""},{"$f":"INDIRECT(\"'Fixture Schedule'!L\"&MOD(ROW(A55)-52,50)+9)","v":0},{"$f":"INDIRECT(\"'Fixture Schedule'!O\"&MOD(ROW(A55)-52,50)+9)","v":0},{"$f":"INDIRECT(\"'Space-by-Space Method'!F\"&ROUNDDOWN((ROW(A55)-52)/50,0)+4)","v":0},{"$f":"INDIRECT(\"'Fixture Schedule'!L\"&MOD(ROW(A55)-52,50)+9)","v":0},{"$f":"INDIRECT(\"'Space-by-Space Method'!D\"&ROUNDDOWN((ROW(A55)-52)/50,0)+4)","v":0},{"$f":"INDIRECT(\"'Space-by-Space Method'!E\"&ROUNDDOWN((ROW(A55)-52)/50,0)+4)","v":1}]
[{"$f":"IF(InteriorCalcType=2,IF(OR(AM56=0,AN56=\"DNQ\")=TRUE,\"\",INDIRECT(\"'Fixture Schedule'!M\"&MOD(ROW(A56)-52,50)+9)),\"\")","v":""},{"$f":"IF(A56=\"\",\"\",INDIRECT(\"'Fixture Schedule'!E\"&MOD(ROW(A56)-52,50)+9))","v":""},{"$f":"IF(A56=\"\",\"\",INDIRECT(\"'Fixture Schedule'!F\"&MOD(ROW(A56)-52,50)+9))","v":""},{"$f":"IF(A56=\"\",\"\",INDIRECT(\"'Fixture Schedule'!L\"&MOD(ROW(A56)-52,50)+9))","v":""},"",null,null,{"$f":"IF(A56=\"\",\"\",IF(AP56=1,Summary!$C$12*(AO56)/(SUM('Space-by-Space Method'!$BO$4:$BO$78,SUM('Exterior Lighting'!$BL$5:$BL$25))),0))","v":""},{"$f":"IF(A56=\"\",\"\",IF(START!$B$34=1,INDIRECT(\"'Space-by-Space Method'!\"&SUBSTITUTE(ADDRESS(1,MOD(ROW(A56)-52,50)+10,4),\"1\",\"\")&ROUNDDOWN((ROW(A56)-52)/50,0)+4),\"\"))","v":""},{"$f":"IF(A56=\"\",\"\",IF(AP56=1,Summary!$F$11*(AO56)/(SUM('Space-by-Space Method'!$BO$4:$BO$78,SUM('Exterior Lighting'!$BL$5:$BL$25))),0))","v":""},{"$f":"IF(A56=\"\",\"\",IF(AP56=1,Summary!$E$11*(AO56)/(SUM('Space-by-Space Method'!$BO$4:$BO$78,SUM('Exterior Lighting'!$BL$5:$BL$25))),0))","v":""},{"$f":"IF(A56=\"\",\"\",IF(AP56=1,Summary!$G$11*(AO56)/(SUM('Space-by-Space Method'!$BO$4:$BO$78,SUM('Exterior Lighting'!$BL$5:$BL$25))),0))","v":""},{"$f":"IF(A56=\"\",\"\",IF(AP56=1,Summary!$H$11*(AO56)/(SUM('Space-by-Space Method'!$BO$4:$BO$78)),0))","v":""},{"$f":"IF(A56=\"\",\"\",IF(AP56=1,Summary!$I$11*(AO56)/(SUM('Space-by-Space Method'!$BO$4:$BO$78)),0))","v":""},null,null,null,{"$f":"IF(A56=\"\",\"\",IF(START!$B$34=2,INDIRECT(\"'Space-by-Space Method'!\"&SUBSTITUTE(ADDRESS(1,MOD(ROW(A56)-52,50)+10,4),\"1\",\"\")&ROUNDDOWN((ROW(A56)-52)/50,0)+4),\"\"))","v":""},{"$f":"IF(A56=\"\",\"\",INDIRECT(\"'Space-by-Space Method'!C\"&ROUNDDOWN((ROW(A56)-52)/50,0)+4))","v":""},{"$f":"IF(A56=\"\",\"\",IF(COUNTIF(CommonSpaceTypes,AQ56)>0,INDIRECT(\"'Space-by-Space Method'!F\"&ROUNDDOWN((ROW(A56)-52)/50,0)+4),\"\"))","v":""},{"$f":"IF(A56=\"\",\"\",IF(COUNTIF(BuildingSpecificSpaceTypes,AQ56)>0,INDIRECT(\"'Space-by-Space Method'!F\"&ROUNDDOWN((ROW(A56)-52)/50,0)+4),\"\"))","v":""},{"$f":"IF(A56=\"\",\"\",INDIRECT(\"'Fixture Schedule'!D\"&MOD(ROW(A56)-52,50)+9))","v":""},{"$f":"IF(A56=\"\",\"\",IF(AR56=\"\",\"\",INDIRECT(\"'Fixture Schedule'!K\"&MOD(ROW(A56)-52,50)+9)))","v":""},"",{"$f":"IF(A56=\"\",\"\",INDIRECT(\"'Fixture Schedule'!L\"&MOD(ROW(A56)-52,50)+9))","v":""},null,null,null,null,null,null,null,null,null,null,null,null,null,{"$f":"INDIRECT(\"'Space-by-Space Method'!\"&SUBSTITUTE(ADDRESS(1,MOD(ROW(A56)-52,50)+10,4),\"1\",\"\")&ROUNDDOWN((ROW(A56)-52)/50,0)+4)","v":0},{"$f":"LEFT(INDIRECT(\"'Space-by-Space Method'!BJ\"&ROUNDDOWN((ROW(A56)-52)/50,0)+4),3)","v":""},{"$f":"INDIRECT(\"'Fixture Schedule'!L\"&MOD(ROW(A56)-52,50)+9)","v":0},{"$f":"INDIRECT(\"'Fixture Schedule'!O\"&MOD(ROW(A56)-52,50)+9)","v":0},{"$f":"INDIRECT(\"'Space-by-Space Method'!F\"&ROUNDDOWN((ROW(A56)-52)/50,0)+4)","v":0},{"$f":"INDIRECT(\"'Fixture Schedule'!L\"&MOD(ROW(A56)-52,50)+9)","v":0},{"$f":"INDIRECT(\"'Space-by-Space Method'!D\"&ROUNDDOWN((ROW(A56)-52)/50,0)+4)","v":0},{"$f":"INDIRECT(\"'Space-by-Space Method'!E\"&ROUNDDOWN((ROW(A56)-52)/50,0)+4)","v":1}]
[{"$f":"IF(InteriorCalcType=2,IF(OR(AM57=0,AN57=\"DNQ\")=TRUE,\"\",INDIRECT(\"'Fixture Schedule'!M\"&MOD(ROW(A57)-52,50)+9)),\"\")","v":""},{"$f":"IF(A57=\"\",\"\",INDIRECT(\"'Fixture Schedule'!E\"&MOD(ROW(A57)-52,50)+9))","v":""},{"$f":"IF(A57=\"\",\"\",INDIRECT(\"'Fixture Schedule'!F\"&MOD(ROW(A57)-52,50)+9))","v":""},{"$f":"IF(A57=\"\",\"\",INDIRECT(\"'Fixture Schedule'!L\"&MOD(ROW(A57)-52,50)+9))","v":""},"",null,null,{"$f":"IF(A57=\"\",\"\",IF(AP57=1,Summary!$C$12*(AO57)/(SUM('Space-by-Space Method'!$BO$4:$BO$78,SUM('Exterior Lighting'!$BL$5:$BL$25))),0))","v":""},{"$f":"IF(A57=\"\",\"\",IF(START!$B$34=1,INDIRECT(\"'Space-by-Space Method'!\"&SUBSTITUTE(ADDRESS(1,MOD(ROW(A57)-52,50)+10,4),\"1\",\"\")&ROUNDDOWN((ROW(A57)-52)/50,0)+4),\"\"))","v":""},{"$f":"IF(A57=\"\",\"\",IF(AP57=1,Summary!$F$11*(AO57)/(SUM('Space-by-Space Method'!$BO$4:$BO$78,SUM('Exterior Lighting'!$BL$5:$BL$25))),0))","v":""},{"$f":"IF(A57=\"\",\"\",IF(AP57=1,Summary!$E$11*(AO57)/(SUM('Space-by-Space Method'!$BO$4:$BO$78,SUM('Exterior Lighting'!$BL$5:$BL$25))),0))","v":""},{"$f":"IF(A57=\"\",\"\",IF(AP57=1,Summary!$G$11*(AO57)/(SUM('Space-by-Space Method'!$BO$4:$BO$78,SUM('Exterior Lighting'!$BL$5:$BL$25))),0))","v":""},{"$f":"IF(A57=\"\",\"\",IF(AP57=1,Summary!$H$11*(AO57)/(SUM('Space-by-Space Method'!$BO$4:$BO$78)),0))","v":""},{"$f":"IF(A57=\"\",\"\",IF(AP57=1,Summary!$I$11*(AO57)/(SUM('Space-by-Space Method'!$BO$4:$BO$78)),0))","v":""},null,null,null,{"$f":"IF(A57=\"\",\"\",IF(START!$B$34=2,INDIRECT(\"'Space-by-Space Method'!\"&SUBSTITUTE(ADDRESS(1,MOD(ROW(A57)-52,50)+10,4),\"1\",\"\")&ROUNDDOWN((ROW(A57)-52)/50,0)+4),\"\"))","v":""},{"$f":"IF(A57=\"\",\"\",INDIRECT(\"'Space-by-Space Method'!C\"&ROUNDDOWN((ROW(A57)-52)/50,0)+4))","v":""},{"$f":"IF(A57=\"\",\"\",IF(COUNTIF(CommonSpaceTypes,AQ57)>0,INDIRECT(\"'Space-by-Space Method'!F\"&ROUNDDOWN((ROW(A57)-52)/50,0)+4),\"\"))","v":""},{"$f":"IF(A57=\"\",\"\",IF(COUNTIF(BuildingSpecificSpaceTypes,AQ57)>0,INDIRECT(\"'Space-by-Space Method'!F\"&ROUNDDOWN((ROW(A57)-52)/50,0)+4),\"\"))","v":""},{"$f":"IF(A57=\"\",\"\",INDIRECT(\"'Fixture Schedule'!D\"&MOD(ROW(A57)-52,50)+9))","v":""},{"$f":"IF(A57=\"\",\"\",IF(AR57=\"\",\"\",INDIRECT(\"'Fixture Schedule'!K\"&MOD(ROW(A57)-52,50)+9)))","v":""},"",{"$f":"IF(A57=\"\",\"\",INDIRECT(\"'Fixture Schedule'!L\"&MOD(ROW(A57)-52,50)+9))","v":""},null,null,null,null,null,null,null,null,null,null,null,null,null,{"$f":"INDIRECT(\"'Space-by-Space Method'!\"&SUBSTITUTE(ADDRESS(1,MOD(ROW(A57)-52,50)+10,4),\"1\",\"\")&ROUNDDOWN((ROW(A57)-52)/50,0)+4)","v":0},{"$f":"LEFT(INDIRECT(\"'Space-by-Space Method'!BJ\"&ROUNDDOWN((ROW(A57)-52)/50,0)+4),3)","v":""},{"$f":"INDIRECT(\"'Fixture Schedule'!L\"&MOD(ROW(A57)-52,50)+9)","v":0},{"$f":"INDIRECT(\"'Fixture Schedule'!O\"&MOD(ROW(A57)-52,50)+9)","v":0},{"$f":"INDIRECT(\"'Space-by-Space Method'!F\"&ROUNDDOWN((ROW(A57)-52)/50,0)+4)","v":0},{"$f":"INDIRECT(\"'Fixture Schedule'!L\"&MOD(ROW(A57)-52,50)+9)","v":0},{"$f":"INDIRECT(\"'Space-by-Space Method'!D\"&ROUNDDOWN((ROW(A57)-52)/50,0)+4)","v":0},{"$f":"INDIRECT(\"'Space-by-Space Method'!E\"&ROUNDDOWN((ROW(A57)-52)/50,0)+4)","v":1}]
[{"$f":"IF(InteriorCalcType=2,IF(OR(AM58=0,AN58=\"DNQ\")=TRUE,\"\",INDIRECT(\"'Fixture Schedule'!M\"&MOD(ROW(A58)-52,50)+9)),\"\")","v":""},{"$f":"IF(A58=\"\",\"\",INDIRECT(\"'Fixture Schedule'!E\"&MOD(ROW(A58)-52,50)+9))","v":""},{"$f":"IF(A58=\"\",\"\",INDIRECT(\"'Fixture Schedule'!F\"&MOD(ROW(A58)-52,50)+9))","v":""},{"$f":"IF(A58=\"\",\"\",INDIRECT(\"'Fixture Schedule'!L\"&MOD(ROW(A58)-52,50)+9))","v":""},"",null,null,{"$f":"IF(A58=\"\",\"\",IF(AP58=1,Summary!$C$12*(AO58)/(SUM('Space-by-Space Method'!$BO$4:$BO$78,SUM('Exterior Lighting'!$BL$5:$BL$25))),0))","v":""},{"$f":"IF(A58=\"\",\"\",IF(START!$B$34=1,INDIRECT(\"'Space-by-Space Method'!\"&SUBSTITUTE(ADDRESS(1,MOD(ROW(A58)-52,50)+10,4),\"1\",\"\")&ROUNDDOWN((ROW(A58)-52)/50,0)+4),\"\"))","v":""},{"$f":"IF(A58=\"\",\"\",IF(AP58=1,Summary!$F$11*(AO58)/(SUM('Space-by-Space Method'!$BO$4:$BO$78,SUM('Exterior Lighting'!$BL$5:$BL$25))),0))","v":""},{"$f":"IF(A58=\"\",\"\",IF(AP58=1,Summary!$E$11*(AO58)/(SUM('Space-by-Space Method'!$BO$4:$BO$78,SUM('Exterior Lighting'!$BL$5:$BL$25))),0))","v":""},{"$f":"IF(A58=\"\",\"\",IF(AP58=1,Summary!$G$11*(AO58)/(SUM('Space-by-Space Method'!$BO$4:$BO$78,SUM('Exterior Lighting'!$BL$5:$BL$25))),0))","v":""},{"$f":"IF(A58=\"\",\"\",IF(AP58=1,Summary!$H$11*(AO58)/(SUM('Space-by-Space Method'!$BO$4:$BO$78)),0))","v":""},{"$f":"IF(A58=\"\",\"\",IF(AP58=1,Summary!$I$11*(AO58)/(SUM('Space-by-Space Method'!$BO$4:$BO$78)),0))","v":""},null,null,null,{"$f":"IF(A58=\"\",\"\",IF(START!$B$34=2,INDIRECT(\"'Space-by-Space Method'!\"&SUBSTITUTE(ADDRESS(1,MOD(ROW(A58)-52,50)+10,4),\"1\",\"\")&ROUNDDOWN((ROW(A58)-52)/50,0)+4),\"\"))","v":""},{"$f":"IF(A58=\"\",\"\",INDIRECT(\"'Space-by-Space Method'!C\"&ROUNDDOWN((ROW(A58)-52)/50,0)+4))","v":""},{"$f":"IF(A58=\"\",\"\",IF(COUNTIF(CommonSpaceTypes,AQ58)>0,INDIRECT(\"'Space-by-Space Method'!F\"&ROUNDDOWN((ROW(A58)-52)/50,0)+4),\"\"))","v":""},{"$f":"IF(A58=\"\",\"\",IF(COUNTIF(BuildingSpecificSpaceTypes,AQ58)>0,INDIRECT(\"'Space-by-Space Method'!F\"&ROUNDDOWN((ROW(A58)-52)/50,0)+4),\"\"))","v":""},{"$f":"IF(A58=\"\",\"\",INDIRECT(\"'Fixture Schedule'!D\"&MOD(ROW(A58)-52,50)+9))","v":""},{"$f":"IF(A58=\"\",\"\",IF(AR58=\"\",\"\",INDIRECT(\"'Fixture Schedule'!K\"&MOD(ROW(A58)-52,50)+9)))","v":""},"",{"$f":"IF(A58=\"\",\"\",INDIRECT(\"'Fixture Schedule'!L\"&MOD(ROW(A58)-52,50)+9))","v":""},null,null,null,null,null,null,null,null,null,null,null,null,null,{"$f":"INDIRECT(\"'Space-by-Space Method'!\"&SUBSTITUTE(ADDRESS(1,MOD(ROW(A58)-52,50)+10,4),\"1\",\"\")&ROUNDDOWN((ROW(A58)-52)/50,0)+4)","v":0},{"$f":"LEFT(INDIRECT(\"'Space-by-Space Method'!BJ\"&ROUNDDOWN((ROW(A58)-52)/50,0)+4),3)","v":""},{"$f":"INDIRECT(\"'Fixture Schedule'!L\"&MOD(ROW(A58)-52,50)+9)","v":0},{"$f":"INDIRECT(\"'Fixture Schedule'!O\"&MOD(ROW(A58)-52,50)+9)","v":0},{"$f":"INDIRECT(\"'Space-by-Space Method'!F\"&ROUNDDOWN((ROW(A58)-52)/50,0)+4)","v":0},{"$f":"INDIRECT(\"'Fixture Schedule'!L\"&MOD(ROW(A58)-52,50)+9)","v":0},{"$f":"INDIRECT(\"'Space-by-Space Method'!D\"&ROUNDDOWN((ROW(A58)-52)/50,0)+4)","v":0},{"$f":"INDIRECT(\"'Space-by-Space Method'!E\"&ROUNDDOWN((ROW(A58)-52)/50,0)+4)","v":1}]
[{"$f":"IF(InteriorCalcType=2,IF(OR(AM59=0,AN59=\"DNQ\")=TRUE,\"\",INDIRECT(\"'Fixture Schedule'!M\"&MOD(ROW(A59)-52,50)+9)),\"\")","v":""},{"$f":"IF(A59=\"\",\"\",INDIRECT(\"'Fixture Schedule'!E\"&MOD(ROW(A59)-52,50)+9))","v":""},{"$f":"IF(A59=\"\",\"\",INDIRECT(\"'Fixture Schedule'!F\"&MOD(ROW(A59)-52,50)+9))","v":""},{"$f":"IF(A59=\"\",\"\",INDIRECT(\"'Fixture Schedule'!L\"&MOD(ROW(A59)-52,50)+9))","v":""},"",null,null,{"$f":"IF(A59=\"\",\"\",IF(AP59=1,Summary!$C$12*(AO59)/(SUM('Space-by-Space Method'!$BO$4:$BO$78,SUM('Exterior Lighting'!$BL$5:$BL$25))),0))","v":""},{"$f":"IF(A59=\"\",\"\",IF(START!$B$34=1,INDIRECT(\"'Space-by-Space Method'!\"&SUBSTITUTE(ADDRESS(1,MOD(ROW(A59)-52,50)+10,4),\"1\",\"\")&ROUNDDOWN((ROW(A59)-52)/50,0)+4),\"\"))","v":""},{"$f":"IF(A59=\"\",\"\",IF(AP59=1,Summary!$F$11*(AO59)/(SUM('Space-by-Space Method'!$BO$4:$BO$78,SUM('Exterior Lighting'!$BL$5:$BL$25))),0))","v":""},{"$f":"IF(A59=\"\",\"\",IF(AP59=1,Summary!$E$11*(AO59)/(SUM('Space-by-Space Method'!$BO$4:$BO$78,SUM('Exterior Lighting'!$BL$5:$BL$25))),0))","v":""},{"$f":"IF(A59=\"\",\"\",IF(AP59=1,Summary!$G$11*(AO59)/(SUM('Space-by-Space Method'!$BO$4:$BO$78,SUM('Exterior Lighting'!$BL$5:$BL$25))),0))","v":""},{"$f":"IF(A59=\"\",\"\",IF(AP59=1,Summary!$H$11*(AO59)/(SUM('Space-by-Space Method'!$BO$4:$BO$78)),0))","v":""},{"$f":"IF(A59=\"\",\"\",IF(AP59=1,Summary!$I$11*(AO59)/(SUM('Space-by-Space Method'!$BO$4:$BO$78)),0))","v":""},null,null,null,{"$f":"IF(A59=\"\",\"\",IF(START!$B$34=2,INDIRECT(\"'Space-by-Space Method'!\"&SUBSTITUTE(ADDRESS(1,MOD(ROW(A59)-52,50)+10,4),\"1\",\"\")&ROUNDDOWN((ROW(A59)-52)/50,0)+4),\"\"))","v":""},{"$f":"IF(A59=\"\",\"\",INDIRECT(\"'Space-by-Space Method'!C\"&ROUNDDOWN((ROW(A59)-52)/50,0)+4))","v":""},{"$f":"IF(A59=\"\",\"\",IF(COUNTIF(CommonSpaceTypes,AQ59)>0,INDIRECT(\"'Space-by-Space Method'!F\"&ROUNDDOWN((ROW(A59)-52)/50,0)+4),\"\"))","v":""},{"$f":"IF(A59=\"\",\"\",IF(COUNTIF(BuildingSpecificSpaceTypes,AQ59)>0,INDIRECT(\"'Space-by-Space Method'!F\"&ROUNDDOWN((ROW(A59)-52)/50,0)+4),\"\"))","v":""},{"$f":"IF(A59=\"\",\"\",INDIRECT(\"'Fixture Schedule'!D\"&MOD(ROW(A59)-52,50)+9))","v":""},{"$f":"IF(A59=\"\",\"\",IF(AR59=\"\",\"\",INDIRECT(\"'Fixture Schedule'!K\"&MOD(ROW(A59)-52,50)+9)))","v":""},"",{"$f":"IF(A59=\"\",\"\",INDIRECT(\"'Fixture Schedule'!L\"&MOD(ROW(A59)-52,50)+9))","v":""},null,null,null,null,null,null,null,null,null,null,null,null,null,{"$f":"INDIRECT(\"'Space-by-Space Method'!\"&SUBSTITUTE(ADDRESS(1,MOD(ROW(A59)-52,50)+10,4),\"1\",\"\")&ROUNDDOWN((ROW(A59)-52)/50,0)+4)","v":0},{"$f":"LEFT(INDIRECT(\"'Space-by-Space Method'!BJ\"&ROUNDDOWN((ROW(A59)-52)/50,0)+4),3)","v":""},{"$f":"INDIRECT(\"'Fixture Schedule'!L\"&MOD(ROW(A59)-52,50)+9)","v":0},{"$f":"INDIRECT(\"'Fixture Schedule'!O\"&MOD(ROW(A59)-52,50)+9)","v":0},{"$f":"INDIRECT(\"'Space-by-Space Method'!F\"&ROUNDDOWN((ROW(A59)-52)/50,0)+4)","v":0},{"$f":"INDIRECT(\"'Fixture Schedule'!L\"&MOD(ROW(A59)-52,50)+9)","v":0},{"$f":"INDIRECT(\"'Space-by-Space Method'!D\"&ROUNDDOWN((ROW(A59)-52)/50,0)+4)","v":0},{"$f":"INDIRECT(\"'Space-by-Space Method'!E\"&ROUNDDOWN((ROW(A59)-52)/50,0)+4)","v":1}]
[{"$f":"IF(InteriorCalcType=2,IF(OR(AM60=0,AN60=\"DNQ\")=TRUE,\"\",INDIRECT(\"'Fixture Schedule'!M\"&MOD(ROW(A60)-52,50)+9)),\"\")","v":""},{"$f":"IF(A60=\"\",\"\",INDIRECT(\"'Fixture Schedule'!E\"&MOD(ROW(A60)-52,50)+9))","v":""},{"$f":"IF(A60=\"\",\"\",INDIRECT(\"'Fixture Schedule'!F\"&MOD(ROW(A60)-52,50)+9))","v":""},{"$f":"IF(A60=\"\",\"\",INDIRECT(\"'Fixture Schedule'!L\"&MOD(ROW(A60)-52,50)+9))","v":""},"",null,null,{"$f":"IF(A60=\"\",\"\",IF(AP60=1,Summary!$C$12*(AO60)/(SUM('Space-by-Space Method'!$BO$4:$BO$78,SUM('Exterior Lighting'!$BL$5:$BL$25))),0))","v":""},{"$f":"IF(A60=\"\",\"\",IF(START!$B$34=1,INDIRECT(\"'Space-by-Space Method'!\"&SUBSTITUTE(ADDRESS(1,MOD(ROW(A60)-52,50)+10,4),\"1\",\"\")&ROUNDDOWN((ROW(A60)-52)/50,0)+4),\"\"))","v":""},{"$f":"IF(A60=\"\",\"\",IF(AP60=1,Summary!$F$11*(AO60)/(SUM('Space-by-Space Method'!$BO$4:$BO$78,SUM('Exterior Lighting'!$BL$5:$BL$25))),0))","v":""},{"$f":"IF(A60=\"\",\"\",IF(AP60=1,Summary!$E$11*(AO60)/(SUM('Space-by-Space Method'!$BO$4:$BO$78,SUM('Exterior Lighting'!$BL$5:$BL$25))),0))","v":""},{"$f":"IF(A60=\"\",\"\",IF(AP60=1,Summary!$G$11*(AO60)/(SUM('Space-by-Space Method'!$BO$4:$BO$78,SUM('Exterior Lighting'!$BL$5:$BL$25))),0))","v":""},{"$f":"IF(A60=\"\",\"\",IF(AP60=1,Summary!$H$11*(AO60)/(SUM('Space-by-Space Method'!$BO$4:$BO$78)),0))","v":""},{"$f":"IF(A60=\"\",\"\",IF(AP60=1,Summary!$I$11*(AO60)/(SUM('Space-by-Space Method'!$BO$4:$BO$78)),0))","v":""},null,null,null,{"$f":"IF(A60=\"\",\"\",IF(START!$B$34=2,INDIRECT(\"'Space-by-Space Method'!\"&SUBSTITUTE(ADDRESS(1,MOD(ROW(A60)-52,50)+10,4),\"1\",\"\")&ROUNDDOWN((ROW(A60)-52)/50,0)+4),\"\"))","v":""},{"$f":"IF(A60=\"\",\"\",INDIRECT(\"'Space-by-Space Method'!C\"&ROUNDDOWN((ROW(A60)-52)/50,0)+4))","v":""},{"$f":"IF(A60=\"\",\"\",IF(COUNTIF(CommonSpaceTypes,AQ60)>0,INDIRECT(\"'Space-by-Space Method'!F\"&ROUNDDOWN((ROW(A60)-52)/50,0)+4),\"\"))","v":""},{"$f":"IF(A60=\"\",\"\",IF(COUNTIF(BuildingSpecificSpaceTypes,AQ60)>0,INDIRECT(\"'Space-by-Space Method'!F\"&ROUNDDOWN((ROW(A60)-52)/50,0)+4),\"\"))","v":""},{"$f":"IF(A60=\"\",\"\",INDIRECT(\"'Fixture Schedule'!D\"&MOD(ROW(A60)-52,50)+9))","v":""},{"$f":"IF(A60=\"\",\"\",IF(AR60=\"\",\"\",INDIRECT(\"'Fixture Schedule'!K\"&MOD(ROW(A60)-52,50)+9)))","v":""},"",{"$f":"IF(A60=\"\",\"\",INDIRECT(\"'Fixture Schedule'!L\"&MOD(ROW(A60)-52,50)+9))","v":""},null,null,null,null,null,null,null,null,null,null,null,null,null,{"$f":"INDIRECT(\"'Space-by-Space Method'!\"&SUBSTITUTE(ADDRESS(1,MOD(ROW(A60)-52,50)+10,4),\"1\",\"\")&ROUNDDOWN((ROW(A60)-52)/50,0)+4)","v":0},{"$f":"LEFT(INDIRECT(\"'Space-by-Space Method'!BJ\"&ROUNDDOWN((ROW(A60)-52)/50,0)+4),3)","v":""},{"$f":"INDIRECT(\"'Fixture Schedule'!L\"&MOD(ROW(A60)-52,50)+9)","v":0},{"$f":"INDIRECT(\"'Fixture Schedule'!O\"&MOD(ROW(A60)-52,50)+9)","v":0},{"$f":"INDIRECT(\"'Space-by-Space Method'!F\"&ROUNDDOWN((ROW(A60)-52)/50,0)+4)","v":0},{"$f":"INDIRECT(\"'Fixture Schedule'!L\"&MOD(ROW(A60)-52,50)+9)","v":0},{"$f":"INDIRECT(\"'Space-by-Space Method'!D\"&ROUNDDOWN((ROW(A60)-52)/50,0)+4)","v":0},{"$f":"INDIRECT(\"'Space-by-Space Method'!E\"&ROUNDDOWN((ROW(A60)-52)/50,0)+4)","v":1}]
[{"$f":"IF(InteriorCalcType=2,IF(OR(AM61=0,AN61=\"DNQ\")=TRUE,\"\",INDIRECT(\"'Fixture Schedule'!M\"&MOD(ROW(A61)-52,50)+9)),\"\")","v":""},{"$f":"IF(A61=\"\",\"\",INDIRECT(\"'Fixture Schedule'!E\"&MOD(ROW(A61)-52,50)+9))","v":""},{"$f":"IF(A61=\"\",\"\",INDIRECT(\"'Fixture Schedule'!F\"&MOD(ROW(A61)-52,50)+9))","v":""},{"$f":"IF(A61=\"\",\"\",INDIRECT(\"'Fixture Schedule'!L\"&MOD(ROW(A61)-52,50)+9))","v":""},"",null,null,{"$f":"IF(A61=\"\",\"\",IF(AP61=1,Summary!$C$12*(AO61)/(SUM('Space-by-Space Method'!$BO$4:$BO$78,SUM('Exterior Lighting'!$BL$5:$BL$25))),0))","v":""},{"$f":"IF(A61=\"\",\"\",IF(START!$B$34=1,INDIRECT(\"'Space-by-Space Method'!\"&SUBSTITUTE(ADDRESS(1,MOD(ROW(A61)-52,50)+10,4),\"1\",\"\")&ROUNDDOWN((ROW(A61)-52)/50,0)+4),\"\"))","v":""},{"$f":"IF(A61=\"\",\"\",IF(AP61=1,Summary!$F$11*(AO61)/(SUM('Space-by-Space Method'!$BO$4:$BO$78,SUM('Exterior Lighting'!$BL$5:$BL$25))),0))","v":""},{"$f":"IF(A61=\"\",\"\",IF(AP61=1,Summary!$E$11*(AO61)/(SUM('Space-by-Space Method'!$BO$4:$BO$78,SUM('Exterior Lighting'!$BL$5:$BL$25))),0))","v":""},{"$f":"IF(A61=\"\",\"\",IF(AP61=1,Summary!$G$11*(AO61)/(SUM('Space-by-Space Method'!$BO$4:$BO$78,SUM('Exterior Lighting'!$BL$5:$BL$25))),0))","v":""},{"$f":"IF(A61=\"\",\"\",IF(AP61=1,Summary!$H$11*(AO61)/(SUM('Space-by-Space Method'!$BO$4:$BO$78)),0))","v":""},{"$f":"IF(A61=\"\",\"\",IF(AP61=1,Summary!$I$11*(AO61)/(SUM('Space-by-Space Method'!$BO$4:$BO$78)),0))","v":""},null,null,null,{"$f":"IF(A61=\"\",\"\",IF(START!$B$34=2,INDIRECT(\"'Space-by-Space Method'!\"&SUBSTITUTE(ADDRESS(1,MOD(ROW(A61)-52,50)+10,4),\"1\",\"\")&ROUNDDOWN((ROW(A61)-52)/50,0)+4),\"\"))","v":""},{"$f":"IF(A61=\"\",\"\",INDIRECT(\"'Space-by-Space Method'!C\"&ROUNDDOWN((ROW(A61)-52)/50,0)+4))","v":""},{"$f":"IF(A61=\"\",\"\",IF(COUNTIF(CommonSpaceTypes,AQ61)>0,INDIRECT(\"'Space-by-Space Method'!F\"&ROUNDDOWN((ROW(A61)-52)/50,0)+4),\"\"))","v":""},{"$f":"IF(A61=\"\",\"\",IF(COUNTIF(BuildingSpecificSpaceTypes,AQ61)>0,INDIRECT(\"'Space-by-Space Method'!F\"&ROUNDDOWN((ROW(A61)-52)/50,0)+4),\"\"))","v":""},{"$f":"IF(A61=\"\",\"\",INDIRECT(\"'Fixture Schedule'!D\"&MOD(ROW(A61)-52,50)+9))","v":""},{"$f":"IF(A61=\"\",\"\",IF(AR61=\"\",\"\",INDIRECT(\"'Fixture Schedule'!K\"&MOD(ROW(A61)-52,50)+9)))","v":""},"",{"$f":"IF(A61=\"\",\"\",INDIRECT(\"'Fixture Schedule'!L\"&MOD(ROW(A61)-52,50)+9))","v":""},null,null,null,null,null,null,null,null,null,null,null,null,null,{"$f":"INDIRECT(\"'Space-by-Space Method'!\"&SUBSTITUTE(ADDRESS(1,MOD(ROW(A61)-52,50)+10,4),\"1\",\"\")&ROUNDDOWN((ROW(A61)-52)/50,0)+4)","v":0},{"$f":"LEFT(INDIRECT(\"'Space-by-Space Method'!BJ\"&ROUNDDOWN((ROW(A61)-52)/50,0)+4),3)","v":""},{"$f":"INDIRECT(\"'Fixture Schedule'!L\"&MOD(ROW(A61)-52,50)+9)","v":0},{"$f":"INDIRECT(\"'Fixture Schedule'!O\"&MOD(ROW(A61)-52,50)+9)","v":0},{"$f":"INDIRECT(\"'Space-by-Space Method'!F\"&ROUNDDOWN((ROW(A61)-52)/50,0)+4)","v":0},{"$f":"INDIRECT(\"'Fixture Schedule'!L\"&MOD(ROW(A61)-52,50)+9)","v":0},{"$f":"INDIRECT(\"'Space-by-Space Method'!D\"&ROUNDDOWN((ROW(A61)-52)/50,0)+4)","v":0},{"$f":"INDIRECT(\"'Space-by-Space Method'!E\"&ROUNDDOWN((ROW(A61)-52)/50,0)+4)","v":1}]
[{"$f":"IF(InteriorCalcType=2,IF(OR(AM62=0,AN62=\"DNQ\")=TRUE,\"\",INDIRECT(\"'Fixture Schedule'!M\"&MOD(ROW(A62)-52,50)+9)),\"\")","v":""},{"$f":"IF(A62=\"\",\"\",INDIRECT(\"'Fixture Schedule'!E\"&MOD(ROW(A62)-52,50)+9))","v":""},{"$f":"IF(A62=\"\",\"\",INDIRECT(\"'Fixture Schedule'!F\"&MOD(ROW(A62)-52,50)+9))","v":""},{"$f":"IF(A62=\"\",\"\",INDIRECT(\"'Fixture Schedule'!L\"&MOD(ROW(A62)-52,50)+9))","v":""},"",null,null,{"$f":"IF(A62=\"\",\"\",IF(AP62=1,Summary!$C$12*(AO62)/(SUM('Space-by-Space Method'!$BO$4:$BO$78,SUM('Exterior Lighting'!$BL$5:$BL$25))),0))","v":""},{"$f":"IF(A62=\"\",\"\",IF(START!$B$34=1,INDIRECT(\"'Space-by-Space Method'!\"&SUBSTITUTE(ADDRESS(1,MOD(ROW(A62)-52,50)+10,4),\"1\",\"\")&ROUNDDOWN((ROW(A62)-52)/50,0)+4),\"\"))","v":""},{"$f":"IF(A62=\"\",\"\",IF(AP62=1,Summary!$F$11*(AO62)/(SUM('Space-by-Space Method'!$BO$4:$BO$78,SUM('Exterior Lighting'!$BL$5:$BL$25))),0))","v":""},{"$f":"IF(A62=\"\",\"\",IF(AP62=1,Summary!$E$11*(AO62)/(SUM('Space-by-Space Method'!$BO$4:$BO$78,SUM('Exterior Lighting'!$BL$5:$BL$25))),0))","v":""},{"$f":"IF(A62=\"\",\"\",IF(AP62=1,Summary!$G$11*(AO62)/(SUM('Space-by-Space Method'!$BO$4:$BO$78,SUM('Exterior Lighting'!$BL$5:$BL$25))),0))","v":""},{"$f":"IF(A62=\"\",\"\",IF(AP62=1,Summary!$H$11*(AO62)/(SUM('Space-by-Space Method'!$BO$4:$BO$78)),0))","v":""},{"$f":"IF(A62=\"\",\"\",IF(AP62=1,Summary!$I$11*(AO62)/(SUM('Space-by-Space Method'!$BO$4:$BO$78)),0))","v":""},null,null,null,{"$f":"IF(A62=\"\",\"\",IF(START!$B$34=2,INDIRECT(\"'Space-by-Space Method'!\"&SUBSTITUTE(ADDRESS(1,MOD(ROW(A62)-52,50)+10,4),\"1\",\"\")&ROUNDDOWN((ROW(A62)-52)/50,0)+4),\"\"))","v":""},{"$f":"IF(A62=\"\",\"\",INDIRECT(\"'Space-by-Space Method'!C\"&ROUNDDOWN((ROW(A62)-52)/50,0)+4))","v":""},{"$f":"IF(A62=\"\",\"\",IF(COUNTIF(CommonSpaceTypes,AQ62)>0,INDIRECT(\"'Space-by-Space Method'!F\"&ROUNDDOWN((ROW(A62)-52)/50,0)+4),\"\"))","v":""},{"$f":"IF(A62=\"\",\"\",IF(COUNTIF(BuildingSpecificSpaceTypes,AQ62)>0,INDIRECT(\"'Space-by-Space Method'!F\"&ROUNDDOWN((ROW(A62)-52)/50,0)+4),\"\"))","v":""},{"$f":"IF(A62=\"\",\"\",INDIRECT(\"'Fixture Schedule'!D\"&MOD(ROW(A62)-52,50)+9))","v":""},{"$f":"IF(A62=\"\",\"\",IF(AR62=\"\",\"\",INDIRECT(\"'Fixture Schedule'!K\"&MOD(ROW(A62)-52,50)+9)))","v":""},"",{"$f":"IF(A62=\"\",\"\",INDIRECT(\"'Fixture Schedule'!L\"&MOD(ROW(A62)-52,50)+9))","v":""},null,null,null,null,null,null,null,null,null,null,null,null,null,{"$f":"INDIRECT(\"'Space-by-Space Method'!\"&SUBSTITUTE(ADDRESS(1,MOD(ROW(A62)-52,50)+10,4),\"1\",\"\")&ROUNDDOWN((ROW(A62)-52)/50,0)+4)","v":0},{"$f":"LEFT(INDIRECT(\"'Space-by-Space Method'!BJ\"&ROUNDDOWN((ROW(A62)-52)/50,0)+4),3)","v":""},{"$f":"INDIRECT(\"'Fixture Schedule'!L\"&MOD(ROW(A62)-52,50)+9)","v":0},{"$f":"INDIRECT(\"'Fixture Schedule'!O\"&MOD(ROW(A62)-52,50)+9)","v":0},{"$f":"INDIRECT(\"'Space-by-Space Method'!F\"&ROUNDDOWN((ROW(A62)-52)/50,0)+4)","v":0},{"$f":"INDIRECT(\"'Fixture Schedule'!L\"&MOD(ROW(A62)-52,50)+9)","v":0},{"$f":"INDIRECT(\"'Space-by-Space Method'!D\"&ROUNDDOWN((ROW(A62)-52)/50,0)+4)","v":0},{"$f":"INDIRECT(\"'Space-by-Space Method'!E\"&ROUNDDOWN((ROW(A62)-52)/50,0)+4)","v":1}]
[{"$f":"IF(InteriorCalcType=2,IF(OR(AM63=0,AN63=\"DNQ\")=TRUE,\"\",INDIRECT(\"'Fixture Schedule'!M\"&MOD(ROW(A63)-52,50)+9)),\"\")","v":""},{"$f":"IF(A63=\"\",\"\",INDIRECT(\"'Fixture Schedule'!E\"&MOD(ROW(A63)-52,50)+9))","v":""},{"$f":"IF(A63=\"\",\"\",INDIRECT(\"'Fixture Schedule'!F\"&MOD(ROW(A63)-52,50)+9))","v":""},{"$f":"IF(A63=\"\",\"\",INDIRECT(\"'Fixture Schedule'!L\"&MOD(ROW(A63)-52,50)+9))","v":""},"",null,null,{"$f":"IF(A63=\"\",\"\",IF(AP63=1,Summary!$C$12*(AO63)/(SUM('Space-by-Space Method'!$BO$4:$BO$78,SUM('Exterior Lighting'!$BL$5:$BL$25))),0))","v":""},{"$f":"IF(A63=\"\",\"\",IF(START!$B$34=1,INDIRECT(\"'Space-by-Space Method'!\"&SUBSTITUTE(ADDRESS(1,MOD(ROW(A63)-52,50)+10,4),\"1\",\"\")&ROUNDDOWN((ROW(A63)-52)/50,0)+4),\"\"))","v":""},{"$f":"IF(A63=\"\",\"\",IF(AP63=1,Summary!$F$11*(AO63)/(SUM('Space-by-Space Method'!$BO$4:$BO$78,SUM('Exterior Lighting'!$BL$5:$BL$25))),0))","v":""},{"$f":"IF(A63=\"\",\"\",IF(AP63=1,Summary!$E$11*(AO63)/(SUM('Space-by-Space Method'!$BO$4:$BO$78,SUM('Exterior Lighting'!$BL$5:$BL$25))),0))","v":""},{"$f":"IF(A63=\"\",\"\",IF(AP63=1,Summary!$G$11*(AO63)/(SUM('Space-by-Space Method'!$BO$4:$BO$78,SUM('Exterior Lighting'!$BL$5:$BL$25))),0))","v":""},{"$f":"IF(A63=\"\",\"\",IF(AP63=1,Summary!$H$11*(AO63)/(SUM('Space-by-Space Method'!$BO$4:$BO$78)),0))","v":""},{"$f":"IF(A63=\"\",\"\",IF(AP63=1,Summary!$I$11*(AO63)/(SUM('Space-by-Space Method'!$BO$4:$BO$78)),0))","v":""},null,null,null,{"$f":"IF(A63=\"\",\"\",IF(START!$B$34=2,INDIRECT(\"'Space-by-Space Method'!\"&SUBSTITUTE(ADDRESS(1,MOD(ROW(A63)-52,50)+10,4),\"1\",\"\")&ROUNDDOWN((ROW(A63)-52)/50,0)+4),\"\"))","v":""},{"$f":"IF(A63=\"\",\"\",INDIRECT(\"'Space-by-Space Method'!C\"&ROUNDDOWN((ROW(A63)-52)/50,0)+4))","v":""},{"$f":"IF(A63=\"\",\"\",IF(COUNTIF(CommonSpaceTypes,AQ63)>0,INDIRECT(\"'Space-by-Space Method'!F\"&ROUNDDOWN((ROW(A63)-52)/50,0)+4),\"\"))","v":""},{"$f":"IF(A63=\"\",\"\",IF(COUNTIF(BuildingSpecificSpaceTypes,AQ63)>0,INDIRECT(\"'Space-by-Space Method'!F\"&ROUNDDOWN((ROW(A63)-52)/50,0)+4),\"\"))","v":""},{"$f":"IF(A63=\"\",\"\",INDIRECT(\"'Fixture Schedule'!D\"&MOD(ROW(A63)-52,50)+9))","v":""},{"$f":"IF(A63=\"\",\"\",IF(AR63=\"\",\"\",INDIRECT(\"'Fixture Schedule'!K\"&MOD(ROW(A63)-52,50)+9)))","v":""},"",{"$f":"IF(A63=\"\",\"\",INDIRECT(\"'Fixture Schedule'!L\"&MOD(ROW(A63)-52,50)+9))","v":""},null,null,null,null,null,null,null,null,null,null,null,null,null,{"$f":"INDIRECT(\"'Space-by-Space Method'!\"&SUBSTITUTE(ADDRESS(1,MOD(ROW(A63)-52,50)+10,4),\"1\",\"\")&ROUNDDOWN((ROW(A63)-52)/50,0)+4)","v":0},{"$f":"LEFT(INDIRECT(\"'Space-by-Space Method'!BJ\"&ROUNDDOWN((ROW(A63)-52)/50,0)+4),3)","v":""},{"$f":"INDIRECT(\"'Fixture Schedule'!L\"&MOD(ROW(A63)-52,50)+9)","v":0},{"$f":"INDIRECT(\"'Fixture Schedule'!O\"&MOD(ROW(A63)-52,50)+9)","v":0},{"$f":"INDIRECT(\"'Space-by-Space Method'!F\"&ROUNDDOWN((ROW(A63)-52)/50,0)+4)","v":0},{"$f":"INDIRECT(\"'Fixture Schedule'!L\"&MOD(ROW(A63)-52,50)+9)","v":0},{"$f":"INDIRECT(\"'Space-by-Space Method'!D\"&ROUNDDOWN((ROW(A63)-52)/50,0)+4)","v":0},{"$f":"INDIRECT(\"'Space-by-Space Method'!E\"&ROUNDDOWN((ROW(A63)-52)/50,0)+4)","v":1}]
[{"$f":"IF(InteriorCalcType=2,IF(OR(AM64=0,AN64=\"DNQ\")=TRUE,\"\",INDIRECT(\"'Fixture Schedule'!M\"&MOD(ROW(A64)-52,50)+9)),\"\")","v":""},{"$f":"IF(A64=\"\",\"\",INDIRECT(\"'Fixture Schedule'!E\"&MOD(ROW(A64)-52,50)+9))","v":""},{"$f":"IF(A64=\"\",\"\",INDIRECT(\"'Fixture Schedule'!F\"&MOD(ROW(A64)-52,50)+9))","v":""},{"$f":"IF(A64=\"\",\"\",INDIRECT(\"'Fixture Schedule'!L\"&MOD(ROW(A64)-52,50)+9))","v":""},"",null,null,{"$f":"IF(A64=\"\",\"\",IF(AP64=1,Summary!$C$12*(AO64)/(SUM('Space-by-Space Method'!$BO$4:$BO$78,SUM('Exterior Lighting'!$BL$5:$BL$25))),0))","v":""},{"$f":"IF(A64=\"\",\"\",IF(START!$B$34=1,INDIRECT(\"'Space-by-Space Method'!\"&SUBSTITUTE(ADDRESS(1,MOD(ROW(A64)-52,50)+10,4),\"1\",\"\")&ROUNDDOWN((ROW(A64)-52)/50,0)+4),\"\"))","v":""},{"$f":"IF(A64=\"\",\"\",IF(AP64=1,Summary!$F$11*(AO64)/(SUM('Space-by-Space Method'!$BO$4:$BO$78,SUM('Exterior Lighting'!$BL$5:$BL$25))),0))","v":""},{"$f":"IF(A64=\"\",\"\",IF(AP64=1,Summary!$E$11*(AO64)/(SUM('Space-by-Space Method'!$BO$4:$BO$78,SUM('Exterior Lighting'!$BL$5:$BL$25))),0))","v":""},{"$f":"IF(A64=\"\",\"\",IF(AP64=1,Summary!$G$11*(AO64)/(SUM('Space-by-Space Method'!$BO$4:$BO$78,SUM('Exterior Lighting'!$BL$5:$BL$25))),0))","v":""},{"$f":"IF(A64=\"\",\"\",IF(AP64=1,Summary!$H$11*(AO64)/(SUM('Space-by-Space Method'!$BO$4:$BO$78)),0))","v":""},{"$f":"IF(A64=\"\",\"\",IF(AP64=1,Summary!$I$11*(AO64)/(SUM('Space-by-Space Method'!$BO$4:$BO$78)),0))","v":""},null,null,null,{"$f":"IF(A64=\"\",\"\",IF(START!$B$34=2,INDIRECT(\"'Space-by-Space Method'!\"&SUBSTITUTE(ADDRESS(1,MOD(ROW(A64)-52,50)+10,4),\"1\",\"\")&ROUNDDOWN((ROW(A64)-52)/50,0)+4),\"\"))","v":""},{"$f":"IF(A64=\"\",\"\",INDIRECT(\"'Space-by-Space Method'!C\"&ROUNDDOWN((ROW(A64)-52)/50,0)+4))","v":""},{"$f":"IF(A64=\"\",\"\",IF(COUNTIF(CommonSpaceTypes,AQ64)>0,INDIRECT(\"'Space-by-Space Method'!F\"&ROUNDDOWN((ROW(A64)-52)/50,0)+4),\"\"))","v":""},{"$f":"IF(A64=\"\",\"\",IF(COUNTIF(BuildingSpecificSpaceTypes,AQ64)>0,INDIRECT(\"'Space-by-Space Method'!F\"&ROUNDDOWN((ROW(A64)-52)/50,0)+4),\"\"))","v":""},{"$f":"IF(A64=\"\",\"\",INDIRECT(\"'Fixture Schedule'!D\"&MOD(ROW(A64)-52,50)+9))","v":""},{"$f":"IF(A64=\"\",\"\",IF(AR64=\"\",\"\",INDIRECT(\"'Fixture Schedule'!K\"&MOD(ROW(A64)-52,50)+9)))","v":""},"",{"$f":"IF(A64=\"\",\"\",INDIRECT(\"'Fixture Schedule'!L\"&MOD(ROW(A64)-52,50)+9))","v":""},null,null,null,null,null,null,null,null,null,null,null,null,null,{"$f":"INDIRECT(\"'Space-by-Space Method'!\"&SUBSTITUTE(ADDRESS(1,MOD(ROW(A64)-52,50)+10,4),\"1\",\"\")&ROUNDDOWN((ROW(A64)-52)/50,0)+4)","v":0},{"$f":"LEFT(INDIRECT(\"'Space-by-Space Method'!BJ\"&ROUNDDOWN((ROW(A64)-52)/50,0)+4),3)","v":""},{"$f":"INDIRECT(\"'Fixture Schedule'!L\"&MOD(ROW(A64)-52,50)+9)","v":0},{"$f":"INDIRECT(\"'Fixture Schedule'!O\"&MOD(ROW(A64)-52,50)+9)","v":0},{"$f":"INDIRECT(\"'Space-by-Space Method'!F\"&ROUNDDOWN((ROW(A64)-52)/50,0)+4)","v":0},{"$f":"INDIRECT(\"'Fixture Schedule'!L\"&MOD(ROW(A64)-52,50)+9)","v":0},{"$f":"INDIRECT(\"'Space-by-Space Method'!D\"&ROUNDDOWN((ROW(A64)-52)/50,0)+4)","v":0},{"$f":"INDIRECT(\"'Space-by-Space Method'!E\"&ROUNDDOWN((ROW(A64)-52)/50,0)+4)","v":1}]
[{"$f":"IF(InteriorCalcType=2,IF(OR(AM65=0,AN65=\"DNQ\")=TRUE,\"\",INDIRECT(\"'Fixture Schedule'!M\"&MOD(ROW(A65)-52,50)+9)),\"\")","v":""},{"$f":"IF(A65=\"\",\"\",INDIRECT(\"'Fixture Schedule'!E\"&MOD(ROW(A65)-52,50)+9))","v":""},{"$f":"IF(A65=\"\",\"\",INDIRECT(\"'Fixture Schedule'!F\"&MOD(ROW(A65)-52,50)+9))","v":""},{"$f":"IF(A65=\"\",\"\",INDIRECT(\"'Fixture Schedule'!L\"&MOD(ROW(A65)-52,50)+9))","v":""},"",null,null,{"$f":"IF(A65=\"\",\"\",IF(AP65=1,Summary!$C$12*(AO65)/(SUM('Space-by-Space Method'!$BO$4:$BO$78,SUM('Exterior Lighting'!$BL$5:$BL$25))),0))","v":""},{"$f":"IF(A65=\"\",\"\",IF(START!$B$34=1,INDIRECT(\"'Space-by-Space Method'!\"&SUBSTITUTE(ADDRESS(1,MOD(ROW(A65)-52,50)+10,4),\"1\",\"\")&ROUNDDOWN((ROW(A65)-52)/50,0)+4),\"\"))","v":""},{"$f":"IF(A65=\"\",\"\",IF(AP65=1,Summary!$F$11*(AO65)/(SUM('Space-by-Space Method'!$BO$4:$BO$78,SUM('Exterior Lighting'!$BL$5:$BL$25))),0))","v":""},{"$f":"IF(A65=\"\",\"\",IF(AP65=1,Summary!$E$11*(AO65)/(SUM('Space-by-Space Method'!$BO$4:$BO$78,SUM('Exterior Lighting'!$BL$5:$BL$25))),0))","v":""},{"$f":"IF(A65=\"\",\"\",IF(AP65=1,Summary!$G$11*(AO65)/(SUM('Space-by-Space Method'!$BO$4:$BO$78,SUM('Exterior Lighting'!$BL$5:$BL$25))),0))","v":""},{"$f":"IF(A65=\"\",\"\",IF(AP65=1,Summary!$H$11*(AO65)/(SUM('Space-by-Space Method'!$BO$4:$BO$78)),0))","v":""},{"$f":"IF(A65=\"\",\"\",IF(AP65=1,Summary!$I$11*(AO65)/(SUM('Space-by-Space Method'!$BO$4:$BO$78)),0))","v":""},null,null,null,{"$f":"IF(A65=\"\",\"\",IF(START!$B$34=2,INDIRECT(\"'Space-by-Space Method'!\"&SUBSTITUTE(ADDRESS(1,MOD(ROW(A65)-52,50)+10,4),\"1\",\"\")&ROUNDDOWN((ROW(A65)-52)/50,0)+4),\"\"))","v":""},{"$f":"IF(A65=\"\",\"\",INDIRECT(\"'Space-by-Space Method'!C\"&ROUNDDOWN((ROW(A65)-52)/50,0)+4))","v":""},{"$f":"IF(A65=\"\",\"\",IF(COUNTIF(CommonSpaceTypes,AQ65)>0,INDIRECT(\"'Space-by-Space Method'!F\"&ROUNDDOWN((ROW(A65)-52)/50,0)+4),\"\"))","v":""},{"$f":"IF(A65=\"\",\"\",IF(COUNTIF(BuildingSpecificSpaceTypes,AQ65)>0,INDIRECT(\"'Space-by-Space Method'!F\"&ROUNDDOWN((ROW(A65)-52)/50,0)+4),\"\"))","v":""},{"$f":"IF(A65=\"\",\"\",INDIRECT(\"'Fixture Schedule'!D\"&MOD(ROW(A65)-52,50)+9))","v":""},{"$f":"IF(A65=\"\",\"\",IF(AR65=\"\",\"\",INDIRECT(\"'Fixture Schedule'!K\"&MOD(ROW(A65)-52,50)+9)))","v":""},"",{"$f":"IF(A65=\"\",\"\",INDIRECT(\"'Fixture Schedule'!L\"&MOD(ROW(A65)-52,50)+9))","v":""},null,null,null,null,null,null,null,null,null,null,null,null,null,{"$f":"INDIRECT(\"'Space-by-Space Method'!\"&SUBSTITUTE(ADDRESS(1,MOD(ROW(A65)-52,50)+10,4),\"1\",\"\")&ROUNDDOWN((ROW(A65)-52)/50,0)+4)","v":0},{"$f":"LEFT(INDIRECT(\"'Space-by-Space Method'!BJ\"&ROUNDDOWN((ROW(A65)-52)/50,0)+4),3)","v":""},{"$f":"INDIRECT(\"'Fixture Schedule'!L\"&MOD(ROW(A65)-52,50)+9)","v":0},{"$f":"INDIRECT(\"'Fixture Schedule'!O\"&MOD(ROW(A65)-52,50)+9)","v":0},{"$f":"INDIRECT(\"'Space-by-Space Method'!F\"&ROUNDDOWN((ROW(A65)-52)/50,0)+4)","v":0},{"$f":"INDIRECT(\"'Fixture Schedule'!L\"&MOD(ROW(A65)-52,50)+9)","v":0},{"$f":"INDIRECT(\"'Space-by-Space Method'!D\"&ROUNDDOWN((ROW(A65)-52)/50,0)+4)","v":0},{"$f":"INDIRECT(\"'Space-by-Space Method'!E\"&ROUNDDOWN((ROW(A65)-52)/50,0)+4)","v":1}]
[{"$f":"IF(InteriorCalcType=2,IF(OR(AM66=0,AN66=\"DNQ\")=TRUE,\"\",INDIRECT(\"'Fixture Schedule'!M\"&MOD(ROW(A66)-52,50)+9)),\"\")","v":""},{"$f":"IF(A66=\"\",\"\",INDIRECT(\"'Fixture Schedule'!E\"&MOD(ROW(A66)-52,50)+9))","v":""},{"$f":"IF(A66=\"\",\"\",INDIRECT(\"'Fixture Schedule'!F\"&MOD(ROW(A66)-52,50)+9))","v":""},{"$f":"IF(A66=\"\",\"\",INDIRECT(\"'Fixture Schedule'!L\"&MOD(ROW(A66)-52,50)+9))","v":""},"",null,null,{"$f":"IF(A66=\"\",\"\",IF(AP66=1,Summary!$C$12*(AO66)/(SUM('Space-by-Space Method'!$BO$4:$BO$78,SUM('Exterior Lighting'!$BL$5:$BL$25))),0))","v":""},{"$f":"IF(A66=\"\",\"\",IF(START!$B$34=1,INDIRECT(\"'Space-by-Space Method'!\"&SUBSTITUTE(ADDRESS(1,MOD(ROW(A66)-52,50)+10,4),\"1\",\"\")&ROUNDDOWN((ROW(A66)-52)/50,0)+4),\"\"))","v":""},{"$f":"IF(A66=\"\",\"\",IF(AP66=1,Summary!$F$11*(AO66)/(SUM('Space-by-Space Method'!$BO$4:$BO$78,SUM('Exterior Lighting'!$BL$5:$BL$25))),0))","v":""},{"$f":"IF(A66=\"\",\"\",IF(AP66=1,Summary!$E$11*(AO66)/(SUM('Space-by-Space Method'!$BO$4:$BO$78,SUM('Exterior Lighting'!$BL$5:$BL$25))),0))","v":""},{"$f":"IF(A66=\"\",\"\",IF(AP66=1,Summary!$G$11*(AO66)/(SUM('Space-by-Space Method'!$BO$4:$BO$78,SUM('Exterior Lighting'!$BL$5:$BL$25))),0))","v":""},{"$f":"IF(A66=\"\",\"\",IF(AP66=1,Summary!$H$11*(AO66)/(SUM('Space-by-Space Method'!$BO$4:$BO$78)),0))","v":""},{"$f":"IF(A66=\"\",\"\",IF(AP66=1,Summary!$I$11*(AO66)/(SUM('Space-by-Space Method'!$BO$4:$BO$78)),0))","v":""},null,null,null,{"$f":"IF(A66=\"\",\"\",IF(START!$B$34=2,INDIRECT(\"'Space-by-Space Method'!\"&SUBSTITUTE(ADDRESS(1,MOD(ROW(A66)-52,50)+10,4),\"1\",\"\")&ROUNDDOWN((ROW(A66)-52)/50,0)+4),\"\"))","v":""},{"$f":"IF(A66=\"\",\"\",INDIRECT(\"'Space-by-Space Method'!C\"&ROUNDDOWN((ROW(A66)-52)/50,0)+4))","v":""},{"$f":"IF(A66=\"\",\"\",IF(COUNTIF(CommonSpaceTypes,AQ66)>0,INDIRECT(\"'Space-by-Space Method'!F\"&ROUNDDOWN((ROW(A66)-52)/50,0)+4),\"\"))","v":""},{"$f":"IF(A66=\"\",\"\",IF(COUNTIF(BuildingSpecificSpaceTypes,AQ66)>0,INDIRECT(\"'Space-by-Space Method'!F\"&ROUNDDOWN((ROW(A66)-52)/50,0)+4),\"\"))","v":""},{"$f":"IF(A66=\"\",\"\",INDIRECT(\"'Fixture Schedule'!D\"&MOD(ROW(A66)-52,50)+9))","v":""},{"$f":"IF(A66=\"\",\"\",IF(AR66=\"\",\"\",INDIRECT(\"'Fixture Schedule'!K\"&MOD(ROW(A66)-52,50)+9)))","v":""},"",{"$f":"IF(A66=\"\",\"\",INDIRECT(\"'Fixture Schedule'!L\"&MOD(ROW(A66)-52,50)+9))","v":""},null,null,null,null,null,null,null,null,null,null,null,null,null,{"$f":"INDIRECT(\"'Space-by-Space Method'!\"&SUBSTITUTE(ADDRESS(1,MOD(ROW(A66)-52,50)+10,4),\"1\",\"\")&ROUNDDOWN((ROW(A66)-52)/50,0)+4)","v":0},{"$f":"LEFT(INDIRECT(\"'Space-by-Space Method'!BJ\"&ROUNDDOWN((ROW(A66)-52)/50,0)+4),3)","v":""},{"$f":"INDIRECT(\"'Fixture Schedule'!L\"&MOD(ROW(A66)-52,50)+9)","v":0},{"$f":"INDIRECT(\"'Fixture Schedule'!O\"&MOD(ROW(A66)-52,50)+9)","v":0},{"$f":"INDIRECT(\"'Space-by-Space Method'!F\"&ROUNDDOWN((ROW(A66)-52)/50,0)+4)","v":0},{"$f":"INDIRECT(\"'Fixture Schedule'!L\"&MOD(ROW(A66)-52,50)+9)","v":0},{"$f":"INDIRECT(\"'Space-by-Space Method'!D\"&ROUNDDOWN((ROW(A66)-52)/50,0)+4)","v":0},{"$f":"INDIRECT(\"'Space-by-Space Method'!E\"&ROUNDDOWN((ROW(A66)-52)/50,0)+4)","v":1}]
[{"$f":"IF(InteriorCalcType=2,IF(OR(AM67=0,AN67=\"DNQ\")=TRUE,\"\",INDIRECT(\"'Fixture Schedule'!M\"&MOD(ROW(A67)-52,50)+9)),\"\")","v":""},{"$f":"IF(A67=\"\",\"\",INDIRECT(\"'Fixture Schedule'!E\"&MOD(ROW(A67)-52,50)+9))","v":""},{"$f":"IF(A67=\"\",\"\",INDIRECT(\"'Fixture Schedule'!F\"&MOD(ROW(A67)-52,50)+9))","v":""},{"$f":"IF(A67=\"\",\"\",INDIRECT(\"'Fixture Schedule'!L\"&MOD(ROW(A67)-52,50)+9))","v":""},"",null,null,{"$f":"IF(A67=\"\",\"\",IF(AP67=1,Summary!$C$12*(AO67)/(SUM('Space-by-Space Method'!$BO$4:$BO$78,SUM('Exterior Lighting'!$BL$5:$BL$25))),0))","v":""},{"$f":"IF(A67=\"\",\"\",IF(START!$B$34=1,INDIRECT(\"'Space-by-Space Method'!\"&SUBSTITUTE(ADDRESS(1,MOD(ROW(A67)-52,50)+10,4),\"1\",\"\")&ROUNDDOWN((ROW(A67)-52)/50,0)+4),\"\"))","v":""},{"$f":"IF(A67=\"\",\"\",IF(AP67=1,Summary!$F$11*(AO67)/(SUM('Space-by-Space Method'!$BO$4:$BO$78,SUM('Exterior Lighting'!$BL$5:$BL$25))),0))","v":""},{"$f":"IF(A67=\"\",\"\",IF(AP67=1,Summary!$E$11*(AO67)/(SUM('Space-by-Space Method'!$BO$4:$BO$78,SUM('Exterior Lighting'!$BL$5:$BL$25))),0))","v":""},{"$f":"IF(A67=\"\",\"\",IF(AP67=1,Summary!$G$11*(AO67)/(SUM('Space-by-Space Method'!$BO$4:$BO$78,SUM('Exterior Lighting'!$BL$5:$BL$25))),0))","v":""},{"$f":"IF(A67=\"\",\"\",IF(AP67=1,Summary!$H$11*(AO67)/(SUM('Space-by-Space Method'!$BO$4:$BO$78)),0))","v":""},{"$f":"IF(A67=\"\",\"\",IF(AP67=1,Summary!$I$11*(AO67)/(SUM('Space-by-Space Method'!$BO$4:$BO$78)),0))","v":""},null,null,null,{"$f":"IF(A67=\"\",\"\",IF(START!$B$34=2,INDIRECT(\"'Space-by-Space Method'!\"&SUBSTITUTE(ADDRESS(1,MOD(ROW(A67)-52,50)+10,4),\"1\",\"\")&ROUNDDOWN((ROW(A67)-52)/50,0)+4),\"\"))","v":""},{"$f":"IF(A67=\"\",\"\",INDIRECT(\"'Space-by-Space Method'!C\"&ROUNDDOWN((ROW(A67)-52)/50,0)+4))","v":""},{"$f":"IF(A67=\"\",\"\",IF(COUNTIF(CommonSpaceTypes,AQ67)>0,INDIRECT(\"'Space-by-Space Method'!F\"&ROUNDDOWN((ROW(A67)-52)/50,0)+4),\"\"))","v":""},{"$f":"IF(A67=\"\",\"\",IF(COUNTIF(BuildingSpecificSpaceTypes,AQ67)>0,INDIRECT(\"'Space-by-Space Method'!F\"&ROUNDDOWN((ROW(A67)-52)/50,0)+4),\"\"))","v":""},{"$f":"IF(A67=\"\",\"\",INDIRECT(\"'Fixture Schedule'!D\"&MOD(ROW(A67)-52,50)+9))","v":""},{"$f":"IF(A67=\"\",\"\",IF(AR67=\"\",\"\",INDIRECT(\"'Fixture Schedule'!K\"&MOD(ROW(A67)-52,50)+9)))","v":""},"",{"$f":"IF(A67=\"\",\"\",INDIRECT(\"'Fixture Schedule'!L\"&MOD(ROW(A67)-52,50)+9))","v":""},null,null,null,null,null,null,null,null,null,null,null,null,null,{"$f":"INDIRECT(\"'Space-by-Space Method'!\"&SUBSTITUTE(ADDRESS(1,MOD(ROW(A67)-52,50)+10,4),\"1\",\"\")&ROUNDDOWN((ROW(A67)-52)/50,0)+4)","v":0},{"$f":"LEFT(INDIRECT(\"'Space-by-Space Method'!BJ\"&ROUNDDOWN((ROW(A67)-52)/50,0)+4),3)","v":""},{"$f":"INDIRECT(\"'Fixture Schedule'!L\"&MOD(ROW(A67)-52,50)+9)","v":0},{"$f":"INDIRECT(\"'Fixture Schedule'!O\"&MOD(ROW(A67)-52,50)+9)","v":0},{"$f":"INDIRECT(\"'Space-by-Space Method'!F\"&ROUNDDOWN((ROW(A67)-52)/50,0)+4)","v":0},{"$f":"INDIRECT(\"'Fixture Schedule'!L\"&MOD(ROW(A67)-52,50)+9)","v":0},{"$f":"INDIRECT(\"'Space-by-Space Method'!D\"&ROUNDDOWN((ROW(A67)-52)/50,0)+4)","v":0},{"$f":"INDIRECT(\"'Space-by-Space Method'!E\"&ROUNDDOWN((ROW(A67)-52)/50,0)+4)","v":1}]
[{"$f":"IF(InteriorCalcType=2,IF(OR(AM68=0,AN68=\"DNQ\")=TRUE,\"\",INDIRECT(\"'Fixture Schedule'!M\"&MOD(ROW(A68)-52,50)+9)),\"\")","v":""},{"$f":"IF(A68=\"\",\"\",INDIRECT(\"'Fixture Schedule'!E\"&MOD(ROW(A68)-52,50)+9))","v":""},{"$f":"IF(A68=\"\",\"\",INDIRECT(\"'Fixture Schedule'!F\"&MOD(ROW(A68)-52,50)+9))","v":""},{"$f":"IF(A68=\"\",\"\",INDIRECT(\"'Fixture Schedule'!L\"&MOD(ROW(A68)-52,50)+9))","v":""},"",null,null,{"$f":"IF(A68=\"\",\"\",IF(AP68=1,Summary!$C$12*(AO68)/(SUM('Space-by-Space Method'!$BO$4:$BO$78,SUM('Exterior Lighting'!$BL$5:$BL$25))),0))","v":""},{"$f":"IF(A68=\"\",\"\",IF(START!$B$34=1,INDIRECT(\"'Space-by-Space Method'!\"&SUBSTITUTE(ADDRESS(1,MOD(ROW(A68)-52,50)+10,4),\"1\",\"\")&ROUNDDOWN((ROW(A68)-52)/50,0)+4),\"\"))","v":""},{"$f":"IF(A68=\"\",\"\",IF(AP68=1,Summary!$F$11*(AO68)/(SUM('Space-by-Space Method'!$BO$4:$BO$78,SUM('Exterior Lighting'!$BL$5:$BL$25))),0))","v":""},{"$f":"IF(A68=\"\",\"\",IF(AP68=1,Summary!$E$11*(AO68)/(SUM('Space-by-Space Method'!$BO$4:$BO$78,SUM('Exterior Lighting'!$BL$5:$BL$25))),0))","v":""},{"$f":"IF(A68=\"\",\"\",IF(AP68=1,Summary!$G$11*(AO68)/(SUM('Space-by-Space Method'!$BO$4:$BO$78,SUM('Exterior Lighting'!$BL$5:$BL$25))),0))","v":""},{"$f":"IF(A68=\"\",\"\",IF(AP68=1,Summary!$H$11*(AO68)/(SUM('Space-by-Space Method'!$BO$4:$BO$78)),0))","v":""},{"$f":"IF(A68=\"\",\"\",IF(AP68=1,Summary!$I$11*(AO68)/(SUM('Space-by-Space Method'!$BO$4:$BO$78)),0))","v":""},null,null,null,{"$f":"IF(A68=\"\",\"\",IF(START!$B$34=2,INDIRECT(\"'Space-by-Space Method'!\"&SUBSTITUTE(ADDRESS(1,MOD(ROW(A68)-52,50)+10,4),\"1\",\"\")&ROUNDDOWN((ROW(A68)-52)/50,0)+4),\"\"))","v":""},{"$f":"IF(A68=\"\",\"\",INDIRECT(\"'Space-by-Space Method'!C\"&ROUNDDOWN((ROW(A68)-52)/50,0)+4))","v":""},{"$f":"IF(A68=\"\",\"\",IF(COUNTIF(CommonSpaceTypes,AQ68)>0,INDIRECT(\"'Space-by-Space Method'!F\"&ROUNDDOWN((ROW(A68)-52)/50,0)+4),\"\"))","v":""},{"$f":"IF(A68=\"\",\"\",IF(COUNTIF(BuildingSpecificSpaceTypes,AQ68)>0,INDIRECT(\"'Space-by-Space Method'!F\"&ROUNDDOWN((ROW(A68)-52)/50,0)+4),\"\"))","v":""},{"$f":"IF(A68=\"\",\"\",INDIRECT(\"'Fixture Schedule'!D\"&MOD(ROW(A68)-52,50)+9))","v":""},{"$f":"IF(A68=\"\",\"\",IF(AR68=\"\",\"\",INDIRECT(\"'Fixture Schedule'!K\"&MOD(ROW(A68)-52,50)+9)))","v":""},"",{"$f":"IF(A68=\"\",\"\",INDIRECT(\"'Fixture Schedule'!L\"&MOD(ROW(A68)-52,50)+9))","v":""},null,null,null,null,null,null,null,null,null,null,null,null,null,{"$f":"INDIRECT(\"'Space-by-Space Method'!\"&SUBSTITUTE(ADDRESS(1,MOD(ROW(A68)-52,50)+10,4),\"1\",\"\")&ROUNDDOWN((ROW(A68)-52)/50,0)+4)","v":0},{"$f":"LEFT(INDIRECT(\"'Space-by-Space Method'!BJ\"&ROUNDDOWN((ROW(A68)-52)/50,0)+4),3)","v":""},{"$f":"INDIRECT(\"'Fixture Schedule'!L\"&MOD(ROW(A68)-52,50)+9)","v":0},{"$f":"INDIRECT(\"'Fixture Schedule'!O\"&MOD(ROW(A68)-52,50)+9)","v":0},{"$f":"INDIRECT(\"'Space-by-Space Method'!F\"&ROUNDDOWN((ROW(A68)-52)/50,0)+4)","v":0},{"$f":"INDIRECT(\"'Fixture Schedule'!L\"&MOD(ROW(A68)-52,50)+9)","v":0},{"$f":"INDIRECT(\"'Space-by-Space Method'!D\"&ROUNDDOWN((ROW(A68)-52)/50,0)+4)","v":0},{"$f":"INDIRECT(\"'Space-by-Space Method'!E\"&ROUNDDOWN((ROW(A68)-52)/50,0)+4)","v":1}]
[{"$f":"IF(InteriorCalcType=2,IF(OR(AM69=0,AN69=\"DNQ\")=TRUE,\"\",INDIRECT(\"'Fixture Schedule'!M\"&MOD(ROW(A69)-52,50)+9)),\"\")","v":""},{"$f":"IF(A69=\"\",\"\",INDIRECT(\"'Fixture Schedule'!E\"&MOD(ROW(A69)-52,50)+9))","v":""},{"$f":"IF(A69=\"\",\"\",INDIRECT(\"'Fixture Schedule'!F\"&MOD(ROW(A69)-52,50)+9))","v":""},{"$f":"IF(A69=\"\",\"\",INDIRECT(\"'Fixture Schedule'!L\"&MOD(ROW(A69)-52,50)+9))","v":""},"",null,null,{"$f":"IF(A69=\"\",\"\",IF(AP69=1,Summary!$C$12*(AO69)/(SUM('Space-by-Space Method'!$BO$4:$BO$78,SUM('Exterior Lighting'!$BL$5:$BL$25))),0))","v":""},{"$f":"IF(A69=\"\",\"\",IF(START!$B$34=1,INDIRECT(\"'Space-by-Space Method'!\"&SUBSTITUTE(ADDRESS(1,MOD(ROW(A69)-52,50)+10,4),\"1\",\"\")&ROUNDDOWN((ROW(A69)-52)/50,0)+4),\"\"))","v":""},{"$f":"IF(A69=\"\",\"\",IF(AP69=1,Summary!$F$11*(AO69)/(SUM('Space-by-Space Method'!$BO$4:$BO$78,SUM('Exterior Lighting'!$BL$5:$BL$25))),0))","v":""},{"$f":"IF(A69=\"\",\"\",IF(AP69=1,Summary!$E$11*(AO69)/(SUM('Space-by-Space Method'!$BO$4:$BO$78,SUM('Exterior Lighting'!$BL$5:$BL$25))),0))","v":""},{"$f":"IF(A69=\"\",\"\",IF(AP69=1,Summary!$G$11*(AO69)/(SUM('Space-by-Space Method'!$BO$4:$BO$78,SUM('Exterior Lighting'!$BL$5:$BL$25))),0))","v":""},{"$f":"IF(A69=\"\",\"\",IF(AP69=1,Summary!$H$11*(AO69)/(SUM('Space-by-Space Method'!$BO$4:$BO$78)),0))","v":""},{"$f":"IF(A69=\"\",\"\",IF(AP69=1,Summary!$I$11*(AO69)/(SUM('Space-by-Space Method'!$BO$4:$BO$78)),0))","v":""},null,null,null,{"$f":"IF(A69=\"\",\"\",IF(START!$B$34=2,INDIRECT(\"'Space-by-Space Method'!\"&SUBSTITUTE(ADDRESS(1,MOD(ROW(A69)-52,50)+10,4),\"1\",\"\")&ROUNDDOWN((ROW(A69)-52)/50,0)+4),\"\"))","v":""},{"$f":"IF(A69=\"\",\"\",INDIRECT(\"'Space-by-Space Method'!C\"&ROUNDDOWN((ROW(A69)-52)/50,0)+4))","v":""},{"$f":"IF(A69=\"\",\"\",IF(COUNTIF(CommonSpaceTypes,AQ69)>0,INDIRECT(\"'Space-by-Space Method'!F\"&ROUNDDOWN((ROW(A69)-52)/50,0)+4),\"\"))","v":""},{"$f":"IF(A69=\"\",\"\",IF(COUNTIF(BuildingSpecificSpaceTypes,AQ69)>0,INDIRECT(\"'Space-by-Space Method'!F\"&ROUNDDOWN((ROW(A69)-52)/50,0)+4),\"\"))","v":""},{"$f":"IF(A69=\"\",\"\",INDIRECT(\"'Fixture Schedule'!D\"&MOD(ROW(A69)-52,50)+9))","v":""},{"$f":"IF(A69=\"\",\"\",IF(AR69=\"\",\"\",INDIRECT(\"'Fixture Schedule'!K\"&MOD(ROW(A69)-52,50)+9)))","v":""},"",{"$f":"IF(A69=\"\",\"\",INDIRECT(\"'Fixture Schedule'!L\"&MOD(ROW(A69)-52,50)+9))","v":""},null,null,null,null,null,null,null,null,null,null,null,null,null,{"$f":"INDIRECT(\"'Space-by-Space Method'!\"&SUBSTITUTE(ADDRESS(1,MOD(ROW(A69)-52,50)+10,4),\"1\",\"\")&ROUNDDOWN((ROW(A69)-52)/50,0)+4)","v":0},{"$f":"LEFT(INDIRECT(\"'Space-by-Space Method'!BJ\"&ROUNDDOWN((ROW(A69)-52)/50,0)+4),3)","v":""},{"$f":"INDIRECT(\"'Fixture Schedule'!L\"&MOD(ROW(A69)-52,50)+9)","v":0},{"$f":"INDIRECT(\"'Fixture Schedule'!O\"&MOD(ROW(A69)-52,50)+9)","v":0},{"$f":"INDIRECT(\"'Space-by-Space Method'!F\"&ROUNDDOWN((ROW(A69)-52)/50,0)+4)","v":0},{"$f":"INDIRECT(\"'Fixture Schedule'!L\"&MOD(ROW(A69)-52,50)+9)","v":0},{"$f":"INDIRECT(\"'Space-by-Space Method'!D\"&ROUNDDOWN((ROW(A69)-52)/50,0)+4)","v":0},{"$f":"INDIRECT(\"'Space-by-Space Method'!E\"&ROUNDDOWN((ROW(A69)-52)/50,0)+4)","v":1}]
[{"$f":"IF(InteriorCalcType=2,IF(OR(AM70=0,AN70=\"DNQ\")=TRUE,\"\",INDIRECT(\"'Fixture Schedule'!M\"&MOD(ROW(A70)-52,50)+9)),\"\")","v":""},{"$f":"IF(A70=\"\",\"\",INDIRECT(\"'Fixture Schedule'!E\"&MOD(ROW(A70)-52,50)+9))","v":""},{"$f":"IF(A70=\"\",\"\",INDIRECT(\"'Fixture Schedule'!F\"&MOD(ROW(A70)-52,50)+9))","v":""},{"$f":"IF(A70=\"\",\"\",INDIRECT(\"'Fixture Schedule'!L\"&MOD(ROW(A70)-52,50)+9))","v":""},"",null,null,{"$f":"IF(A70=\"\",\"\",IF(AP70=1,Summary!$C$12*(AO70)/(SUM('Space-by-Space Method'!$BO$4:$BO$78,SUM('Exterior Lighting'!$BL$5:$BL$25))),0))","v":""},{"$f":"IF(A70=\"\",\"\",IF(START!$B$34=1,INDIRECT(\"'Space-by-Space Method'!\"&SUBSTITUTE(ADDRESS(1,MOD(ROW(A70)-52,50)+10,4),\"1\",\"\")&ROUNDDOWN((ROW(A70)-52)/50,0)+4),\"\"))","v":""},{"$f":"IF(A70=\"\",\"\",IF(AP70=1,Summary!$F$11*(AO70)/(SUM('Space-by-Space Method'!$BO$4:$BO$78,SUM('Exterior Lighting'!$BL$5:$BL$25))),0))","v":""},{"$f":"IF(A70=\"\",\"\",IF(AP70=1,Summary!$E$11*(AO70)/(SUM('Space-by-Space Method'!$BO$4:$BO$78,SUM('Exterior Lighting'!$BL$5:$BL$25))),0))","v":""},{"$f":"IF(A70=\"\",\"\",IF(AP70=1,Summary!$G$11*(AO70)/(SUM('Space-by-Space Method'!$BO$4:$BO$78,SUM('Exterior Lighting'!$BL$5:$BL$25))),0))","v":""},{"$f":"IF(A70=\"\",\"\",IF(AP70=1,Summary!$H$11*(AO70)/(SUM('Space-by-Space Method'!$BO$4:$BO$78)),0))","v":""},{"$f":"IF(A70=\"\",\"\",IF(AP70=1,Summary!$I$11*(AO70)/(SUM('Space-by-Space Method'!$BO$4:$BO$78)),0))","v":""},null,null,null,{"$f":"IF(A70=\"\",\"\",IF(START!$B$34=2,INDIRECT(\"'Space-by-Space Method'!\"&SUBSTITUTE(ADDRESS(1,MOD(ROW(A70)-52,50)+10,4),\"1\",\"\")&ROUNDDOWN((ROW(A70)-52)/50,0)+4),\"\"))","v":""},{"$f":"IF(A70=\"\",\"\",INDIRECT(\"'Space-by-Space Method'!C\"&ROUNDDOWN((ROW(A70)-52)/50,0)+4))","v":""},{"$f":"IF(A70=\"\",\"\",IF(COUNTIF(CommonSpaceTypes,AQ70)>0,INDIRECT(\"'Space-by-Space Method'!F\"&ROUNDDOWN((ROW(A70)-52)/50,0)+4),\"\"))","v":""},{"$f":"IF(A70=\"\",\"\",IF(COUNTIF(BuildingSpecificSpaceTypes,AQ70)>0,INDIRECT(\"'Space-by-Space Method'!F\"&ROUNDDOWN((ROW(A70)-52)/50,0)+4),\"\"))","v":""},{"$f":"IF(A70=\"\",\"\",INDIRECT(\"'Fixture Schedule'!D\"&MOD(ROW(A70)-52,50)+9))","v":""},{"$f":"IF(A70=\"\",\"\",IF(AR70=\"\",\"\",INDIRECT(\"'Fixture Schedule'!K\"&MOD(ROW(A70)-52,50)+9)))","v":""},"",{"$f":"IF(A70=\"\",\"\",INDIRECT(\"'Fixture Schedule'!L\"&MOD(ROW(A70)-52,50)+9))","v":""},null,null,null,null,null,null,null,null,null,null,null,null,null,{"$f":"INDIRECT(\"'Space-by-Space Method'!\"&SUBSTITUTE(ADDRESS(1,MOD(ROW(A70)-52,50)+10,4),\"1\",\"\")&ROUNDDOWN((ROW(A70)-52)/50,0)+4)","v":0},{"$f":"LEFT(INDIRECT(\"'Space-by-Space Method'!BJ\"&ROUNDDOWN((ROW(A70)-52)/50,0)+4),3)","v":""},{"$f":"INDIRECT(\"'Fixture Schedule'!L\"&MOD(ROW(A70)-52,50)+9)","v":0},{"$f":"INDIRECT(\"'Fixture Schedule'!O\"&MOD(ROW(A70)-52,50)+9)","v":0},{"$f":"INDIRECT(\"'Space-by-Space Method'!F\"&ROUNDDOWN((ROW(A70)-52)/50,0)+4)","v":0},{"$f":"INDIRECT(\"'Fixture Schedule'!L\"&MOD(ROW(A70)-52,50)+9)","v":0},{"$f":"INDIRECT(\"'Space-by-Space Method'!D\"&ROUNDDOWN((ROW(A70)-52)/50,0)+4)","v":0},{"$f":"INDIRECT(\"'Space-by-Space Method'!E\"&ROUNDDOWN((ROW(A70)-52)/50,0)+4)","v":1}]
[{"$f":"IF(InteriorCalcType=2,IF(OR(AM71=0,AN71=\"DNQ\")=TRUE,\"\",INDIRECT(\"'Fixture Schedule'!M\"&MOD(ROW(A71)-52,50)+9)),\"\")","v":""},{"$f":"IF(A71=\"\",\"\",INDIRECT(\"'Fixture Schedule'!E\"&MOD(ROW(A71)-52,50)+9))","v":""},{"$f":"IF(A71=\"\",\"\",INDIRECT(\"'Fixture Schedule'!F\"&MOD(ROW(A71)-52,50)+9))","v":""},{"$f":"IF(A71=\"\",\"\",INDIRECT(\"'Fixture Schedule'!L\"&MOD(ROW(A71)-52,50)+9))","v":""},"",null,null,{"$f":"IF(A71=\"\",\"\",IF(AP71=1,Summary!$C$12*(AO71)/(SUM('Space-by-Space Method'!$BO$4:$BO$78,SUM('Exterior Lighting'!$BL$5:$BL$25))),0))","v":""},{"$f":"IF(A71=\"\",\"\",IF(START!$B$34=1,INDIRECT(\"'Space-by-Space Method'!\"&SUBSTITUTE(ADDRESS(1,MOD(ROW(A71)-52,50)+10,4),\"1\",\"\")&ROUNDDOWN((ROW(A71)-52)/50,0)+4),\"\"))","v":""},{"$f":"IF(A71=\"\",\"\",IF(AP71=1,Summary!$F$11*(AO71)/(SUM('Space-by-Space Method'!$BO$4:$BO$78,SUM('Exterior Lighting'!$BL$5:$BL$25))),0))","v":""},{"$f":"IF(A71=\"\",\"\",IF(AP71=1,Summary!$E$11*(AO71)/(SUM('Space-by-Space Method'!$BO$4:$BO$78,SUM('Exterior Lighting'!$BL$5:$BL$25))),0))","v":""},{"$f":"IF(A71=\"\",\"\",IF(AP71=1,Summary!$G$11*(AO71)/(SUM('Space-by-Space Method'!$BO$4:$BO$78,SUM('Exterior Lighting'!$BL$5:$BL$25))),0))","v":""},{"$f":"IF(A71=\"\",\"\",IF(AP71=1,Summary!$H$11*(AO71)/(SUM('Space-by-Space Method'!$BO$4:$BO$78)),0))","v":""},{"$f":"IF(A71=\"\",\"\",IF(AP71=1,Summary!$I$11*(AO71)/(SUM('Space-by-Space Method'!$BO$4:$BO$78)),0))","v":""},null,null,null,{"$f":"IF(A71=\"\",\"\",IF(START!$B$34=2,INDIRECT(\"'Space-by-Space Method'!\"&SUBSTITUTE(ADDRESS(1,MOD(ROW(A71)-52,50)+10,4),\"1\",\"\")&ROUNDDOWN((ROW(A71)-52)/50,0)+4),\"\"))","v":""},{"$f":"IF(A71=\"\",\"\",INDIRECT(\"'Space-by-Space Method'!C\"&ROUNDDOWN((ROW(A71)-52)/50,0)+4))","v":""},{"$f":"IF(A71=\"\",\"\",IF(COUNTIF(CommonSpaceTypes,AQ71)>0,INDIRECT(\"'Space-by-Space Method'!F\"&ROUNDDOWN((ROW(A71)-52)/50,0)+4),\"\"))","v":""},{"$f":"IF(A71=\"\",\"\",IF(COUNTIF(BuildingSpecificSpaceTypes,AQ71)>0,INDIRECT(\"'Space-by-Space Method'!F\"&ROUNDDOWN((ROW(A71)-52)/50,0)+4),\"\"))","v":""},{"$f":"IF(A71=\"\",\"\",INDIRECT(\"'Fixture Schedule'!D\"&MOD(ROW(A71)-52,50)+9))","v":""},{"$f":"IF(A71=\"\",\"\",IF(AR71=\"\",\"\",INDIRECT(\"'Fixture Schedule'!K\"&MOD(ROW(A71)-52,50)+9)))","v":""},"",{"$f":"IF(A71=\"\",\"\",INDIRECT(\"'Fixture Schedule'!L\"&MOD(ROW(A71)-52,50)+9))","v":""},null,null,null,null,null,null,null,null,null,null,null,null,null,{"$f":"INDIRECT(\"'Space-by-Space Method'!\"&SUBSTITUTE(ADDRESS(1,MOD(ROW(A71)-52,50)+10,4),\"1\",\"\")&ROUNDDOWN((ROW(A71)-52)/50,0)+4)","v":0},{"$f":"LEFT(INDIRECT(\"'Space-by-Space Method'!BJ\"&ROUNDDOWN((ROW(A71)-52)/50,0)+4),3)","v":""},{"$f":"INDIRECT(\"'Fixture Schedule'!L\"&MOD(ROW(A71)-52,50)+9)","v":0},{"$f":"INDIRECT(\"'Fixture Schedule'!O\"&MOD(ROW(A71)-52,50)+9)","v":0},{"$f":"INDIRECT(\"'Space-by-Space Method'!F\"&ROUNDDOWN((ROW(A71)-52)/50,0)+4)","v":0},{"$f":"INDIRECT(\"'Fixture Schedule'!L\"&MOD(ROW(A71)-52,50)+9)","v":0},{"$f":"INDIRECT(\"'Space-by-Space Method'!D\"&ROUNDDOWN((ROW(A71)-52)/50,0)+4)","v":0},{"$f":"INDIRECT(\"'Space-by-Space Method'!E\"&ROUNDDOWN((ROW(A71)-52)/50,0)+4)","v":1}]
[{"$f":"IF(InteriorCalcType=2,IF(OR(AM72=0,AN72=\"DNQ\")=TRUE,\"\",INDIRECT(\"'Fixture Schedule'!M\"&MOD(ROW(A72)-52,50)+9)),\"\")","v":""},{"$f":"IF(A72=\"\",\"\",INDIRECT(\"'Fixture Schedule'!E\"&MOD(ROW(A72)-52,50)+9))","v":""},{"$f":"IF(A72=\"\",\"\",INDIRECT(\"'Fixture Schedule'!F\"&MOD(ROW(A72)-52,50)+9))","v":""},{"$f":"IF(A72=\"\",\"\",INDIRECT(\"'Fixture Schedule'!L\"&MOD(ROW(A72)-52,50)+9))","v":""},"",null,null,{"$f":"IF(A72=\"\",\"\",IF(AP72=1,Summary!$C$12*(AO72)/(SUM('Space-by-Space Method'!$BO$4:$BO$78,SUM('Exterior Lighting'!$BL$5:$BL$25))),0))","v":""},{"$f":"IF(A72=\"\",\"\",IF(START!$B$34=1,INDIRECT(\"'Space-by-Space Method'!\"&SUBSTITUTE(ADDRESS(1,MOD(ROW(A72)-52,50)+10,4),\"1\",\"\")&ROUNDDOWN((ROW(A72)-52)/50,0)+4),\"\"))","v":""},{"$f":"IF(A72=\"\",\"\",IF(AP72=1,Summary!$F$11*(AO72)/(SUM('Space-by-Space Method'!$BO$4:$BO$78,SUM('Exterior Lighting'!$BL$5:$BL$25))),0))","v":""},{"$f":"IF(A72=\"\",\"\",IF(AP72=1,Summary!$E$11*(AO72)/(SUM('Space-by-Space Method'!$BO$4:$BO$78,SUM('Exterior Lighting'!$BL$5:$BL$25))),0))","v":""},{"$f":"IF(A72=\"\",\"\",IF(AP72=1,Summary!$G$11*(AO72)/(SUM('Space-by-Space Method'!$BO$4:$BO$78,SUM('Exterior Lighting'!$BL$5:$BL$25))),0))","v":""},{"$f":"IF(A72=\"\",\"\",IF(AP72=1,Summary!$H$11*(AO72)/(SUM('Space-by-Space Method'!$BO$4:$BO$78)),0))","v":""},{"$f":"IF(A72=\"\",\"\",IF(AP72=1,Summary!$I$11*(AO72)/(SUM('Space-by-Space Method'!$BO$4:$BO$78)),0))","v":""},null,null,null,{"$f":"IF(A72=\"\",\"\",IF(START!$B$34=2,INDIRECT(\"'Space-by-Space Method'!\"&SUBSTITUTE(ADDRESS(1,MOD(ROW(A72)-52,50)+10,4),\"1\",\"\")&ROUNDDOWN((ROW(A72)-52)/50,0)+4),\"\"))","v":""},{"$f":"IF(A72=\"\",\"\",INDIRECT(\"'Space-by-Space Method'!C\"&ROUNDDOWN((ROW(A72)-52)/50,0)+4))","v":""},{"$f":"IF(A72=\"\",\"\",IF(COUNTIF(CommonSpaceTypes,AQ72)>0,INDIRECT(\"'Space-by-Space Method'!F\"&ROUNDDOWN((ROW(A72)-52)/50,0)+4),\"\"))","v":""},{"$f":"IF(A72=\"\",\"\",IF(COUNTIF(BuildingSpecificSpaceTypes,AQ72)>0,INDIRECT(\"'Space-by-Space Method'!F\"&ROUNDDOWN((ROW(A72)-52)/50,0)+4),\"\"))","v":""},{"$f":"IF(A72=\"\",\"\",INDIRECT(\"'Fixture Schedule'!D\"&MOD(ROW(A72)-52,50)+9))","v":""},{"$f":"IF(A72=\"\",\"\",IF(AR72=\"\",\"\",INDIRECT(\"'Fixture Schedule'!K\"&MOD(ROW(A72)-52,50)+9)))","v":""},"",{"$f":"IF(A72=\"\",\"\",INDIRECT(\"'Fixture Schedule'!L\"&MOD(ROW(A72)-52,50)+9))","v":""},null,null,null,null,null,null,null,null,null,null,null,null,null,{"$f":"INDIRECT(\"'Space-by-Space Method'!\"&SUBSTITUTE(ADDRESS(1,MOD(ROW(A72)-52,50)+10,4),\"1\",\"\")&ROUNDDOWN((ROW(A72)-52)/50,0)+4)","v":0},{"$f":"LEFT(INDIRECT(\"'Space-by-Space Method'!BJ\"&ROUNDDOWN((ROW(A72)-52)/50,0)+4),3)","v":""},{"$f":"INDIRECT(\"'Fixture Schedule'!L\"&MOD(ROW(A72)-52,50)+9)","v":0},{"$f":"INDIRECT(\"'Fixture Schedule'!O\"&MOD(ROW(A72)-52,50)+9)","v":0},{"$f":"INDIRECT(\"'Space-by-Space Method'!F\"&ROUNDDOWN((ROW(A72)-52)/50,0)+4)","v":0},{"$f":"INDIRECT(\"'Fixture Schedule'!L\"&MOD(ROW(A72)-52,50)+9)","v":0},{"$f":"INDIRECT(\"'Space-by-Space Method'!D\"&ROUNDDOWN((ROW(A72)-52)/50,0)+4)","v":0},{"$f":"INDIRECT(\"'Space-by-Space Method'!E\"&ROUNDDOWN((ROW(A72)-52)/50,0)+4)","v":1}]
[{"$f":"IF(InteriorCalcType=2,IF(OR(AM73=0,AN73=\"DNQ\")=TRUE,\"\",INDIRECT(\"'Fixture Schedule'!M\"&MOD(ROW(A73)-52,50)+9)),\"\")","v":""},{"$f":"IF(A73=\"\",\"\",INDIRECT(\"'Fixture Schedule'!E\"&MOD(ROW(A73)-52,50)+9))","v":""},{"$f":"IF(A73=\"\",\"\",INDIRECT(\"'Fixture Schedule'!F\"&MOD(ROW(A73)-52,50)+9))","v":""},{"$f":"IF(A73=\"\",\"\",INDIRECT(\"'Fixture Schedule'!L\"&MOD(ROW(A73)-52,50)+9))","v":""},"",null,null,{"$f":"IF(A73=\"\",\"\",IF(AP73=1,Summary!$C$12*(AO73)/(SUM('Space-by-Space Method'!$BO$4:$BO$78,SUM('Exterior Lighting'!$BL$5:$BL$25))),0))","v":""},{"$f":"IF(A73=\"\",\"\",IF(START!$B$34=1,INDIRECT(\"'Space-by-Space Method'!\"&SUBSTITUTE(ADDRESS(1,MOD(ROW(A73)-52,50)+10,4),\"1\",\"\")&ROUNDDOWN((ROW(A73)-52)/50,0)+4),\"\"))","v":""},{"$f":"IF(A73=\"\",\"\",IF(AP73=1,Summary!$F$11*(AO73)/(SUM('Space-by-Space Method'!$BO$4:$BO$78,SUM('Exterior Lighting'!$BL$5:$BL$25))),0))","v":""},{"$f":"IF(A73=\"\",\"\",IF(AP73=1,Summary!$E$11*(AO73)/(SUM('Space-by-Space Method'!$BO$4:$BO$78,SUM('Exterior Lighting'!$BL$5:$BL$25))),0))","v":""},{"$f":"IF(A73=\"\",\"\",IF(AP73=1,Summary!$G$11*(AO73)/(SUM('Space-by-Space Method'!$BO$4:$BO$78,SUM('Exterior Lighting'!$BL$5:$BL$25))),0))","v":""},{"$f":"IF(A73=\"\",\"\",IF(AP73=1,Summary!$H$11*(AO73)/(SUM('Space-by-Space Method'!$BO$4:$BO$78)),0))","v":""},{"$f":"IF(A73=\"\",\"\",IF(AP73=1,Summary!$I$11*(AO73)/(SUM('Space-by-Space Method'!$BO$4:$BO$78)),0))","v":""},null,null,null,{"$f":"IF(A73=\"\",\"\",IF(START!$B$34=2,INDIRECT(\"'Space-by-Space Method'!\"&SUBSTITUTE(ADDRESS(1,MOD(ROW(A73)-52,50)+10,4),\"1\",\"\")&ROUNDDOWN((ROW(A73)-52)/50,0)+4),\"\"))","v":""},{"$f":"IF(A73=\"\",\"\",INDIRECT(\"'Space-by-Space Method'!C\"&ROUNDDOWN((ROW(A73)-52)/50,0)+4))","v":""},{"$f":"IF(A73=\"\",\"\",IF(COUNTIF(CommonSpaceTypes,AQ73)>0,INDIRECT(\"'Space-by-Space Method'!F\"&ROUNDDOWN((ROW(A73)-52)/50,0)+4),\"\"))","v":""},{"$f":"IF(A73=\"\",\"\",IF(COUNTIF(BuildingSpecificSpaceTypes,AQ73)>0,INDIRECT(\"'Space-by-Space Method'!F\"&ROUNDDOWN((ROW(A73)-52)/50,0)+4),\"\"))","v":""},{"$f":"IF(A73=\"\",\"\",INDIRECT(\"'Fixture Schedule'!D\"&MOD(ROW(A73)-52,50)+9))","v":""},{"$f":"IF(A73=\"\",\"\",IF(AR73=\"\",\"\",INDIRECT(\"'Fixture Schedule'!K\"&MOD(ROW(A73)-52,50)+9)))","v":""},"",{"$f":"IF(A73=\"\",\"\",INDIRECT(\"'Fixture Schedule'!L\"&MOD(ROW(A73)-52,50)+9))","v":""},null,null,null,null,null,null,null,null,null,null,null,null,null,{"$f":"INDIRECT(\"'Space-by-Space Method'!\"&SUBSTITUTE(ADDRESS(1,MOD(ROW(A73)-52,50)+10,4),\"1\",\"\")&ROUNDDOWN((ROW(A73)-52)/50,0)+4)","v":0},{"$f":"LEFT(INDIRECT(\"'Space-by-Space Method'!BJ\"&ROUNDDOWN((ROW(A73)-52)/50,0)+4),3)","v":""},{"$f":"INDIRECT(\"'Fixture Schedule'!L\"&MOD(ROW(A73)-52,50)+9)","v":0},{"$f":"INDIRECT(\"'Fixture Schedule'!O\"&MOD(ROW(A73)-52,50)+9)","v":0},{"$f":"INDIRECT(\"'Space-by-Space Method'!F\"&ROUNDDOWN((ROW(A73)-52)/50,0)+4)","v":0},{"$f":"INDIRECT(\"'Fixture Schedule'!L\"&MOD(ROW(A73)-52,50)+9)","v":0},{"$f":"INDIRECT(\"'Space-by-Space Method'!D\"&ROUNDDOWN((ROW(A73)-52)/50,0)+4)","v":0},{"$f":"INDIRECT(\"'Space-by-Space Method'!E\"&ROUNDDOWN((ROW(A73)-52)/50,0)+4)","v":1}]
[{"$f":"IF(InteriorCalcType=2,IF(OR(AM74=0,AN74=\"DNQ\")=TRUE,\"\",INDIRECT(\"'Fixture Schedule'!M\"&MOD(ROW(A74)-52,50)+9)),\"\")","v":""},{"$f":"IF(A74=\"\",\"\",INDIRECT(\"'Fixture Schedule'!E\"&MOD(ROW(A74)-52,50)+9))","v":""},{"$f":"IF(A74=\"\",\"\",INDIRECT(\"'Fixture Schedule'!F\"&MOD(ROW(A74)-52,50)+9))","v":""},{"$f":"IF(A74=\"\",\"\",INDIRECT(\"'Fixture Schedule'!L\"&MOD(ROW(A74)-52,50)+9))","v":""},"",null,null,{"$f":"IF(A74=\"\",\"\",IF(AP74=1,Summary!$C$12*(AO74)/(SUM('Space-by-Space Method'!$BO$4:$BO$78,SUM('Exterior Lighting'!$BL$5:$BL$25))),0))","v":""},{"$f":"IF(A74=\"\",\"\",IF(START!$B$34=1,INDIRECT(\"'Space-by-Space Method'!\"&SUBSTITUTE(ADDRESS(1,MOD(ROW(A74)-52,50)+10,4),\"1\",\"\")&ROUNDDOWN((ROW(A74)-52)/50,0)+4),\"\"))","v":""},{"$f":"IF(A74=\"\",\"\",IF(AP74=1,Summary!$F$11*(AO74)/(SUM('Space-by-Space Method'!$BO$4:$BO$78,SUM('Exterior Lighting'!$BL$5:$BL$25))),0))","v":""},{"$f":"IF(A74=\"\",\"\",IF(AP74=1,Summary!$E$11*(AO74)/(SUM('Space-by-Space Method'!$BO$4:$BO$78,SUM('Exterior Lighting'!$BL$5:$BL$25))),0))","v":""},{"$f":"IF(A74=\"\",\"\",IF(AP74=1,Summary!$G$11*(AO74)/(SUM('Space-by-Space Method'!$BO$4:$BO$78,SUM('Exterior Lighting'!$BL$5:$BL$25))),0))","v":""},{"$f":"IF(A74=\"\",\"\",IF(AP74=1,Summary!$H$11*(AO74)/(SUM('Space-by-Space Method'!$BO$4:$BO$78)),0))","v":""},{"$f":"IF(A74=\"\",\"\",IF(AP74=1,Summary!$I$11*(AO74)/(SUM('Space-by-Space Method'!$BO$4:$BO$78)),0))","v":""},null,null,null,{"$f":"IF(A74=\"\",\"\",IF(START!$B$34=2,INDIRECT(\"'Space-by-Space Method'!\"&SUBSTITUTE(ADDRESS(1,MOD(ROW(A74)-52,50)+10,4),\"1\",\"\")&ROUNDDOWN((ROW(A74)-52)/50,0)+4),\"\"))","v":""},{"$f":"IF(A74=\"\",\"\",INDIRECT(\"'Space-by-Space Method'!C\"&ROUNDDOWN((ROW(A74)-52)/50,0)+4))","v":""},{"$f":"IF(A74=\"\",\"\",IF(COUNTIF(CommonSpaceTypes,AQ74)>0,INDIRECT(\"'Space-by-Space Method'!F\"&ROUNDDOWN((ROW(A74)-52)/50,0)+4),\"\"))","v":""},{"$f":"IF(A74=\"\",\"\",IF(COUNTIF(BuildingSpecificSpaceTypes,AQ74)>0,INDIRECT(\"'Space-by-Space Method'!F\"&ROUNDDOWN((ROW(A74)-52)/50,0)+4),\"\"))","v":""},{"$f":"IF(A74=\"\",\"\",INDIRECT(\"'Fixture Schedule'!D\"&MOD(ROW(A74)-52,50)+9))","v":""},{"$f":"IF(A74=\"\",\"\",IF(AR74=\"\",\"\",INDIRECT(\"'Fixture Schedule'!K\"&MOD(ROW(A74)-52,50)+9)))","v":""},"",{"$f":"IF(A74=\"\",\"\",INDIRECT(\"'Fixture Schedule'!L\"&MOD(ROW(A74)-52,50)+9))","v":""},null,null,null,null,null,null,null,null,null,null,null,null,null,{"$f":"INDIRECT(\"'Space-by-Space Method'!\"&SUBSTITUTE(ADDRESS(1,MOD(ROW(A74)-52,50)+10,4),\"1\",\"\")&ROUNDDOWN((ROW(A74)-52)/50,0)+4)","v":0},{"$f":"LEFT(INDIRECT(\"'Space-by-Space Method'!BJ\"&ROUNDDOWN((ROW(A74)-52)/50,0)+4),3)","v":""},{"$f":"INDIRECT(\"'Fixture Schedule'!L\"&MOD(ROW(A74)-52,50)+9)","v":0},{"$f":"INDIRECT(\"'Fixture Schedule'!O\"&MOD(ROW(A74)-52,50)+9)","v":0},{"$f":"INDIRECT(\"'Space-by-Space Method'!F\"&ROUNDDOWN((ROW(A74)-52)/50,0)+4)","v":0},{"$f":"INDIRECT(\"'Fixture Schedule'!L\"&MOD(ROW(A74)-52,50)+9)","v":0},{"$f":"INDIRECT(\"'Space-by-Space Method'!D\"&ROUNDDOWN((ROW(A74)-52)/50,0)+4)","v":0},{"$f":"INDIRECT(\"'Space-by-Space Method'!E\"&ROUNDDOWN((ROW(A74)-52)/50,0)+4)","v":1}]
[{"$f":"IF(InteriorCalcType=2,IF(OR(AM75=0,AN75=\"DNQ\")=TRUE,\"\",INDIRECT(\"'Fixture Schedule'!M\"&MOD(ROW(A75)-52,50)+9)),\"\")","v":""},{"$f":"IF(A75=\"\",\"\",INDIRECT(\"'Fixture Schedule'!E\"&MOD(ROW(A75)-52,50)+9))","v":""},{"$f":"IF(A75=\"\",\"\",INDIRECT(\"'Fixture Schedule'!F\"&MOD(ROW(A75)-52,50)+9))","v":""},{"$f":"IF(A75=\"\",\"\",INDIRECT(\"'Fixture Schedule'!L\"&MOD(ROW(A75)-52,50)+9))","v":""},"",null,null,{"$f":"IF(A75=\"\",\"\",IF(AP75=1,Summary!$C$12*(AO75)/(SUM('Space-by-Space Method'!$BO$4:$BO$78,SUM('Exterior Lighting'!$BL$5:$BL$25))),0))","v":""},{"$f":"IF(A75=\"\",\"\",IF(START!$B$34=1,INDIRECT(\"'Space-by-Space Method'!\"&SUBSTITUTE(ADDRESS(1,MOD(ROW(A75)-52,50)+10,4),\"1\",\"\")&ROUNDDOWN((ROW(A75)-52)/50,0)+4),\"\"))","v":""},{"$f":"IF(A75=\"\",\"\",IF(AP75=1,Summary!$F$11*(AO75)/(SUM('Space-by-Space Method'!$BO$4:$BO$78,SUM('Exterior Lighting'!$BL$5:$BL$25))),0))","v":""},{"$f":"IF(A75=\"\",\"\",IF(AP75=1,Summary!$E$11*(AO75)/(SUM('Space-by-Space Method'!$BO$4:$BO$78,SUM('Exterior Lighting'!$BL$5:$BL$25))),0))","v":""},{"$f":"IF(A75=\"\",\"\",IF(AP75=1,Summary!$G$11*(AO75)/(SUM('Space-by-Space Method'!$BO$4:$BO$78,SUM('Exterior Lighting'!$BL$5:$BL$25))),0))","v":""},{"$f":"IF(A75=\"\",\"\",IF(AP75=1,Summary!$H$11*(AO75)/(SUM('Space-by-Space Method'!$BO$4:$BO$78)),0))","v":""},{"$f":"IF(A75=\"\",\"\",IF(AP75=1,Summary!$I$11*(AO75)/(SUM('Space-by-Space Method'!$BO$4:$BO$78)),0))","v":""},null,null,null,{"$f":"IF(A75=\"\",\"\",IF(START!$B$34=2,INDIRECT(\"'Space-by-Space Method'!\"&SUBSTITUTE(ADDRESS(1,MOD(ROW(A75)-52,50)+10,4),\"1\",\"\")&ROUNDDOWN((ROW(A75)-52)/50,0)+4),\"\"))","v":""},{"$f":"IF(A75=\"\",\"\",INDIRECT(\"'Space-by-Space Method'!C\"&ROUNDDOWN((ROW(A75)-52)/50,0)+4))","v":""},{"$f":"IF(A75=\"\",\"\",IF(COUNTIF(CommonSpaceTypes,AQ75)>0,INDIRECT(\"'Space-by-Space Method'!F\"&ROUNDDOWN((ROW(A75)-52)/50,0)+4),\"\"))","v":""},{"$f":"IF(A75=\"\",\"\",IF(COUNTIF(BuildingSpecificSpaceTypes,AQ75)>0,INDIRECT(\"'Space-by-Space Method'!F\"&ROUNDDOWN((ROW(A75)-52)/50,0)+4),\"\"))","v":""},{"$f":"IF(A75=\"\",\"\",INDIRECT(\"'Fixture Schedule'!D\"&MOD(ROW(A75)-52,50)+9))","v":""},{"$f":"IF(A75=\"\",\"\",IF(AR75=\"\",\"\",INDIRECT(\"'Fixture Schedule'!K\"&MOD(ROW(A75)-52,50)+9)))","v":""},"",{"$f":"IF(A75=\"\",\"\",INDIRECT(\"'Fixture Schedule'!L\"&MOD(ROW(A75)-52,50)+9))","v":""},null,null,null,null,null,null,null,null,null,null,null,null,null,{"$f":"INDIRECT(\"'Space-by-Space Method'!\"&SUBSTITUTE(ADDRESS(1,MOD(ROW(A75)-52,50)+10,4),\"1\",\"\")&ROUNDDOWN((ROW(A75)-52)/50,0)+4)","v":0},{"$f":"LEFT(INDIRECT(\"'Space-by-Space Method'!BJ\"&ROUNDDOWN((ROW(A75)-52)/50,0)+4),3)","v":""},{"$f":"INDIRECT(\"'Fixture Schedule'!L\"&MOD(ROW(A75)-52,50)+9)","v":0},{"$f":"INDIRECT(\"'Fixture Schedule'!O\"&MOD(ROW(A75)-52,50)+9)","v":0},{"$f":"INDIRECT(\"'Space-by-Space Method'!F\"&ROUNDDOWN((ROW(A75)-52)/50,0)+4)","v":0},{"$f":"INDIRECT(\"'Fixture Schedule'!L\"&MOD(ROW(A75)-52,50)+9)","v":0},{"$f":"INDIRECT(\"'Space-by-Space Method'!D\"&ROUNDDOWN((ROW(A75)-52)/50,0)+4)","v":0},{"$f":"INDIRECT(\"'Space-by-Space Method'!E\"&ROUNDDOWN((ROW(A75)-52)/50,0)+4)","v":1}]
[{"$f":"IF(InteriorCalcType=2,IF(OR(AM76=0,AN76=\"DNQ\")=TRUE,\"\",INDIRECT(\"'Fixture Schedule'!M\"&MOD(ROW(A76)-52,50)+9)),\"\")","v":""},{"$f":"IF(A76=\"\",\"\",INDIRECT(\"'Fixture Schedule'!E\"&MOD(ROW(A76)-52,50)+9))","v":""},{"$f":"IF(A76=\"\",\"\",INDIRECT(\"'Fixture Schedule'!F\"&MOD(ROW(A76)-52,50)+9))","v":""},{"$f":"IF(A76=\"\",\"\",INDIRECT(\"'Fixture Schedule'!L\"&MOD(ROW(A76)-52,50)+9))","v":""},"",null,null,{"$f":"IF(A76=\"\",\"\",IF(AP76=1,Summary!$C$12*(AO76)/(SUM('Space-by-Space Method'!$BO$4:$BO$78,SUM('Exterior Lighting'!$BL$5:$BL$25))),0))","v":""},{"$f":"IF(A76=\"\",\"\",IF(START!$B$34=1,INDIRECT(\"'Space-by-Space Method'!\"&SUBSTITUTE(ADDRESS(1,MOD(ROW(A76)-52,50)+10,4),\"1\",\"\")&ROUNDDOWN((ROW(A76)-52)/50,0)+4),\"\"))","v":""},{"$f":"IF(A76=\"\",\"\",IF(AP76=1,Summary!$F$11*(AO76)/(SUM('Space-by-Space Method'!$BO$4:$BO$78,SUM('Exterior Lighting'!$BL$5:$BL$25))),0))","v":""},{"$f":"IF(A76=\"\",\"\",IF(AP76=1,Summary!$E$11*(AO76)/(SUM('Space-by-Space Method'!$BO$4:$BO$78,SUM('Exterior Lighting'!$BL$5:$BL$25))),0))","v":""},{"$f":"IF(A76=\"\",\"\",IF(AP76=1,Summary!$G$11*(AO76)/(SUM('Space-by-Space Method'!$BO$4:$BO$78,SUM('Exterior Lighting'!$BL$5:$BL$25))),0))","v":""},{"$f":"IF(A76=\"\",\"\",IF(AP76=1,Summary!$H$11*(AO76)/(SUM('Space-by-Space Method'!$BO$4:$BO$78)),0))","v":""},{"$f":"IF(A76=\"\",\"\",IF(AP76=1,Summary!$I$11*(AO76)/(SUM('Space-by-Space Method'!$BO$4:$BO$78)),0))","v":""},null,null,null,{"$f":"IF(A76=\"\",\"\",IF(START!$B$34=2,INDIRECT(\"'Space-by-Space Method'!\"&SUBSTITUTE(ADDRESS(1,MOD(ROW(A76)-52,50)+10,4),\"1\",\"\")&ROUNDDOWN((ROW(A76)-52)/50,0)+4),\"\"))","v":""},{"$f":"IF(A76=\"\",\"\",INDIRECT(\"'Space-by-Space Method'!C\"&ROUNDDOWN((ROW(A76)-52)/50,0)+4))","v":""},{"$f":"IF(A76=\"\",\"\",IF(COUNTIF(CommonSpaceTypes,AQ76)>0,INDIRECT(\"'Space-by-Space Method'!F\"&ROUNDDOWN((ROW(A76)-52)/50,0)+4),\"\"))","v":""},{"$f":"IF(A76=\"\",\"\",IF(COUNTIF(BuildingSpecificSpaceTypes,AQ76)>0,INDIRECT(\"'Space-by-Space Method'!F\"&ROUNDDOWN((ROW(A76)-52)/50,0)+4),\"\"))","v":""},{"$f":"IF(A76=\"\",\"\",INDIRECT(\"'Fixture Schedule'!D\"&MOD(ROW(A76)-52,50)+9))","v":""},{"$f":"IF(A76=\"\",\"\",IF(AR76=\"\",\"\",INDIRECT(\"'Fixture Schedule'!K\"&MOD(ROW(A76)-52,50)+9)))","v":""},"",{"$f":"IF(A76=\"\",\"\",INDIRECT(\"'Fixture Schedule'!L\"&MOD(ROW(A76)-52,50)+9))","v":""},null,null,null,null,null,null,null,null,null,null,null,null,null,{"$f":"INDIRECT(\"'Space-by-Space Method'!\"&SUBSTITUTE(ADDRESS(1,MOD(ROW(A76)-52,50)+10,4),\"1\",\"\")&ROUNDDOWN((ROW(A76)-52)/50,0)+4)","v":0},{"$f":"LEFT(INDIRECT(\"'Space-by-Space Method'!BJ\"&ROUNDDOWN((ROW(A76)-52)/50,0)+4),3)","v":""},{"$f":"INDIRECT(\"'Fixture Schedule'!L\"&MOD(ROW(A76)-52,50)+9)","v":0},{"$f":"INDIRECT(\"'Fixture Schedule'!O\"&MOD(ROW(A76)-52,50)+9)","v":0},{"$f":"INDIRECT(\"'Space-by-Space Method'!F\"&ROUNDDOWN((ROW(A76)-52)/50,0)+4)","v":0},{"$f":"INDIRECT(\"'Fixture Schedule'!L\"&MOD(ROW(A76)-52,50)+9)","v":0},{"$f":"INDIRECT(\"'Space-by-Space Method'!D\"&ROUNDDOWN((ROW(A76)-52)/50,0)+4)","v":0},{"$f":"INDIRECT(\"'Space-by-Space Method'!E\"&ROUNDDOWN((ROW(A76)-52)/50,0)+4)","v":1}]
[{"$f":"IF(InteriorCalcType=2,IF(OR(AM77=0,AN77=\"DNQ\")=TRUE,\"\",INDIRECT(\"'Fixture Schedule'!M\"&MOD(ROW(A77)-52,50)+9)),\"\")","v":""},{"$f":"IF(A77=\"\",\"\",INDIRECT(\"'Fixture Schedule'!E\"&MOD(ROW(A77)-52,50)+9))","v":""},{"$f":"IF(A77=\"\",\"\",INDIRECT(\"'Fixture Schedule'!F\"&MOD(ROW(A77)-52,50)+9))","v":""},{"$f":"IF(A77=\"\",\"\",INDIRECT(\"'Fixture Schedule'!L\"&MOD(ROW(A77)-52,50)+9))","v":""},"",null,null,{"$f":"IF(A77=\"\",\"\",IF(AP77=1,Summary!$C$12*(AO77)/(SUM('Space-by-Space Method'!$BO$4:$BO$78,SUM('Exterior Lighting'!$BL$5:$BL$25))),0))","v":""},{"$f":"IF(A77=\"\",\"\",IF(START!$B$34=1,INDIRECT(\"'Space-by-Space Method'!\"&SUBSTITUTE(ADDRESS(1,MOD(ROW(A77)-52,50)+10,4),\"1\",\"\")&ROUNDDOWN((ROW(A77)-52)/50,0)+4),\"\"))","v":""},{"$f":"IF(A77=\"\",\"\",IF(AP77=1,Summary!$F$11*(AO77)/(SUM('Space-by-Space Method'!$BO$4:$BO$78,SUM('Exterior Lighting'!$BL$5:$BL$25))),0))","v":""},{"$f":"IF(A77=\"\",\"\",IF(AP77=1,Summary!$E$11*(AO77)/(SUM('Space-by-Space Method'!$BO$4:$BO$78,SUM('Exterior Lighting'!$BL$5:$BL$25))),0))","v":""},{"$f":"IF(A77=\"\",\"\",IF(AP77=1,Summary!$G$11*(AO77)/(SUM('Space-by-Space Method'!$BO$4:$BO$78,SUM('Exterior Lighting'!$BL$5:$BL$25))),0))","v":""},{"$f":"IF(A77=\"\",\"\",IF(AP77=1,Summary!$H$11*(AO77)/(SUM('Space-by-Space Method'!$BO$4:$BO$78)),0))","v":""},{"$f":"IF(A77=\"\",\"\",IF(AP77=1,Summary!$I$11*(AO77)/(SUM('Space-by-Space Method'!$BO$4:$BO$78)),0))","v":""},null,null,null,{"$f":"IF(A77=\"\",\"\",IF(START!$B$34=2,INDIRECT(\"'Space-by-Space Method'!\"&SUBSTITUTE(ADDRESS(1,MOD(ROW(A77)-52,50)+10,4),\"1\",\"\")&ROUNDDOWN((ROW(A77)-52)/50,0)+4),\"\"))","v":""},{"$f":"IF(A77=\"\",\"\",INDIRECT(\"'Space-by-Space Method'!C\"&ROUNDDOWN((ROW(A77)-52)/50,0)+4))","v":""},{"$f":"IF(A77=\"\",\"\",IF(COUNTIF(CommonSpaceTypes,AQ77)>0,INDIRECT(\"'Space-by-Space Method'!F\"&ROUNDDOWN((ROW(A77)-52)/50,0)+4),\"\"))","v":""},{"$f":"IF(A77=\"\",\"\",IF(COUNTIF(BuildingSpecificSpaceTypes,AQ77)>0,INDIRECT(\"'Space-by-Space Method'!F\"&ROUNDDOWN((ROW(A77)-52)/50,0)+4),\"\"))","v":""},{"$f":"IF(A77=\"\",\"\",INDIRECT(\"'Fixture Schedule'!D\"&MOD(ROW(A77)-52,50)+9))","v":""},{"$f":"IF(A77=\"\",\"\",IF(AR77=\"\",\"\",INDIRECT(\"'Fixture Schedule'!K\"&MOD(ROW(A77)-52,50)+9)))","v":""},"",{"$f":"IF(A77=\"\",\"\",INDIRECT(\"'Fixture Schedule'!L\"&MOD(ROW(A77)-52,50)+9))","v":""},null,null,null,null,null,null,null,null,null,null,null,null,null,{"$f":"INDIRECT(\"'Space-by-Space Method'!\"&SUBSTITUTE(ADDRESS(1,MOD(ROW(A77)-52,50)+10,4),\"1\",\"\")&ROUNDDOWN((ROW(A77)-52)/50,0)+4)","v":0},{"$f":"LEFT(INDIRECT(\"'Space-by-Space Method'!BJ\"&ROUNDDOWN((ROW(A77)-52)/50,0)+4),3)","v":""},{"$f":"INDIRECT(\"'Fixture Schedule'!L\"&MOD(ROW(A77)-52,50)+9)","v":0},{"$f":"INDIRECT(\"'Fixture Schedule'!O\"&MOD(ROW(A77)-52,50)+9)","v":0},{"$f":"INDIRECT(\"'Space-by-Space Method'!F\"&ROUNDDOWN((ROW(A77)-52)/50,0)+4)","v":0},{"$f":"INDIRECT(\"'Fixture Schedule'!L\"&MOD(ROW(A77)-52,50)+9)","v":0},{"$f":"INDIRECT(\"'Space-by-Space Method'!D\"&ROUNDDOWN((ROW(A77)-52)/50,0)+4)","v":0},{"$f":"INDIRECT(\"'Space-by-Space Method'!E\"&ROUNDDOWN((ROW(A77)-52)/50,0)+4)","v":1}]
[{"$f":"IF(InteriorCalcType=2,IF(OR(AM78=0,AN78=\"DNQ\")=TRUE,\"\",INDIRECT(\"'Fixture Schedule'!M\"&MOD(ROW(A78)-52,50)+9)),\"\")","v":""},{"$f":"IF(A78=\"\",\"\",INDIRECT(\"'Fixture Schedule'!E\"&MOD(ROW(A78)-52,50)+9))","v":""},{"$f":"IF(A78=\"\",\"\",INDIRECT(\"'Fixture Schedule'!F\"&MOD(ROW(A78)-52,50)+9))","v":""},{"$f":"IF(A78=\"\",\"\",INDIRECT(\"'Fixture Schedule'!L\"&MOD(ROW(A78)-52,50)+9))","v":""},"",null,null,{"$f":"IF(A78=\"\",\"\",IF(AP78=1,Summary!$C$12*(AO78)/(SUM('Space-by-Space Method'!$BO$4:$BO$78,SUM('Exterior Lighting'!$BL$5:$BL$25))),0))","v":""},{"$f":"IF(A78=\"\",\"\",IF(START!$B$34=1,INDIRECT(\"'Space-by-Space Method'!\"&SUBSTITUTE(ADDRESS(1,MOD(ROW(A78)-52,50)+10,4),\"1\",\"\")&ROUNDDOWN((ROW(A78)-52)/50,0)+4),\"\"))","v":""},{"$f":"IF(A78=\"\",\"\",IF(AP78=1,Summary!$F$11*(AO78)/(SUM('Space-by-Space Method'!$BO$4:$BO$78,SUM('Exterior Lighting'!$BL$5:$BL$25))),0))","v":""},{"$f":"IF(A78=\"\",\"\",IF(AP78=1,Summary!$E$11*(AO78)/(SUM('Space-by-Space Method'!$BO$4:$BO$78,SUM('Exterior Lighting'!$BL$5:$BL$25))),0))","v":""},{"$f":"IF(A78=\"\",\"\",IF(AP78=1,Summary!$G$11*(AO78)/(SUM('Space-by-Space Method'!$BO$4:$BO$78,SUM('Exterior Lighting'!$BL$5:$BL$25))),0))","v":""},{"$f":"IF(A78=\"\",\"\",IF(AP78=1,Summary!$H$11*(AO78)/(SUM('Space-by-Space Method'!$BO$4:$BO$78)),0))","v":""},{"$f":"IF(A78=\"\",\"\",IF(AP78=1,Summary!$I$11*(AO78)/(SUM('Space-by-Space Method'!$BO$4:$BO$78)),0))","v":""},null,null,null,{"$f":"IF(A78=\"\",\"\",IF(START!$B$34=2,INDIRECT(\"'Space-by-Space Method'!\"&SUBSTITUTE(ADDRESS(1,MOD(ROW(A78)-52,50)+10,4),\"1\",\"\")&ROUNDDOWN((ROW(A78)-52)/50,0)+4),\"\"))","v":""},{"$f":"IF(A78=\"\",\"\",INDIRECT(\"'Space-by-Space Method'!C\"&ROUNDDOWN((ROW(A78)-52)/50,0)+4))","v":""},{"$f":"IF(A78=\"\",\"\",IF(COUNTIF(CommonSpaceTypes,AQ78)>0,INDIRECT(\"'Space-by-Space Method'!F\"&ROUNDDOWN((ROW(A78)-52)/50,0)+4),\"\"))","v":""},{"$f":"IF(A78=\"\",\"\",IF(COUNTIF(BuildingSpecificSpaceTypes,AQ78)>0,INDIRECT(\"'Space-by-Space Method'!F\"&ROUNDDOWN((ROW(A78)-52)/50,0)+4),\"\"))","v":""},{"$f":"IF(A78=\"\",\"\",INDIRECT(\"'Fixture Schedule'!D\"&MOD(ROW(A78)-52,50)+9))","v":""},{"$f":"IF(A78=\"\",\"\",IF(AR78=\"\",\"\",INDIRECT(\"'Fixture Schedule'!K\"&MOD(ROW(A78)-52,50)+9)))","v":""},"",{"$f":"IF(A78=\"\",\"\",INDIRECT(\"'Fixture Schedule'!L\"&MOD(ROW(A78)-52,50)+9))","v":""},null,null,null,null,null,null,null,null,null,null,null,null,null,{"$f":"INDIRECT(\"'Space-by-Space Method'!\"&SUBSTITUTE(ADDRESS(1,MOD(ROW(A78)-52,50)+10,4),\"1\",\"\")&ROUNDDOWN((ROW(A78)-52)/50,0)+4)","v":0},{"$f":"LEFT(INDIRECT(\"'Space-by-Space Method'!BJ\"&ROUNDDOWN((ROW(A78)-52)/50,0)+4),3)","v":""},{"$f":"INDIRECT(\"'Fixture Schedule'!L\"&MOD(ROW(A78)-52,50)+9)","v":0},{"$f":"INDIRECT(\"'Fixture Schedule'!O\"&MOD(ROW(A78)-52,50)+9)","v":0},{"$f":"INDIRECT(\"'Space-by-Space Method'!F\"&ROUNDDOWN((ROW(A78)-52)/50,0)+4)","v":0},{"$f":"INDIRECT(\"'Fixture Schedule'!L\"&MOD(ROW(A78)-52,50)+9)","v":0},{"$f":"INDIRECT(\"'Space-by-Space Method'!D\"&ROUNDDOWN((ROW(A78)-52)/50,0)+4)","v":0},{"$f":"INDIRECT(\"'Space-by-Space Method'!E\"&ROUNDDOWN((ROW(A78)-52)/50,0)+4)","v":1}]
[{"$f":"IF(InteriorCalcType=2,IF(OR(AM79=0,AN79=\"DNQ\")=TRUE,\"\",INDIRECT(\"'Fixture Schedule'!M\"&MOD(ROW(A79)-52,50)+9)),\"\")","v":""},{"$f":"IF(A79=\"\",\"\",INDIRECT(\"'Fixture Schedule'!E\"&MOD(ROW(A79)-52,50)+9))","v":""},{"$f":"IF(A79=\"\",\"\",INDIRECT(\"'Fixture Schedule'!F\"&MOD(ROW(A79)-52,50)+9))","v":""},{"$f":"IF(A79=\"\",\"\",INDIRECT(\"'Fixture Schedule'!L\"&MOD(ROW(A79)-52,50)+9))","v":""},"",null,null,{"$f":"IF(A79=\"\",\"\",IF(AP79=1,Summary!$C$12*(AO79)/(SUM('Space-by-Space Method'!$BO$4:$BO$78,SUM('Exterior Lighting'!$BL$5:$BL$25))),0))","v":""},{"$f":"IF(A79=\"\",\"\",IF(START!$B$34=1,INDIRECT(\"'Space-by-Space Method'!\"&SUBSTITUTE(ADDRESS(1,MOD(ROW(A79)-52,50)+10,4),\"1\",\"\")&ROUNDDOWN((ROW(A79)-52)/50,0)+4),\"\"))","v":""},{"$f":"IF(A79=\"\",\"\",IF(AP79=1,Summary!$F$11*(AO79)/(SUM('Space-by-Space Method'!$BO$4:$BO$78,SUM('Exterior Lighting'!$BL$5:$BL$25))),0))","v":""},{"$f":"IF(A79=\"\",\"\",IF(AP79=1,Summary!$E$11*(AO79)/(SUM('Space-by-Space Method'!$BO$4:$BO$78,SUM('Exterior Lighting'!$BL$5:$BL$25))),0))","v":""},{"$f":"IF(A79=\"\",\"\",IF(AP79=1,Summary!$G$11*(AO79)/(SUM('Space-by-Space Method'!$BO$4:$BO$78,SUM('Exterior Lighting'!$BL$5:$BL$25))),0))","v":""},{"$f":"IF(A79=\"\",\"\",IF(AP79=1,Summary!$H$11*(AO79)/(SUM('Space-by-Space Method'!$BO$4:$BO$78)),0))","v":""},{"$f":"IF(A79=\"\",\"\",IF(AP79=1,Summary!$I$11*(AO79)/(SUM('Space-by-Space Method'!$BO$4:$BO$78)),0))","v":""},null,null,null,{"$f":"IF(A79=\"\",\"\",IF(START!$B$34=2,INDIRECT(\"'Space-by-Space Method'!\"&SUBSTITUTE(ADDRESS(1,MOD(ROW(A79)-52,50)+10,4),\"1\",\"\")&ROUNDDOWN((ROW(A79)-52)/50,0)+4),\"\"))","v":""},{"$f":"IF(A79=\"\",\"\",INDIRECT(\"'Space-by-Space Method'!C\"&ROUNDDOWN((ROW(A79)-52)/50,0)+4))","v":""},{"$f":"IF(A79=\"\",\"\",IF(COUNTIF(CommonSpaceTypes,AQ79)>0,INDIRECT(\"'Space-by-Space Method'!F\"&ROUNDDOWN((ROW(A79)-52)/50,0)+4),\"\"))","v":""},{"$f":"IF(A79=\"\",\"\",IF(COUNTIF(BuildingSpecificSpaceTypes,AQ79)>0,INDIRECT(\"'Space-by-Space Method'!F\"&ROUNDDOWN((ROW(A79)-52)/50,0)+4),\"\"))","v":""},{"$f":"IF(A79=\"\",\"\",INDIRECT(\"'Fixture Schedule'!D\"&MOD(ROW(A79)-52,50)+9))","v":""},{"$f":"IF(A79=\"\",\"\",IF(AR79=\"\",\"\",INDIRECT(\"'Fixture Schedule'!K\"&MOD(ROW(A79)-52,50)+9)))","v":""},"",{"$f":"IF(A79=\"\",\"\",INDIRECT(\"'Fixture Schedule'!L\"&MOD(ROW(A79)-52,50)+9))","v":""},null,null,null,null,null,null,null,null,null,null,null,null,null,{"$f":"INDIRECT(\"'Space-by-Space Method'!\"&SUBSTITUTE(ADDRESS(1,MOD(ROW(A79)-52,50)+10,4),\"1\",\"\")&ROUNDDOWN((ROW(A79)-52)/50,0)+4)","v":0},{"$f":"LEFT(INDIRECT(\"'Space-by-Space Method'!BJ\"&ROUNDDOWN((ROW(A79)-52)/50,0)+4),3)","v":""},{"$f":"INDIRECT(\"'Fixture Schedule'!L\"&MOD(ROW(A79)-52,50)+9)","v":0},{"$f":"INDIRECT(\"'Fixture Schedule'!O\"&MOD(ROW(A79)-52,50)+9)","v":0},{"$f":"INDIRECT(\"'Space-by-Space Method'!F\"&ROUNDDOWN((ROW(A79)-52)/50,0)+4)","v":0},{"$f":"INDIRECT(\"'Fixture Schedule'!L\"&MOD(ROW(A79)-52,50)+9)","v":0},{"$f":"INDIRECT(\"'Space-by-Space Method'!D\"&ROUNDDOWN((ROW(A79)-52)/50,0)+4)","v":0},{"$f":"INDIRECT(\"'Space-by-Space Method'!E\"&ROUNDDOWN((ROW(A79)-52)/50,0)+4)","v":1}]
[{"$f":"IF(InteriorCalcType=2,IF(OR(AM80=0,AN80=\"DNQ\")=TRUE,\"\",INDIRECT(\"'Fixture Schedule'!M\"&MOD(ROW(A80)-52,50)+9)),\"\")","v":""},{"$f":"IF(A80=\"\",\"\",INDIRECT(\"'Fixture Schedule'!E\"&MOD(ROW(A80)-52,50)+9))","v":""},{"$f":"IF(A80=\"\",\"\",INDIRECT(\"'Fixture Schedule'!F\"&MOD(ROW(A80)-52,50)+9))","v":""},{"$f":"IF(A80=\"\",\"\",INDIRECT(\"'Fixture Schedule'!L\"&MOD(ROW(A80)-52,50)+9))","v":""},"",null,null,{"$f":"IF(A80=\"\",\"\",IF(AP80=1,Summary!$C$12*(AO80)/(SUM('Space-by-Space Method'!$BO$4:$BO$78,SUM('Exterior Lighting'!$BL$5:$BL$25))),0))","v":""},{"$f":"IF(A80=\"\",\"\",IF(START!$B$34=1,INDIRECT(\"'Space-by-Space Method'!\"&SUBSTITUTE(ADDRESS(1,MOD(ROW(A80)-52,50)+10,4),\"1\",\"\")&ROUNDDOWN((ROW(A80)-52)/50,0)+4),\"\"))","v":""},{"$f":"IF(A80=\"\",\"\",IF(AP80=1,Summary!$F$11*(AO80)/(SUM('Space-by-Space Method'!$BO$4:$BO$78,SUM('Exterior Lighting'!$BL$5:$BL$25))),0))","v":""},{"$f":"IF(A80=\"\",\"\",IF(AP80=1,Summary!$E$11*(AO80)/(SUM('Space-by-Space Method'!$BO$4:$BO$78,SUM('Exterior Lighting'!$BL$5:$BL$25))),0))","v":""},{"$f":"IF(A80=\"\",\"\",IF(AP80=1,Summary!$G$11*(AO80)/(SUM('Space-by-Space Method'!$BO$4:$BO$78,SUM('Exterior Lighting'!$BL$5:$BL$25))),0))","v":""},{"$f":"IF(A80=\"\",\"\",IF(AP80=1,Summary!$H$11*(AO80)/(SUM('Space-by-Space Method'!$BO$4:$BO$78)),0))","v":""},{"$f":"IF(A80=\"\",\"\",IF(AP80=1,Summary!$I$11*(AO80)/(SUM('Space-by-Space Method'!$BO$4:$BO$78)),0))","v":""},null,null,null,{"$f":"IF(A80=\"\",\"\",IF(START!$B$34=2,INDIRECT(\"'Space-by-Space Method'!\"&SUBSTITUTE(ADDRESS(1,MOD(ROW(A80)-52,50)+10,4),\"1\",\"\")&ROUNDDOWN((ROW(A80)-52)/50,0)+4),\"\"))","v":""},{"$f":"IF(A80=\"\",\"\",INDIRECT(\"'Space-by-Space Method'!C\"&ROUNDDOWN((ROW(A80)-52)/50,0)+4))","v":""},{"$f":"IF(A80=\"\",\"\",IF(COUNTIF(CommonSpaceTypes,AQ80)>0,INDIRECT(\"'Space-by-Space Method'!F\"&ROUNDDOWN((ROW(A80)-52)/50,0)+4),\"\"))","v":""},{"$f":"IF(A80=\"\",\"\",IF(COUNTIF(BuildingSpecificSpaceTypes,AQ80)>0,INDIRECT(\"'Space-by-Space Method'!F\"&ROUNDDOWN((ROW(A80)-52)/50,0)+4),\"\"))","v":""},{"$f":"IF(A80=\"\",\"\",INDIRECT(\"'Fixture Schedule'!D\"&MOD(ROW(A80)-52,50)+9))","v":""},{"$f":"IF(A80=\"\",\"\",IF(AR80=\"\",\"\",INDIRECT(\"'Fixture Schedule'!K\"&MOD(ROW(A80)-52,50)+9)))","v":""},"",{"$f":"IF(A80=\"\",\"\",INDIRECT(\"'Fixture Schedule'!L\"&MOD(ROW(A80)-52,50)+9))","v":""},null,null,null,null,null,null,null,null,null,null,null,null,null,{"$f":"INDIRECT(\"'Space-by-Space Method'!\"&SUBSTITUTE(ADDRESS(1,MOD(ROW(A80)-52,50)+10,4),\"1\",\"\")&ROUNDDOWN((ROW(A80)-52)/50,0)+4)","v":0},{"$f":"LEFT(INDIRECT(\"'Space-by-Space Method'!BJ\"&ROUNDDOWN((ROW(A80)-52)/50,0)+4),3)","v":""},{"$f":"INDIRECT(\"'Fixture Schedule'!L\"&MOD(ROW(A80)-52,50)+9)","v":0},{"$f":"INDIRECT(\"'Fixture Schedule'!O\"&MOD(ROW(A80)-52,50)+9)","v":0},{"$f":"INDIRECT(\"'Space-by-Space Method'!F\"&ROUNDDOWN((ROW(A80)-52)/50,0)+4)","v":0},{"$f":"INDIRECT(\"'Fixture Schedule'!L\"&MOD(ROW(A80)-52,50)+9)","v":0},{"$f":"INDIRECT(\"'Space-by-Space Method'!D\"&ROUNDDOWN((ROW(A80)-52)/50,0)+4)","v":0},{"$f":"INDIRECT(\"'Space-by-Space Method'!E\"&ROUNDDOWN((ROW(A80)-52)/50,0)+4)","v":1}]
[{"$f":"IF(InteriorCalcType=2,IF(OR(AM81=0,AN81=\"DNQ\")=TRUE,\"\",INDIRECT(\"'Fixture Schedule'!M\"&MOD(ROW(A81)-52,50)+9)),\"\")","v":""},{"$f":"IF(A81=\"\",\"\",INDIRECT(\"'Fixture Schedule'!E\"&MOD(ROW(A81)-52,50)+9))","v":""},{"$f":"IF(A81=\"\",\"\",INDIRECT(\"'Fixture Schedule'!F\"&MOD(ROW(A81)-52,50)+9))","v":""},{"$f":"IF(A81=\"\",\"\",INDIRECT(\"'Fixture Schedule'!L\"&MOD(ROW(A81)-52,50)+9))","v":""},"",null,null,{"$f":"IF(A81=\"\",\"\",IF(AP81=1,Summary!$C$12*(AO81)/(SUM('Space-by-Space Method'!$BO$4:$BO$78,SUM('Exterior Lighting'!$BL$5:$BL$25))),0))","v":""},{"$f":"IF(A81=\"\",\"\",IF(START!$B$34=1,INDIRECT(\"'Space-by-Space Method'!\"&SUBSTITUTE(ADDRESS(1,MOD(ROW(A81)-52,50)+10,4),\"1\",\"\")&ROUNDDOWN((ROW(A81)-52)/50,0)+4),\"\"))","v":""},{"$f":"IF(A81=\"\",\"\",IF(AP81=1,Summary!$F$11*(AO81)/(SUM('Space-by-Space Method'!$BO$4:$BO$78,SUM('Exterior Lighting'!$BL$5:$BL$25))),0))","v":""},{"$f":"IF(A81=\"\",\"\",IF(AP81=1,Summary!$E$11*(AO81)/(SUM('Space-by-Space Method'!$BO$4:$BO$78,SUM('Exterior Lighting'!$BL$5:$BL$25))),0))","v":""},{"$f":"IF(A81=\"\",\"\",IF(AP81=1,Summary!$G$11*(AO81)/(SUM('Space-by-Space Method'!$BO$4:$BO$78,SUM('Exterior Lighting'!$BL$5:$BL$25))),0))","v":""},{"$f":"IF(A81=\"\",\"\",IF(AP81=1,Summary!$H$11*(AO81)/(SUM('Space-by-Space Method'!$BO$4:$BO$78)),0))","v":""},{"$f":"IF(A81=\"\",\"\",IF(AP81=1,Summary!$I$11*(AO81)/(SUM('Space-by-Space Method'!$BO$4:$BO$78)),0))","v":""},null,null,null,{"$f":"IF(A81=\"\",\"\",IF(START!$B$34=2,INDIRECT(\"'Space-by-Space Method'!\"&SUBSTITUTE(ADDRESS(1,MOD(ROW(A81)-52,50)+10,4),\"1\",\"\")&ROUNDDOWN((ROW(A81)-52)/50,0)+4),\"\"))","v":""},{"$f":"IF(A81=\"\",\"\",INDIRECT(\"'Space-by-Space Method'!C\"&ROUNDDOWN((ROW(A81)-52)/50,0)+4))","v":""},{"$f":"IF(A81=\"\",\"\",IF(COUNTIF(CommonSpaceTypes,AQ81)>0,INDIRECT(\"'Space-by-Space Method'!F\"&ROUNDDOWN((ROW(A81)-52)/50,0)+4),\"\"))","v":""},{"$f":"IF(A81=\"\",\"\",IF(COUNTIF(BuildingSpecificSpaceTypes,AQ81)>0,INDIRECT(\"'Space-by-Space Method'!F\"&ROUNDDOWN((ROW(A81)-52)/50,0)+4),\"\"))","v":""},{"$f":"IF(A81=\"\",\"\",INDIRECT(\"'Fixture Schedule'!D\"&MOD(ROW(A81)-52,50)+9))","v":""},{"$f":"IF(A81=\"\",\"\",IF(AR81=\"\",\"\",INDIRECT(\"'Fixture Schedule'!K\"&MOD(ROW(A81)-52,50)+9)))","v":""},"",{"$f":"IF(A81=\"\",\"\",INDIRECT(\"'Fixture Schedule'!L\"&MOD(ROW(A81)-52,50)+9))","v":""},null,null,null,null,null,null,null,null,null,null,null,null,null,{"$f":"INDIRECT(\"'Space-by-Space Method'!\"&SUBSTITUTE(ADDRESS(1,MOD(ROW(A81)-52,50)+10,4),\"1\",\"\")&ROUNDDOWN((ROW(A81)-52)/50,0)+4)","v":0},{"$f":"LEFT(INDIRECT(\"'Space-by-Space Method'!BJ\"&ROUNDDOWN((ROW(A81)-52)/50,0)+4),3)","v":""},{"$f":"INDIRECT(\"'Fixture Schedule'!L\"&MOD(ROW(A81)-52,50)+9)","v":0},{"$f":"INDIRECT(\"'Fixture Schedule'!O\"&MOD(ROW(A81)-52,50)+9)","v":0},{"$f":"INDIRECT(\"'Space-by-Space Method'!F\"&ROUNDDOWN((ROW(A81)-52)/50,0)+4)","v":0},{"$f":"INDIRECT(\"'Fixture Schedule'!L\"&MOD(ROW(A81)-52,50)+9)","v":0},{"$f":"INDIRECT(\"'Space-by-Space Method'!D\"&ROUNDDOWN((ROW(A81)-52)/50,0)+4)","v":0},{"$f":"INDIRECT(\"'Space-by-Space Method'!E\"&ROUNDDOWN((ROW(A81)-52)/50,0)+4)","v":1}]
[{"$f":"IF(InteriorCalcType=2,IF(OR(AM82=0,AN82=\"DNQ\")=TRUE,\"\",INDIRECT(\"'Fixture Schedule'!M\"&MOD(ROW(A82)-52,50)+9)),\"\")","v":""},{"$f":"IF(A82=\"\",\"\",INDIRECT(\"'Fixture Schedule'!E\"&MOD(ROW(A82)-52,50)+9))","v":""},{"$f":"IF(A82=\"\",\"\",INDIRECT(\"'Fixture Schedule'!F\"&MOD(ROW(A82)-52,50)+9))","v":""},{"$f":"IF(A82=\"\",\"\",INDIRECT(\"'Fixture Schedule'!L\"&MOD(ROW(A82)-52,50)+9))","v":""},"",null,null,{"$f":"IF(A82=\"\",\"\",IF(AP82=1,Summary!$C$12*(AO82)/(SUM('Space-by-Space Method'!$BO$4:$BO$78,SUM('Exterior Lighting'!$BL$5:$BL$25))),0))","v":""},{"$f":"IF(A82=\"\",\"\",IF(START!$B$34=1,INDIRECT(\"'Space-by-Space Method'!\"&SUBSTITUTE(ADDRESS(1,MOD(ROW(A82)-52,50)+10,4),\"1\",\"\")&ROUNDDOWN((ROW(A82)-52)/50,0)+4),\"\"))","v":""},{"$f":"IF(A82=\"\",\"\",IF(AP82=1,Summary!$F$11*(AO82)/(SUM('Space-by-Space Method'!$BO$4:$BO$78,SUM('Exterior Lighting'!$BL$5:$BL$25))),0))","v":""},{"$f":"IF(A82=\"\",\"\",IF(AP82=1,Summary!$E$11*(AO82)/(SUM('Space-by-Space Method'!$BO$4:$BO$78,SUM('Exterior Lighting'!$BL$5:$BL$25))),0))","v":""},{"$f":"IF(A82=\"\",\"\",IF(AP82=1,Summary!$G$11*(AO82)/(SUM('Space-by-Space Method'!$BO$4:$BO$78,SUM('Exterior Lighting'!$BL$5:$BL$25))),0))","v":""},{"$f":"IF(A82=\"\",\"\",IF(AP82=1,Summary!$H$11*(AO82)/(SUM('Space-by-Space Method'!$BO$4:$BO$78)),0))","v":""},{"$f":"IF(A82=\"\",\"\",IF(AP82=1,Summary!$I$11*(AO82)/(SUM('Space-by-Space Method'!$BO$4:$BO$78)),0))","v":""},null,null,null,{"$f":"IF(A82=\"\",\"\",IF(START!$B$34=2,INDIRECT(\"'Space-by-Space Method'!\"&SUBSTITUTE(ADDRESS(1,MOD(ROW(A82)-52,50)+10,4),\"1\",\"\")&ROUNDDOWN((ROW(A82)-52)/50,0)+4),\"\"))","v":""},{"$f":"IF(A82=\"\",\"\",INDIRECT(\"'Space-by-Space Method'!C\"&ROUNDDOWN((ROW(A82)-52)/50,0)+4))","v":""},{"$f":"IF(A82=\"\",\"\",IF(COUNTIF(CommonSpaceTypes,AQ82)>0,INDIRECT(\"'Space-by-Space Method'!F\"&ROUNDDOWN((ROW(A82)-52)/50,0)+4),\"\"))","v":""},{"$f":"IF(A82=\"\",\"\",IF(COUNTIF(BuildingSpecificSpaceTypes,AQ82)>0,INDIRECT(\"'Space-by-Space Method'!F\"&ROUNDDOWN((ROW(A82)-52)/50,0)+4),\"\"))","v":""},{"$f":"IF(A82=\"\",\"\",INDIRECT(\"'Fixture Schedule'!D\"&MOD(ROW(A82)-52,50)+9))","v":""},{"$f":"IF(A82=\"\",\"\",IF(AR82=\"\",\"\",INDIRECT(\"'Fixture Schedule'!K\"&MOD(ROW(A82)-52,50)+9)))","v":""},"",{"$f":"IF(A82=\"\",\"\",INDIRECT(\"'Fixture Schedule'!L\"&MOD(ROW(A82)-52,50)+9))","v":""},null,null,null,null,null,null,null,null,null,null,null,null,null,{"$f":"INDIRECT(\"'Space-by-Space Method'!\"&SUBSTITUTE(ADDRESS(1,MOD(ROW(A82)-52,50)+10,4),\"1\",\"\")&ROUNDDOWN((ROW(A82)-52)/50,0)+4)","v":0},{"$f":"LEFT(INDIRECT(\"'Space-by-Space Method'!BJ\"&ROUNDDOWN((ROW(A82)-52)/50,0)+4),3)","v":""},{"$f":"INDIRECT(\"'Fixture Schedule'!L\"&MOD(ROW(A82)-52,50)+9)","v":0},{"$f":"INDIRECT(\"'Fixture Schedule'!O\"&MOD(ROW(A82)-52,50)+9)","v":0},{"$f":"INDIRECT(\"'Space-by-Space Method'!F\"&ROUNDDOWN((ROW(A82)-52)/50,0)+4)","v":0},{"$f":"INDIRECT(\"'Fixture Schedule'!L\"&MOD(ROW(A82)-52,50)+9)","v":0},{"$f":"INDIRECT(\"'Space-by-Space Method'!D\"&ROUNDDOWN((ROW(A82)-52)/50,0)+4)","v":0},{"$f":"INDIRECT(\"'Space-by-Space Method'!E\"&ROUNDDOWN((ROW(A82)-52)/50,0)+4)","v":1}]
[{"$f":"IF(InteriorCalcType=2,IF(OR(AM83=0,AN83=\"DNQ\")=TRUE,\"\",INDIRECT(\"'Fixture Schedule'!M\"&MOD(ROW(A83)-52,50)+9)),\"\")","v":""},{"$f":"IF(A83=\"\",\"\",INDIRECT(\"'Fixture Schedule'!E\"&MOD(ROW(A83)-52,50)+9))","v":""},{"$f":"IF(A83=\"\",\"\",INDIRECT(\"'Fixture Schedule'!F\"&MOD(ROW(A83)-52,50)+9))","v":""},{"$f":"IF(A83=\"\",\"\",INDIRECT(\"'Fixture Schedule'!L\"&MOD(ROW(A83)-52,50)+9))","v":""},"",null,null,{"$f":"IF(A83=\"\",\"\",IF(AP83=1,Summary!$C$12*(AO83)/(SUM('Space-by-Space Method'!$BO$4:$BO$78,SUM('Exterior Lighting'!$BL$5:$BL$25))),0))","v":""},{"$f":"IF(A83=\"\",\"\",IF(START!$B$34=1,INDIRECT(\"'Space-by-Space Method'!\"&SUBSTITUTE(ADDRESS(1,MOD(ROW(A83)-52,50)+10,4),\"1\",\"\")&ROUNDDOWN((ROW(A83)-52)/50,0)+4),\"\"))","v":""},{"$f":"IF(A83=\"\",\"\",IF(AP83=1,Summary!$F$11*(AO83)/(SUM('Space-by-Space Method'!$BO$4:$BO$78,SUM('Exterior Lighting'!$BL$5:$BL$25))),0))","v":""},{"$f":"IF(A83=\"\",\"\",IF(AP83=1,Summary!$E$11*(AO83)/(SUM('Space-by-Space Method'!$BO$4:$BO$78,SUM('Exterior Lighting'!$BL$5:$BL$25))),0))","v":""},{"$f":"IF(A83=\"\",\"\",IF(AP83=1,Summary!$G$11*(AO83)/(SUM('Space-by-Space Method'!$BO$4:$BO$78,SUM('Exterior Lighting'!$BL$5:$BL$25))),0))","v":""},{"$f":"IF(A83=\"\",\"\",IF(AP83=1,Summary!$H$11*(AO83)/(SUM('Space-by-Space Method'!$BO$4:$BO$78)),0))","v":""},{"$f":"IF(A83=\"\",\"\",IF(AP83=1,Summary!$I$11*(AO83)/(SUM('Space-by-Space Method'!$BO$4:$BO$78)),0))","v":""},null,null,null,{"$f":"IF(A83=\"\",\"\",IF(START!$B$34=2,INDIRECT(\"'Space-by-Space Method'!\"&SUBSTITUTE(ADDRESS(1,MOD(ROW(A83)-52,50)+10,4),\"1\",\"\")&ROUNDDOWN((ROW(A83)-52)/50,0)+4),\"\"))","v":""},{"$f":"IF(A83=\"\",\"\",INDIRECT(\"'Space-by-Space Method'!C\"&ROUNDDOWN((ROW(A83)-52)/50,0)+4))","v":""},{"$f":"IF(A83=\"\",\"\",IF(COUNTIF(CommonSpaceTypes,AQ83)>0,INDIRECT(\"'Space-by-Space Method'!F\"&ROUNDDOWN((ROW(A83)-52)/50,0)+4),\"\"))","v":""},{"$f":"IF(A83=\"\",\"\",IF(COUNTIF(BuildingSpecificSpaceTypes,AQ83)>0,INDIRECT(\"'Space-by-Space Method'!F\"&ROUNDDOWN((ROW(A83)-52)/50,0)+4),\"\"))","v":""},{"$f":"IF(A83=\"\",\"\",INDIRECT(\"'Fixture Schedule'!D\"&MOD(ROW(A83)-52,50)+9))","v":""},{"$f":"IF(A83=\"\",\"\",IF(AR83=\"\",\"\",INDIRECT(\"'Fixture Schedule'!K\"&MOD(ROW(A83)-52,50)+9)))","v":""},"",{"$f":"IF(A83=\"\",\"\",INDIRECT(\"'Fixture Schedule'!L\"&MOD(ROW(A83)-52,50)+9))","v":""},null,null,null,null,null,null,null,null,null,null,null,null,null,{"$f":"INDIRECT(\"'Space-by-Space Method'!\"&SUBSTITUTE(ADDRESS(1,MOD(ROW(A83)-52,50)+10,4),\"1\",\"\")&ROUNDDOWN((ROW(A83)-52)/50,0)+4)","v":0},{"$f":"LEFT(INDIRECT(\"'Space-by-Space Method'!BJ\"&ROUNDDOWN((ROW(A83)-52)/50,0)+4),3)","v":""},{"$f":"INDIRECT(\"'Fixture Schedule'!L\"&MOD(ROW(A83)-52,50)+9)","v":0},{"$f":"INDIRECT(\"'Fixture Schedule'!O\"&MOD(ROW(A83)-52,50)+9)","v":0},{"$f":"INDIRECT(\"'Space-by-Space Method'!F\"&ROUNDDOWN((ROW(A83)-52)/50,0)+4)","v":0},{"$f":"INDIRECT(\"'Fixture Schedule'!L\"&MOD(ROW(A83)-52,50)+9)","v":0},{"$f":"INDIRECT(\"'Space-by-Space Method'!D\"&ROUNDDOWN((ROW(A83)-52)/50,0)+4)","v":0},{"$f":"INDIRECT(\"'Space-by-Space Method'!E\"&ROUNDDOWN((ROW(A83)-52)/50,0)+4)","v":1}]
[{"$f":"IF(InteriorCalcType=2,IF(OR(AM84=0,AN84=\"DNQ\")=TRUE,\"\",INDIRECT(\"'Fixture Schedule'!M\"&MOD(ROW(A84)-52,50)+9)),\"\")","v":""},{"$f":"IF(A84=\"\",\"\",INDIRECT(\"'Fixture Schedule'!E\"&MOD(ROW(A84)-52,50)+9))","v":""},{"$f":"IF(A84=\"\",\"\",INDIRECT(\"'Fixture Schedule'!F\"&MOD(ROW(A84)-52,50)+9))","v":""},{"$f":"IF(A84=\"\",\"\",INDIRECT(\"'Fixture Schedule'!L\"&MOD(ROW(A84)-52,50)+9))","v":""},"",null,null,{"$f":"IF(A84=\"\",\"\",IF(AP84=1,Summary!$C$12*(AO84)/(SUM('Space-by-Space Method'!$BO$4:$BO$78,SUM('Exterior Lighting'!$BL$5:$BL$25))),0))","v":""},{"$f":"IF(A84=\"\",\"\",IF(START!$B$34=1,INDIRECT(\"'Space-by-Space Method'!\"&SUBSTITUTE(ADDRESS(1,MOD(ROW(A84)-52,50)+10,4),\"1\",\"\")&ROUNDDOWN((ROW(A84)-52)/50,0)+4),\"\"))","v":""},{"$f":"IF(A84=\"\",\"\",IF(AP84=1,Summary!$F$11*(AO84)/(SUM('Space-by-Space Method'!$BO$4:$BO$78,SUM('Exterior Lighting'!$BL$5:$BL$25))),0))","v":""},{"$f":"IF(A84=\"\",\"\",IF(AP84=1,Summary!$E$11*(AO84)/(SUM('Space-by-Space Method'!$BO$4:$BO$78,SUM('Exterior Lighting'!$BL$5:$BL$25))),0))","v":""},{"$f":"IF(A84=\"\",\"\",IF(AP84=1,Summary!$G$11*(AO84)/(SUM('Space-by-Space Method'!$BO$4:$BO$78,SUM('Exterior Lighting'!$BL$5:$BL$25))),0))","v":""},{"$f":"IF(A84=\"\",\"\",IF(AP84=1,Summary!$H$11*(AO84)/(SUM('Space-by-Space Method'!$BO$4:$BO$78)),0))","v":""},{"$f":"IF(A84=\"\",\"\",IF(AP84=1,Summary!$I$11*(AO84)/(SUM('Space-by-Space Method'!$BO$4:$BO$78)),0))","v":""},null,null,null,{"$f":"IF(A84=\"\",\"\",IF(START!$B$34=2,INDIRECT(\"'Space-by-Space Method'!\"&SUBSTITUTE(ADDRESS(1,MOD(ROW(A84)-52,50)+10,4),\"1\",\"\")&ROUNDDOWN((ROW(A84)-52)/50,0)+4),\"\"))","v":""},{"$f":"IF(A84=\"\",\"\",INDIRECT(\"'Space-by-Space Method'!C\"&ROUNDDOWN((ROW(A84)-52)/50,0)+4))","v":""},{"$f":"IF(A84=\"\",\"\",IF(COUNTIF(CommonSpaceTypes,AQ84)>0,INDIRECT(\"'Space-by-Space Method'!F\"&ROUNDDOWN((ROW(A84)-52)/50,0)+4),\"\"))","v":""},{"$f":"IF(A84=\"\",\"\",IF(COUNTIF(BuildingSpecificSpaceTypes,AQ84)>0,INDIRECT(\"'Space-by-Space Method'!F\"&ROUNDDOWN((ROW(A84)-52)/50,0)+4),\"\"))","v":""},{"$f":"IF(A84=\"\",\"\",INDIRECT(\"'Fixture Schedule'!D\"&MOD(ROW(A84)-52,50)+9))","v":""},{"$f":"IF(A84=\"\",\"\",IF(AR84=\"\",\"\",INDIRECT(\"'Fixture Schedule'!K\"&MOD(ROW(A84)-52,50)+9)))","v":""},"",{"$f":"IF(A84=\"\",\"\",INDIRECT(\"'Fixture Schedule'!L\"&MOD(ROW(A84)-52,50)+9))","v":""},null,null,null,null,null,null,null,null,null,null,null,null,null,{"$f":"INDIRECT(\"'Space-by-Space Method'!\"&SUBSTITUTE(ADDRESS(1,MOD(ROW(A84)-52,50)+10,4),\"1\",\"\")&ROUNDDOWN((ROW(A84)-52)/50,0)+4)","v":0},{"$f":"LEFT(INDIRECT(\"'Space-by-Space Method'!BJ\"&ROUNDDOWN((ROW(A84)-52)/50,0)+4),3)","v":""},{"$f":"INDIRECT(\"'Fixture Schedule'!L\"&MOD(ROW(A84)-52,50)+9)","v":0},{"$f":"INDIRECT(\"'Fixture Schedule'!O\"&MOD(ROW(A84)-52,50)+9)","v":0},{"$f":"INDIRECT(\"'Space-by-Space Method'!F\"&ROUNDDOWN((ROW(A84)-52)/50,0)+4)","v":0},{"$f":"INDIRECT(\"'Fixture Schedule'!L\"&MOD(ROW(A84)-52,50)+9)","v":0},{"$f":"INDIRECT(\"'Space-by-Space Method'!D\"&ROUNDDOWN((ROW(A84)-52)/50,0)+4)","v":0},{"$f":"INDIRECT(\"'Space-by-Space Method'!E\"&ROUNDDOWN((ROW(A84)-52)/50,0)+4)","v":1}]
[{"$f":"IF(InteriorCalcType=2,IF(OR(AM85=0,AN85=\"DNQ\")=TRUE,\"\",INDIRECT(\"'Fixture Schedule'!M\"&MOD(ROW(A85)-52,50)+9)),\"\")","v":""},{"$f":"IF(A85=\"\",\"\",INDIRECT(\"'Fixture Schedule'!E\"&MOD(ROW(A85)-52,50)+9))","v":""},{"$f":"IF(A85=\"\",\"\",INDIRECT(\"'Fixture Schedule'!F\"&MOD(ROW(A85)-52,50)+9))","v":""},{"$f":"IF(A85=\"\",\"\",INDIRECT(\"'Fixture Schedule'!L\"&MOD(ROW(A85)-52,50)+9))","v":""},"",null,null,{"$f":"IF(A85=\"\",\"\",IF(AP85=1,Summary!$C$12*(AO85)/(SUM('Space-by-Space Method'!$BO$4:$BO$78,SUM('Exterior Lighting'!$BL$5:$BL$25))),0))","v":""},{"$f":"IF(A85=\"\",\"\",IF(START!$B$34=1,INDIRECT(\"'Space-by-Space Method'!\"&SUBSTITUTE(ADDRESS(1,MOD(ROW(A85)-52,50)+10,4),\"1\",\"\")&ROUNDDOWN((ROW(A85)-52)/50,0)+4),\"\"))","v":""},{"$f":"IF(A85=\"\",\"\",IF(AP85=1,Summary!$F$11*(AO85)/(SUM('Space-by-Space Method'!$BO$4:$BO$78,SUM('Exterior Lighting'!$BL$5:$BL$25))),0))","v":""},{"$f":"IF(A85=\"\",\"\",IF(AP85=1,Summary!$E$11*(AO85)/(SUM('Space-by-Space Method'!$BO$4:$BO$78,SUM('Exterior Lighting'!$BL$5:$BL$25))),0))","v":""},{"$f":"IF(A85=\"\",\"\",IF(AP85=1,Summary!$G$11*(AO85)/(SUM('Space-by-Space Method'!$BO$4:$BO$78,SUM('Exterior Lighting'!$BL$5:$BL$25))),0))","v":""},{"$f":"IF(A85=\"\",\"\",IF(AP85=1,Summary!$H$11*(AO85)/(SUM('Space-by-Space Method'!$BO$4:$BO$78)),0))","v":""},{"$f":"IF(A85=\"\",\"\",IF(AP85=1,Summary!$I$11*(AO85)/(SUM('Space-by-Space Method'!$BO$4:$BO$78)),0))","v":""},null,null,null,{"$f":"IF(A85=\"\",\"\",IF(START!$B$34=2,INDIRECT(\"'Space-by-Space Method'!\"&SUBSTITUTE(ADDRESS(1,MOD(ROW(A85)-52,50)+10,4),\"1\",\"\")&ROUNDDOWN((ROW(A85)-52)/50,0)+4),\"\"))","v":""},{"$f":"IF(A85=\"\",\"\",INDIRECT(\"'Space-by-Space Method'!C\"&ROUNDDOWN((ROW(A85)-52)/50,0)+4))","v":""},{"$f":"IF(A85=\"\",\"\",IF(COUNTIF(CommonSpaceTypes,AQ85)>0,INDIRECT(\"'Space-by-Space Method'!F\"&ROUNDDOWN((ROW(A85)-52)/50,0)+4),\"\"))","v":""},{"$f":"IF(A85=\"\",\"\",IF(COUNTIF(BuildingSpecificSpaceTypes,AQ85)>0,INDIRECT(\"'Space-by-Space Method'!F\"&ROUNDDOWN((ROW(A85)-52)/50,0)+4),\"\"))","v":""},{"$f":"IF(A85=\"\",\"\",INDIRECT(\"'Fixture Schedule'!D\"&MOD(ROW(A85)-52,50)+9))","v":""},{"$f":"IF(A85=\"\",\"\",IF(AR85=\"\",\"\",INDIRECT(\"'Fixture Schedule'!K\"&MOD(ROW(A85)-52,50)+9)))","v":""},"",{"$f":"IF(A85=\"\",\"\",INDIRECT(\"'Fixture Schedule'!L\"&MOD(ROW(A85)-52,50)+9))","v":""},null,null,null,null,null,null,null,null,null,null,null,null,null,{"$f":"INDIRECT(\"'Space-by-Space Method'!\"&SUBSTITUTE(ADDRESS(1,MOD(ROW(A85)-52,50)+10,4),\"1\",\"\")&ROUNDDOWN((ROW(A85)-52)/50,0)+4)","v":0},{"$f":"LEFT(INDIRECT(\"'Space-by-Space Method'!BJ\"&ROUNDDOWN((ROW(A85)-52)/50,0)+4),3)","v":""},{"$f":"INDIRECT(\"'Fixture Schedule'!L\"&MOD(ROW(A85)-52,50)+9)","v":0},{"$f":"INDIRECT(\"'Fixture Schedule'!O\"&MOD(ROW(A85)-52,50)+9)","v":0},{"$f":"INDIRECT(\"'Space-by-Space Method'!F\"&ROUNDDOWN((ROW(A85)-52)/50,0)+4)","v":0},{"$f":"INDIRECT(\"'Fixture Schedule'!L\"&MOD(ROW(A85)-52,50)+9)","v":0},{"$f":"INDIRECT(\"'Space-by-Space Method'!D\"&ROUNDDOWN((ROW(A85)-52)/50,0)+4)","v":0},{"$f":"INDIRECT(\"'Space-by-Space Method'!E\"&ROUNDDOWN((ROW(A85)-52)/50,0)+4)","v":1}]
[{"$f":"IF(InteriorCalcType=2,IF(OR(AM86=0,AN86=\"DNQ\")=TRUE,\"\",INDIRECT(\"'Fixture Schedule'!M\"&MOD(ROW(A86)-52,50)+9)),\"\")","v":""},{"$f":"IF(A86=\"\",\"\",INDIRECT(\"'Fixture Schedule'!E\"&MOD(ROW(A86)-52,50)+9))","v":""},{"$f":"IF(A86=\"\",\"\",INDIRECT(\"'Fixture Schedule'!F\"&MOD(ROW(A86)-52,50)+9))","v":""},{"$f":"IF(A86=\"\",\"\",INDIRECT(\"'Fixture Schedule'!L\"&MOD(ROW(A86)-52,50)+9))","v":""},"",null,null,{"$f":"IF(A86=\"\",\"\",IF(AP86=1,Summary!$C$12*(AO86)/(SUM('Space-by-Space Method'!$BO$4:$BO$78,SUM('Exterior Lighting'!$BL$5:$BL$25))),0))","v":""},{"$f":"IF(A86=\"\",\"\",IF(START!$B$34=1,INDIRECT(\"'Space-by-Space Method'!\"&SUBSTITUTE(ADDRESS(1,MOD(ROW(A86)-52,50)+10,4),\"1\",\"\")&ROUNDDOWN((ROW(A86)-52)/50,0)+4),\"\"))","v":""},{"$f":"IF(A86=\"\",\"\",IF(AP86=1,Summary!$F$11*(AO86)/(SUM('Space-by-Space Method'!$BO$4:$BO$78,SUM('Exterior Lighting'!$BL$5:$BL$25))),0))","v":""},{"$f":"IF(A86=\"\",\"\",IF(AP86=1,Summary!$E$11*(AO86)/(SUM('Space-by-Space Method'!$BO$4:$BO$78,SUM('Exterior Lighting'!$BL$5:$BL$25))),0))","v":""},{"$f":"IF(A86=\"\",\"\",IF(AP86=1,Summary!$G$11*(AO86)/(SUM('Space-by-Space Method'!$BO$4:$BO$78,SUM('Exterior Lighting'!$BL$5:$BL$25))),0))","v":""},{"$f":"IF(A86=\"\",\"\",IF(AP86=1,Summary!$H$11*(AO86)/(SUM('Space-by-Space Method'!$BO$4:$BO$78)),0))","v":""},{"$f":"IF(A86=\"\",\"\",IF(AP86=1,Summary!$I$11*(AO86)/(SUM('Space-by-Space Method'!$BO$4:$BO$78)),0))","v":""},null,null,null,{"$f":"IF(A86=\"\",\"\",IF(START!$B$34=2,INDIRECT(\"'Space-by-Space Method'!\"&SUBSTITUTE(ADDRESS(1,MOD(ROW(A86)-52,50)+10,4),\"1\",\"\")&ROUNDDOWN((ROW(A86)-52)/50,0)+4),\"\"))","v":""},{"$f":"IF(A86=\"\",\"\",INDIRECT(\"'Space-by-Space Method'!C\"&ROUNDDOWN((ROW(A86)-52)/50,0)+4))","v":""},{"$f":"IF(A86=\"\",\"\",IF(COUNTIF(CommonSpaceTypes,AQ86)>0,INDIRECT(\"'Space-by-Space Method'!F\"&ROUNDDOWN((ROW(A86)-52)/50,0)+4),\"\"))","v":""},{"$f":"IF(A86=\"\",\"\",IF(COUNTIF(BuildingSpecificSpaceTypes,AQ86)>0,INDIRECT(\"'Space-by-Space Method'!F\"&ROUNDDOWN((ROW(A86)-52)/50,0)+4),\"\"))","v":""},{"$f":"IF(A86=\"\",\"\",INDIRECT(\"'Fixture Schedule'!D\"&MOD(ROW(A86)-52,50)+9))","v":""},{"$f":"IF(A86=\"\",\"\",IF(AR86=\"\",\"\",INDIRECT(\"'Fixture Schedule'!K\"&MOD(ROW(A86)-52,50)+9)))","v":""},"",{"$f":"IF(A86=\"\",\"\",INDIRECT(\"'Fixture Schedule'!L\"&MOD(ROW(A86)-52,50)+9))","v":""},null,null,null,null,null,null,null,null,null,null,null,null,null,{"$f":"INDIRECT(\"'Space-by-Space Method'!\"&SUBSTITUTE(ADDRESS(1,MOD(ROW(A86)-52,50)+10,4),\"1\",\"\")&ROUNDDOWN((ROW(A86)-52)/50,0)+4)","v":0},{"$f":"LEFT(INDIRECT(\"'Space-by-Space Method'!BJ\"&ROUNDDOWN((ROW(A86)-52)/50,0)+4),3)","v":""},{"$f":"INDIRECT(\"'Fixture Schedule'!L\"&MOD(ROW(A86)-52,50)+9)","v":0},{"$f":"INDIRECT(\"'Fixture Schedule'!O\"&MOD(ROW(A86)-52,50)+9)","v":0},{"$f":"INDIRECT(\"'Space-by-Space Method'!F\"&ROUNDDOWN((ROW(A86)-52)/50,0)+4)","v":0},{"$f":"INDIRECT(\"'Fixture Schedule'!L\"&MOD(ROW(A86)-52,50)+9)","v":0},{"$f":"INDIRECT(\"'Space-by-Space Method'!D\"&ROUNDDOWN((ROW(A86)-52)/50,0)+4)","v":0},{"$f":"INDIRECT(\"'Space-by-Space Method'!E\"&ROUNDDOWN((ROW(A86)-52)/50,0)+4)","v":1}]
[{"$f":"IF(InteriorCalcType=2,IF(OR(AM87=0,AN87=\"DNQ\")=TRUE,\"\",INDIRECT(\"'Fixture Schedule'!M\"&MOD(ROW(A87)-52,50)+9)),\"\")","v":""},{"$f":"IF(A87=\"\",\"\",INDIRECT(\"'Fixture Schedule'!E\"&MOD(ROW(A87)-52,50)+9))","v":""},{"$f":"IF(A87=\"\",\"\",INDIRECT(\"'Fixture Schedule'!F\"&MOD(ROW(A87)-52,50)+9))","v":""},{"$f":"IF(A87=\"\",\"\",INDIRECT(\"'Fixture Schedule'!L\"&MOD(ROW(A87)-52,50)+9))","v":""},"",null,null,{"$f":"IF(A87=\"\",\"\",IF(AP87=1,Summary!$C$12*(AO87)/(SUM('Space-by-Space Method'!$BO$4:$BO$78,SUM('Exterior Lighting'!$BL$5:$BL$25))),0))","v":""},{"$f":"IF(A87=\"\",\"\",IF(START!$B$34=1,INDIRECT(\"'Space-by-Space Method'!\"&SUBSTITUTE(ADDRESS(1,MOD(ROW(A87)-52,50)+10,4),\"1\",\"\")&ROUNDDOWN((ROW(A87)-52)/50,0)+4),\"\"))","v":""},{"$f":"IF(A87=\"\",\"\",IF(AP87=1,Summary!$F$11*(AO87)/(SUM('Space-by-Space Method'!$BO$4:$BO$78,SUM('Exterior Lighting'!$BL$5:$BL$25))),0))","v":""},{"$f":"IF(A87=\"\",\"\",IF(AP87=1,Summary!$E$11*(AO87)/(SUM('Space-by-Space Method'!$BO$4:$BO$78,SUM('Exterior Lighting'!$BL$5:$BL$25))),0))","v":""},{"$f":"IF(A87=\"\",\"\",IF(AP87=1,Summary!$G$11*(AO87)/(SUM('Space-by-Space Method'!$BO$4:$BO$78,SUM('Exterior Lighting'!$BL$5:$BL$25))),0))","v":""},{"$f":"IF(A87=\"\",\"\",IF(AP87=1,Summary!$H$11*(AO87)/(SUM('Space-by-Space Method'!$BO$4:$BO$78)),0))","v":""},{"$f":"IF(A87=\"\",\"\",IF(AP87=1,Summary!$I$11*(AO87)/(SUM('Space-by-Space Method'!$BO$4:$BO$78)),0))","v":""},null,null,null,{"$f":"IF(A87=\"\",\"\",IF(START!$B$34=2,INDIRECT(\"'Space-by-Space Method'!\"&SUBSTITUTE(ADDRESS(1,MOD(ROW(A87)-52,50)+10,4),\"1\",\"\")&ROUNDDOWN((ROW(A87)-52)/50,0)+4),\"\"))","v":""},{"$f":"IF(A87=\"\",\"\",INDIRECT(\"'Space-by-Space Method'!C\"&ROUNDDOWN((ROW(A87)-52)/50,0)+4))","v":""},{"$f":"IF(A87=\"\",\"\",IF(COUNTIF(CommonSpaceTypes,AQ87)>0,INDIRECT(\"'Space-by-Space Method'!F\"&ROUNDDOWN((ROW(A87)-52)/50,0)+4),\"\"))","v":""},{"$f":"IF(A87=\"\",\"\",IF(COUNTIF(BuildingSpecificSpaceTypes,AQ87)>0,INDIRECT(\"'Space-by-Space Method'!F\"&ROUNDDOWN((ROW(A87)-52)/50,0)+4),\"\"))","v":""},{"$f":"IF(A87=\"\",\"\",INDIRECT(\"'Fixture Schedule'!D\"&MOD(ROW(A87)-52,50)+9))","v":""},{"$f":"IF(A87=\"\",\"\",IF(AR87=\"\",\"\",INDIRECT(\"'Fixture Schedule'!K\"&MOD(ROW(A87)-52,50)+9)))","v":""},"",{"$f":"IF(A87=\"\",\"\",INDIRECT(\"'Fixture Schedule'!L\"&MOD(ROW(A87)-52,50)+9))","v":""},null,null,null,null,null,null,null,null,null,null,null,null,null,{"$f":"INDIRECT(\"'Space-by-Space Method'!\"&SUBSTITUTE(ADDRESS(1,MOD(ROW(A87)-52,50)+10,4),\"1\",\"\")&ROUNDDOWN((ROW(A87)-52)/50,0)+4)","v":0},{"$f":"LEFT(INDIRECT(\"'Space-by-Space Method'!BJ\"&ROUNDDOWN((ROW(A87)-52)/50,0)+4),3)","v":""},{"$f":"INDIRECT(\"'Fixture Schedule'!L\"&MOD(ROW(A87)-52,50)+9)","v":0},{"$f":"INDIRECT(\"'Fixture Schedule'!O\"&MOD(ROW(A87)-52,50)+9)","v":0},{"$f":"INDIRECT(\"'Space-by-Space Method'!F\"&ROUNDDOWN((ROW(A87)-52)/50,0)+4)","v":0},{"$f":"INDIRECT(\"'Fixture Schedule'!L\"&MOD(ROW(A87)-52,50)+9)","v":0},{"$f":"INDIRECT(\"'Space-by-Space Method'!D\"&ROUNDDOWN((ROW(A87)-52)/50,0)+4)","v":0},{"$f":"INDIRECT(\"'Space-by-Space Method'!E\"&ROUNDDOWN((ROW(A87)-52)/50,0)+4)","v":1}]
[{"$f":"IF(InteriorCalcType=2,IF(OR(AM88=0,AN88=\"DNQ\")=TRUE,\"\",INDIRECT(\"'Fixture Schedule'!M\"&MOD(ROW(A88)-52,50)+9)),\"\")","v":""},{"$f":"IF(A88=\"\",\"\",INDIRECT(\"'Fixture Schedule'!E\"&MOD(ROW(A88)-52,50)+9))","v":""},{"$f":"IF(A88=\"\",\"\",INDIRECT(\"'Fixture Schedule'!F\"&MOD(ROW(A88)-52,50)+9))","v":""},{"$f":"IF(A88=\"\",\"\",INDIRECT(\"'Fixture Schedule'!L\"&MOD(ROW(A88)-52,50)+9))","v":""},"",null,null,{"$f":"IF(A88=\"\",\"\",IF(AP88=1,Summary!$C$12*(AO88)/(SUM('Space-by-Space Method'!$BO$4:$BO$78,SUM('Exterior Lighting'!$BL$5:$BL$25))),0))","v":""},{"$f":"IF(A88=\"\",\"\",IF(START!$B$34=1,INDIRECT(\"'Space-by-Space Method'!\"&SUBSTITUTE(ADDRESS(1,MOD(ROW(A88)-52,50)+10,4),\"1\",\"\")&ROUNDDOWN((ROW(A88)-52)/50,0)+4),\"\"))","v":""},{"$f":"IF(A88=\"\",\"\",IF(AP88=1,Summary!$F$11*(AO88)/(SUM('Space-by-Space Method'!$BO$4:$BO$78,SUM('Exterior Lighting'!$BL$5:$BL$25))),0))","v":""},{"$f":"IF(A88=\"\",\"\",IF(AP88=1,Summary!$E$11*(AO88)/(SUM('Space-by-Space Method'!$BO$4:$BO$78,SUM('Exterior Lighting'!$BL$5:$BL$25))),0))","v":""},{"$f":"IF(A88=\"\",\"\",IF(AP88=1,Summary!$G$11*(AO88)/(SUM('Space-by-Space Method'!$BO$4:$BO$78,SUM('Exterior Lighting'!$BL$5:$BL$25))),0))","v":""},{"$f":"IF(A88=\"\",\"\",IF(AP88=1,Summary!$H$11*(AO88)/(SUM('Space-by-Space Method'!$BO$4:$BO$78)),0))","v":""},{"$f":"IF(A88=\"\",\"\",IF(AP88=1,Summary!$I$11*(AO88)/(SUM('Space-by-Space Method'!$BO$4:$BO$78)),0))","v":""},null,null,null,{"$f":"IF(A88=\"\",\"\",IF(START!$B$34=2,INDIRECT(\"'Space-by-Space Method'!\"&SUBSTITUTE(ADDRESS(1,MOD(ROW(A88)-52,50)+10,4),\"1\",\"\")&ROUNDDOWN((ROW(A88)-52)/50,0)+4),\"\"))","v":""},{"$f":"IF(A88=\"\",\"\",INDIRECT(\"'Space-by-Space Method'!C\"&ROUNDDOWN((ROW(A88)-52)/50,0)+4))","v":""},{"$f":"IF(A88=\"\",\"\",IF(COUNTIF(CommonSpaceTypes,AQ88)>0,INDIRECT(\"'Space-by-Space Method'!F\"&ROUNDDOWN((ROW(A88)-52)/50,0)+4),\"\"))","v":""},{"$f":"IF(A88=\"\",\"\",IF(COUNTIF(BuildingSpecificSpaceTypes,AQ88)>0,INDIRECT(\"'Space-by-Space Method'!F\"&ROUNDDOWN((ROW(A88)-52)/50,0)+4),\"\"))","v":""},{"$f":"IF(A88=\"\",\"\",INDIRECT(\"'Fixture Schedule'!D\"&MOD(ROW(A88)-52,50)+9))","v":""},{"$f":"IF(A88=\"\",\"\",IF(AR88=\"\",\"\",INDIRECT(\"'Fixture Schedule'!K\"&MOD(ROW(A88)-52,50)+9)))","v":""},"",{"$f":"IF(A88=\"\",\"\",INDIRECT(\"'Fixture Schedule'!L\"&MOD(ROW(A88)-52,50)+9))","v":""},null,null,null,null,null,null,null,null,null,null,null,null,null,{"$f":"INDIRECT(\"'Space-by-Space Method'!\"&SUBSTITUTE(ADDRESS(1,MOD(ROW(A88)-52,50)+10,4),\"1\",\"\")&ROUNDDOWN((ROW(A88)-52)/50,0)+4)","v":0},{"$f":"LEFT(INDIRECT(\"'Space-by-Space Method'!BJ\"&ROUNDDOWN((ROW(A88)-52)/50,0)+4),3)","v":""},{"$f":"INDIRECT(\"'Fixture Schedule'!L\"&MOD(ROW(A88)-52,50)+9)","v":0},{"$f":"INDIRECT(\"'Fixture Schedule'!O\"&MOD(ROW(A88)-52,50)+9)","v":0},{"$f":"INDIRECT(\"'Space-by-Space Method'!F\"&ROUNDDOWN((ROW(A88)-52)/50,0)+4)","v":0},{"$f":"INDIRECT(\"'Fixture Schedule'!L\"&MOD(ROW(A88)-52,50)+9)","v":0},{"$f":"INDIRECT(\"'Space-by-Space Method'!D\"&ROUNDDOWN((ROW(A88)-52)/50,0)+4)","v":0},{"$f":"INDIRECT(\"'Space-by-Space Method'!E\"&ROUNDDOWN((ROW(A88)-52)/50,0)+4)","v":1}]
[{"$f":"IF(InteriorCalcType=2,IF(OR(AM89=0,AN89=\"DNQ\")=TRUE,\"\",INDIRECT(\"'Fixture Schedule'!M\"&MOD(ROW(A89)-52,50)+9)),\"\")","v":""},{"$f":"IF(A89=\"\",\"\",INDIRECT(\"'Fixture Schedule'!E\"&MOD(ROW(A89)-52,50)+9))","v":""},{"$f":"IF(A89=\"\",\"\",INDIRECT(\"'Fixture Schedule'!F\"&MOD(ROW(A89)-52,50)+9))","v":""},{"$f":"IF(A89=\"\",\"\",INDIRECT(\"'Fixture Schedule'!L\"&MOD(ROW(A89)-52,50)+9))","v":""},"",null,null,{"$f":"IF(A89=\"\",\"\",IF(AP89=1,Summary!$C$12*(AO89)/(SUM('Space-by-Space Method'!$BO$4:$BO$78,SUM('Exterior Lighting'!$BL$5:$BL$25))),0))","v":""},{"$f":"IF(A89=\"\",\"\",IF(START!$B$34=1,INDIRECT(\"'Space-by-Space Method'!\"&SUBSTITUTE(ADDRESS(1,MOD(ROW(A89)-52,50)+10,4),\"1\",\"\")&ROUNDDOWN((ROW(A89)-52)/50,0)+4),\"\"))","v":""},{"$f":"IF(A89=\"\",\"\",IF(AP89=1,Summary!$F$11*(AO89)/(SUM('Space-by-Space Method'!$BO$4:$BO$78,SUM('Exterior Lighting'!$BL$5:$BL$25))),0))","v":""},{"$f":"IF(A89=\"\",\"\",IF(AP89=1,Summary!$E$11*(AO89)/(SUM('Space-by-Space Method'!$BO$4:$BO$78,SUM('Exterior Lighting'!$BL$5:$BL$25))),0))","v":""},{"$f":"IF(A89=\"\",\"\",IF(AP89=1,Summary!$G$11*(AO89)/(SUM('Space-by-Space Method'!$BO$4:$BO$78,SUM('Exterior Lighting'!$BL$5:$BL$25))),0))","v":""},{"$f":"IF(A89=\"\",\"\",IF(AP89=1,Summary!$H$11*(AO89)/(SUM('Space-by-Space Method'!$BO$4:$BO$78)),0))","v":""},{"$f":"IF(A89=\"\",\"\",IF(AP89=1,Summary!$I$11*(AO89)/(SUM('Space-by-Space Method'!$BO$4:$BO$78)),0))","v":""},null,null,null,{"$f":"IF(A89=\"\",\"\",IF(START!$B$34=2,INDIRECT(\"'Space-by-Space Method'!\"&SUBSTITUTE(ADDRESS(1,MOD(ROW(A89)-52,50)+10,4),\"1\",\"\")&ROUNDDOWN((ROW(A89)-52)/50,0)+4),\"\"))","v":""},{"$f":"IF(A89=\"\",\"\",INDIRECT(\"'Space-by-Space Method'!C\"&ROUNDDOWN((ROW(A89)-52)/50,0)+4))","v":""},{"$f":"IF(A89=\"\",\"\",IF(COUNTIF(CommonSpaceTypes,AQ89)>0,INDIRECT(\"'Space-by-Space Method'!F\"&ROUNDDOWN((ROW(A89)-52)/50,0)+4),\"\"))","v":""},{"$f":"IF(A89=\"\",\"\",IF(COUNTIF(BuildingSpecificSpaceTypes,AQ89)>0,INDIRECT(\"'Space-by-Space Method'!F\"&ROUNDDOWN((ROW(A89)-52)/50,0)+4),\"\"))","v":""},{"$f":"IF(A89=\"\",\"\",INDIRECT(\"'Fixture Schedule'!D\"&MOD(ROW(A89)-52,50)+9))","v":""},{"$f":"IF(A89=\"\",\"\",IF(AR89=\"\",\"\",INDIRECT(\"'Fixture Schedule'!K\"&MOD(ROW(A89)-52,50)+9)))","v":""},"",{"$f":"IF(A89=\"\",\"\",INDIRECT(\"'Fixture Schedule'!L\"&MOD(ROW(A89)-52,50)+9))","v":""},null,null,null,null,null,null,null,null,null,null,null,null,null,{"$f":"INDIRECT(\"'Space-by-Space Method'!\"&SUBSTITUTE(ADDRESS(1,MOD(ROW(A89)-52,50)+10,4),\"1\",\"\")&ROUNDDOWN((ROW(A89)-52)/50,0)+4)","v":0},{"$f":"LEFT(INDIRECT(\"'Space-by-Space Method'!BJ\"&ROUNDDOWN((ROW(A89)-52)/50,0)+4),3)","v":""},{"$f":"INDIRECT(\"'Fixture Schedule'!L\"&MOD(ROW(A89)-52,50)+9)","v":0},{"$f":"INDIRECT(\"'Fixture Schedule'!O\"&MOD(ROW(A89)-52,50)+9)","v":0},{"$f":"INDIRECT(\"'Space-by-Space Method'!F\"&ROUNDDOWN((ROW(A89)-52)/50,0)+4)","v":0},{"$f":"INDIRECT(\"'Fixture Schedule'!L\"&MOD(ROW(A89)-52,50)+9)","v":0},{"$f":"INDIRECT(\"'Space-by-Space Method'!D\"&ROUNDDOWN((ROW(A89)-52)/50,0)+4)","v":0},{"$f":"INDIRECT(\"'Space-by-Space Method'!E\"&ROUNDDOWN((ROW(A89)-52)/50,0)+4)","v":1}]
[{"$f":"IF(InteriorCalcType=2,IF(OR(AM90=0,AN90=\"DNQ\")=TRUE,\"\",INDIRECT(\"'Fixture Schedule'!M\"&MOD(ROW(A90)-52,50)+9)),\"\")","v":""},{"$f":"IF(A90=\"\",\"\",INDIRECT(\"'Fixture Schedule'!E\"&MOD(ROW(A90)-52,50)+9))","v":""},{"$f":"IF(A90=\"\",\"\",INDIRECT(\"'Fixture Schedule'!F\"&MOD(ROW(A90)-52,50)+9))","v":""},{"$f":"IF(A90=\"\",\"\",INDIRECT(\"'Fixture Schedule'!L\"&MOD(ROW(A90)-52,50)+9))","v":""},"",null,null,{"$f":"IF(A90=\"\",\"\",IF(AP90=1,Summary!$C$12*(AO90)/(SUM('Space-by-Space Method'!$BO$4:$BO$78,SUM('Exterior Lighting'!$BL$5:$BL$25))),0))","v":""},{"$f":"IF(A90=\"\",\"\",IF(START!$B$34=1,INDIRECT(\"'Space-by-Space Method'!\"&SUBSTITUTE(ADDRESS(1,MOD(ROW(A90)-52,50)+10,4),\"1\",\"\")&ROUNDDOWN((ROW(A90)-52)/50,0)+4),\"\"))","v":""},{"$f":"IF(A90=\"\",\"\",IF(AP90=1,Summary!$F$11*(AO90)/(SUM('Space-by-Space Method'!$BO$4:$BO$78,SUM('Exterior Lighting'!$BL$5:$BL$25))),0))","v":""},{"$f":"IF(A90=\"\",\"\",IF(AP90=1,Summary!$E$11*(AO90)/(SUM('Space-by-Space Method'!$BO$4:$BO$78,SUM('Exterior Lighting'!$BL$5:$BL$25))),0))","v":""},{"$f":"IF(A90=\"\",\"\",IF(AP90=1,Summary!$G$11*(AO90)/(SUM('Space-by-Space Method'!$BO$4:$BO$78,SUM('Exterior Lighting'!$BL$5:$BL$25))),0))","v":""},{"$f":"IF(A90=\"\",\"\",IF(AP90=1,Summary!$H$11*(AO90)/(SUM('Space-by-Space Method'!$BO$4:$BO$78)),0))","v":""},{"$f":"IF(A90=\"\",\"\",IF(AP90=1,Summary!$I$11*(AO90)/(SUM('Space-by-Space Method'!$BO$4:$BO$78)),0))","v":""},null,null,null,{"$f":"IF(A90=\"\",\"\",IF(START!$B$34=2,INDIRECT(\"'Space-by-Space Method'!\"&SUBSTITUTE(ADDRESS(1,MOD(ROW(A90)-52,50)+10,4),\"1\",\"\")&ROUNDDOWN((ROW(A90)-52)/50,0)+4),\"\"))","v":""},{"$f":"IF(A90=\"\",\"\",INDIRECT(\"'Space-by-Space Method'!C\"&ROUNDDOWN((ROW(A90)-52)/50,0)+4))","v":""},{"$f":"IF(A90=\"\",\"\",IF(COUNTIF(CommonSpaceTypes,AQ90)>0,INDIRECT(\"'Space-by-Space Method'!F\"&ROUNDDOWN((ROW(A90)-52)/50,0)+4),\"\"))","v":""},{"$f":"IF(A90=\"\",\"\",IF(COUNTIF(BuildingSpecificSpaceTypes,AQ90)>0,INDIRECT(\"'Space-by-Space Method'!F\"&ROUNDDOWN((ROW(A90)-52)/50,0)+4),\"\"))","v":""},{"$f":"IF(A90=\"\",\"\",INDIRECT(\"'Fixture Schedule'!D\"&MOD(ROW(A90)-52,50)+9))","v":""},{"$f":"IF(A90=\"\",\"\",IF(AR90=\"\",\"\",INDIRECT(\"'Fixture Schedule'!K\"&MOD(ROW(A90)-52,50)+9)))","v":""},"",{"$f":"IF(A90=\"\",\"\",INDIRECT(\"'Fixture Schedule'!L\"&MOD(ROW(A90)-52,50)+9))","v":""},null,null,null,null,null,null,null,null,null,null,null,null,null,{"$f":"INDIRECT(\"'Space-by-Space Method'!\"&SUBSTITUTE(ADDRESS(1,MOD(ROW(A90)-52,50)+10,4),\"1\",\"\")&ROUNDDOWN((ROW(A90)-52)/50,0)+4)","v":0},{"$f":"LEFT(INDIRECT(\"'Space-by-Space Method'!BJ\"&ROUNDDOWN((ROW(A90)-52)/50,0)+4),3)","v":""},{"$f":"INDIRECT(\"'Fixture Schedule'!L\"&MOD(ROW(A90)-52,50)+9)","v":0},{"$f":"INDIRECT(\"'Fixture Schedule'!O\"&MOD(ROW(A90)-52,50)+9)","v":0},{"$f":"INDIRECT(\"'Space-by-Space Method'!F\"&ROUNDDOWN((ROW(A90)-52)/50,0)+4)","v":0},{"$f":"INDIRECT(\"'Fixture Schedule'!L\"&MOD(ROW(A90)-52,50)+9)","v":0},{"$f":"INDIRECT(\"'Space-by-Space Method'!D\"&ROUNDDOWN((ROW(A90)-52)/50,0)+4)","v":0},{"$f":"INDIRECT(\"'Space-by-Space Method'!E\"&ROUNDDOWN((ROW(A90)-52)/50,0)+4)","v":1}]
[{"$f":"IF(InteriorCalcType=2,IF(OR(AM91=0,AN91=\"DNQ\")=TRUE,\"\",INDIRECT(\"'Fixture Schedule'!M\"&MOD(ROW(A91)-52,50)+9)),\"\")","v":""},{"$f":"IF(A91=\"\",\"\",INDIRECT(\"'Fixture Schedule'!E\"&MOD(ROW(A91)-52,50)+9))","v":""},{"$f":"IF(A91=\"\",\"\",INDIRECT(\"'Fixture Schedule'!F\"&MOD(ROW(A91)-52,50)+9))","v":""},{"$f":"IF(A91=\"\",\"\",INDIRECT(\"'Fixture Schedule'!L\"&MOD(ROW(A91)-52,50)+9))","v":""},"",null,null,{"$f":"IF(A91=\"\",\"\",IF(AP91=1,Summary!$C$12*(AO91)/(SUM('Space-by-Space Method'!$BO$4:$BO$78,SUM('Exterior Lighting'!$BL$5:$BL$25))),0))","v":""},{"$f":"IF(A91=\"\",\"\",IF(START!$B$34=1,INDIRECT(\"'Space-by-Space Method'!\"&SUBSTITUTE(ADDRESS(1,MOD(ROW(A91)-52,50)+10,4),\"1\",\"\")&ROUNDDOWN((ROW(A91)-52)/50,0)+4),\"\"))","v":""},{"$f":"IF(A91=\"\",\"\",IF(AP91=1,Summary!$F$11*(AO91)/(SUM('Space-by-Space Method'!$BO$4:$BO$78,SUM('Exterior Lighting'!$BL$5:$BL$25))),0))","v":""},{"$f":"IF(A91=\"\",\"\",IF(AP91=1,Summary!$E$11*(AO91)/(SUM('Space-by-Space Method'!$BO$4:$BO$78,SUM('Exterior Lighting'!$BL$5:$BL$25))),0))","v":""},{"$f":"IF(A91=\"\",\"\",IF(AP91=1,Summary!$G$11*(AO91)/(SUM('Space-by-Space Method'!$BO$4:$BO$78,SUM('Exterior Lighting'!$BL$5:$BL$25))),0))","v":""},{"$f":"IF(A91=\"\",\"\",IF(AP91=1,Summary!$H$11*(AO91)/(SUM('Space-by-Space Method'!$BO$4:$BO$78)),0))","v":""},{"$f":"IF(A91=\"\",\"\",IF(AP91=1,Summary!$I$11*(AO91)/(SUM('Space-by-Space Method'!$BO$4:$BO$78)),0))","v":""},null,null,null,{"$f":"IF(A91=\"\",\"\",IF(START!$B$34=2,INDIRECT(\"'Space-by-Space Method'!\"&SUBSTITUTE(ADDRESS(1,MOD(ROW(A91)-52,50)+10,4),\"1\",\"\")&ROUNDDOWN((ROW(A91)-52)/50,0)+4),\"\"))","v":""},{"$f":"IF(A91=\"\",\"\",INDIRECT(\"'Space-by-Space Method'!C\"&ROUNDDOWN((ROW(A91)-52)/50,0)+4))","v":""},{"$f":"IF(A91=\"\",\"\",IF(COUNTIF(CommonSpaceTypes,AQ91)>0,INDIRECT(\"'Space-by-Space Method'!F\"&ROUNDDOWN((ROW(A91)-52)/50,0)+4),\"\"))","v":""},{"$f":"IF(A91=\"\",\"\",IF(COUNTIF(BuildingSpecificSpaceTypes,AQ91)>0,INDIRECT(\"'Space-by-Space Method'!F\"&ROUNDDOWN((ROW(A91)-52)/50,0)+4),\"\"))","v":""},{"$f":"IF(A91=\"\",\"\",INDIRECT(\"'Fixture Schedule'!D\"&MOD(ROW(A91)-52,50)+9))","v":""},{"$f":"IF(A91=\"\",\"\",IF(AR91=\"\",\"\",INDIRECT(\"'Fixture Schedule'!K\"&MOD(ROW(A91)-52,50)+9)))","v":""},"",{"$f":"IF(A91=\"\",\"\",INDIRECT(\"'Fixture Schedule'!L\"&MOD(ROW(A91)-52,50)+9))","v":""},null,null,null,null,null,null,null,null,null,null,null,null,null,{"$f":"INDIRECT(\"'Space-by-Space Method'!\"&SUBSTITUTE(ADDRESS(1,MOD(ROW(A91)-52,50)+10,4),\"1\",\"\")&ROUNDDOWN((ROW(A91)-52)/50,0)+4)","v":0},{"$f":"LEFT(INDIRECT(\"'Space-by-Space Method'!BJ\"&ROUNDDOWN((ROW(A91)-52)/50,0)+4),3)","v":""},{"$f":"INDIRECT(\"'Fixture Schedule'!L\"&MOD(ROW(A91)-52,50)+9)","v":0},{"$f":"INDIRECT(\"'Fixture Schedule'!O\"&MOD(ROW(A91)-52,50)+9)","v":0},{"$f":"INDIRECT(\"'Space-by-Space Method'!F\"&ROUNDDOWN((ROW(A91)-52)/50,0)+4)","v":0},{"$f":"INDIRECT(\"'Fixture Schedule'!L\"&MOD(ROW(A91)-52,50)+9)","v":0},{"$f":"INDIRECT(\"'Space-by-Space Method'!D\"&ROUNDDOWN((ROW(A91)-52)/50,0)+4)","v":0},{"$f":"INDIRECT(\"'Space-by-Space Method'!E\"&ROUNDDOWN((ROW(A91)-52)/50,0)+4)","v":1}]
[{"$f":"IF(InteriorCalcType=2,IF(OR(AM92=0,AN92=\"DNQ\")=TRUE,\"\",INDIRECT(\"'Fixture Schedule'!M\"&MOD(ROW(A92)-52,50)+9)),\"\")","v":""},{"$f":"IF(A92=\"\",\"\",INDIRECT(\"'Fixture Schedule'!E\"&MOD(ROW(A92)-52,50)+9))","v":""},{"$f":"IF(A92=\"\",\"\",INDIRECT(\"'Fixture Schedule'!F\"&MOD(ROW(A92)-52,50)+9))","v":""},{"$f":"IF(A92=\"\",\"\",INDIRECT(\"'Fixture Schedule'!L\"&MOD(ROW(A92)-52,50)+9))","v":""},"",null,null,{"$f":"IF(A92=\"\",\"\",IF(AP92=1,Summary!$C$12*(AO92)/(SUM('Space-by-Space Method'!$BO$4:$BO$78,SUM('Exterior Lighting'!$BL$5:$BL$25))),0))","v":""},{"$f":"IF(A92=\"\",\"\",IF(START!$B$34=1,INDIRECT(\"'Space-by-Space Method'!\"&SUBSTITUTE(ADDRESS(1,MOD(ROW(A92)-52,50)+10,4),\"1\",\"\")&ROUNDDOWN((ROW(A92)-52)/50,0)+4),\"\"))","v":""},{"$f":"IF(A92=\"\",\"\",IF(AP92=1,Summary!$F$11*(AO92)/(SUM('Space-by-Space Method'!$BO$4:$BO$78,SUM('Exterior Lighting'!$BL$5:$BL$25))),0))","v":""},{"$f":"IF(A92=\"\",\"\",IF(AP92=1,Summary!$E$11*(AO92)/(SUM('Space-by-Space Method'!$BO$4:$BO$78,SUM('Exterior Lighting'!$BL$5:$BL$25))),0))","v":""},{"$f":"IF(A92=\"\",\"\",IF(AP92=1,Summary!$G$11*(AO92)/(SUM('Space-by-Space Method'!$BO$4:$BO$78,SUM('Exterior Lighting'!$BL$5:$BL$25))),0))","v":""},{"$f":"IF(A92=\"\",\"\",IF(AP92=1,Summary!$H$11*(AO92)/(SUM('Space-by-Space Method'!$BO$4:$BO$78)),0))","v":""},{"$f":"IF(A92=\"\",\"\",IF(AP92=1,Summary!$I$11*(AO92)/(SUM('Space-by-Space Method'!$BO$4:$BO$78)),0))","v":""},null,null,null,{"$f":"IF(A92=\"\",\"\",IF(START!$B$34=2,INDIRECT(\"'Space-by-Space Method'!\"&SUBSTITUTE(ADDRESS(1,MOD(ROW(A92)-52,50)+10,4),\"1\",\"\")&ROUNDDOWN((ROW(A92)-52)/50,0)+4),\"\"))","v":""},{"$f":"IF(A92=\"\",\"\",INDIRECT(\"'Space-by-Space Method'!C\"&ROUNDDOWN((ROW(A92)-52)/50,0)+4))","v":""},{"$f":"IF(A92=\"\",\"\",IF(COUNTIF(CommonSpaceTypes,AQ92)>0,INDIRECT(\"'Space-by-Space Method'!F\"&ROUNDDOWN((ROW(A92)-52)/50,0)+4),\"\"))","v":""},{"$f":"IF(A92=\"\",\"\",IF(COUNTIF(BuildingSpecificSpaceTypes,AQ92)>0,INDIRECT(\"'Space-by-Space Method'!F\"&ROUNDDOWN((ROW(A92)-52)/50,0)+4),\"\"))","v":""},{"$f":"IF(A92=\"\",\"\",INDIRECT(\"'Fixture Schedule'!D\"&MOD(ROW(A92)-52,50)+9))","v":""},{"$f":"IF(A92=\"\",\"\",IF(AR92=\"\",\"\",INDIRECT(\"'Fixture Schedule'!K\"&MOD(ROW(A92)-52,50)+9)))","v":""},"",{"$f":"IF(A92=\"\",\"\",INDIRECT(\"'Fixture Schedule'!L\"&MOD(ROW(A92)-52,50)+9))","v":""},null,null,null,null,null,null,null,null,null,null,null,null,null,{"$f":"INDIRECT(\"'Space-by-Space Method'!\"&SUBSTITUTE(ADDRESS(1,MOD(ROW(A92)-52,50)+10,4),\"1\",\"\")&ROUNDDOWN((ROW(A92)-52)/50,0)+4)","v":0},{"$f":"LEFT(INDIRECT(\"'Space-by-Space Method'!BJ\"&ROUNDDOWN((ROW(A92)-52)/50,0)+4),3)","v":""},{"$f":"INDIRECT(\"'Fixture Schedule'!L\"&MOD(ROW(A92)-52,50)+9)","v":0},{"$f":"INDIRECT(\"'Fixture Schedule'!O\"&MOD(ROW(A92)-52,50)+9)","v":0},{"$f":"INDIRECT(\"'Space-by-Space Method'!F\"&ROUNDDOWN((ROW(A92)-52)/50,0)+4)","v":0},{"$f":"INDIRECT(\"'Fixture Schedule'!L\"&MOD(ROW(A92)-52,50)+9)","v":0},{"$f":"INDIRECT(\"'Space-by-Space Method'!D\"&ROUNDDOWN((ROW(A92)-52)/50,0)+4)","v":0},{"$f":"INDIRECT(\"'Space-by-Space Method'!E\"&ROUNDDOWN((ROW(A92)-52)/50,0)+4)","v":1}]
[{"$f":"IF(InteriorCalcType=2,IF(OR(AM93=0,AN93=\"DNQ\")=TRUE,\"\",INDIRECT(\"'Fixture Schedule'!M\"&MOD(ROW(A93)-52,50)+9)),\"\")","v":""},{"$f":"IF(A93=\"\",\"\",INDIRECT(\"'Fixture Schedule'!E\"&MOD(ROW(A93)-52,50)+9))","v":""},{"$f":"IF(A93=\"\",\"\",INDIRECT(\"'Fixture Schedule'!F\"&MOD(ROW(A93)-52,50)+9))","v":""},{"$f":"IF(A93=\"\",\"\",INDIRECT(\"'Fixture Schedule'!L\"&MOD(ROW(A93)-52,50)+9))","v":""},"",null,null,{"$f":"IF(A93=\"\",\"\",IF(AP93=1,Summary!$C$12*(AO93)/(SUM('Space-by-Space Method'!$BO$4:$BO$78,SUM('Exterior Lighting'!$BL$5:$BL$25))),0))","v":""},{"$f":"IF(A93=\"\",\"\",IF(START!$B$34=1,INDIRECT(\"'Space-by-Space Method'!\"&SUBSTITUTE(ADDRESS(1,MOD(ROW(A93)-52,50)+10,4),\"1\",\"\")&ROUNDDOWN((ROW(A93)-52)/50,0)+4),\"\"))","v":""},{"$f":"IF(A93=\"\",\"\",IF(AP93=1,Summary!$F$11*(AO93)/(SUM('Space-by-Space Method'!$BO$4:$BO$78,SUM('Exterior Lighting'!$BL$5:$BL$25))),0))","v":""},{"$f":"IF(A93=\"\",\"\",IF(AP93=1,Summary!$E$11*(AO93)/(SUM('Space-by-Space Method'!$BO$4:$BO$78,SUM('Exterior Lighting'!$BL$5:$BL$25))),0))","v":""},{"$f":"IF(A93=\"\",\"\",IF(AP93=1,Summary!$G$11*(AO93)/(SUM('Space-by-Space Method'!$BO$4:$BO$78,SUM('Exterior Lighting'!$BL$5:$BL$25))),0))","v":""},{"$f":"IF(A93=\"\",\"\",IF(AP93=1,Summary!$H$11*(AO93)/(SUM('Space-by-Space Method'!$BO$4:$BO$78)),0))","v":""},{"$f":"IF(A93=\"\",\"\",IF(AP93=1,Summary!$I$11*(AO93)/(SUM('Space-by-Space Method'!$BO$4:$BO$78)),0))","v":""},null,null,null,{"$f":"IF(A93=\"\",\"\",IF(START!$B$34=2,INDIRECT(\"'Space-by-Space Method'!\"&SUBSTITUTE(ADDRESS(1,MOD(ROW(A93)-52,50)+10,4),\"1\",\"\")&ROUNDDOWN((ROW(A93)-52)/50,0)+4),\"\"))","v":""},{"$f":"IF(A93=\"\",\"\",INDIRECT(\"'Space-by-Space Method'!C\"&ROUNDDOWN((ROW(A93)-52)/50,0)+4))","v":""},{"$f":"IF(A93=\"\",\"\",IF(COUNTIF(CommonSpaceTypes,AQ93)>0,INDIRECT(\"'Space-by-Space Method'!F\"&ROUNDDOWN((ROW(A93)-52)/50,0)+4),\"\"))","v":""},{"$f":"IF(A93=\"\",\"\",IF(COUNTIF(BuildingSpecificSpaceTypes,AQ93)>0,INDIRECT(\"'Space-by-Space Method'!F\"&ROUNDDOWN((ROW(A93)-52)/50,0)+4),\"\"))","v":""},{"$f":"IF(A93=\"\",\"\",INDIRECT(\"'Fixture Schedule'!D\"&MOD(ROW(A93)-52,50)+9))","v":""},{"$f":"IF(A93=\"\",\"\",IF(AR93=\"\",\"\",INDIRECT(\"'Fixture Schedule'!K\"&MOD(ROW(A93)-52,50)+9)))","v":""},"",{"$f":"IF(A93=\"\",\"\",INDIRECT(\"'Fixture Schedule'!L\"&MOD(ROW(A93)-52,50)+9))","v":""},null,null,null,null,null,null,null,null,null,null,null,null,null,{"$f":"INDIRECT(\"'Space-by-Space Method'!\"&SUBSTITUTE(ADDRESS(1,MOD(ROW(A93)-52,50)+10,4),\"1\",\"\")&ROUNDDOWN((ROW(A93)-52)/50,0)+4)","v":0},{"$f":"LEFT(INDIRECT(\"'Space-by-Space Method'!BJ\"&ROUNDDOWN((ROW(A93)-52)/50,0)+4),3)","v":""},{"$f":"INDIRECT(\"'Fixture Schedule'!L\"&MOD(ROW(A93)-52,50)+9)","v":0},{"$f":"INDIRECT(\"'Fixture Schedule'!O\"&MOD(ROW(A93)-52,50)+9)","v":0},{"$f":"INDIRECT(\"'Space-by-Space Method'!F\"&ROUNDDOWN((ROW(A93)-52)/50,0)+4)","v":0},{"$f":"INDIRECT(\"'Fixture Schedule'!L\"&MOD(ROW(A93)-52,50)+9)","v":0},{"$f":"INDIRECT(\"'Space-by-Space Method'!D\"&ROUNDDOWN((ROW(A93)-52)/50,0)+4)","v":0},{"$f":"INDIRECT(\"'Space-by-Space Method'!E\"&ROUNDDOWN((ROW(A93)-52)/50,0)+4)","v":1}]
[{"$f":"IF(InteriorCalcType=2,IF(OR(AM94=0,AN94=\"DNQ\")=TRUE,\"\",INDIRECT(\"'Fixture Schedule'!M\"&MOD(ROW(A94)-52,50)+9)),\"\")","v":""},{"$f":"IF(A94=\"\",\"\",INDIRECT(\"'Fixture Schedule'!E\"&MOD(ROW(A94)-52,50)+9))","v":""},{"$f":"IF(A94=\"\",\"\",INDIRECT(\"'Fixture Schedule'!F\"&MOD(ROW(A94)-52,50)+9))","v":""},{"$f":"IF(A94=\"\",\"\",INDIRECT(\"'Fixture Schedule'!L\"&MOD(ROW(A94)-52,50)+9))","v":""},"",null,null,{"$f":"IF(A94=\"\",\"\",IF(AP94=1,Summary!$C$12*(AO94)/(SUM('Space-by-Space Method'!$BO$4:$BO$78,SUM('Exterior Lighting'!$BL$5:$BL$25))),0))","v":""},{"$f":"IF(A94=\"\",\"\",IF(START!$B$34=1,INDIRECT(\"'Space-by-Space Method'!\"&SUBSTITUTE(ADDRESS(1,MOD(ROW(A94)-52,50)+10,4),\"1\",\"\")&ROUNDDOWN((ROW(A94)-52)/50,0)+4),\"\"))","v":""},{"$f":"IF(A94=\"\",\"\",IF(AP94=1,Summary!$F$11*(AO94)/(SUM('Space-by-Space Method'!$BO$4:$BO$78,SUM('Exterior Lighting'!$BL$5:$BL$25))),0))","v":""},{"$f":"IF(A94=\"\",\"\",IF(AP94=1,Summary!$E$11*(AO94)/(SUM('Space-by-Space Method'!$BO$4:$BO$78,SUM('Exterior Lighting'!$BL$5:$BL$25))),0))","v":""},{"$f":"IF(A94=\"\",\"\",IF(AP94=1,Summary!$G$11*(AO94)/(SUM('Space-by-Space Method'!$BO$4:$BO$78,SUM('Exterior Lighting'!$BL$5:$BL$25))),0))","v":""},{"$f":"IF(A94=\"\",\"\",IF(AP94=1,Summary!$H$11*(AO94)/(SUM('Space-by-Space Method'!$BO$4:$BO$78)),0))","v":""},{"$f":"IF(A94=\"\",\"\",IF(AP94=1,Summary!$I$11*(AO94)/(SUM('Space-by-Space Method'!$BO$4:$BO$78)),0))","v":""},null,null,null,{"$f":"IF(A94=\"\",\"\",IF(START!$B$34=2,INDIRECT(\"'Space-by-Space Method'!\"&SUBSTITUTE(ADDRESS(1,MOD(ROW(A94)-52,50)+10,4),\"1\",\"\")&ROUNDDOWN((ROW(A94)-52)/50,0)+4),\"\"))","v":""},{"$f":"IF(A94=\"\",\"\",INDIRECT(\"'Space-by-Space Method'!C\"&ROUNDDOWN((ROW(A94)-52)/50,0)+4))","v":""},{"$f":"IF(A94=\"\",\"\",IF(COUNTIF(CommonSpaceTypes,AQ94)>0,INDIRECT(\"'Space-by-Space Method'!F\"&ROUNDDOWN((ROW(A94)-52)/50,0)+4),\"\"))","v":""},{"$f":"IF(A94=\"\",\"\",IF(COUNTIF(BuildingSpecificSpaceTypes,AQ94)>0,INDIRECT(\"'Space-by-Space Method'!F\"&ROUNDDOWN((ROW(A94)-52)/50,0)+4),\"\"))","v":""},{"$f":"IF(A94=\"\",\"\",INDIRECT(\"'Fixture Schedule'!D\"&MOD(ROW(A94)-52,50)+9))","v":""},{"$f":"IF(A94=\"\",\"\",IF(AR94=\"\",\"\",INDIRECT(\"'Fixture Schedule'!K\"&MOD(ROW(A94)-52,50)+9)))","v":""},"",{"$f":"IF(A94=\"\",\"\",INDIRECT(\"'Fixture Schedule'!L\"&MOD(ROW(A94)-52,50)+9))","v":""},null,null,null,null,null,null,null,null,null,null,null,null,null,{"$f":"INDIRECT(\"'Space-by-Space Method'!\"&SUBSTITUTE(ADDRESS(1,MOD(ROW(A94)-52,50)+10,4),\"1\",\"\")&ROUNDDOWN((ROW(A94)-52)/50,0)+4)","v":0},{"$f":"LEFT(INDIRECT(\"'Space-by-Space Method'!BJ\"&ROUNDDOWN((ROW(A94)-52)/50,0)+4),3)","v":""},{"$f":"INDIRECT(\"'Fixture Schedule'!L\"&MOD(ROW(A94)-52,50)+9)","v":0},{"$f":"INDIRECT(\"'Fixture Schedule'!O\"&MOD(ROW(A94)-52,50)+9)","v":0},{"$f":"INDIRECT(\"'Space-by-Space Method'!F\"&ROUNDDOWN((ROW(A94)-52)/50,0)+4)","v":0},{"$f":"INDIRECT(\"'Fixture Schedule'!L\"&MOD(ROW(A94)-52,50)+9)","v":0},{"$f":"INDIRECT(\"'Space-by-Space Method'!D\"&ROUNDDOWN((ROW(A94)-52)/50,0)+4)","v":0},{"$f":"INDIRECT(\"'Space-by-Space Method'!E\"&ROUNDDOWN((ROW(A94)-52)/50,0)+4)","v":1}]
[{"$f":"IF(InteriorCalcType=2,IF(OR(AM95=0,AN95=\"DNQ\")=TRUE,\"\",INDIRECT(\"'Fixture Schedule'!M\"&MOD(ROW(A95)-52,50)+9)),\"\")","v":""},{"$f":"IF(A95=\"\",\"\",INDIRECT(\"'Fixture Schedule'!E\"&MOD(ROW(A95)-52,50)+9))","v":""},{"$f":"IF(A95=\"\",\"\",INDIRECT(\"'Fixture Schedule'!F\"&MOD(ROW(A95)-52,50)+9))","v":""},{"$f":"IF(A95=\"\",\"\",INDIRECT(\"'Fixture Schedule'!L\"&MOD(ROW(A95)-52,50)+9))","v":""},"",null,null,{"$f":"IF(A95=\"\",\"\",IF(AP95=1,Summary!$C$12*(AO95)/(SUM('Space-by-Space Method'!$BO$4:$BO$78,SUM('Exterior Lighting'!$BL$5:$BL$25))),0))","v":""},{"$f":"IF(A95=\"\",\"\",IF(START!$B$34=1,INDIRECT(\"'Space-by-Space Method'!\"&SUBSTITUTE(ADDRESS(1,MOD(ROW(A95)-52,50)+10,4),\"1\",\"\")&ROUNDDOWN((ROW(A95)-52)/50,0)+4),\"\"))","v":""},{"$f":"IF(A95=\"\",\"\",IF(AP95=1,Summary!$F$11*(AO95)/(SUM('Space-by-Space Method'!$BO$4:$BO$78,SUM('Exterior Lighting'!$BL$5:$BL$25))),0))","v":""},{"$f":"IF(A95=\"\",\"\",IF(AP95=1,Summary!$E$11*(AO95)/(SUM('Space-by-Space Method'!$BO$4:$BO$78,SUM('Exterior Lighting'!$BL$5:$BL$25))),0))","v":""},{"$f":"IF(A95=\"\",\"\",IF(AP95=1,Summary!$G$11*(AO95)/(SUM('Space-by-Space Method'!$BO$4:$BO$78,SUM('Exterior Lighting'!$BL$5:$BL$25))),0))","v":""},{"$f":"IF(A95=\"\",\"\",IF(AP95=1,Summary!$H$11*(AO95)/(SUM('Space-by-Space Method'!$BO$4:$BO$78)),0))","v":""},{"$f":"IF(A95=\"\",\"\",IF(AP95=1,Summary!$I$11*(AO95)/(SUM('Space-by-Space Method'!$BO$4:$BO$78)),0))","v":""},null,null,null,{"$f":"IF(A95=\"\",\"\",IF(START!$B$34=2,INDIRECT(\"'Space-by-Space Method'!\"&SUBSTITUTE(ADDRESS(1,MOD(ROW(A95)-52,50)+10,4),\"1\",\"\")&ROUNDDOWN((ROW(A95)-52)/50,0)+4),\"\"))","v":""},{"$f":"IF(A95=\"\",\"\",INDIRECT(\"'Space-by-Space Method'!C\"&ROUNDDOWN((ROW(A95)-52)/50,0)+4))","v":""},{"$f":"IF(A95=\"\",\"\",IF(COUNTIF(CommonSpaceTypes,AQ95)>0,INDIRECT(\"'Space-by-Space Method'!F\"&ROUNDDOWN((ROW(A95)-52)/50,0)+4),\"\"))","v":""},{"$f":"IF(A95=\"\",\"\",IF(COUNTIF(BuildingSpecificSpaceTypes,AQ95)>0,INDIRECT(\"'Space-by-Space Method'!F\"&ROUNDDOWN((ROW(A95)-52)/50,0)+4),\"\"))","v":""},{"$f":"IF(A95=\"\",\"\",INDIRECT(\"'Fixture Schedule'!D\"&MOD(ROW(A95)-52,50)+9))","v":""},{"$f":"IF(A95=\"\",\"\",IF(AR95=\"\",\"\",INDIRECT(\"'Fixture Schedule'!K\"&MOD(ROW(A95)-52,50)+9)))","v":""},"",{"$f":"IF(A95=\"\",\"\",INDIRECT(\"'Fixture Schedule'!L\"&MOD(ROW(A95)-52,50)+9))","v":""},null,null,null,null,null,null,null,null,null,null,null,null,null,{"$f":"INDIRECT(\"'Space-by-Space Method'!\"&SUBSTITUTE(ADDRESS(1,MOD(ROW(A95)-52,50)+10,4),\"1\",\"\")&ROUNDDOWN((ROW(A95)-52)/50,0)+4)","v":0},{"$f":"LEFT(INDIRECT(\"'Space-by-Space Method'!BJ\"&ROUNDDOWN((ROW(A95)-52)/50,0)+4),3)","v":""},{"$f":"INDIRECT(\"'Fixture Schedule'!L\"&MOD(ROW(A95)-52,50)+9)","v":0},{"$f":"INDIRECT(\"'Fixture Schedule'!O\"&MOD(ROW(A95)-52,50)+9)","v":0},{"$f":"INDIRECT(\"'Space-by-Space Method'!F\"&ROUNDDOWN((ROW(A95)-52)/50,0)+4)","v":0},{"$f":"INDIRECT(\"'Fixture Schedule'!L\"&MOD(ROW(A95)-52,50)+9)","v":0},{"$f":"INDIRECT(\"'Space-by-Space Method'!D\"&ROUNDDOWN((ROW(A95)-52)/50,0)+4)","v":0},{"$f":"INDIRECT(\"'Space-by-Space Method'!E\"&ROUNDDOWN((ROW(A95)-52)/50,0)+4)","v":1}]
[{"$f":"IF(InteriorCalcType=2,IF(OR(AM96=0,AN96=\"DNQ\")=TRUE,\"\",INDIRECT(\"'Fixture Schedule'!M\"&MOD(ROW(A96)-52,50)+9)),\"\")","v":""},{"$f":"IF(A96=\"\",\"\",INDIRECT(\"'Fixture Schedule'!E\"&MOD(ROW(A96)-52,50)+9))","v":""},{"$f":"IF(A96=\"\",\"\",INDIRECT(\"'Fixture Schedule'!F\"&MOD(ROW(A96)-52,50)+9))","v":""},{"$f":"IF(A96=\"\",\"\",INDIRECT(\"'Fixture Schedule'!L\"&MOD(ROW(A96)-52,50)+9))","v":""},"",null,null,{"$f":"IF(A96=\"\",\"\",IF(AP96=1,Summary!$C$12*(AO96)/(SUM('Space-by-Space Method'!$BO$4:$BO$78,SUM('Exterior Lighting'!$BL$5:$BL$25))),0))","v":""},{"$f":"IF(A96=\"\",\"\",IF(START!$B$34=1,INDIRECT(\"'Space-by-Space Method'!\"&SUBSTITUTE(ADDRESS(1,MOD(ROW(A96)-52,50)+10,4),\"1\",\"\")&ROUNDDOWN((ROW(A96)-52)/50,0)+4),\"\"))","v":""},{"$f":"IF(A96=\"\",\"\",IF(AP96=1,Summary!$F$11*(AO96)/(SUM('Space-by-Space Method'!$BO$4:$BO$78,SUM('Exterior Lighting'!$BL$5:$BL$25))),0))","v":""},{"$f":"IF(A96=\"\",\"\",IF(AP96=1,Summary!$E$11*(AO96)/(SUM('Space-by-Space Method'!$BO$4:$BO$78,SUM('Exterior Lighting'!$BL$5:$BL$25))),0))","v":""},{"$f":"IF(A96=\"\",\"\",IF(AP96=1,Summary!$G$11*(AO96)/(SUM('Space-by-Space Method'!$BO$4:$BO$78,SUM('Exterior Lighting'!$BL$5:$BL$25))),0))","v":""},{"$f":"IF(A96=\"\",\"\",IF(AP96=1,Summary!$H$11*(AO96)/(SUM('Space-by-Space Method'!$BO$4:$BO$78)),0))","v":""},{"$f":"IF(A96=\"\",\"\",IF(AP96=1,Summary!$I$11*(AO96)/(SUM('Space-by-Space Method'!$BO$4:$BO$78)),0))","v":""},null,null,null,{"$f":"IF(A96=\"\",\"\",IF(START!$B$34=2,INDIRECT(\"'Space-by-Space Method'!\"&SUBSTITUTE(ADDRESS(1,MOD(ROW(A96)-52,50)+10,4),\"1\",\"\")&ROUNDDOWN((ROW(A96)-52)/50,0)+4),\"\"))","v":""},{"$f":"IF(A96=\"\",\"\",INDIRECT(\"'Space-by-Space Method'!C\"&ROUNDDOWN((ROW(A96)-52)/50,0)+4))","v":""},{"$f":"IF(A96=\"\",\"\",IF(COUNTIF(CommonSpaceTypes,AQ96)>0,INDIRECT(\"'Space-by-Space Method'!F\"&ROUNDDOWN((ROW(A96)-52)/50,0)+4),\"\"))","v":""},{"$f":"IF(A96=\"\",\"\",IF(COUNTIF(BuildingSpecificSpaceTypes,AQ96)>0,INDIRECT(\"'Space-by-Space Method'!F\"&ROUNDDOWN((ROW(A96)-52)/50,0)+4),\"\"))","v":""},{"$f":"IF(A96=\"\",\"\",INDIRECT(\"'Fixture Schedule'!D\"&MOD(ROW(A96)-52,50)+9))","v":""},{"$f":"IF(A96=\"\",\"\",IF(AR96=\"\",\"\",INDIRECT(\"'Fixture Schedule'!K\"&MOD(ROW(A96)-52,50)+9)))","v":""},"",{"$f":"IF(A96=\"\",\"\",INDIRECT(\"'Fixture Schedule'!L\"&MOD(ROW(A96)-52,50)+9))","v":""},null,null,null,null,null,null,null,null,null,null,null,null,null,{"$f":"INDIRECT(\"'Space-by-Space Method'!\"&SUBSTITUTE(ADDRESS(1,MOD(ROW(A96)-52,50)+10,4),\"1\",\"\")&ROUNDDOWN((ROW(A96)-52)/50,0)+4)","v":0},{"$f":"LEFT(INDIRECT(\"'Space-by-Space Method'!BJ\"&ROUNDDOWN((ROW(A96)-52)/50,0)+4),3)","v":""},{"$f":"INDIRECT(\"'Fixture Schedule'!L\"&MOD(ROW(A96)-52,50)+9)","v":0},{"$f":"INDIRECT(\"'Fixture Schedule'!O\"&MOD(ROW(A96)-52,50)+9)","v":0},{"$f":"INDIRECT(\"'Space-by-Space Method'!F\"&ROUNDDOWN((ROW(A96)-52)/50,0)+4)","v":0},{"$f":"INDIRECT(\"'Fixture Schedule'!L\"&MOD(ROW(A96)-52,50)+9)","v":0},{"$f":"INDIRECT(\"'Space-by-Space Method'!D\"&ROUNDDOWN((ROW(A96)-52)/50,0)+4)","v":0},{"$f":"INDIRECT(\"'Space-by-Space Method'!E\"&ROUNDDOWN((ROW(A96)-52)/50,0)+4)","v":1}]
[{"$f":"IF(InteriorCalcType=2,IF(OR(AM97=0,AN97=\"DNQ\")=TRUE,\"\",INDIRECT(\"'Fixture Schedule'!M\"&MOD(ROW(A97)-52,50)+9)),\"\")","v":""},{"$f":"IF(A97=\"\",\"\",INDIRECT(\"'Fixture Schedule'!E\"&MOD(ROW(A97)-52,50)+9))","v":""},{"$f":"IF(A97=\"\",\"\",INDIRECT(\"'Fixture Schedule'!F\"&MOD(ROW(A97)-52,50)+9))","v":""},{"$f":"IF(A97=\"\",\"\",INDIRECT(\"'Fixture Schedule'!L\"&MOD(ROW(A97)-52,50)+9))","v":""},"",null,null,{"$f":"IF(A97=\"\",\"\",IF(AP97=1,Summary!$C$12*(AO97)/(SUM('Space-by-Space Method'!$BO$4:$BO$78,SUM('Exterior Lighting'!$BL$5:$BL$25))),0))","v":""},{"$f":"IF(A97=\"\",\"\",IF(START!$B$34=1,INDIRECT(\"'Space-by-Space Method'!\"&SUBSTITUTE(ADDRESS(1,MOD(ROW(A97)-52,50)+10,4),\"1\",\"\")&ROUNDDOWN((ROW(A97)-52)/50,0)+4),\"\"))","v":""},{"$f":"IF(A97=\"\",\"\",IF(AP97=1,Summary!$F$11*(AO97)/(SUM('Space-by-Space Method'!$BO$4:$BO$78,SUM('Exterior Lighting'!$BL$5:$BL$25))),0))","v":""},{"$f":"IF(A97=\"\",\"\",IF(AP97=1,Summary!$E$11*(AO97)/(SUM('Space-by-Space Method'!$BO$4:$BO$78,SUM('Exterior Lighting'!$BL$5:$BL$25))),0))","v":""},{"$f":"IF(A97=\"\",\"\",IF(AP97=1,Summary!$G$11*(AO97)/(SUM('Space-by-Space Method'!$BO$4:$BO$78,SUM('Exterior Lighting'!$BL$5:$BL$25))),0))","v":""},{"$f":"IF(A97=\"\",\"\",IF(AP97=1,Summary!$H$11*(AO97)/(SUM('Space-by-Space Method'!$BO$4:$BO$78)),0))","v":""},{"$f":"IF(A97=\"\",\"\",IF(AP97=1,Summary!$I$11*(AO97)/(SUM('Space-by-Space Method'!$BO$4:$BO$78)),0))","v":""},null,null,null,{"$f":"IF(A97=\"\",\"\",IF(START!$B$34=2,INDIRECT(\"'Space-by-Space Method'!\"&SUBSTITUTE(ADDRESS(1,MOD(ROW(A97)-52,50)+10,4),\"1\",\"\")&ROUNDDOWN((ROW(A97)-52)/50,0)+4),\"\"))","v":""},{"$f":"IF(A97=\"\",\"\",INDIRECT(\"'Space-by-Space Method'!C\"&ROUNDDOWN((ROW(A97)-52)/50,0)+4))","v":""},{"$f":"IF(A97=\"\",\"\",IF(COUNTIF(CommonSpaceTypes,AQ97)>0,INDIRECT(\"'Space-by-Space Method'!F\"&ROUNDDOWN((ROW(A97)-52)/50,0)+4),\"\"))","v":""},{"$f":"IF(A97=\"\",\"\",IF(COUNTIF(BuildingSpecificSpaceTypes,AQ97)>0,INDIRECT(\"'Space-by-Space Method'!F\"&ROUNDDOWN((ROW(A97)-52)/50,0)+4),\"\"))","v":""},{"$f":"IF(A97=\"\",\"\",INDIRECT(\"'Fixture Schedule'!D\"&MOD(ROW(A97)-52,50)+9))","v":""},{"$f":"IF(A97=\"\",\"\",IF(AR97=\"\",\"\",INDIRECT(\"'Fixture Schedule'!K\"&MOD(ROW(A97)-52,50)+9)))","v":""},"",{"$f":"IF(A97=\"\",\"\",INDIRECT(\"'Fixture Schedule'!L\"&MOD(ROW(A97)-52,50)+9))","v":""},null,null,null,null,null,null,null,null,null,null,null,null,null,{"$f":"INDIRECT(\"'Space-by-Space Method'!\"&SUBSTITUTE(ADDRESS(1,MOD(ROW(A97)-52,50)+10,4),\"1\",\"\")&ROUNDDOWN((ROW(A97)-52)/50,0)+4)","v":0},{"$f":"LEFT(INDIRECT(\"'Space-by-Space Method'!BJ\"&ROUNDDOWN((ROW(A97)-52)/50,0)+4),3)","v":""},{"$f":"INDIRECT(\"'Fixture Schedule'!L\"&MOD(ROW(A97)-52,50)+9)","v":0},{"$f":"INDIRECT(\"'Fixture Schedule'!O\"&MOD(ROW(A97)-52,50)+9)","v":0},{"$f":"INDIRECT(\"'Space-by-Space Method'!F\"&ROUNDDOWN((ROW(A97)-52)/50,0)+4)","v":0},{"$f":"INDIRECT(\"'Fixture Schedule'!L\"&MOD(ROW(A97)-52,50)+9)","v":0},{"$f":"INDIRECT(\"'Space-by-Space Method'!D\"&ROUNDDOWN((ROW(A97)-52)/50,0)+4)","v":0},{"$f":"INDIRECT(\"'Space-by-Space Method'!E\"&ROUNDDOWN((ROW(A97)-52)/50,0)+4)","v":1}]
[{"$f":"IF(InteriorCalcType=2,IF(OR(AM98=0,AN98=\"DNQ\")=TRUE,\"\",INDIRECT(\"'Fixture Schedule'!M\"&MOD(ROW(A98)-52,50)+9)),\"\")","v":""},{"$f":"IF(A98=\"\",\"\",INDIRECT(\"'Fixture Schedule'!E\"&MOD(ROW(A98)-52,50)+9))","v":""},{"$f":"IF(A98=\"\",\"\",INDIRECT(\"'Fixture Schedule'!F\"&MOD(ROW(A98)-52,50)+9))","v":""},{"$f":"IF(A98=\"\",\"\",INDIRECT(\"'Fixture Schedule'!L\"&MOD(ROW(A98)-52,50)+9))","v":""},"",null,null,{"$f":"IF(A98=\"\",\"\",IF(AP98=1,Summary!$C$12*(AO98)/(SUM('Space-by-Space Method'!$BO$4:$BO$78,SUM('Exterior Lighting'!$BL$5:$BL$25))),0))","v":""},{"$f":"IF(A98=\"\",\"\",IF(START!$B$34=1,INDIRECT(\"'Space-by-Space Method'!\"&SUBSTITUTE(ADDRESS(1,MOD(ROW(A98)-52,50)+10,4),\"1\",\"\")&ROUNDDOWN((ROW(A98)-52)/50,0)+4),\"\"))","v":""},{"$f":"IF(A98=\"\",\"\",IF(AP98=1,Summary!$F$11*(AO98)/(SUM('Space-by-Space Method'!$BO$4:$BO$78,SUM('Exterior Lighting'!$BL$5:$BL$25))),0))","v":""},{"$f":"IF(A98=\"\",\"\",IF(AP98=1,Summary!$E$11*(AO98)/(SUM('Space-by-Space Method'!$BO$4:$BO$78,SUM('Exterior Lighting'!$BL$5:$BL$25))),0))","v":""},{"$f":"IF(A98=\"\",\"\",IF(AP98=1,Summary!$G$11*(AO98)/(SUM('Space-by-Space Method'!$BO$4:$BO$78,SUM('Exterior Lighting'!$BL$5:$BL$25))),0))","v":""},{"$f":"IF(A98=\"\",\"\",IF(AP98=1,Summary!$H$11*(AO98)/(SUM('Space-by-Space Method'!$BO$4:$BO$78)),0))","v":""},{"$f":"IF(A98=\"\",\"\",IF(AP98=1,Summary!$I$11*(AO98)/(SUM('Space-by-Space Method'!$BO$4:$BO$78)),0))","v":""},null,null,null,{"$f":"IF(A98=\"\",\"\",IF(START!$B$34=2,INDIRECT(\"'Space-by-Space Method'!\"&SUBSTITUTE(ADDRESS(1,MOD(ROW(A98)-52,50)+10,4),\"1\",\"\")&ROUNDDOWN((ROW(A98)-52)/50,0)+4),\"\"))","v":""},{"$f":"IF(A98=\"\",\"\",INDIRECT(\"'Space-by-Space Method'!C\"&ROUNDDOWN((ROW(A98)-52)/50,0)+4))","v":""},{"$f":"IF(A98=\"\",\"\",IF(COUNTIF(CommonSpaceTypes,AQ98)>0,INDIRECT(\"'Space-by-Space Method'!F\"&ROUNDDOWN((ROW(A98)-52)/50,0)+4),\"\"))","v":""},{"$f":"IF(A98=\"\",\"\",IF(COUNTIF(BuildingSpecificSpaceTypes,AQ98)>0,INDIRECT(\"'Space-by-Space Method'!F\"&ROUNDDOWN((ROW(A98)-52)/50,0)+4),\"\"))","v":""},{"$f":"IF(A98=\"\",\"\",INDIRECT(\"'Fixture Schedule'!D\"&MOD(ROW(A98)-52,50)+9))","v":""},{"$f":"IF(A98=\"\",\"\",IF(AR98=\"\",\"\",INDIRECT(\"'Fixture Schedule'!K\"&MOD(ROW(A98)-52,50)+9)))","v":""},"",{"$f":"IF(A98=\"\",\"\",INDIRECT(\"'Fixture Schedule'!L\"&MOD(ROW(A98)-52,50)+9))","v":""},null,null,null,null,null,null,null,null,null,null,null,null,null,{"$f":"INDIRECT(\"'Space-by-Space Method'!\"&SUBSTITUTE(ADDRESS(1,MOD(ROW(A98)-52,50)+10,4),\"1\",\"\")&ROUNDDOWN((ROW(A98)-52)/50,0)+4)","v":0},{"$f":"LEFT(INDIRECT(\"'Space-by-Space Method'!BJ\"&ROUNDDOWN((ROW(A98)-52)/50,0)+4),3)","v":""},{"$f":"INDIRECT(\"'Fixture Schedule'!L\"&MOD(ROW(A98)-52,50)+9)","v":0},{"$f":"INDIRECT(\"'Fixture Schedule'!O\"&MOD(ROW(A98)-52,50)+9)","v":0},{"$f":"INDIRECT(\"'Space-by-Space Method'!F\"&ROUNDDOWN((ROW(A98)-52)/50,0)+4)","v":0},{"$f":"INDIRECT(\"'Fixture Schedule'!L\"&MOD(ROW(A98)-52,50)+9)","v":0},{"$f":"INDIRECT(\"'Space-by-Space Method'!D\"&ROUNDDOWN((ROW(A98)-52)/50,0)+4)","v":0},{"$f":"INDIRECT(\"'Space-by-Space Method'!E\"&ROUNDDOWN((ROW(A98)-52)/50,0)+4)","v":1}]
[{"$f":"IF(InteriorCalcType=2,IF(OR(AM99=0,AN99=\"DNQ\")=TRUE,\"\",INDIRECT(\"'Fixture Schedule'!M\"&MOD(ROW(A99)-52,50)+9)),\"\")","v":""},{"$f":"IF(A99=\"\",\"\",INDIRECT(\"'Fixture Schedule'!E\"&MOD(ROW(A99)-52,50)+9))","v":""},{"$f":"IF(A99=\"\",\"\",INDIRECT(\"'Fixture Schedule'!F\"&MOD(ROW(A99)-52,50)+9))","v":""},{"$f":"IF(A99=\"\",\"\",INDIRECT(\"'Fixture Schedule'!L\"&MOD(ROW(A99)-52,50)+9))","v":""},"",null,null,{"$f":"IF(A99=\"\",\"\",IF(AP99=1,Summary!$C$12*(AO99)/(SUM('Space-by-Space Method'!$BO$4:$BO$78,SUM('Exterior Lighting'!$BL$5:$BL$25))),0))","v":""},{"$f":"IF(A99=\"\",\"\",IF(START!$B$34=1,INDIRECT(\"'Space-by-Space Method'!\"&SUBSTITUTE(ADDRESS(1,MOD(ROW(A99)-52,50)+10,4),\"1\",\"\")&ROUNDDOWN((ROW(A99)-52)/50,0)+4),\"\"))","v":""},{"$f":"IF(A99=\"\",\"\",IF(AP99=1,Summary!$F$11*(AO99)/(SUM('Space-by-Space Method'!$BO$4:$BO$78,SUM('Exterior Lighting'!$BL$5:$BL$25))),0))","v":""},{"$f":"IF(A99=\"\",\"\",IF(AP99=1,Summary!$E$11*(AO99)/(SUM('Space-by-Space Method'!$BO$4:$BO$78,SUM('Exterior Lighting'!$BL$5:$BL$25))),0))","v":""},{"$f":"IF(A99=\"\",\"\",IF(AP99=1,Summary!$G$11*(AO99)/(SUM('Space-by-Space Method'!$BO$4:$BO$78,SUM('Exterior Lighting'!$BL$5:$BL$25))),0))","v":""},{"$f":"IF(A99=\"\",\"\",IF(AP99=1,Summary!$H$11*(AO99)/(SUM('Space-by-Space Method'!$BO$4:$BO$78)),0))","v":""},{"$f":"IF(A99=\"\",\"\",IF(AP99=1,Summary!$I$11*(AO99)/(SUM('Space-by-Space Method'!$BO$4:$BO$78)),0))","v":""},null,null,null,{"$f":"IF(A99=\"\",\"\",IF(START!$B$34=2,INDIRECT(\"'Space-by-Space Method'!\"&SUBSTITUTE(ADDRESS(1,MOD(ROW(A99)-52,50)+10,4),\"1\",\"\")&ROUNDDOWN((ROW(A99)-52)/50,0)+4),\"\"))","v":""},{"$f":"IF(A99=\"\",\"\",INDIRECT(\"'Space-by-Space Method'!C\"&ROUNDDOWN((ROW(A99)-52)/50,0)+4))","v":""},{"$f":"IF(A99=\"\",\"\",IF(COUNTIF(CommonSpaceTypes,AQ99)>0,INDIRECT(\"'Space-by-Space Method'!F\"&ROUNDDOWN((ROW(A99)-52)/50,0)+4),\"\"))","v":""},{"$f":"IF(A99=\"\",\"\",IF(COUNTIF(BuildingSpecificSpaceTypes,AQ99)>0,INDIRECT(\"'Space-by-Space Method'!F\"&ROUNDDOWN((ROW(A99)-52)/50,0)+4),\"\"))","v":""},{"$f":"IF(A99=\"\",\"\",INDIRECT(\"'Fixture Schedule'!D\"&MOD(ROW(A99)-52,50)+9))","v":""},{"$f":"IF(A99=\"\",\"\",IF(AR99=\"\",\"\",INDIRECT(\"'Fixture Schedule'!K\"&MOD(ROW(A99)-52,50)+9)))","v":""},"",{"$f":"IF(A99=\"\",\"\",INDIRECT(\"'Fixture Schedule'!L\"&MOD(ROW(A99)-52,50)+9))","v":""},null,null,null,null,null,null,null,null,null,null,null,null,null,{"$f":"INDIRECT(\"'Space-by-Space Method'!\"&SUBSTITUTE(ADDRESS(1,MOD(ROW(A99)-52,50)+10,4),\"1\",\"\")&ROUNDDOWN((ROW(A99)-52)/50,0)+4)","v":0},{"$f":"LEFT(INDIRECT(\"'Space-by-Space Method'!BJ\"&ROUNDDOWN((ROW(A99)-52)/50,0)+4),3)","v":""},{"$f":"INDIRECT(\"'Fixture Schedule'!L\"&MOD(ROW(A99)-52,50)+9)","v":0},{"$f":"INDIRECT(\"'Fixture Schedule'!O\"&MOD(ROW(A99)-52,50)+9)","v":0},{"$f":"INDIRECT(\"'Space-by-Space Method'!F\"&ROUNDDOWN((ROW(A99)-52)/50,0)+4)","v":0},{"$f":"INDIRECT(\"'Fixture Schedule'!L\"&MOD(ROW(A99)-52,50)+9)","v":0},{"$f":"INDIRECT(\"'Space-by-Space Method'!D\"&ROUNDDOWN((ROW(A99)-52)/50,0)+4)","v":0},{"$f":"INDIRECT(\"'Space-by-Space Method'!E\"&ROUNDDOWN((ROW(A99)-52)/50,0)+4)","v":1}]
[{"$f":"IF(InteriorCalcType=2,IF(OR(AM100=0,AN100=\"DNQ\")=TRUE,\"\",INDIRECT(\"'Fixture Schedule'!M\"&MOD(ROW(A100)-52,50)+9)),\"\")","v":""},{"$f":"IF(A100=\"\",\"\",INDIRECT(\"'Fixture Schedule'!E\"&MOD(ROW(A100)-52,50)+9))","v":""},{"$f":"IF(A100=\"\",\"\",INDIRECT(\"'Fixture Schedule'!F\"&MOD(ROW(A100)-52,50)+9))","v":""},{"$f":"IF(A100=\"\",\"\",INDIRECT(\"'Fixture Schedule'!L\"&MOD(ROW(A100)-52,50)+9))","v":""},"",null,null,{"$f":"IF(A100=\"\",\"\",IF(AP100=1,Summary!$C$12*(AO100)/(SUM('Space-by-Space Method'!$BO$4:$BO$78,SUM('Exterior Lighting'!$BL$5:$BL$25))),0))","v":""},{"$f":"IF(A100=\"\",\"\",IF(START!$B$34=1,INDIRECT(\"'Space-by-Space Method'!\"&SUBSTITUTE(ADDRESS(1,MOD(ROW(A100)-52,50)+10,4),\"1\",\"\")&ROUNDDOWN((ROW(A100)-52)/50,0)+4),\"\"))","v":""},{"$f":"IF(A100=\"\",\"\",IF(AP100=1,Summary!$F$11*(AO100)/(SUM('Space-by-Space Method'!$BO$4:$BO$78,SUM('Exterior Lighting'!$BL$5:$BL$25))),0))","v":""},{"$f":"IF(A100=\"\",\"\",IF(AP100=1,Summary!$E$11*(AO100)/(SUM('Space-by-Space Method'!$BO$4:$BO$78,SUM('Exterior Lighting'!$BL$5:$BL$25))),0))","v":""},{"$f":"IF(A100=\"\",\"\",IF(AP100=1,Summary!$G$11*(AO100)/(SUM('Space-by-Space Method'!$BO$4:$BO$78,SUM('Exterior Lighting'!$BL$5:$BL$25))),0))","v":""},{"$f":"IF(A100=\"\",\"\",IF(AP100=1,Summary!$H$11*(AO100)/(SUM('Space-by-Space Method'!$BO$4:$BO$78)),0))","v":""},{"$f":"IF(A100=\"\",\"\",IF(AP100=1,Summary!$I$11*(AO100)/(SUM('Space-by-Space Method'!$BO$4:$BO$78)),0))","v":""},null,null,null,{"$f":"IF(A100=\"\",\"\",IF(START!$B$34=2,INDIRECT(\"'Space-by-Space Method'!\"&SUBSTITUTE(ADDRESS(1,MOD(ROW(A100)-52,50)+10,4),\"1\",\"\")&ROUNDDOWN((ROW(A100)-52)/50,0)+4),\"\"))","v":""},{"$f":"IF(A100=\"\",\"\",INDIRECT(\"'Space-by-Space Method'!C\"&ROUNDDOWN((ROW(A100)-52)/50,0)+4))","v":""},{"$f":"IF(A100=\"\",\"\",IF(COUNTIF(CommonSpaceTypes,AQ100)>0,INDIRECT(\"'Space-by-Space Method'!F\"&ROUNDDOWN((ROW(A100)-52)/50,0)+4),\"\"))","v":""},{"$f":"IF(A100=\"\",\"\",IF(COUNTIF(BuildingSpecificSpaceTypes,AQ100)>0,INDIRECT(\"'Space-by-Space Method'!F\"&ROUNDDOWN((ROW(A100)-52)/50,0)+4),\"\"))","v":""},{"$f":"IF(A100=\"\",\"\",INDIRECT(\"'Fixture Schedule'!D\"&MOD(ROW(A100)-52,50)+9))","v":""},{"$f":"IF(A100=\"\",\"\",IF(AR100=\"\",\"\",INDIRECT(\"'Fixture Schedule'!K\"&MOD(ROW(A100)-52,50)+9)))","v":""},"",{"$f":"IF(A100=\"\",\"\",INDIRECT(\"'Fixture Schedule'!L\"&MOD(ROW(A100)-52,50)+9))","v":""},null,null,null,null,null,null,null,null,null,null,null,null,null,{"$f":"INDIRECT(\"'Space-by-Space Method'!\"&SUBSTITUTE(ADDRESS(1,MOD(ROW(A100)-52,50)+10,4),\"1\",\"\")&ROUNDDOWN((ROW(A100)-52)/50,0)+4)","v":0},{"$f":"LEFT(INDIRECT(\"'Space-by-Space Method'!BJ\"&ROUNDDOWN((ROW(A100)-52)/50,0)+4),3)","v":""},{"$f":"INDIRECT(\"'Fixture Schedule'!L\"&MOD(ROW(A100)-52,50)+9)","v":0},{"$f":"INDIRECT(\"'Fixture Schedule'!O\"&MOD(ROW(A100)-52,50)+9)","v":0},{"$f":"INDIRECT(\"'Space-by-Space Method'!F\"&ROUNDDOWN((ROW(A100)-52)/50,0)+4)","v":0},{"$f":"INDIRECT(\"'Fixture Schedule'!L\"&MOD(ROW(A100)-52,50)+9)","v":0},{"$f":"INDIRECT(\"'Space-by-Space Method'!D\"&ROUNDDOWN((ROW(A100)-52)/50,0)+4)","v":0},{"$f":"INDIRECT(\"'Space-by-Space Method'!E\"&ROUNDDOWN((ROW(A100)-52)/50,0)+4)","v":1}]
[{"$f":"IF(InteriorCalcType=2,IF(OR(AM101=0,AN101=\"DNQ\")=TRUE,\"\",INDIRECT(\"'Fixture Schedule'!M\"&MOD(ROW(A101)-52,50)+9)),\"\")","v":""},{"$f":"IF(A101=\"\",\"\",INDIRECT(\"'Fixture Schedule'!E\"&MOD(ROW(A101)-52,50)+9))","v":""},{"$f":"IF(A101=\"\",\"\",INDIRECT(\"'Fixture Schedule'!F\"&MOD(ROW(A101)-52,50)+9))","v":""},{"$f":"IF(A101=\"\",\"\",INDIRECT(\"'Fixture Schedule'!L\"&MOD(ROW(A101)-52,50)+9))","v":""},"",null,null,{"$f":"IF(A101=\"\",\"\",IF(AP101=1,Summary!$C$12*(AO101)/(SUM('Space-by-Space Method'!$BO$4:$BO$78,SUM('Exterior Lighting'!$BL$5:$BL$25))),0))","v":""},{"$f":"IF(A101=\"\",\"\",IF(START!$B$34=1,INDIRECT(\"'Space-by-Space Method'!\"&SUBSTITUTE(ADDRESS(1,MOD(ROW(A101)-52,50)+10,4),\"1\",\"\")&ROUNDDOWN((ROW(A101)-52)/50,0)+4),\"\"))","v":""},{"$f":"IF(A101=\"\",\"\",IF(AP101=1,Summary!$F$11*(AO101)/(SUM('Space-by-Space Method'!$BO$4:$BO$78,SUM('Exterior Lighting'!$BL$5:$BL$25))),0))","v":""},{"$f":"IF(A101=\"\",\"\",IF(AP101=1,Summary!$E$11*(AO101)/(SUM('Space-by-Space Method'!$BO$4:$BO$78,SUM('Exterior Lighting'!$BL$5:$BL$25))),0))","v":""},{"$f":"IF(A101=\"\",\"\",IF(AP101=1,Summary!$G$11*(AO101)/(SUM('Space-by-Space Method'!$BO$4:$BO$78,SUM('Exterior Lighting'!$BL$5:$BL$25))),0))","v":""},{"$f":"IF(A101=\"\",\"\",IF(AP101=1,Summary!$H$11*(AO101)/(SUM('Space-by-Space Method'!$BO$4:$BO$78)),0))","v":""},{"$f":"IF(A101=\"\",\"\",IF(AP101=1,Summary!$I$11*(AO101)/(SUM('Space-by-Space Method'!$BO$4:$BO$78)),0))","v":""},null,null,null,{"$f":"IF(A101=\"\",\"\",IF(START!$B$34=2,INDIRECT(\"'Space-by-Space Method'!\"&SUBSTITUTE(ADDRESS(1,MOD(ROW(A101)-52,50)+10,4),\"1\",\"\")&ROUNDDOWN((ROW(A101)-52)/50,0)+4),\"\"))","v":""},{"$f":"IF(A101=\"\",\"\",INDIRECT(\"'Space-by-Space Method'!C\"&ROUNDDOWN((ROW(A101)-52)/50,0)+4))","v":""},{"$f":"IF(A101=\"\",\"\",IF(COUNTIF(CommonSpaceTypes,AQ101)>0,INDIRECT(\"'Space-by-Space Method'!F\"&ROUNDDOWN((ROW(A101)-52)/50,0)+4),\"\"))","v":""},{"$f":"IF(A101=\"\",\"\",IF(COUNTIF(BuildingSpecificSpaceTypes,AQ101)>0,INDIRECT(\"'Space-by-Space Method'!F\"&ROUNDDOWN((ROW(A101)-52)/50,0)+4),\"\"))","v":""},{"$f":"IF(A101=\"\",\"\",INDIRECT(\"'Fixture Schedule'!D\"&MOD(ROW(A101)-52,50)+9))","v":""},{"$f":"IF(A101=\"\",\"\",IF(AR101=\"\",\"\",INDIRECT(\"'Fixture Schedule'!K\"&MOD(ROW(A101)-52,50)+9)))","v":""},"",{"$f":"IF(A101=\"\",\"\",INDIRECT(\"'Fixture Schedule'!L\"&MOD(ROW(A101)-52,50)+9))","v":""},null,null,null,null,null,null,null,null,null,null,null,null,null,{"$f":"INDIRECT(\"'Space-by-Space Method'!\"&SUBSTITUTE(ADDRESS(1,MOD(ROW(A101)-52,50)+10,4),\"1\",\"\")&ROUNDDOWN((ROW(A101)-52)/50,0)+4)","v":0},{"$f":"LEFT(INDIRECT(\"'Space-by-Space Method'!BJ\"&ROUNDDOWN((ROW(A101)-52)/50,0)+4),3)","v":""},{"$f":"INDIRECT(\"'Fixture Schedule'!L\"&MOD(ROW(A101)-52,50)+9)","v":0},{"$f":"INDIRECT(\"'Fixture Schedule'!O\"&MOD(ROW(A101)-52,50)+9)","v":0},{"$f":"INDIRECT(\"'Space-by-Space Method'!F\"&ROUNDDOWN((ROW(A101)-52)/50,0)+4)","v":0},{"$f":"INDIRECT(\"'Fixture Schedule'!L\"&MOD(ROW(A101)-52,50)+9)","v":0},{"$f":"INDIRECT(\"'Space-by-Space Method'!D\"&ROUNDDOWN((ROW(A101)-52)/50,0)+4)","v":0},{"$f":"INDIRECT(\"'Space-by-Space Method'!E\"&ROUNDDOWN((ROW(A101)-52)/50,0)+4)","v":1}]
[{"$f":"IF(InteriorCalcType=2,IF(OR(AM102=0,AN102=\"DNQ\")=TRUE,\"\",INDIRECT(\"'Fixture Schedule'!M\"&MOD(ROW(A102)-52,50)+9)),\"\")","v":""},{"$f":"IF(A102=\"\",\"\",INDIRECT(\"'Fixture Schedule'!E\"&MOD(ROW(A102)-52,50)+9))","v":""},{"$f":"IF(A102=\"\",\"\",INDIRECT(\"'Fixture Schedule'!F\"&MOD(ROW(A102)-52,50)+9))","v":""},{"$f":"IF(A102=\"\",\"\",INDIRECT(\"'Fixture Schedule'!L\"&MOD(ROW(A102)-52,50)+9))","v":""},"",null,null,{"$f":"IF(A102=\"\",\"\",IF(AP102=1,Summary!$C$12*(AO102)/(SUM('Space-by-Space Method'!$BO$4:$BO$78,SUM('Exterior Lighting'!$BL$5:$BL$25))),0))","v":""},{"$f":"IF(A102=\"\",\"\",IF(START!$B$34=1,INDIRECT(\"'Space-by-Space Method'!\"&SUBSTITUTE(ADDRESS(1,MOD(ROW(A102)-52,50)+10,4),\"1\",\"\")&ROUNDDOWN((ROW(A102)-52)/50,0)+4),\"\"))","v":""},{"$f":"IF(A102=\"\",\"\",IF(AP102=1,Summary!$F$11*(AO102)/(SUM('Space-by-Space Method'!$BO$4:$BO$78,SUM('Exterior Lighting'!$BL$5:$BL$25))),0))","v":""},{"$f":"IF(A102=\"\",\"\",IF(AP102=1,Summary!$E$11*(AO102)/(SUM('Space-by-Space Method'!$BO$4:$BO$78,SUM('Exterior Lighting'!$BL$5:$BL$25))),0))","v":""},{"$f":"IF(A102=\"\",\"\",IF(AP102=1,Summary!$G$11*(AO102)/(SUM('Space-by-Space Method'!$BO$4:$BO$78,SUM('Exterior Lighting'!$BL$5:$BL$25))),0))","v":""},{"$f":"IF(A102=\"\",\"\",IF(AP102=1,Summary!$H$11*(AO102)/(SUM('Space-by-Space Method'!$BO$4:$BO$78)),0))","v":""},{"$f":"IF(A102=\"\",\"\",IF(AP102=1,Summary!$I$11*(AO102)/(SUM('Space-by-Space Method'!$BO$4:$BO$78)),0))","v":""},null,null,null,{"$f":"IF(A102=\"\",\"\",IF(START!$B$34=2,INDIRECT(\"'Space-by-Space Method'!\"&SUBSTITUTE(ADDRESS(1,MOD(ROW(A102)-52,50)+10,4),\"1\",\"\")&ROUNDDOWN((ROW(A102)-52)/50,0)+4),\"\"))","v":""},{"$f":"IF(A102=\"\",\"\",INDIRECT(\"'Space-by-Space Method'!C\"&ROUNDDOWN((ROW(A102)-52)/50,0)+4))","v":""},{"$f":"IF(A102=\"\",\"\",IF(COUNTIF(CommonSpaceTypes,AQ102)>0,INDIRECT(\"'Space-by-Space Method'!F\"&ROUNDDOWN((ROW(A102)-52)/50,0)+4),\"\"))","v":""},{"$f":"IF(A102=\"\",\"\",IF(COUNTIF(BuildingSpecificSpaceTypes,AQ102)>0,INDIRECT(\"'Space-by-Space Method'!F\"&ROUNDDOWN((ROW(A102)-52)/50,0)+4),\"\"))","v":""},{"$f":"IF(A102=\"\",\"\",INDIRECT(\"'Fixture Schedule'!D\"&MOD(ROW(A102)-52,50)+9))","v":""},{"$f":"IF(A102=\"\",\"\",IF(AR102=\"\",\"\",INDIRECT(\"'Fixture Schedule'!K\"&MOD(ROW(A102)-52,50)+9)))","v":""},"",{"$f":"IF(A102=\"\",\"\",INDIRECT(\"'Fixture Schedule'!L\"&MOD(ROW(A102)-52,50)+9))","v":""},null,null,null,null,null,null,null,null,null,null,null,null,null,{"$f":"INDIRECT(\"'Space-by-Space Method'!\"&SUBSTITUTE(ADDRESS(1,MOD(ROW(A102)-52,50)+10,4),\"1\",\"\")&ROUNDDOWN((ROW(A102)-52)/50,0)+4)","v":0},{"$f":"LEFT(INDIRECT(\"'Space-by-Space Method'!BJ\"&ROUNDDOWN((ROW(A102)-52)/50,0)+4),3)","v":""},{"$f":"INDIRECT(\"'Fixture Schedule'!L\"&MOD(ROW(A102)-52,50)+9)","v":0},{"$f":"INDIRECT(\"'Fixture Schedule'!O\"&MOD(ROW(A102)-52,50)+9)","v":0},{"$f":"INDIRECT(\"'Space-by-Space Method'!F\"&ROUNDDOWN((ROW(A102)-52)/50,0)+4)","v":0},{"$f":"INDIRECT(\"'Fixture Schedule'!L\"&MOD(ROW(A102)-52,50)+9)","v":0},{"$f":"INDIRECT(\"'Space-by-Space Method'!D\"&ROUNDDOWN((ROW(A102)-52)/50,0)+4)","v":0},{"$f":"INDIRECT(\"'Space-by-Space Method'!E\"&ROUNDDOWN((ROW(A102)-52)/50,0)+4)","v":1}]
[{"$f":"IF(InteriorCalcType=2,IF(OR(AM103=0,AN103=\"DNQ\")=TRUE,\"\",INDIRECT(\"'Fixture Schedule'!M\"&MOD(ROW(A103)-52,50)+9)),\"\")","v":""},{"$f":"IF(A103=\"\",\"\",INDIRECT(\"'Fixture Schedule'!E\"&MOD(ROW(A103)-52,50)+9))","v":""},{"$f":"IF(A103=\"\",\"\",INDIRECT(\"'Fixture Schedule'!F\"&MOD(ROW(A103)-52,50)+9))","v":""},{"$f":"IF(A103=\"\",\"\",INDIRECT(\"'Fixture Schedule'!L\"&MOD(ROW(A103)-52,50)+9))","v":""},"",null,null,{"$f":"IF(A103=\"\",\"\",IF(AP103=1,Summary!$C$12*(AO103)/(SUM('Space-by-Space Method'!$BO$4:$BO$78,SUM('Exterior Lighting'!$BL$5:$BL$25))),0))","v":""},{"$f":"IF(A103=\"\",\"\",IF(START!$B$34=1,INDIRECT(\"'Space-by-Space Method'!\"&SUBSTITUTE(ADDRESS(1,MOD(ROW(A103)-52,50)+10,4),\"1\",\"\")&ROUNDDOWN((ROW(A103)-52)/50,0)+4),\"\"))","v":""},{"$f":"IF(A103=\"\",\"\",IF(AP103=1,Summary!$F$11*(AO103)/(SUM('Space-by-Space Method'!$BO$4:$BO$78,SUM('Exterior Lighting'!$BL$5:$BL$25))),0))","v":""},{"$f":"IF(A103=\"\",\"\",IF(AP103=1,Summary!$E$11*(AO103)/(SUM('Space-by-Space Method'!$BO$4:$BO$78,SUM('Exterior Lighting'!$BL$5:$BL$25))),0))","v":""},{"$f":"IF(A103=\"\",\"\",IF(AP103=1,Summary!$G$11*(AO103)/(SUM('Space-by-Space Method'!$BO$4:$BO$78,SUM('Exterior Lighting'!$BL$5:$BL$25))),0))","v":""},{"$f":"IF(A103=\"\",\"\",IF(AP103=1,Summary!$H$11*(AO103)/(SUM('Space-by-Space Method'!$BO$4:$BO$78)),0))","v":""},{"$f":"IF(A103=\"\",\"\",IF(AP103=1,Summary!$I$11*(AO103)/(SUM('Space-by-Space Method'!$BO$4:$BO$78)),0))","v":""},null,null,null,{"$f":"IF(A103=\"\",\"\",IF(START!$B$34=2,INDIRECT(\"'Space-by-Space Method'!\"&SUBSTITUTE(ADDRESS(1,MOD(ROW(A103)-52,50)+10,4),\"1\",\"\")&ROUNDDOWN((ROW(A103)-52)/50,0)+4),\"\"))","v":""},{"$f":"IF(A103=\"\",\"\",INDIRECT(\"'Space-by-Space Method'!C\"&ROUNDDOWN((ROW(A103)-52)/50,0)+4))","v":""},{"$f":"IF(A103=\"\",\"\",IF(COUNTIF(CommonSpaceTypes,AQ103)>0,INDIRECT(\"'Space-by-Space Method'!F\"&ROUNDDOWN((ROW(A103)-52)/50,0)+4),\"\"))","v":""},{"$f":"IF(A103=\"\",\"\",IF(COUNTIF(BuildingSpecificSpaceTypes,AQ103)>0,INDIRECT(\"'Space-by-Space Method'!F\"&ROUNDDOWN((ROW(A103)-52)/50,0)+4),\"\"))","v":""},{"$f":"IF(A103=\"\",\"\",INDIRECT(\"'Fixture Schedule'!D\"&MOD(ROW(A103)-52,50)+9))","v":""},{"$f":"IF(A103=\"\",\"\",IF(AR103=\"\",\"\",INDIRECT(\"'Fixture Schedule'!K\"&MOD(ROW(A103)-52,50)+9)))","v":""},"",{"$f":"IF(A103=\"\",\"\",INDIRECT(\"'Fixture Schedule'!L\"&MOD(ROW(A103)-52,50)+9))","v":""},null,null,null,null,null,null,null,null,null,null,null,null,null,{"$f":"INDIRECT(\"'Space-by-Space Method'!\"&SUBSTITUTE(ADDRESS(1,MOD(ROW(A103)-52,50)+10,4),\"1\",\"\")&ROUNDDOWN((ROW(A103)-52)/50,0)+4)","v":0},{"$f":"LEFT(INDIRECT(\"'Space-by-Space Method'!BJ\"&ROUNDDOWN((ROW(A103)-52)/50,0)+4),3)","v":""},{"$f":"INDIRECT(\"'Fixture Schedule'!L\"&MOD(ROW(A103)-52,50)+9)","v":0},{"$f":"INDIRECT(\"'Fixture Schedule'!O\"&MOD(ROW(A103)-52,50)+9)","v":0},{"$f":"INDIRECT(\"'Space-by-Space Method'!F\"&ROUNDDOWN((ROW(A103)-52)/50,0)+4)","v":0},{"$f":"INDIRECT(\"'Fixture Schedule'!L\"&MOD(ROW(A103)-52,50)+9)","v":0},{"$f":"INDIRECT(\"'Space-by-Space Method'!D\"&ROUNDDOWN((ROW(A103)-52)/50,0)+4)","v":0},{"$f":"INDIRECT(\"'Space-by-Space Method'!E\"&ROUNDDOWN((ROW(A103)-52)/50,0)+4)","v":1}]
[{"$f":"IF(InteriorCalcType=2,IF(OR(AM104=0,AN104=\"DNQ\")=TRUE,\"\",INDIRECT(\"'Fixture Schedule'!M\"&MOD(ROW(A104)-52,50)+9)),\"\")","v":""},{"$f":"IF(A104=\"\",\"\",INDIRECT(\"'Fixture Schedule'!E\"&MOD(ROW(A104)-52,50)+9))","v":""},{"$f":"IF(A104=\"\",\"\",INDIRECT(\"'Fixture Schedule'!F\"&MOD(ROW(A104)-52,50)+9))","v":""},{"$f":"IF(A104=\"\",\"\",INDIRECT(\"'Fixture Schedule'!L\"&MOD(ROW(A104)-52,50)+9))","v":""},"",null,null,{"$f":"IF(A104=\"\",\"\",IF(AP104=1,Summary!$C$12*(AO104)/(SUM('Space-by-Space Method'!$BO$4:$BO$78,SUM('Exterior Lighting'!$BL$5:$BL$25))),0))","v":""},{"$f":"IF(A104=\"\",\"\",IF(START!$B$34=1,INDIRECT(\"'Space-by-Space Method'!\"&SUBSTITUTE(ADDRESS(1,MOD(ROW(A104)-52,50)+10,4),\"1\",\"\")&ROUNDDOWN((ROW(A104)-52)/50,0)+4),\"\"))","v":""},{"$f":"IF(A104=\"\",\"\",IF(AP104=1,Summary!$F$11*(AO104)/(SUM('Space-by-Space Method'!$BO$4:$BO$78,SUM('Exterior Lighting'!$BL$5:$BL$25))),0))","v":""},{"$f":"IF(A104=\"\",\"\",IF(AP104=1,Summary!$E$11*(AO104)/(SUM('Space-by-Space Method'!$BO$4:$BO$78,SUM('Exterior Lighting'!$BL$5:$BL$25))),0))","v":""},{"$f":"IF(A104=\"\",\"\",IF(AP104=1,Summary!$G$11*(AO104)/(SUM('Space-by-Space Method'!$BO$4:$BO$78,SUM('Exterior Lighting'!$BL$5:$BL$25))),0))","v":""},{"$f":"IF(A104=\"\",\"\",IF(AP104=1,Summary!$H$11*(AO104)/(SUM('Space-by-Space Method'!$BO$4:$BO$78)),0))","v":""},{"$f":"IF(A104=\"\",\"\",IF(AP104=1,Summary!$I$11*(AO104)/(SUM('Space-by-Space Method'!$BO$4:$BO$78)),0))","v":""},null,null,null,{"$f":"IF(A104=\"\",\"\",IF(START!$B$34=2,INDIRECT(\"'Space-by-Space Method'!\"&SUBSTITUTE(ADDRESS(1,MOD(ROW(A104)-52,50)+10,4),\"1\",\"\")&ROUNDDOWN((ROW(A104)-52)/50,0)+4),\"\"))","v":""},{"$f":"IF(A104=\"\",\"\",INDIRECT(\"'Space-by-Space Method'!C\"&ROUNDDOWN((ROW(A104)-52)/50,0)+4))","v":""},{"$f":"IF(A104=\"\",\"\",IF(COUNTIF(CommonSpaceTypes,AQ104)>0,INDIRECT(\"'Space-by-Space Method'!F\"&ROUNDDOWN((ROW(A104)-52)/50,0)+4),\"\"))","v":""},{"$f":"IF(A104=\"\",\"\",IF(COUNTIF(BuildingSpecificSpaceTypes,AQ104)>0,INDIRECT(\"'Space-by-Space Method'!F\"&ROUNDDOWN((ROW(A104)-52)/50,0)+4),\"\"))","v":""},{"$f":"IF(A104=\"\",\"\",INDIRECT(\"'Fixture Schedule'!D\"&MOD(ROW(A104)-52,50)+9))","v":""},{"$f":"IF(A104=\"\",\"\",IF(AR104=\"\",\"\",INDIRECT(\"'Fixture Schedule'!K\"&MOD(ROW(A104)-52,50)+9)))","v":""},"",{"$f":"IF(A104=\"\",\"\",INDIRECT(\"'Fixture Schedule'!L\"&MOD(ROW(A104)-52,50)+9))","v":""},null,null,null,null,null,null,null,null,null,null,null,null,null,{"$f":"INDIRECT(\"'Space-by-Space Method'!\"&SUBSTITUTE(ADDRESS(1,MOD(ROW(A104)-52,50)+10,4),\"1\",\"\")&ROUNDDOWN((ROW(A104)-52)/50,0)+4)","v":0},{"$f":"LEFT(INDIRECT(\"'Space-by-Space Method'!BJ\"&ROUNDDOWN((ROW(A104)-52)/50,0)+4),3)","v":""},{"$f":"INDIRECT(\"'Fixture Schedule'!L\"&MOD(ROW(A104)-52,50)+9)","v":0},{"$f":"INDIRECT(\"'Fixture Schedule'!O\"&MOD(ROW(A104)-52,50)+9)","v":0},{"$f":"INDIRECT(\"'Space-by-Space Method'!F\"&ROUNDDOWN((ROW(A104)-52)/50,0)+4)","v":0},{"$f":"INDIRECT(\"'Fixture Schedule'!L\"&MOD(ROW(A104)-52,50)+9)","v":0},{"$f":"INDIRECT(\"'Space-by-Space Method'!D\"&ROUNDDOWN((ROW(A104)-52)/50,0)+4)","v":0},{"$f":"INDIRECT(\"'Space-by-Space Method'!E\"&ROUNDDOWN((ROW(A104)-52)/50,0)+4)","v":1}]
[{"$f":"IF(InteriorCalcType=2,IF(OR(AM105=0,AN105=\"DNQ\")=TRUE,\"\",INDIRECT(\"'Fixture Schedule'!M\"&MOD(ROW(A105)-52,50)+9)),\"\")","v":""},{"$f":"IF(A105=\"\",\"\",INDIRECT(\"'Fixture Schedule'!E\"&MOD(ROW(A105)-52,50)+9))","v":""},{"$f":"IF(A105=\"\",\"\",INDIRECT(\"'Fixture Schedule'!F\"&MOD(ROW(A105)-52,50)+9))","v":""},{"$f":"IF(A105=\"\",\"\",INDIRECT(\"'Fixture Schedule'!L\"&MOD(ROW(A105)-52,50)+9))","v":""},"",null,null,{"$f":"IF(A105=\"\",\"\",IF(AP105=1,Summary!$C$12*(AO105)/(SUM('Space-by-Space Method'!$BO$4:$BO$78,SUM('Exterior Lighting'!$BL$5:$BL$25))),0))","v":""},{"$f":"IF(A105=\"\",\"\",IF(START!$B$34=1,INDIRECT(\"'Space-by-Space Method'!\"&SUBSTITUTE(ADDRESS(1,MOD(ROW(A105)-52,50)+10,4),\"1\",\"\")&ROUNDDOWN((ROW(A105)-52)/50,0)+4),\"\"))","v":""},{"$f":"IF(A105=\"\",\"\",IF(AP105=1,Summary!$F$11*(AO105)/(SUM('Space-by-Space Method'!$BO$4:$BO$78,SUM('Exterior Lighting'!$BL$5:$BL$25))),0))","v":""},{"$f":"IF(A105=\"\",\"\",IF(AP105=1,Summary!$E$11*(AO105)/(SUM('Space-by-Space Method'!$BO$4:$BO$78,SUM('Exterior Lighting'!$BL$5:$BL$25))),0))","v":""},{"$f":"IF(A105=\"\",\"\",IF(AP105=1,Summary!$G$11*(AO105)/(SUM('Space-by-Space Method'!$BO$4:$BO$78,SUM('Exterior Lighting'!$BL$5:$BL$25))),0))","v":""},{"$f":"IF(A105=\"\",\"\",IF(AP105=1,Summary!$H$11*(AO105)/(SUM('Space-by-Space Method'!$BO$4:$BO$78)),0))","v":""},{"$f":"IF(A105=\"\",\"\",IF(AP105=1,Summary!$I$11*(AO105)/(SUM('Space-by-Space Method'!$BO$4:$BO$78)),0))","v":""},null,null,null,{"$f":"IF(A105=\"\",\"\",IF(START!$B$34=2,INDIRECT(\"'Space-by-Space Method'!\"&SUBSTITUTE(ADDRESS(1,MOD(ROW(A105)-52,50)+10,4),\"1\",\"\")&ROUNDDOWN((ROW(A105)-52)/50,0)+4),\"\"))","v":""},{"$f":"IF(A105=\"\",\"\",INDIRECT(\"'Space-by-Space Method'!C\"&ROUNDDOWN((ROW(A105)-52)/50,0)+4))","v":""},{"$f":"IF(A105=\"\",\"\",IF(COUNTIF(CommonSpaceTypes,AQ105)>0,INDIRECT(\"'Space-by-Space Method'!F\"&ROUNDDOWN((ROW(A105)-52)/50,0)+4),\"\"))","v":""},{"$f":"IF(A105=\"\",\"\",IF(COUNTIF(BuildingSpecificSpaceTypes,AQ105)>0,INDIRECT(\"'Space-by-Space Method'!F\"&ROUNDDOWN((ROW(A105)-52)/50,0)+4),\"\"))","v":""},{"$f":"IF(A105=\"\",\"\",INDIRECT(\"'Fixture Schedule'!D\"&MOD(ROW(A105)-52,50)+9))","v":""},{"$f":"IF(A105=\"\",\"\",IF(AR105=\"\",\"\",INDIRECT(\"'Fixture Schedule'!K\"&MOD(ROW(A105)-52,50)+9)))","v":""},"",{"$f":"IF(A105=\"\",\"\",INDIRECT(\"'Fixture Schedule'!L\"&MOD(ROW(A105)-52,50)+9))","v":""},null,null,null,null,null,null,null,null,null,null,null,null,null,{"$f":"INDIRECT(\"'Space-by-Space Method'!\"&SUBSTITUTE(ADDRESS(1,MOD(ROW(A105)-52,50)+10,4),\"1\",\"\")&ROUNDDOWN((ROW(A105)-52)/50,0)+4)","v":0},{"$f":"LEFT(INDIRECT(\"'Space-by-Space Method'!BJ\"&ROUNDDOWN((ROW(A105)-52)/50,0)+4),3)","v":""},{"$f":"INDIRECT(\"'Fixture Schedule'!L\"&MOD(ROW(A105)-52,50)+9)","v":0},{"$f":"INDIRECT(\"'Fixture Schedule'!O\"&MOD(ROW(A105)-52,50)+9)","v":0},{"$f":"INDIRECT(\"'Space-by-Space Method'!F\"&ROUNDDOWN((ROW(A105)-52)/50,0)+4)","v":0},{"$f":"INDIRECT(\"'Fixture Schedule'!L\"&MOD(ROW(A105)-52,50)+9)","v":0},{"$f":"INDIRECT(\"'Space-by-Space Method'!D\"&ROUNDDOWN((ROW(A105)-52)/50,0)+4)","v":0},{"$f":"INDIRECT(\"'Space-by-Space Method'!E\"&ROUNDDOWN((ROW(A105)-52)/50,0)+4)","v":1}]
[{"$f":"IF(InteriorCalcType=2,IF(OR(AM106=0,AN106=\"DNQ\")=TRUE,\"\",INDIRECT(\"'Fixture Schedule'!M\"&MOD(ROW(A106)-52,50)+9)),\"\")","v":""},{"$f":"IF(A106=\"\",\"\",INDIRECT(\"'Fixture Schedule'!E\"&MOD(ROW(A106)-52,50)+9))","v":""},{"$f":"IF(A106=\"\",\"\",INDIRECT(\"'Fixture Schedule'!F\"&MOD(ROW(A106)-52,50)+9))","v":""},{"$f":"IF(A106=\"\",\"\",INDIRECT(\"'Fixture Schedule'!L\"&MOD(ROW(A106)-52,50)+9))","v":""},"",null,null,{"$f":"IF(A106=\"\",\"\",IF(AP106=1,Summary!$C$12*(AO106)/(SUM('Space-by-Space Method'!$BO$4:$BO$78,SUM('Exterior Lighting'!$BL$5:$BL$25))),0))","v":""},{"$f":"IF(A106=\"\",\"\",IF(START!$B$34=1,INDIRECT(\"'Space-by-Space Method'!\"&SUBSTITUTE(ADDRESS(1,MOD(ROW(A106)-52,50)+10,4),\"1\",\"\")&ROUNDDOWN((ROW(A106)-52)/50,0)+4),\"\"))","v":""},{"$f":"IF(A106=\"\",\"\",IF(AP106=1,Summary!$F$11*(AO106)/(SUM('Space-by-Space Method'!$BO$4:$BO$78,SUM('Exterior Lighting'!$BL$5:$BL$25))),0))","v":""},{"$f":"IF(A106=\"\",\"\",IF(AP106=1,Summary!$E$11*(AO106)/(SUM('Space-by-Space Method'!$BO$4:$BO$78,SUM('Exterior Lighting'!$BL$5:$BL$25))),0))","v":""},{"$f":"IF(A106=\"\",\"\",IF(AP106=1,Summary!$G$11*(AO106)/(SUM('Space-by-Space Method'!$BO$4:$BO$78,SUM('Exterior Lighting'!$BL$5:$BL$25))),0))","v":""},{"$f":"IF(A106=\"\",\"\",IF(AP106=1,Summary!$H$11*(AO106)/(SUM('Space-by-Space Method'!$BO$4:$BO$78)),0))","v":""},{"$f":"IF(A106=\"\",\"\",IF(AP106=1,Summary!$I$11*(AO106)/(SUM('Space-by-Space Method'!$BO$4:$BO$78)),0))","v":""},null,null,null,{"$f":"IF(A106=\"\",\"\",IF(START!$B$34=2,INDIRECT(\"'Space-by-Space Method'!\"&SUBSTITUTE(ADDRESS(1,MOD(ROW(A106)-52,50)+10,4),\"1\",\"\")&ROUNDDOWN((ROW(A106)-52)/50,0)+4),\"\"))","v":""},{"$f":"IF(A106=\"\",\"\",INDIRECT(\"'Space-by-Space Method'!C\"&ROUNDDOWN((ROW(A106)-52)/50,0)+4))","v":""},{"$f":"IF(A106=\"\",\"\",IF(COUNTIF(CommonSpaceTypes,AQ106)>0,INDIRECT(\"'Space-by-Space Method'!F\"&ROUNDDOWN((ROW(A106)-52)/50,0)+4),\"\"))","v":""},{"$f":"IF(A106=\"\",\"\",IF(COUNTIF(BuildingSpecificSpaceTypes,AQ106)>0,INDIRECT(\"'Space-by-Space Method'!F\"&ROUNDDOWN((ROW(A106)-52)/50,0)+4),\"\"))","v":""},{"$f":"IF(A106=\"\",\"\",INDIRECT(\"'Fixture Schedule'!D\"&MOD(ROW(A106)-52,50)+9))","v":""},{"$f":"IF(A106=\"\",\"\",IF(AR106=\"\",\"\",INDIRECT(\"'Fixture Schedule'!K\"&MOD(ROW(A106)-52,50)+9)))","v":""},"",{"$f":"IF(A106=\"\",\"\",INDIRECT(\"'Fixture Schedule'!L\"&MOD(ROW(A106)-52,50)+9))","v":""},null,null,null,null,null,null,null,null,null,null,null,null,null,{"$f":"INDIRECT(\"'Space-by-Space Method'!\"&SUBSTITUTE(ADDRESS(1,MOD(ROW(A106)-52,50)+10,4),\"1\",\"\")&ROUNDDOWN((ROW(A106)-52)/50,0)+4)","v":0},{"$f":"LEFT(INDIRECT(\"'Space-by-Space Method'!BJ\"&ROUNDDOWN((ROW(A106)-52)/50,0)+4),3)","v":""},{"$f":"INDIRECT(\"'Fixture Schedule'!L\"&MOD(ROW(A106)-52,50)+9)","v":0},{"$f":"INDIRECT(\"'Fixture Schedule'!O\"&MOD(ROW(A106)-52,50)+9)","v":0},{"$f":"INDIRECT(\"'Space-by-Space Method'!F\"&ROUNDDOWN((ROW(A106)-52)/50,0)+4)","v":0},{"$f":"INDIRECT(\"'Fixture Schedule'!L\"&MOD(ROW(A106)-52,50)+9)","v":0},{"$f":"INDIRECT(\"'Space-by-Space Method'!D\"&ROUNDDOWN((ROW(A106)-52)/50,0)+4)","v":0},{"$f":"INDIRECT(\"'Space-by-Space Method'!E\"&ROUNDDOWN((ROW(A106)-52)/50,0)+4)","v":1}]
[{"$f":"IF(InteriorCalcType=2,IF(OR(AM107=0,AN107=\"DNQ\")=TRUE,\"\",INDIRECT(\"'Fixture Schedule'!M\"&MOD(ROW(A107)-52,50)+9)),\"\")","v":""},{"$f":"IF(A107=\"\",\"\",INDIRECT(\"'Fixture Schedule'!E\"&MOD(ROW(A107)-52,50)+9))","v":""},{"$f":"IF(A107=\"\",\"\",INDIRECT(\"'Fixture Schedule'!F\"&MOD(ROW(A107)-52,50)+9))","v":""},{"$f":"IF(A107=\"\",\"\",INDIRECT(\"'Fixture Schedule'!L\"&MOD(ROW(A107)-52,50)+9))","v":""},"",null,null,{"$f":"IF(A107=\"\",\"\",IF(AP107=1,Summary!$C$12*(AO107)/(SUM('Space-by-Space Method'!$BO$4:$BO$78,SUM('Exterior Lighting'!$BL$5:$BL$25))),0))","v":""},{"$f":"IF(A107=\"\",\"\",IF(START!$B$34=1,INDIRECT(\"'Space-by-Space Method'!\"&SUBSTITUTE(ADDRESS(1,MOD(ROW(A107)-52,50)+10,4),\"1\",\"\")&ROUNDDOWN((ROW(A107)-52)/50,0)+4),\"\"))","v":""},{"$f":"IF(A107=\"\",\"\",IF(AP107=1,Summary!$F$11*(AO107)/(SUM('Space-by-Space Method'!$BO$4:$BO$78,SUM('Exterior Lighting'!$BL$5:$BL$25))),0))","v":""},{"$f":"IF(A107=\"\",\"\",IF(AP107=1,Summary!$E$11*(AO107)/(SUM('Space-by-Space Method'!$BO$4:$BO$78,SUM('Exterior Lighting'!$BL$5:$BL$25))),0))","v":""},{"$f":"IF(A107=\"\",\"\",IF(AP107=1,Summary!$G$11*(AO107)/(SUM('Space-by-Space Method'!$BO$4:$BO$78,SUM('Exterior Lighting'!$BL$5:$BL$25))),0))","v":""},{"$f":"IF(A107=\"\",\"\",IF(AP107=1,Summary!$H$11*(AO107)/(SUM('Space-by-Space Method'!$BO$4:$BO$78)),0))","v":""},{"$f":"IF(A107=\"\",\"\",IF(AP107=1,Summary!$I$11*(AO107)/(SUM('Space-by-Space Method'!$BO$4:$BO$78)),0))","v":""},null,null,null,{"$f":"IF(A107=\"\",\"\",IF(START!$B$34=2,INDIRECT(\"'Space-by-Space Method'!\"&SUBSTITUTE(ADDRESS(1,MOD(ROW(A107)-52,50)+10,4),\"1\",\"\")&ROUNDDOWN((ROW(A107)-52)/50,0)+4),\"\"))","v":""},{"$f":"IF(A107=\"\",\"\",INDIRECT(\"'Space-by-Space Method'!C\"&ROUNDDOWN((ROW(A107)-52)/50,0)+4))","v":""},{"$f":"IF(A107=\"\",\"\",IF(COUNTIF(CommonSpaceTypes,AQ107)>0,INDIRECT(\"'Space-by-Space Method'!F\"&ROUNDDOWN((ROW(A107)-52)/50,0)+4),\"\"))","v":""},{"$f":"IF(A107=\"\",\"\",IF(COUNTIF(BuildingSpecificSpaceTypes,AQ107)>0,INDIRECT(\"'Space-by-Space Method'!F\"&ROUNDDOWN((ROW(A107)-52)/50,0)+4),\"\"))","v":""},{"$f":"IF(A107=\"\",\"\",INDIRECT(\"'Fixture Schedule'!D\"&MOD(ROW(A107)-52,50)+9))","v":""},{"$f":"IF(A107=\"\",\"\",IF(AR107=\"\",\"\",INDIRECT(\"'Fixture Schedule'!K\"&MOD(ROW(A107)-52,50)+9)))","v":""},"",{"$f":"IF(A107=\"\",\"\",INDIRECT(\"'Fixture Schedule'!L\"&MOD(ROW(A107)-52,50)+9))","v":""},null,null,null,null,null,null,null,null,null,null,null,null,null,{"$f":"INDIRECT(\"'Space-by-Space Method'!\"&SUBSTITUTE(ADDRESS(1,MOD(ROW(A107)-52,50)+10,4),\"1\",\"\")&ROUNDDOWN((ROW(A107)-52)/50,0)+4)","v":0},{"$f":"LEFT(INDIRECT(\"'Space-by-Space Method'!BJ\"&ROUNDDOWN((ROW(A107)-52)/50,0)+4),3)","v":""},{"$f":"INDIRECT(\"'Fixture Schedule'!L\"&MOD(ROW(A107)-52,50)+9)","v":0},{"$f":"INDIRECT(\"'Fixture Schedule'!O\"&MOD(ROW(A107)-52,50)+9)","v":0},{"$f":"INDIRECT(\"'Space-by-Space Method'!F\"&ROUNDDOWN((ROW(A107)-52)/50,0)+4)","v":0},{"$f":"INDIRECT(\"'Fixture Schedule'!L\"&MOD(ROW(A107)-52,50)+9)","v":0},{"$f":"INDIRECT(\"'Space-by-Space Method'!D\"&ROUNDDOWN((ROW(A107)-52)/50,0)+4)","v":0},{"$f":"INDIRECT(\"'Space-by-Space Method'!E\"&ROUNDDOWN((ROW(A107)-52)/50,0)+4)","v":1}]
[{"$f":"IF(InteriorCalcType=2,IF(OR(AM108=0,AN108=\"DNQ\")=TRUE,\"\",INDIRECT(\"'Fixture Schedule'!M\"&MOD(ROW(A108)-52,50)+9)),\"\")","v":""},{"$f":"IF(A108=\"\",\"\",INDIRECT(\"'Fixture Schedule'!E\"&MOD(ROW(A108)-52,50)+9))","v":""},{"$f":"IF(A108=\"\",\"\",INDIRECT(\"'Fixture Schedule'!F\"&MOD(ROW(A108)-52,50)+9))","v":""},{"$f":"IF(A108=\"\",\"\",INDIRECT(\"'Fixture Schedule'!L\"&MOD(ROW(A108)-52,50)+9))","v":""},"",null,null,{"$f":"IF(A108=\"\",\"\",IF(AP108=1,Summary!$C$12*(AO108)/(SUM('Space-by-Space Method'!$BO$4:$BO$78,SUM('Exterior Lighting'!$BL$5:$BL$25))),0))","v":""},{"$f":"IF(A108=\"\",\"\",IF(START!$B$34=1,INDIRECT(\"'Space-by-Space Method'!\"&SUBSTITUTE(ADDRESS(1,MOD(ROW(A108)-52,50)+10,4),\"1\",\"\")&ROUNDDOWN((ROW(A108)-52)/50,0)+4),\"\"))","v":""},{"$f":"IF(A108=\"\",\"\",IF(AP108=1,Summary!$F$11*(AO108)/(SUM('Space-by-Space Method'!$BO$4:$BO$78,SUM('Exterior Lighting'!$BL$5:$BL$25))),0))","v":""},{"$f":"IF(A108=\"\",\"\",IF(AP108=1,Summary!$E$11*(AO108)/(SUM('Space-by-Space Method'!$BO$4:$BO$78,SUM('Exterior Lighting'!$BL$5:$BL$25))),0))","v":""},{"$f":"IF(A108=\"\",\"\",IF(AP108=1,Summary!$G$11*(AO108)/(SUM('Space-by-Space Method'!$BO$4:$BO$78,SUM('Exterior Lighting'!$BL$5:$BL$25))),0))","v":""},{"$f":"IF(A108=\"\",\"\",IF(AP108=1,Summary!$H$11*(AO108)/(SUM('Space-by-Space Method'!$BO$4:$BO$78)),0))","v":""},{"$f":"IF(A108=\"\",\"\",IF(AP108=1,Summary!$I$11*(AO108)/(SUM('Space-by-Space Method'!$BO$4:$BO$78)),0))","v":""},null,null,null,{"$f":"IF(A108=\"\",\"\",IF(START!$B$34=2,INDIRECT(\"'Space-by-Space Method'!\"&SUBSTITUTE(ADDRESS(1,MOD(ROW(A108)-52,50)+10,4),\"1\",\"\")&ROUNDDOWN((ROW(A108)-52)/50,0)+4),\"\"))","v":""},{"$f":"IF(A108=\"\",\"\",INDIRECT(\"'Space-by-Space Method'!C\"&ROUNDDOWN((ROW(A108)-52)/50,0)+4))","v":""},{"$f":"IF(A108=\"\",\"\",IF(COUNTIF(CommonSpaceTypes,AQ108)>0,INDIRECT(\"'Space-by-Space Method'!F\"&ROUNDDOWN((ROW(A108)-52)/50,0)+4),\"\"))","v":""},{"$f":"IF(A108=\"\",\"\",IF(COUNTIF(BuildingSpecificSpaceTypes,AQ108)>0,INDIRECT(\"'Space-by-Space Method'!F\"&ROUNDDOWN((ROW(A108)-52)/50,0)+4),\"\"))","v":""},{"$f":"IF(A108=\"\",\"\",INDIRECT(\"'Fixture Schedule'!D\"&MOD(ROW(A108)-52,50)+9))","v":""},{"$f":"IF(A108=\"\",\"\",IF(AR108=\"\",\"\",INDIRECT(\"'Fixture Schedule'!K\"&MOD(ROW(A108)-52,50)+9)))","v":""},"",{"$f":"IF(A108=\"\",\"\",INDIRECT(\"'Fixture Schedule'!L\"&MOD(ROW(A108)-52,50)+9))","v":""},null,null,null,null,null,null,null,null,null,null,null,null,null,{"$f":"INDIRECT(\"'Space-by-Space Method'!\"&SUBSTITUTE(ADDRESS(1,MOD(ROW(A108)-52,50)+10,4),\"1\",\"\")&ROUNDDOWN((ROW(A108)-52)/50,0)+4)","v":0},{"$f":"LEFT(INDIRECT(\"'Space-by-Space Method'!BJ\"&ROUNDDOWN((ROW(A108)-52)/50,0)+4),3)","v":""},{"$f":"INDIRECT(\"'Fixture Schedule'!L\"&MOD(ROW(A108)-52,50)+9)","v":0},{"$f":"INDIRECT(\"'Fixture Schedule'!O\"&MOD(ROW(A108)-52,50)+9)","v":0},{"$f":"INDIRECT(\"'Space-by-Space Method'!F\"&ROUNDDOWN((ROW(A108)-52)/50,0)+4)","v":0},{"$f":"INDIRECT(\"'Fixture Schedule'!L\"&MOD(ROW(A108)-52,50)+9)","v":0},{"$f":"INDIRECT(\"'Space-by-Space Method'!D\"&ROUNDDOWN((ROW(A108)-52)/50,0)+4)","v":0},{"$f":"INDIRECT(\"'Space-by-Space Method'!E\"&ROUNDDOWN((ROW(A108)-52)/50,0)+4)","v":1}]
[{"$f":"IF(InteriorCalcType=2,IF(OR(AM109=0,AN109=\"DNQ\")=TRUE,\"\",INDIRECT(\"'Fixture Schedule'!M\"&MOD(ROW(A109)-52,50)+9)),\"\")","v":""},{"$f":"IF(A109=\"\",\"\",INDIRECT(\"'Fixture Schedule'!E\"&MOD(ROW(A109)-52,50)+9))","v":""},{"$f":"IF(A109=\"\",\"\",INDIRECT(\"'Fixture Schedule'!F\"&MOD(ROW(A109)-52,50)+9))","v":""},{"$f":"IF(A109=\"\",\"\",INDIRECT(\"'Fixture Schedule'!L\"&MOD(ROW(A109)-52,50)+9))","v":""},"",null,null,{"$f":"IF(A109=\"\",\"\",IF(AP109=1,Summary!$C$12*(AO109)/(SUM('Space-by-Space Method'!$BO$4:$BO$78,SUM('Exterior Lighting'!$BL$5:$BL$25))),0))","v":""},{"$f":"IF(A109=\"\",\"\",IF(START!$B$34=1,INDIRECT(\"'Space-by-Space Method'!\"&SUBSTITUTE(ADDRESS(1,MOD(ROW(A109)-52,50)+10,4),\"1\",\"\")&ROUNDDOWN((ROW(A109)-52)/50,0)+4),\"\"))","v":""},{"$f":"IF(A109=\"\",\"\",IF(AP109=1,Summary!$F$11*(AO109)/(SUM('Space-by-Space Method'!$BO$4:$BO$78,SUM('Exterior Lighting'!$BL$5:$BL$25))),0))","v":""},{"$f":"IF(A109=\"\",\"\",IF(AP109=1,Summary!$E$11*(AO109)/(SUM('Space-by-Space Method'!$BO$4:$BO$78,SUM('Exterior Lighting'!$BL$5:$BL$25))),0))","v":""},{"$f":"IF(A109=\"\",\"\",IF(AP109=1,Summary!$G$11*(AO109)/(SUM('Space-by-Space Method'!$BO$4:$BO$78,SUM('Exterior Lighting'!$BL$5:$BL$25))),0))","v":""},{"$f":"IF(A109=\"\",\"\",IF(AP109=1,Summary!$H$11*(AO109)/(SUM('Space-by-Space Method'!$BO$4:$BO$78)),0))","v":""},{"$f":"IF(A109=\"\",\"\",IF(AP109=1,Summary!$I$11*(AO109)/(SUM('Space-by-Space Method'!$BO$4:$BO$78)),0))","v":""},null,null,null,{"$f":"IF(A109=\"\",\"\",IF(START!$B$34=2,INDIRECT(\"'Space-by-Space Method'!\"&SUBSTITUTE(ADDRESS(1,MOD(ROW(A109)-52,50)+10,4),\"1\",\"\")&ROUNDDOWN((ROW(A109)-52)/50,0)+4),\"\"))","v":""},{"$f":"IF(A109=\"\",\"\",INDIRECT(\"'Space-by-Space Method'!C\"&ROUNDDOWN((ROW(A109)-52)/50,0)+4))","v":""},{"$f":"IF(A109=\"\",\"\",IF(COUNTIF(CommonSpaceTypes,AQ109)>0,INDIRECT(\"'Space-by-Space Method'!F\"&ROUNDDOWN((ROW(A109)-52)/50,0)+4),\"\"))","v":""},{"$f":"IF(A109=\"\",\"\",IF(COUNTIF(BuildingSpecificSpaceTypes,AQ109)>0,INDIRECT(\"'Space-by-Space Method'!F\"&ROUNDDOWN((ROW(A109)-52)/50,0)+4),\"\"))","v":""},{"$f":"IF(A109=\"\",\"\",INDIRECT(\"'Fixture Schedule'!D\"&MOD(ROW(A109)-52,50)+9))","v":""},{"$f":"IF(A109=\"\",\"\",IF(AR109=\"\",\"\",INDIRECT(\"'Fixture Schedule'!K\"&MOD(ROW(A109)-52,50)+9)))","v":""},"",{"$f":"IF(A109=\"\",\"\",INDIRECT(\"'Fixture Schedule'!L\"&MOD(ROW(A109)-52,50)+9))","v":""},null,null,null,null,null,null,null,null,null,null,null,null,null,{"$f":"INDIRECT(\"'Space-by-Space Method'!\"&SUBSTITUTE(ADDRESS(1,MOD(ROW(A109)-52,50)+10,4),\"1\",\"\")&ROUNDDOWN((ROW(A109)-52)/50,0)+4)","v":0},{"$f":"LEFT(INDIRECT(\"'Space-by-Space Method'!BJ\"&ROUNDDOWN((ROW(A109)-52)/50,0)+4),3)","v":""},{"$f":"INDIRECT(\"'Fixture Schedule'!L\"&MOD(ROW(A109)-52,50)+9)","v":0},{"$f":"INDIRECT(\"'Fixture Schedule'!O\"&MOD(ROW(A109)-52,50)+9)","v":0},{"$f":"INDIRECT(\"'Space-by-Space Method'!F\"&ROUNDDOWN((ROW(A109)-52)/50,0)+4)","v":0},{"$f":"INDIRECT(\"'Fixture Schedule'!L\"&MOD(ROW(A109)-52,50)+9)","v":0},{"$f":"INDIRECT(\"'Space-by-Space Method'!D\"&ROUNDDOWN((ROW(A109)-52)/50,0)+4)","v":0},{"$f":"INDIRECT(\"'Space-by-Space Method'!E\"&ROUNDDOWN((ROW(A109)-52)/50,0)+4)","v":1}]
[{"$f":"IF(InteriorCalcType=2,IF(OR(AM110=0,AN110=\"DNQ\")=TRUE,\"\",INDIRECT(\"'Fixture Schedule'!M\"&MOD(ROW(A110)-52,50)+9)),\"\")","v":""},{"$f":"IF(A110=\"\",\"\",INDIRECT(\"'Fixture Schedule'!E\"&MOD(ROW(A110)-52,50)+9))","v":""},{"$f":"IF(A110=\"\",\"\",INDIRECT(\"'Fixture Schedule'!F\"&MOD(ROW(A110)-52,50)+9))","v":""},{"$f":"IF(A110=\"\",\"\",INDIRECT(\"'Fixture Schedule'!L\"&MOD(ROW(A110)-52,50)+9))","v":""},"",null,null,{"$f":"IF(A110=\"\",\"\",IF(AP110=1,Summary!$C$12*(AO110)/(SUM('Space-by-Space Method'!$BO$4:$BO$78,SUM('Exterior Lighting'!$BL$5:$BL$25))),0))","v":""},{"$f":"IF(A110=\"\",\"\",IF(START!$B$34=1,INDIRECT(\"'Space-by-Space Method'!\"&SUBSTITUTE(ADDRESS(1,MOD(ROW(A110)-52,50)+10,4),\"1\",\"\")&ROUNDDOWN((ROW(A110)-52)/50,0)+4),\"\"))","v":""},{"$f":"IF(A110=\"\",\"\",IF(AP110=1,Summary!$F$11*(AO110)/(SUM('Space-by-Space Method'!$BO$4:$BO$78,SUM('Exterior Lighting'!$BL$5:$BL$25))),0))","v":""},{"$f":"IF(A110=\"\",\"\",IF(AP110=1,Summary!$E$11*(AO110)/(SUM('Space-by-Space Method'!$BO$4:$BO$78,SUM('Exterior Lighting'!$BL$5:$BL$25))),0))","v":""},{"$f":"IF(A110=\"\",\"\",IF(AP110=1,Summary!$G$11*(AO110)/(SUM('Space-by-Space Method'!$BO$4:$BO$78,SUM('Exterior Lighting'!$BL$5:$BL$25))),0))","v":""},{"$f":"IF(A110=\"\",\"\",IF(AP110=1,Summary!$H$11*(AO110)/(SUM('Space-by-Space Method'!$BO$4:$BO$78)),0))","v":""},{"$f":"IF(A110=\"\",\"\",IF(AP110=1,Summary!$I$11*(AO110)/(SUM('Space-by-Space Method'!$BO$4:$BO$78)),0))","v":""},null,null,null,{"$f":"IF(A110=\"\",\"\",IF(START!$B$34=2,INDIRECT(\"'Space-by-Space Method'!\"&SUBSTITUTE(ADDRESS(1,MOD(ROW(A110)-52,50)+10,4),\"1\",\"\")&ROUNDDOWN((ROW(A110)-52)/50,0)+4),\"\"))","v":""},{"$f":"IF(A110=\"\",\"\",INDIRECT(\"'Space-by-Space Method'!C\"&ROUNDDOWN((ROW(A110)-52)/50,0)+4))","v":""},{"$f":"IF(A110=\"\",\"\",IF(COUNTIF(CommonSpaceTypes,AQ110)>0,INDIRECT(\"'Space-by-Space Method'!F\"&ROUNDDOWN((ROW(A110)-52)/50,0)+4),\"\"))","v":""},{"$f":"IF(A110=\"\",\"\",IF(COUNTIF(BuildingSpecificSpaceTypes,AQ110)>0,INDIRECT(\"'Space-by-Space Method'!F\"&ROUNDDOWN((ROW(A110)-52)/50,0)+4),\"\"))","v":""},{"$f":"IF(A110=\"\",\"\",INDIRECT(\"'Fixture Schedule'!D\"&MOD(ROW(A110)-52,50)+9))","v":""},{"$f":"IF(A110=\"\",\"\",IF(AR110=\"\",\"\",INDIRECT(\"'Fixture Schedule'!K\"&MOD(ROW(A110)-52,50)+9)))","v":""},"",{"$f":"IF(A110=\"\",\"\",INDIRECT(\"'Fixture Schedule'!L\"&MOD(ROW(A110)-52,50)+9))","v":""},null,null,null,null,null,null,null,null,null,null,null,null,null,{"$f":"INDIRECT(\"'Space-by-Space Method'!\"&SUBSTITUTE(ADDRESS(1,MOD(ROW(A110)-52,50)+10,4),\"1\",\"\")&ROUNDDOWN((ROW(A110)-52)/50,0)+4)","v":0},{"$f":"LEFT(INDIRECT(\"'Space-by-Space Method'!BJ\"&ROUNDDOWN((ROW(A110)-52)/50,0)+4),3)","v":""},{"$f":"INDIRECT(\"'Fixture Schedule'!L\"&MOD(ROW(A110)-52,50)+9)","v":0},{"$f":"INDIRECT(\"'Fixture Schedule'!O\"&MOD(ROW(A110)-52,50)+9)","v":0},{"$f":"INDIRECT(\"'Space-by-Space Method'!F\"&ROUNDDOWN((ROW(A110)-52)/50,0)+4)","v":0},{"$f":"INDIRECT(\"'Fixture Schedule'!L\"&MOD(ROW(A110)-52,50)+9)","v":0},{"$f":"INDIRECT(\"'Space-by-Space Method'!D\"&ROUNDDOWN((ROW(A110)-52)/50,0)+4)","v":0},{"$f":"INDIRECT(\"'Space-by-Space Method'!E\"&ROUNDDOWN((ROW(A110)-52)/50,0)+4)","v":1}]
[{"$f":"IF(InteriorCalcType=2,IF(OR(AM111=0,AN111=\"DNQ\")=TRUE,\"\",INDIRECT(\"'Fixture Schedule'!M\"&MOD(ROW(A111)-52,50)+9)),\"\")","v":""},{"$f":"IF(A111=\"\",\"\",INDIRECT(\"'Fixture Schedule'!E\"&MOD(ROW(A111)-52,50)+9))","v":""},{"$f":"IF(A111=\"\",\"\",INDIRECT(\"'Fixture Schedule'!F\"&MOD(ROW(A111)-52,50)+9))","v":""},{"$f":"IF(A111=\"\",\"\",INDIRECT(\"'Fixture Schedule'!L\"&MOD(ROW(A111)-52,50)+9))","v":""},"",null,null,{"$f":"IF(A111=\"\",\"\",IF(AP111=1,Summary!$C$12*(AO111)/(SUM('Space-by-Space Method'!$BO$4:$BO$78,SUM('Exterior Lighting'!$BL$5:$BL$25))),0))","v":""},{"$f":"IF(A111=\"\",\"\",IF(START!$B$34=1,INDIRECT(\"'Space-by-Space Method'!\"&SUBSTITUTE(ADDRESS(1,MOD(ROW(A111)-52,50)+10,4),\"1\",\"\")&ROUNDDOWN((ROW(A111)-52)/50,0)+4),\"\"))","v":""},{"$f":"IF(A111=\"\",\"\",IF(AP111=1,Summary!$F$11*(AO111)/(SUM('Space-by-Space Method'!$BO$4:$BO$78,SUM('Exterior Lighting'!$BL$5:$BL$25))),0))","v":""},{"$f":"IF(A111=\"\",\"\",IF(AP111=1,Summary!$E$11*(AO111)/(SUM('Space-by-Space Method'!$BO$4:$BO$78,SUM('Exterior Lighting'!$BL$5:$BL$25))),0))","v":""},{"$f":"IF(A111=\"\",\"\",IF(AP111=1,Summary!$G$11*(AO111)/(SUM('Space-by-Space Method'!$BO$4:$BO$78,SUM('Exterior Lighting'!$BL$5:$BL$25))),0))","v":""},{"$f":"IF(A111=\"\",\"\",IF(AP111=1,Summary!$H$11*(AO111)/(SUM('Space-by-Space Method'!$BO$4:$BO$78)),0))","v":""},{"$f":"IF(A111=\"\",\"\",IF(AP111=1,Summary!$I$11*(AO111)/(SUM('Space-by-Space Method'!$BO$4:$BO$78)),0))","v":""},null,null,null,{"$f":"IF(A111=\"\",\"\",IF(START!$B$34=2,INDIRECT(\"'Space-by-Space Method'!\"&SUBSTITUTE(ADDRESS(1,MOD(ROW(A111)-52,50)+10,4),\"1\",\"\")&ROUNDDOWN((ROW(A111)-52)/50,0)+4),\"\"))","v":""},{"$f":"IF(A111=\"\",\"\",INDIRECT(\"'Space-by-Space Method'!C\"&ROUNDDOWN((ROW(A111)-52)/50,0)+4))","v":""},{"$f":"IF(A111=\"\",\"\",IF(COUNTIF(CommonSpaceTypes,AQ111)>0,INDIRECT(\"'Space-by-Space Method'!F\"&ROUNDDOWN((ROW(A111)-52)/50,0)+4),\"\"))","v":""},{"$f":"IF(A111=\"\",\"\",IF(COUNTIF(BuildingSpecificSpaceTypes,AQ111)>0,INDIRECT(\"'Space-by-Space Method'!F\"&ROUNDDOWN((ROW(A111)-52)/50,0)+4),\"\"))","v":""},{"$f":"IF(A111=\"\",\"\",INDIRECT(\"'Fixture Schedule'!D\"&MOD(ROW(A111)-52,50)+9))","v":""},{"$f":"IF(A111=\"\",\"\",IF(AR111=\"\",\"\",INDIRECT(\"'Fixture Schedule'!K\"&MOD(ROW(A111)-52,50)+9)))","v":""},"",{"$f":"IF(A111=\"\",\"\",INDIRECT(\"'Fixture Schedule'!L\"&MOD(ROW(A111)-52,50)+9))","v":""},null,null,null,null,null,null,null,null,null,null,null,null,null,{"$f":"INDIRECT(\"'Space-by-Space Method'!\"&SUBSTITUTE(ADDRESS(1,MOD(ROW(A111)-52,50)+10,4),\"1\",\"\")&ROUNDDOWN((ROW(A111)-52)/50,0)+4)","v":0},{"$f":"LEFT(INDIRECT(\"'Space-by-Space Method'!BJ\"&ROUNDDOWN((ROW(A111)-52)/50,0)+4),3)","v":""},{"$f":"INDIRECT(\"'Fixture Schedule'!L\"&MOD(ROW(A111)-52,50)+9)","v":0},{"$f":"INDIRECT(\"'Fixture Schedule'!O\"&MOD(ROW(A111)-52,50)+9)","v":0},{"$f":"INDIRECT(\"'Space-by-Space Method'!F\"&ROUNDDOWN((ROW(A111)-52)/50,0)+4)","v":0},{"$f":"INDIRECT(\"'Fixture Schedule'!L\"&MOD(ROW(A111)-52,50)+9)","v":0},{"$f":"INDIRECT(\"'Space-by-Space Method'!D\"&ROUNDDOWN((ROW(A111)-52)/50,0)+4)","v":0},{"$f":"INDIRECT(\"'Space-by-Space Method'!E\"&ROUNDDOWN((ROW(A111)-52)/50,0)+4)","v":1}]
[{"$f":"IF(InteriorCalcType=2,IF(OR(AM112=0,AN112=\"DNQ\")=TRUE,\"\",INDIRECT(\"'Fixture Schedule'!M\"&MOD(ROW(A112)-52,50)+9)),\"\")","v":""},{"$f":"IF(A112=\"\",\"\",INDIRECT(\"'Fixture Schedule'!E\"&MOD(ROW(A112)-52,50)+9))","v":""},{"$f":"IF(A112=\"\",\"\",INDIRECT(\"'Fixture Schedule'!F\"&MOD(ROW(A112)-52,50)+9))","v":""},{"$f":"IF(A112=\"\",\"\",INDIRECT(\"'Fixture Schedule'!L\"&MOD(ROW(A112)-52,50)+9))","v":""},"",null,null,{"$f":"IF(A112=\"\",\"\",IF(AP112=1,Summary!$C$12*(AO112)/(SUM('Space-by-Space Method'!$BO$4:$BO$78,SUM('Exterior Lighting'!$BL$5:$BL$25))),0))","v":""},{"$f":"IF(A112=\"\",\"\",IF(START!$B$34=1,INDIRECT(\"'Space-by-Space Method'!\"&SUBSTITUTE(ADDRESS(1,MOD(ROW(A112)-52,50)+10,4),\"1\",\"\")&ROUNDDOWN((ROW(A112)-52)/50,0)+4),\"\"))","v":""},{"$f":"IF(A112=\"\",\"\",IF(AP112=1,Summary!$F$11*(AO112)/(SUM('Space-by-Space Method'!$BO$4:$BO$78,SUM('Exterior Lighting'!$BL$5:$BL$25))),0))","v":""},{"$f":"IF(A112=\"\",\"\",IF(AP112=1,Summary!$E$11*(AO112)/(SUM('Space-by-Space Method'!$BO$4:$BO$78,SUM('Exterior Lighting'!$BL$5:$BL$25))),0))","v":""},{"$f":"IF(A112=\"\",\"\",IF(AP112=1,Summary!$G$11*(AO112)/(SUM('Space-by-Space Method'!$BO$4:$BO$78,SUM('Exterior Lighting'!$BL$5:$BL$25))),0))","v":""},{"$f":"IF(A112=\"\",\"\",IF(AP112=1,Summary!$H$11*(AO112)/(SUM('Space-by-Space Method'!$BO$4:$BO$78)),0))","v":""},{"$f":"IF(A112=\"\",\"\",IF(AP112=1,Summary!$I$11*(AO112)/(SUM('Space-by-Space Method'!$BO$4:$BO$78)),0))","v":""},null,null,null,{"$f":"IF(A112=\"\",\"\",IF(START!$B$34=2,INDIRECT(\"'Space-by-Space Method'!\"&SUBSTITUTE(ADDRESS(1,MOD(ROW(A112)-52,50)+10,4),\"1\",\"\")&ROUNDDOWN((ROW(A112)-52)/50,0)+4),\"\"))","v":""},{"$f":"IF(A112=\"\",\"\",INDIRECT(\"'Space-by-Space Method'!C\"&ROUNDDOWN((ROW(A112)-52)/50,0)+4))","v":""},{"$f":"IF(A112=\"\",\"\",IF(COUNTIF(CommonSpaceTypes,AQ112)>0,INDIRECT(\"'Space-by-Space Method'!F\"&ROUNDDOWN((ROW(A112)-52)/50,0)+4),\"\"))","v":""},{"$f":"IF(A112=\"\",\"\",IF(COUNTIF(BuildingSpecificSpaceTypes,AQ112)>0,INDIRECT(\"'Space-by-Space Method'!F\"&ROUNDDOWN((ROW(A112)-52)/50,0)+4),\"\"))","v":""},{"$f":"IF(A112=\"\",\"\",INDIRECT(\"'Fixture Schedule'!D\"&MOD(ROW(A112)-52,50)+9))","v":""},{"$f":"IF(A112=\"\",\"\",IF(AR112=\"\",\"\",INDIRECT(\"'Fixture Schedule'!K\"&MOD(ROW(A112)-52,50)+9)))","v":""},"",{"$f":"IF(A112=\"\",\"\",INDIRECT(\"'Fixture Schedule'!L\"&MOD(ROW(A112)-52,50)+9))","v":""},null,null,null,null,null,null,null,null,null,null,null,null,null,{"$f":"INDIRECT(\"'Space-by-Space Method'!\"&SUBSTITUTE(ADDRESS(1,MOD(ROW(A112)-52,50)+10,4),\"1\",\"\")&ROUNDDOWN((ROW(A112)-52)/50,0)+4)","v":0},{"$f":"LEFT(INDIRECT(\"'Space-by-Space Method'!BJ\"&ROUNDDOWN((ROW(A112)-52)/50,0)+4),3)","v":""},{"$f":"INDIRECT(\"'Fixture Schedule'!L\"&MOD(ROW(A112)-52,50)+9)","v":0},{"$f":"INDIRECT(\"'Fixture Schedule'!O\"&MOD(ROW(A112)-52,50)+9)","v":0},{"$f":"INDIRECT(\"'Space-by-Space Method'!F\"&ROUNDDOWN((ROW(A112)-52)/50,0)+4)","v":0},{"$f":"INDIRECT(\"'Fixture Schedule'!L\"&MOD(ROW(A112)-52,50)+9)","v":0},{"$f":"INDIRECT(\"'Space-by-Space Method'!D\"&ROUNDDOWN((ROW(A112)-52)/50,0)+4)","v":0},{"$f":"INDIRECT(\"'Space-by-Space Method'!E\"&ROUNDDOWN((ROW(A112)-52)/50,0)+4)","v":1}]
[{"$f":"IF(InteriorCalcType=2,IF(OR(AM113=0,AN113=\"DNQ\")=TRUE,\"\",INDIRECT(\"'Fixture Schedule'!M\"&MOD(ROW(A113)-52,50)+9)),\"\")","v":""},{"$f":"IF(A113=\"\",\"\",INDIRECT(\"'Fixture Schedule'!E\"&MOD(ROW(A113)-52,50)+9))","v":""},{"$f":"IF(A113=\"\",\"\",INDIRECT(\"'Fixture Schedule'!F\"&MOD(ROW(A113)-52,50)+9))","v":""},{"$f":"IF(A113=\"\",\"\",INDIRECT(\"'Fixture Schedule'!L\"&MOD(ROW(A113)-52,50)+9))","v":""},"",null,null,{"$f":"IF(A113=\"\",\"\",IF(AP113=1,Summary!$C$12*(AO113)/(SUM('Space-by-Space Method'!$BO$4:$BO$78,SUM('Exterior Lighting'!$BL$5:$BL$25))),0))","v":""},{"$f":"IF(A113=\"\",\"\",IF(START!$B$34=1,INDIRECT(\"'Space-by-Space Method'!\"&SUBSTITUTE(ADDRESS(1,MOD(ROW(A113)-52,50)+10,4),\"1\",\"\")&ROUNDDOWN((ROW(A113)-52)/50,0)+4),\"\"))","v":""},{"$f":"IF(A113=\"\",\"\",IF(AP113=1,Summary!$F$11*(AO113)/(SUM('Space-by-Space Method'!$BO$4:$BO$78,SUM('Exterior Lighting'!$BL$5:$BL$25))),0))","v":""},{"$f":"IF(A113=\"\",\"\",IF(AP113=1,Summary!$E$11*(AO113)/(SUM('Space-by-Space Method'!$BO$4:$BO$78,SUM('Exterior Lighting'!$BL$5:$BL$25))),0))","v":""},{"$f":"IF(A113=\"\",\"\",IF(AP113=1,Summary!$G$11*(AO113)/(SUM('Space-by-Space Method'!$BO$4:$BO$78,SUM('Exterior Lighting'!$BL$5:$BL$25))),0))","v":""},{"$f":"IF(A113=\"\",\"\",IF(AP113=1,Summary!$H$11*(AO113)/(SUM('Space-by-Space Method'!$BO$4:$BO$78)),0))","v":""},{"$f":"IF(A113=\"\",\"\",IF(AP113=1,Summary!$I$11*(AO113)/(SUM('Space-by-Space Method'!$BO$4:$BO$78)),0))","v":""},null,null,null,{"$f":"IF(A113=\"\",\"\",IF(START!$B$34=2,INDIRECT(\"'Space-by-Space Method'!\"&SUBSTITUTE(ADDRESS(1,MOD(ROW(A113)-52,50)+10,4),\"1\",\"\")&ROUNDDOWN((ROW(A113)-52)/50,0)+4),\"\"))","v":""},{"$f":"IF(A113=\"\",\"\",INDIRECT(\"'Space-by-Space Method'!C\"&ROUNDDOWN((ROW(A113)-52)/50,0)+4))","v":""},{"$f":"IF(A113=\"\",\"\",IF(COUNTIF(CommonSpaceTypes,AQ113)>0,INDIRECT(\"'Space-by-Space Method'!F\"&ROUNDDOWN((ROW(A113)-52)/50,0)+4),\"\"))","v":""},{"$f":"IF(A113=\"\",\"\",IF(COUNTIF(BuildingSpecificSpaceTypes,AQ113)>0,INDIRECT(\"'Space-by-Space Method'!F\"&ROUNDDOWN((ROW(A113)-52)/50,0)+4),\"\"))","v":""},{"$f":"IF(A113=\"\",\"\",INDIRECT(\"'Fixture Schedule'!D\"&MOD(ROW(A113)-52,50)+9))","v":""},{"$f":"IF(A113=\"\",\"\",IF(AR113=\"\",\"\",INDIRECT(\"'Fixture Schedule'!K\"&MOD(ROW(A113)-52,50)+9)))","v":""},"",{"$f":"IF(A113=\"\",\"\",INDIRECT(\"'Fixture Schedule'!L\"&MOD(ROW(A113)-52,50)+9))","v":""},null,null,null,null,null,null,null,null,null,null,null,null,null,{"$f":"INDIRECT(\"'Space-by-Space Method'!\"&SUBSTITUTE(ADDRESS(1,MOD(ROW(A113)-52,50)+10,4),\"1\",\"\")&ROUNDDOWN((ROW(A113)-52)/50,0)+4)","v":0},{"$f":"LEFT(INDIRECT(\"'Space-by-Space Method'!BJ\"&ROUNDDOWN((ROW(A113)-52)/50,0)+4),3)","v":""},{"$f":"INDIRECT(\"'Fixture Schedule'!L\"&MOD(ROW(A113)-52,50)+9)","v":0},{"$f":"INDIRECT(\"'Fixture Schedule'!O\"&MOD(ROW(A113)-52,50)+9)","v":0},{"$f":"INDIRECT(\"'Space-by-Space Method'!F\"&ROUNDDOWN((ROW(A113)-52)/50,0)+4)","v":0},{"$f":"INDIRECT(\"'Fixture Schedule'!L\"&MOD(ROW(A113)-52,50)+9)","v":0},{"$f":"INDIRECT(\"'Space-by-Space Method'!D\"&ROUNDDOWN((ROW(A113)-52)/50,0)+4)","v":0},{"$f":"INDIRECT(\"'Space-by-Space Method'!E\"&ROUNDDOWN((ROW(A113)-52)/50,0)+4)","v":1}]
[{"$f":"IF(InteriorCalcType=2,IF(OR(AM114=0,AN114=\"DNQ\")=TRUE,\"\",INDIRECT(\"'Fixture Schedule'!M\"&MOD(ROW(A114)-52,50)+9)),\"\")","v":""},{"$f":"IF(A114=\"\",\"\",INDIRECT(\"'Fixture Schedule'!E\"&MOD(ROW(A114)-52,50)+9))","v":""},{"$f":"IF(A114=\"\",\"\",INDIRECT(\"'Fixture Schedule'!F\"&MOD(ROW(A114)-52,50)+9))","v":""},{"$f":"IF(A114=\"\",\"\",INDIRECT(\"'Fixture Schedule'!L\"&MOD(ROW(A114)-52,50)+9))","v":""},"",null,null,{"$f":"IF(A114=\"\",\"\",IF(AP114=1,Summary!$C$12*(AO114)/(SUM('Space-by-Space Method'!$BO$4:$BO$78,SUM('Exterior Lighting'!$BL$5:$BL$25))),0))","v":""},{"$f":"IF(A114=\"\",\"\",IF(START!$B$34=1,INDIRECT(\"'Space-by-Space Method'!\"&SUBSTITUTE(ADDRESS(1,MOD(ROW(A114)-52,50)+10,4),\"1\",\"\")&ROUNDDOWN((ROW(A114)-52)/50,0)+4),\"\"))","v":""},{"$f":"IF(A114=\"\",\"\",IF(AP114=1,Summary!$F$11*(AO114)/(SUM('Space-by-Space Method'!$BO$4:$BO$78,SUM('Exterior Lighting'!$BL$5:$BL$25))),0))","v":""},{"$f":"IF(A114=\"\",\"\",IF(AP114=1,Summary!$E$11*(AO114)/(SUM('Space-by-Space Method'!$BO$4:$BO$78,SUM('Exterior Lighting'!$BL$5:$BL$25))),0))","v":""},{"$f":"IF(A114=\"\",\"\",IF(AP114=1,Summary!$G$11*(AO114)/(SUM('Space-by-Space Method'!$BO$4:$BO$78,SUM('Exterior Lighting'!$BL$5:$BL$25))),0))","v":""},{"$f":"IF(A114=\"\",\"\",IF(AP114=1,Summary!$H$11*(AO114)/(SUM('Space-by-Space Method'!$BO$4:$BO$78)),0))","v":""},{"$f":"IF(A114=\"\",\"\",IF(AP114=1,Summary!$I$11*(AO114)/(SUM('Space-by-Space Method'!$BO$4:$BO$78)),0))","v":""},null,null,null,{"$f":"IF(A114=\"\",\"\",IF(START!$B$34=2,INDIRECT(\"'Space-by-Space Method'!\"&SUBSTITUTE(ADDRESS(1,MOD(ROW(A114)-52,50)+10,4),\"1\",\"\")&ROUNDDOWN((ROW(A114)-52)/50,0)+4),\"\"))","v":""},{"$f":"IF(A114=\"\",\"\",INDIRECT(\"'Space-by-Space Method'!C\"&ROUNDDOWN((ROW(A114)-52)/50,0)+4))","v":""},{"$f":"IF(A114=\"\",\"\",IF(COUNTIF(CommonSpaceTypes,AQ114)>0,INDIRECT(\"'Space-by-Space Method'!F\"&ROUNDDOWN((ROW(A114)-52)/50,0)+4),\"\"))","v":""},{"$f":"IF(A114=\"\",\"\",IF(COUNTIF(BuildingSpecificSpaceTypes,AQ114)>0,INDIRECT(\"'Space-by-Space Method'!F\"&ROUNDDOWN((ROW(A114)-52)/50,0)+4),\"\"))","v":""},{"$f":"IF(A114=\"\",\"\",INDIRECT(\"'Fixture Schedule'!D\"&MOD(ROW(A114)-52,50)+9))","v":""},{"$f":"IF(A114=\"\",\"\",IF(AR114=\"\",\"\",INDIRECT(\"'Fixture Schedule'!K\"&MOD(ROW(A114)-52,50)+9)))","v":""},"",{"$f":"IF(A114=\"\",\"\",INDIRECT(\"'Fixture Schedule'!L\"&MOD(ROW(A114)-52,50)+9))","v":""},null,null,null,null,null,null,null,null,null,null,null,null,null,{"$f":"INDIRECT(\"'Space-by-Space Method'!\"&SUBSTITUTE(ADDRESS(1,MOD(ROW(A114)-52,50)+10,4),\"1\",\"\")&ROUNDDOWN((ROW(A114)-52)/50,0)+4)","v":0},{"$f":"LEFT(INDIRECT(\"'Space-by-Space Method'!BJ\"&ROUNDDOWN((ROW(A114)-52)/50,0)+4),3)","v":""},{"$f":"INDIRECT(\"'Fixture Schedule'!L\"&MOD(ROW(A114)-52,50)+9)","v":0},{"$f":"INDIRECT(\"'Fixture Schedule'!O\"&MOD(ROW(A114)-52,50)+9)","v":0},{"$f":"INDIRECT(\"'Space-by-Space Method'!F\"&ROUNDDOWN((ROW(A114)-52)/50,0)+4)","v":0},{"$f":"INDIRECT(\"'Fixture Schedule'!L\"&MOD(ROW(A114)-52,50)+9)","v":0},{"$f":"INDIRECT(\"'Space-by-Space Method'!D\"&ROUNDDOWN((ROW(A114)-52)/50,0)+4)","v":0},{"$f":"INDIRECT(\"'Space-by-Space Method'!E\"&ROUNDDOWN((ROW(A114)-52)/50,0)+4)","v":1}]
[{"$f":"IF(InteriorCalcType=2,IF(OR(AM115=0,AN115=\"DNQ\")=TRUE,\"\",INDIRECT(\"'Fixture Schedule'!M\"&MOD(ROW(A115)-52,50)+9)),\"\")","v":""},{"$f":"IF(A115=\"\",\"\",INDIRECT(\"'Fixture Schedule'!E\"&MOD(ROW(A115)-52,50)+9))","v":""},{"$f":"IF(A115=\"\",\"\",INDIRECT(\"'Fixture Schedule'!F\"&MOD(ROW(A115)-52,50)+9))","v":""},{"$f":"IF(A115=\"\",\"\",INDIRECT(\"'Fixture Schedule'!L\"&MOD(ROW(A115)-52,50)+9))","v":""},"",null,null,{"$f":"IF(A115=\"\",\"\",IF(AP115=1,Summary!$C$12*(AO115)/(SUM('Space-by-Space Method'!$BO$4:$BO$78,SUM('Exterior Lighting'!$BL$5:$BL$25))),0))","v":""},{"$f":"IF(A115=\"\",\"\",IF(START!$B$34=1,INDIRECT(\"'Space-by-Space Method'!\"&SUBSTITUTE(ADDRESS(1,MOD(ROW(A115)-52,50)+10,4),\"1\",\"\")&ROUNDDOWN((ROW(A115)-52)/50,0)+4),\"\"))","v":""},{"$f":"IF(A115=\"\",\"\",IF(AP115=1,Summary!$F$11*(AO115)/(SUM('Space-by-Space Method'!$BO$4:$BO$78,SUM('Exterior Lighting'!$BL$5:$BL$25))),0))","v":""},{"$f":"IF(A115=\"\",\"\",IF(AP115=1,Summary!$E$11*(AO115)/(SUM('Space-by-Space Method'!$BO$4:$BO$78,SUM('Exterior Lighting'!$BL$5:$BL$25))),0))","v":""},{"$f":"IF(A115=\"\",\"\",IF(AP115=1,Summary!$G$11*(AO115)/(SUM('Space-by-Space Method'!$BO$4:$BO$78,SUM('Exterior Lighting'!$BL$5:$BL$25))),0))","v":""},{"$f":"IF(A115=\"\",\"\",IF(AP115=1,Summary!$H$11*(AO115)/(SUM('Space-by-Space Method'!$BO$4:$BO$78)),0))","v":""},{"$f":"IF(A115=\"\",\"\",IF(AP115=1,Summary!$I$11*(AO115)/(SUM('Space-by-Space Method'!$BO$4:$BO$78)),0))","v":""},null,null,null,{"$f":"IF(A115=\"\",\"\",IF(START!$B$34=2,INDIRECT(\"'Space-by-Space Method'!\"&SUBSTITUTE(ADDRESS(1,MOD(ROW(A115)-52,50)+10,4),\"1\",\"\")&ROUNDDOWN((ROW(A115)-52)/50,0)+4),\"\"))","v":""},{"$f":"IF(A115=\"\",\"\",INDIRECT(\"'Space-by-Space Method'!C\"&ROUNDDOWN((ROW(A115)-52)/50,0)+4))","v":""},{"$f":"IF(A115=\"\",\"\",IF(COUNTIF(CommonSpaceTypes,AQ115)>0,INDIRECT(\"'Space-by-Space Method'!F\"&ROUNDDOWN((ROW(A115)-52)/50,0)+4),\"\"))","v":""},{"$f":"IF(A115=\"\",\"\",IF(COUNTIF(BuildingSpecificSpaceTypes,AQ115)>0,INDIRECT(\"'Space-by-Space Method'!F\"&ROUNDDOWN((ROW(A115)-52)/50,0)+4),\"\"))","v":""},{"$f":"IF(A115=\"\",\"\",INDIRECT(\"'Fixture Schedule'!D\"&MOD(ROW(A115)-52,50)+9))","v":""},{"$f":"IF(A115=\"\",\"\",IF(AR115=\"\",\"\",INDIRECT(\"'Fixture Schedule'!K\"&MOD(ROW(A115)-52,50)+9)))","v":""},"",{"$f":"IF(A115=\"\",\"\",INDIRECT(\"'Fixture Schedule'!L\"&MOD(ROW(A115)-52,50)+9))","v":""},null,null,null,null,null,null,null,null,null,null,null,null,null,{"$f":"INDIRECT(\"'Space-by-Space Method'!\"&SUBSTITUTE(ADDRESS(1,MOD(ROW(A115)-52,50)+10,4),\"1\",\"\")&ROUNDDOWN((ROW(A115)-52)/50,0)+4)","v":0},{"$f":"LEFT(INDIRECT(\"'Space-by-Space Method'!BJ\"&ROUNDDOWN((ROW(A115)-52)/50,0)+4),3)","v":""},{"$f":"INDIRECT(\"'Fixture Schedule'!L\"&MOD(ROW(A115)-52,50)+9)","v":0},{"$f":"INDIRECT(\"'Fixture Schedule'!O\"&MOD(ROW(A115)-52,50)+9)","v":0},{"$f":"INDIRECT(\"'Space-by-Space Method'!F\"&ROUNDDOWN((ROW(A115)-52)/50,0)+4)","v":0},{"$f":"INDIRECT(\"'Fixture Schedule'!L\"&MOD(ROW(A115)-52,50)+9)","v":0},{"$f":"INDIRECT(\"'Space-by-Space Method'!D\"&ROUNDDOWN((ROW(A115)-52)/50,0)+4)","v":0},{"$f":"INDIRECT(\"'Space-by-Space Method'!E\"&ROUNDDOWN((ROW(A115)-52)/50,0)+4)","v":1}]
[{"$f":"IF(InteriorCalcType=2,IF(OR(AM116=0,AN116=\"DNQ\")=TRUE,\"\",INDIRECT(\"'Fixture Schedule'!M\"&MOD(ROW(A116)-52,50)+9)),\"\")","v":""},{"$f":"IF(A116=\"\",\"\",INDIRECT(\"'Fixture Schedule'!E\"&MOD(ROW(A116)-52,50)+9))","v":""},{"$f":"IF(A116=\"\",\"\",INDIRECT(\"'Fixture Schedule'!F\"&MOD(ROW(A116)-52,50)+9))","v":""},{"$f":"IF(A116=\"\",\"\",INDIRECT(\"'Fixture Schedule'!L\"&MOD(ROW(A116)-52,50)+9))","v":""},"",null,null,{"$f":"IF(A116=\"\",\"\",IF(AP116=1,Summary!$C$12*(AO116)/(SUM('Space-by-Space Method'!$BO$4:$BO$78,SUM('Exterior Lighting'!$BL$5:$BL$25))),0))","v":""},{"$f":"IF(A116=\"\",\"\",IF(START!$B$34=1,INDIRECT(\"'Space-by-Space Method'!\"&SUBSTITUTE(ADDRESS(1,MOD(ROW(A116)-52,50)+10,4),\"1\",\"\")&ROUNDDOWN((ROW(A116)-52)/50,0)+4),\"\"))","v":""},{"$f":"IF(A116=\"\",\"\",IF(AP116=1,Summary!$F$11*(AO116)/(SUM('Space-by-Space Method'!$BO$4:$BO$78,SUM('Exterior Lighting'!$BL$5:$BL$25))),0))","v":""},{"$f":"IF(A116=\"\",\"\",IF(AP116=1,Summary!$E$11*(AO116)/(SUM('Space-by-Space Method'!$BO$4:$BO$78,SUM('Exterior Lighting'!$BL$5:$BL$25))),0))","v":""},{"$f":"IF(A116=\"\",\"\",IF(AP116=1,Summary!$G$11*(AO116)/(SUM('Space-by-Space Method'!$BO$4:$BO$78,SUM('Exterior Lighting'!$BL$5:$BL$25))),0))","v":""},{"$f":"IF(A116=\"\",\"\",IF(AP116=1,Summary!$H$11*(AO116)/(SUM('Space-by-Space Method'!$BO$4:$BO$78)),0))","v":""},{"$f":"IF(A116=\"\",\"\",IF(AP116=1,Summary!$I$11*(AO116)/(SUM('Space-by-Space Method'!$BO$4:$BO$78)),0))","v":""},null,null,null,{"$f":"IF(A116=\"\",\"\",IF(START!$B$34=2,INDIRECT(\"'Space-by-Space Method'!\"&SUBSTITUTE(ADDRESS(1,MOD(ROW(A116)-52,50)+10,4),\"1\",\"\")&ROUNDDOWN((ROW(A116)-52)/50,0)+4),\"\"))","v":""},{"$f":"IF(A116=\"\",\"\",INDIRECT(\"'Space-by-Space Method'!C\"&ROUNDDOWN((ROW(A116)-52)/50,0)+4))","v":""},{"$f":"IF(A116=\"\",\"\",IF(COUNTIF(CommonSpaceTypes,AQ116)>0,INDIRECT(\"'Space-by-Space Method'!F\"&ROUNDDOWN((ROW(A116)-52)/50,0)+4),\"\"))","v":""},{"$f":"IF(A116=\"\",\"\",IF(COUNTIF(BuildingSpecificSpaceTypes,AQ116)>0,INDIRECT(\"'Space-by-Space Method'!F\"&ROUNDDOWN((ROW(A116)-52)/50,0)+4),\"\"))","v":""},{"$f":"IF(A116=\"\",\"\",INDIRECT(\"'Fixture Schedule'!D\"&MOD(ROW(A116)-52,50)+9))","v":""},{"$f":"IF(A116=\"\",\"\",IF(AR116=\"\",\"\",INDIRECT(\"'Fixture Schedule'!K\"&MOD(ROW(A116)-52,50)+9)))","v":""},"",{"$f":"IF(A116=\"\",\"\",INDIRECT(\"'Fixture Schedule'!L\"&MOD(ROW(A116)-52,50)+9))","v":""},null,null,null,null,null,null,null,null,null,null,null,null,null,{"$f":"INDIRECT(\"'Space-by-Space Method'!\"&SUBSTITUTE(ADDRESS(1,MOD(ROW(A116)-52,50)+10,4),\"1\",\"\")&ROUNDDOWN((ROW(A116)-52)/50,0)+4)","v":0},{"$f":"LEFT(INDIRECT(\"'Space-by-Space Method'!BJ\"&ROUNDDOWN((ROW(A116)-52)/50,0)+4),3)","v":""},{"$f":"INDIRECT(\"'Fixture Schedule'!L\"&MOD(ROW(A116)-52,50)+9)","v":0},{"$f":"INDIRECT(\"'Fixture Schedule'!O\"&MOD(ROW(A116)-52,50)+9)","v":0},{"$f":"INDIRECT(\"'Space-by-Space Method'!F\"&ROUNDDOWN((ROW(A116)-52)/50,0)+4)","v":0},{"$f":"INDIRECT(\"'Fixture Schedule'!L\"&MOD(ROW(A116)-52,50)+9)","v":0},{"$f":"INDIRECT(\"'Space-by-Space Method'!D\"&ROUNDDOWN((ROW(A116)-52)/50,0)+4)","v":0},{"$f":"INDIRECT(\"'Space-by-Space Method'!E\"&ROUNDDOWN((ROW(A116)-52)/50,0)+4)","v":1}]
[{"$f":"IF(InteriorCalcType=2,IF(OR(AM117=0,AN117=\"DNQ\")=TRUE,\"\",INDIRECT(\"'Fixture Schedule'!M\"&MOD(ROW(A117)-52,50)+9)),\"\")","v":""},{"$f":"IF(A117=\"\",\"\",INDIRECT(\"'Fixture Schedule'!E\"&MOD(ROW(A117)-52,50)+9))","v":""},{"$f":"IF(A117=\"\",\"\",INDIRECT(\"'Fixture Schedule'!F\"&MOD(ROW(A117)-52,50)+9))","v":""},{"$f":"IF(A117=\"\",\"\",INDIRECT(\"'Fixture Schedule'!L\"&MOD(ROW(A117)-52,50)+9))","v":""},{"$f":"IF(A117=\"\",\"\",\"Watts\")","v":""},null,null,{"$f":"IF(A117=\"\",\"\",IF(AP117=1,Summary!$C$12*(AO117)/(SUM('Space-by-Space Method'!$BO$4:$BO$78,SUM('Exterior Lighting'!$BL$5:$BL$25))),0))","v":""},{"$f":"IF(A117=\"\",\"\",IF(START!$B$34=1,INDIRECT(\"'Space-by-Space Method'!\"&SUBSTITUTE(ADDRESS(1,MOD(ROW(A117)-52,50)+10,4),\"1\",\"\")&ROUNDDOWN((ROW(A117)-52)/50,0)+4),\"\"))","v":""},{"$f":"IF(A117=\"\",\"\",IF(AP117=1,Summary!$F$11*(AO117)/(SUM('Space-by-Space Method'!$BO$4:$BO$78,SUM('Exterior Lighting'!$BL$5:$BL$25))),0))","v":""},{"$f":"IF(A117=\"\",\"\",IF(AP117=1,Summary!$E$11*(AO117)/(SUM('Space-by-Space Method'!$BO$4:$BO$78,SUM('Exterior Lighting'!$BL$5:$BL$25))),0))","v":""},{"$f":"IF(A117=\"\",\"\",IF(AP117=1,Summary!$G$11*(AO117)/(SUM('Space-by-Space Method'!$BO$4:$BO$78,SUM('Exterior Lighting'!$BL$5:$BL$25))),0))","v":""},{"$f":"IF(A117=\"\",\"\",IF(AP117=1,Summary!$H$11*(AO117)/(SUM('Space-by-Space Method'!$BO$4:$BO$78)),0))","v":""},{"$f":"IF(A117=\"\",\"\",IF(AP117=1,Summary!$I$11*(AO117)/(SUM('Space-by-Space Method'!$BO$4:$BO$78)),0))","v":""},null,null,null,{"$f":"IF(A117=\"\",\"\",IF(START!$B$34=2,INDIRECT(\"'Space-by-Space Method'!\"&SUBSTITUTE(ADDRESS(1,MOD(ROW(A117)-52,50)+10,4),\"1\",\"\")&ROUNDDOWN((ROW(A117)-52)/50,0)+4),\"\"))","v":""},{"$f":"IF(A117=\"\",\"\",INDIRECT(\"'Space-by-Space Method'!C\"&ROUNDDOWN((ROW(A117)-52)/50,0)+4))","v":""},{"$f":"IF(A117=\"\",\"\",IF(COUNTIF(CommonSpaceTypes,AQ117)>0,INDIRECT(\"'Space-by-Space Method'!F\"&ROUNDDOWN((ROW(A117)-52)/50,0)+4),\"\"))","v":""},{"$f":"IF(A117=\"\",\"\",IF(COUNTIF(BuildingSpecificSpaceTypes,AQ117)>0,INDIRECT(\"'Space-by-Space Method'!F\"&ROUNDDOWN((ROW(A117)-52)/50,0)+4),\"\"))","v":""},{"$f":"IF(A117=\"\",\"\",INDIRECT(\"'Fixture Schedule'!D\"&MOD(ROW(A117)-52,50)+9))","v":""},{"$f":"IF(A117=\"\",\"\",IF(AR117=\"\",\"\",INDIRECT(\"'Fixture Schedule'!K\"&MOD(ROW(A117)-52,50)+9)))","v":""},{"$f":"IF(A117=\"\",\"\",AS117*AT117)","v":""},{"$f":"IF(A117=\"\",\"\",INDIRECT(\"'Fixture Schedule'!L\"&MOD(ROW(A117)-52,50)+9))","v":""},null,null,null,null,null,null,null,null,null,null,null,null,null,{"$f":"INDIRECT(\"'Space-by-Space Method'!\"&SUBSTITUTE(ADDRESS(1,MOD(ROW(A117)-52,50)+10,4),\"1\",\"\")&ROUNDDOWN((ROW(A117)-52)/50,0)+4)","v":0},{"$f":"LEFT(INDIRECT(\"'Space-by-Space Method'!BJ\"&ROUNDDOWN((ROW(A117)-52)/50,0)+4),3)","v":""},{"$f":"INDIRECT(\"'Fixture Schedule'!L\"&MOD(ROW(A117)-52,50)+9)","v":0},{"$f":"INDIRECT(\"'Fixture Schedule'!O\"&MOD(ROW(A117)-52,50)+9)","v":0},{"$f":"INDIRECT(\"'Space-by-Space Method'!F\"&ROUNDDOWN((ROW(A117)-52)/50,0)+4)","v":0},{"$f":"INDIRECT(\"'Fixture Schedule'!L\"&MOD(ROW(A117)-52,50)+9)","v":0},{"$f":"INDIRECT(\"'Space-by-Space Method'!D\"&ROUNDDOWN((ROW(A117)-52)/50,0)+4)","v":0},{"$f":"INDIRECT(\"'Space-by-Space Method'!E\"&ROUNDDOWN((ROW(A117)-52)/50,0)+4)","v":1}]
[{"$f":"IF(InteriorCalcType=2,IF(OR(AM118=0,AN118=\"DNQ\")=TRUE,\"\",INDIRECT(\"'Fixture Schedule'!M\"&MOD(ROW(A118)-52,50)+9)),\"\")","v":""},{"$f":"IF(A118=\"\",\"\",INDIRECT(\"'Fixture Schedule'!E\"&MOD(ROW(A118)-52,50)+9))","v":""},{"$f":"IF(A118=\"\",\"\",INDIRECT(\"'Fixture Schedule'!F\"&MOD(ROW(A118)-52,50)+9))","v":""},{"$f":"IF(A118=\"\",\"\",INDIRECT(\"'Fixture Schedule'!L\"&MOD(ROW(A118)-52,50)+9))","v":""},"",null,null,{"$f":"IF(A118=\"\",\"\",IF(AP118=1,Summary!$C$12*(AO118)/(SUM('Space-by-Space Method'!$BO$4:$BO$78,SUM('Exterior Lighting'!$BL$5:$BL$25))),0))","v":""},{"$f":"IF(A118=\"\",\"\",IF(START!$B$34=1,INDIRECT(\"'Space-by-Space Method'!\"&SUBSTITUTE(ADDRESS(1,MOD(ROW(A118)-52,50)+10,4),\"1\",\"\")&ROUNDDOWN((ROW(A118)-52)/50,0)+4),\"\"))","v":""},{"$f":"IF(A118=\"\",\"\",IF(AP118=1,Summary!$F$11*(AO118)/(SUM('Space-by-Space Method'!$BO$4:$BO$78,SUM('Exterior Lighting'!$BL$5:$BL$25))),0))","v":""},{"$f":"IF(A118=\"\",\"\",IF(AP118=1,Summary!$E$11*(AO118)/(SUM('Space-by-Space Method'!$BO$4:$BO$78,SUM('Exterior Lighting'!$BL$5:$BL$25))),0))","v":""},{"$f":"IF(A118=\"\",\"\",IF(AP118=1,Summary!$G$11*(AO118)/(SUM('Space-by-Space Method'!$BO$4:$BO$78,SUM('Exterior Lighting'!$BL$5:$BL$25))),0))","v":""},{"$f":"IF(A118=\"\",\"\",IF(AP118=1,Summary!$H$11*(AO118)/(SUM('Space-by-Space Method'!$BO$4:$BO$78)),0))","v":""},{"$f":"IF(A118=\"\",\"\",IF(AP118=1,Summary!$I$11*(AO118)/(SUM('Space-by-Space Method'!$BO$4:$BO$78)),0))","v":""},null,null,null,{"$f":"IF(A118=\"\",\"\",IF(START!$B$34=2,INDIRECT(\"'Space-by-Space Method'!\"&SUBSTITUTE(ADDRESS(1,MOD(ROW(A118)-52,50)+10,4),\"1\",\"\")&ROUNDDOWN((ROW(A118)-52)/50,0)+4),\"\"))","v":""},{"$f":"IF(A118=\"\",\"\",INDIRECT(\"'Space-by-Space Method'!C\"&ROUNDDOWN((ROW(A118)-52)/50,0)+4))","v":""},{"$f":"IF(A118=\"\",\"\",IF(COUNTIF(CommonSpaceTypes,AQ118)>0,INDIRECT(\"'Space-by-Space Method'!F\"&ROUNDDOWN((ROW(A118)-52)/50,0)+4),\"\"))","v":""},{"$f":"IF(A118=\"\",\"\",IF(COUNTIF(BuildingSpecificSpaceTypes,AQ118)>0,INDIRECT(\"'Space-by-Space Method'!F\"&ROUNDDOWN((ROW(A118)-52)/50,0)+4),\"\"))","v":""},{"$f":"IF(A118=\"\",\"\",INDIRECT(\"'Fixture Schedule'!D\"&MOD(ROW(A118)-52,50)+9))","v":""},{"$f":"IF(A118=\"\",\"\",IF(AR118=\"\",\"\",INDIRECT(\"'Fixture Schedule'!K\"&MOD(ROW(A118)-52,50)+9)))","v":""},"",{"$f":"IF(A118=\"\",\"\",INDIRECT(\"'Fixture Schedule'!L\"&MOD(ROW(A118)-52,50)+9))","v":""},null,null,null,null,null,null,null,null,null,null,null,null,null,{"$f":"INDIRECT(\"'Space-by-Space Method'!\"&SUBSTITUTE(ADDRESS(1,MOD(ROW(A118)-52,50)+10,4),\"1\",\"\")&ROUNDDOWN((ROW(A118)-52)/50,0)+4)","v":0},{"$f":"LEFT(INDIRECT(\"'Space-by-Space Method'!BJ\"&ROUNDDOWN((ROW(A118)-52)/50,0)+4),3)","v":""},{"$f":"INDIRECT(\"'Fixture Schedule'!L\"&MOD(ROW(A118)-52,50)+9)","v":0},{"$f":"INDIRECT(\"'Fixture Schedule'!O\"&MOD(ROW(A118)-52,50)+9)","v":0},{"$f":"INDIRECT(\"'Space-by-Space Method'!F\"&ROUNDDOWN((ROW(A118)-52)/50,0)+4)","v":0},{"$f":"INDIRECT(\"'Fixture Schedule'!L\"&MOD(ROW(A118)-52,50)+9)","v":0},{"$f":"INDIRECT(\"'Space-by-Space Method'!D\"&ROUNDDOWN((ROW(A118)-52)/50,0)+4)","v":0},{"$f":"INDIRECT(\"'Space-by-Space Method'!E\"&ROUNDDOWN((ROW(A118)-52)/50,0)+4)","v":1}]
[{"$f":"IF(InteriorCalcType=2,IF(OR(AM119=0,AN119=\"DNQ\")=TRUE,\"\",INDIRECT(\"'Fixture Schedule'!M\"&MOD(ROW(A119)-52,50)+9)),\"\")","v":""},{"$f":"IF(A119=\"\",\"\",INDIRECT(\"'Fixture Schedule'!E\"&MOD(ROW(A119)-52,50)+9))","v":""},{"$f":"IF(A119=\"\",\"\",INDIRECT(\"'Fixture Schedule'!F\"&MOD(ROW(A119)-52,50)+9))","v":""},{"$f":"IF(A119=\"\",\"\",INDIRECT(\"'Fixture Schedule'!L\"&MOD(ROW(A119)-52,50)+9))","v":""},"",null,null,{"$f":"IF(A119=\"\",\"\",IF(AP119=1,Summary!$C$12*(AO119)/(SUM('Space-by-Space Method'!$BO$4:$BO$78,SUM('Exterior Lighting'!$BL$5:$BL$25))),0))","v":""},{"$f":"IF(A119=\"\",\"\",IF(START!$B$34=1,INDIRECT(\"'Space-by-Space Method'!\"&SUBSTITUTE(ADDRESS(1,MOD(ROW(A119)-52,50)+10,4),\"1\",\"\")&ROUNDDOWN((ROW(A119)-52)/50,0)+4),\"\"))","v":""},{"$f":"IF(A119=\"\",\"\",IF(AP119=1,Summary!$F$11*(AO119)/(SUM('Space-by-Space Method'!$BO$4:$BO$78,SUM('Exterior Lighting'!$BL$5:$BL$25))),0))","v":""},{"$f":"IF(A119=\"\",\"\",IF(AP119=1,Summary!$E$11*(AO119)/(SUM('Space-by-Space Method'!$BO$4:$BO$78,SUM('Exterior Lighting'!$BL$5:$BL$25))),0))","v":""},{"$f":"IF(A119=\"\",\"\",IF(AP119=1,Summary!$G$11*(AO119)/(SUM('Space-by-Space Method'!$BO$4:$BO$78,SUM('Exterior Lighting'!$BL$5:$BL$25))),0))","v":""},{"$f":"IF(A119=\"\",\"\",IF(AP119=1,Summary!$H$11*(AO119)/(SUM('Space-by-Space Method'!$BO$4:$BO$78)),0))","v":""},{"$f":"IF(A119=\"\",\"\",IF(AP119=1,Summary!$I$11*(AO119)/(SUM('Space-by-Space Method'!$BO$4:$BO$78)),0))","v":""},null,null,null,{"$f":"IF(A119=\"\",\"\",IF(START!$B$34=2,INDIRECT(\"'Space-by-Space Method'!\"&SUBSTITUTE(ADDRESS(1,MOD(ROW(A119)-52,50)+10,4),\"1\",\"\")&ROUNDDOWN((ROW(A119)-52)/50,0)+4),\"\"))","v":""},{"$f":"IF(A119=\"\",\"\",INDIRECT(\"'Space-by-Space Method'!C\"&ROUNDDOWN((ROW(A119)-52)/50,0)+4))","v":""},{"$f":"IF(A119=\"\",\"\",IF(COUNTIF(CommonSpaceTypes,AQ119)>0,INDIRECT(\"'Space-by-Space Method'!F\"&ROUNDDOWN((ROW(A119)-52)/50,0)+4),\"\"))","v":""},{"$f":"IF(A119=\"\",\"\",IF(COUNTIF(BuildingSpecificSpaceTypes,AQ119)>0,INDIRECT(\"'Space-by-Space Method'!F\"&ROUNDDOWN((ROW(A119)-52)/50,0)+4),\"\"))","v":""},{"$f":"IF(A119=\"\",\"\",INDIRECT(\"'Fixture Schedule'!D\"&MOD(ROW(A119)-52,50)+9))","v":""},{"$f":"IF(A119=\"\",\"\",IF(AR119=\"\",\"\",INDIRECT(\"'Fixture Schedule'!K\"&MOD(ROW(A119)-52,50)+9)))","v":""},"",{"$f":"IF(A119=\"\",\"\",INDIRECT(\"'Fixture Schedule'!L\"&MOD(ROW(A119)-52,50)+9))","v":""},null,null,null,null,null,null,null,null,null,null,null,null,null,{"$f":"INDIRECT(\"'Space-by-Space Method'!\"&SUBSTITUTE(ADDRESS(1,MOD(ROW(A119)-52,50)+10,4),\"1\",\"\")&ROUNDDOWN((ROW(A119)-52)/50,0)+4)","v":0},{"$f":"LEFT(INDIRECT(\"'Space-by-Space Method'!BJ\"&ROUNDDOWN((ROW(A119)-52)/50,0)+4),3)","v":""},{"$f":"INDIRECT(\"'Fixture Schedule'!L\"&MOD(ROW(A119)-52,50)+9)","v":0},{"$f":"INDIRECT(\"'Fixture Schedule'!O\"&MOD(ROW(A119)-52,50)+9)","v":0},{"$f":"INDIRECT(\"'Space-by-Space Method'!F\"&ROUNDDOWN((ROW(A119)-52)/50,0)+4)","v":0},{"$f":"INDIRECT(\"'Fixture Schedule'!L\"&MOD(ROW(A119)-52,50)+9)","v":0},{"$f":"INDIRECT(\"'Space-by-Space Method'!D\"&ROUNDDOWN((ROW(A119)-52)/50,0)+4)","v":0},{"$f":"INDIRECT(\"'Space-by-Space Method'!E\"&ROUNDDOWN((ROW(A119)-52)/50,0)+4)","v":1}]
[{"$f":"IF(InteriorCalcType=2,IF(OR(AM120=0,AN120=\"DNQ\")=TRUE,\"\",INDIRECT(\"'Fixture Schedule'!M\"&MOD(ROW(A120)-52,50)+9)),\"\")","v":""},{"$f":"IF(A120=\"\",\"\",INDIRECT(\"'Fixture Schedule'!E\"&MOD(ROW(A120)-52,50)+9))","v":""},{"$f":"IF(A120=\"\",\"\",INDIRECT(\"'Fixture Schedule'!F\"&MOD(ROW(A120)-52,50)+9))","v":""},{"$f":"IF(A120=\"\",\"\",INDIRECT(\"'Fixture Schedule'!L\"&MOD(ROW(A120)-52,50)+9))","v":""},"",null,null,{"$f":"IF(A120=\"\",\"\",IF(AP120=1,Summary!$C$12*(AO120)/(SUM('Space-by-Space Method'!$BO$4:$BO$78,SUM('Exterior Lighting'!$BL$5:$BL$25))),0))","v":""},{"$f":"IF(A120=\"\",\"\",IF(START!$B$34=1,INDIRECT(\"'Space-by-Space Method'!\"&SUBSTITUTE(ADDRESS(1,MOD(ROW(A120)-52,50)+10,4),\"1\",\"\")&ROUNDDOWN((ROW(A120)-52)/50,0)+4),\"\"))","v":""},{"$f":"IF(A120=\"\",\"\",IF(AP120=1,Summary!$F$11*(AO120)/(SUM('Space-by-Space Method'!$BO$4:$BO$78,SUM('Exterior Lighting'!$BL$5:$BL$25))),0))","v":""},{"$f":"IF(A120=\"\",\"\",IF(AP120=1,Summary!$E$11*(AO120)/(SUM('Space-by-Space Method'!$BO$4:$BO$78,SUM('Exterior Lighting'!$BL$5:$BL$25))),0))","v":""},{"$f":"IF(A120=\"\",\"\",IF(AP120=1,Summary!$G$11*(AO120)/(SUM('Space-by-Space Method'!$BO$4:$BO$78,SUM('Exterior Lighting'!$BL$5:$BL$25))),0))","v":""},{"$f":"IF(A120=\"\",\"\",IF(AP120=1,Summary!$H$11*(AO120)/(SUM('Space-by-Space Method'!$BO$4:$BO$78)),0))","v":""},{"$f":"IF(A120=\"\",\"\",IF(AP120=1,Summary!$I$11*(AO120)/(SUM('Space-by-Space Method'!$BO$4:$BO$78)),0))","v":""},null,null,null,{"$f":"IF(A120=\"\",\"\",IF(START!$B$34=2,INDIRECT(\"'Space-by-Space Method'!\"&SUBSTITUTE(ADDRESS(1,MOD(ROW(A120)-52,50)+10,4),\"1\",\"\")&ROUNDDOWN((ROW(A120)-52)/50,0)+4),\"\"))","v":""},{"$f":"IF(A120=\"\",\"\",INDIRECT(\"'Space-by-Space Method'!C\"&ROUNDDOWN((ROW(A120)-52)/50,0)+4))","v":""},{"$f":"IF(A120=\"\",\"\",IF(COUNTIF(CommonSpaceTypes,AQ120)>0,INDIRECT(\"'Space-by-Space Method'!F\"&ROUNDDOWN((ROW(A120)-52)/50,0)+4),\"\"))","v":""},{"$f":"IF(A120=\"\",\"\",IF(COUNTIF(BuildingSpecificSpaceTypes,AQ120)>0,INDIRECT(\"'Space-by-Space Method'!F\"&ROUNDDOWN((ROW(A120)-52)/50,0)+4),\"\"))","v":""},{"$f":"IF(A120=\"\",\"\",INDIRECT(\"'Fixture Schedule'!D\"&MOD(ROW(A120)-52,50)+9))","v":""},{"$f":"IF(A120=\"\",\"\",IF(AR120=\"\",\"\",INDIRECT(\"'Fixture Schedule'!K\"&MOD(ROW(A120)-52,50)+9)))","v":""},"",{"$f":"IF(A120=\"\",\"\",INDIRECT(\"'Fixture Schedule'!L\"&MOD(ROW(A120)-52,50)+9))","v":""},null,null,null,null,null,null,null,null,null,null,null,null,null,{"$f":"INDIRECT(\"'Space-by-Space Method'!\"&SUBSTITUTE(ADDRESS(1,MOD(ROW(A120)-52,50)+10,4),\"1\",\"\")&ROUNDDOWN((ROW(A120)-52)/50,0)+4)","v":0},{"$f":"LEFT(INDIRECT(\"'Space-by-Space Method'!BJ\"&ROUNDDOWN((ROW(A120)-52)/50,0)+4),3)","v":""},{"$f":"INDIRECT(\"'Fixture Schedule'!L\"&MOD(ROW(A120)-52,50)+9)","v":0},{"$f":"INDIRECT(\"'Fixture Schedule'!O\"&MOD(ROW(A120)-52,50)+9)","v":0},{"$f":"INDIRECT(\"'Space-by-Space Method'!F\"&ROUNDDOWN((ROW(A120)-52)/50,0)+4)","v":0},{"$f":"INDIRECT(\"'Fixture Schedule'!L\"&MOD(ROW(A120)-52,50)+9)","v":0},{"$f":"INDIRECT(\"'Space-by-Space Method'!D\"&ROUNDDOWN((ROW(A120)-52)/50,0)+4)","v":0},{"$f":"INDIRECT(\"'Space-by-Space Method'!E\"&ROUNDDOWN((ROW(A120)-52)/50,0)+4)","v":1}]
[{"$f":"IF(InteriorCalcType=2,IF(OR(AM121=0,AN121=\"DNQ\")=TRUE,\"\",INDIRECT(\"'Fixture Schedule'!M\"&MOD(ROW(A121)-52,50)+9)),\"\")","v":""},{"$f":"IF(A121=\"\",\"\",INDIRECT(\"'Fixture Schedule'!E\"&MOD(ROW(A121)-52,50)+9))","v":""},{"$f":"IF(A121=\"\",\"\",INDIRECT(\"'Fixture Schedule'!F\"&MOD(ROW(A121)-52,50)+9))","v":""},{"$f":"IF(A121=\"\",\"\",INDIRECT(\"'Fixture Schedule'!L\"&MOD(ROW(A121)-52,50)+9))","v":""},"",null,null,{"$f":"IF(A121=\"\",\"\",IF(AP121=1,Summary!$C$12*(AO121)/(SUM('Space-by-Space Method'!$BO$4:$BO$78,SUM('Exterior Lighting'!$BL$5:$BL$25))),0))","v":""},{"$f":"IF(A121=\"\",\"\",IF(START!$B$34=1,INDIRECT(\"'Space-by-Space Method'!\"&SUBSTITUTE(ADDRESS(1,MOD(ROW(A121)-52,50)+10,4),\"1\",\"\")&ROUNDDOWN((ROW(A121)-52)/50,0)+4),\"\"))","v":""},{"$f":"IF(A121=\"\",\"\",IF(AP121=1,Summary!$F$11*(AO121)/(SUM('Space-by-Space Method'!$BO$4:$BO$78,SUM('Exterior Lighting'!$BL$5:$BL$25))),0))","v":""},{"$f":"IF(A121=\"\",\"\",IF(AP121=1,Summary!$E$11*(AO121)/(SUM('Space-by-Space Method'!$BO$4:$BO$78,SUM('Exterior Lighting'!$BL$5:$BL$25))),0))","v":""},{"$f":"IF(A121=\"\",\"\",IF(AP121=1,Summary!$G$11*(AO121)/(SUM('Space-by-Space Method'!$BO$4:$BO$78,SUM('Exterior Lighting'!$BL$5:$BL$25))),0))","v":""},{"$f":"IF(A121=\"\",\"\",IF(AP121=1,Summary!$H$11*(AO121)/(SUM('Space-by-Space Method'!$BO$4:$BO$78)),0))","v":""},{"$f":"IF(A121=\"\",\"\",IF(AP121=1,Summary!$I$11*(AO121)/(SUM('Space-by-Space Method'!$BO$4:$BO$78)),0))","v":""},null,null,null,{"$f":"IF(A121=\"\",\"\",IF(START!$B$34=2,INDIRECT(\"'Space-by-Space Method'!\"&SUBSTITUTE(ADDRESS(1,MOD(ROW(A121)-52,50)+10,4),\"1\",\"\")&ROUNDDOWN((ROW(A121)-52)/50,0)+4),\"\"))","v":""},{"$f":"IF(A121=\"\",\"\",INDIRECT(\"'Space-by-Space Method'!C\"&ROUNDDOWN((ROW(A121)-52)/50,0)+4))","v":""},{"$f":"IF(A121=\"\",\"\",IF(COUNTIF(CommonSpaceTypes,AQ121)>0,INDIRECT(\"'Space-by-Space Method'!F\"&ROUNDDOWN((ROW(A121)-52)/50,0)+4),\"\"))","v":""},{"$f":"IF(A121=\"\",\"\",IF(COUNTIF(BuildingSpecificSpaceTypes,AQ121)>0,INDIRECT(\"'Space-by-Space Method'!F\"&ROUNDDOWN((ROW(A121)-52)/50,0)+4),\"\"))","v":""},{"$f":"IF(A121=\"\",\"\",INDIRECT(\"'Fixture Schedule'!D\"&MOD(ROW(A121)-52,50)+9))","v":""},{"$f":"IF(A121=\"\",\"\",IF(AR121=\"\",\"\",INDIRECT(\"'Fixture Schedule'!K\"&MOD(ROW(A121)-52,50)+9)))","v":""},"",{"$f":"IF(A121=\"\",\"\",INDIRECT(\"'Fixture Schedule'!L\"&MOD(ROW(A121)-52,50)+9))","v":""},null,null,null,null,null,null,null,null,null,null,null,null,null,{"$f":"INDIRECT(\"'Space-by-Space Method'!\"&SUBSTITUTE(ADDRESS(1,MOD(ROW(A121)-52,50)+10,4),\"1\",\"\")&ROUNDDOWN((ROW(A121)-52)/50,0)+4)","v":0},{"$f":"LEFT(INDIRECT(\"'Space-by-Space Method'!BJ\"&ROUNDDOWN((ROW(A121)-52)/50,0)+4),3)","v":""},{"$f":"INDIRECT(\"'Fixture Schedule'!L\"&MOD(ROW(A121)-52,50)+9)","v":0},{"$f":"INDIRECT(\"'Fixture Schedule'!O\"&MOD(ROW(A121)-52,50)+9)","v":0},{"$f":"INDIRECT(\"'Space-by-Space Method'!F\"&ROUNDDOWN((ROW(A121)-52)/50,0)+4)","v":0},{"$f":"INDIRECT(\"'Fixture Schedule'!L\"&MOD(ROW(A121)-52,50)+9)","v":0},{"$f":"INDIRECT(\"'Space-by-Space Method'!D\"&ROUNDDOWN((ROW(A121)-52)/50,0)+4)","v":0},{"$f":"INDIRECT(\"'Space-by-Space Method'!E\"&ROUNDDOWN((ROW(A121)-52)/50,0)+4)","v":1}]
[{"$f":"IF(InteriorCalcType=2,IF(OR(AM122=0,AN122=\"DNQ\")=TRUE,\"\",INDIRECT(\"'Fixture Schedule'!M\"&MOD(ROW(A122)-52,50)+9)),\"\")","v":""},{"$f":"IF(A122=\"\",\"\",INDIRECT(\"'Fixture Schedule'!E\"&MOD(ROW(A122)-52,50)+9))","v":""},{"$f":"IF(A122=\"\",\"\",INDIRECT(\"'Fixture Schedule'!F\"&MOD(ROW(A122)-52,50)+9))","v":""},{"$f":"IF(A122=\"\",\"\",INDIRECT(\"'Fixture Schedule'!L\"&MOD(ROW(A122)-52,50)+9))","v":""},"",null,null,{"$f":"IF(A122=\"\",\"\",IF(AP122=1,Summary!$C$12*(AO122)/(SUM('Space-by-Space Method'!$BO$4:$BO$78,SUM('Exterior Lighting'!$BL$5:$BL$25))),0))","v":""},{"$f":"IF(A122=\"\",\"\",IF(START!$B$34=1,INDIRECT(\"'Space-by-Space Method'!\"&SUBSTITUTE(ADDRESS(1,MOD(ROW(A122)-52,50)+10,4),\"1\",\"\")&ROUNDDOWN((ROW(A122)-52)/50,0)+4),\"\"))","v":""},{"$f":"IF(A122=\"\",\"\",IF(AP122=1,Summary!$F$11*(AO122)/(SUM('Space-by-Space Method'!$BO$4:$BO$78,SUM('Exterior Lighting'!$BL$5:$BL$25))),0))","v":""},{"$f":"IF(A122=\"\",\"\",IF(AP122=1,Summary!$E$11*(AO122)/(SUM('Space-by-Space Method'!$BO$4:$BO$78,SUM('Exterior Lighting'!$BL$5:$BL$25))),0))","v":""},{"$f":"IF(A122=\"\",\"\",IF(AP122=1,Summary!$G$11*(AO122)/(SUM('Space-by-Space Method'!$BO$4:$BO$78,SUM('Exterior Lighting'!$BL$5:$BL$25))),0))","v":""},{"$f":"IF(A122=\"\",\"\",IF(AP122=1,Summary!$H$11*(AO122)/(SUM('Space-by-Space Method'!$BO$4:$BO$78)),0))","v":""},{"$f":"IF(A122=\"\",\"\",IF(AP122=1,Summary!$I$11*(AO122)/(SUM('Space-by-Space Method'!$BO$4:$BO$78)),0))","v":""},null,null,null,{"$f":"IF(A122=\"\",\"\",IF(START!$B$34=2,INDIRECT(\"'Space-by-Space Method'!\"&SUBSTITUTE(ADDRESS(1,MOD(ROW(A122)-52,50)+10,4),\"1\",\"\")&ROUNDDOWN((ROW(A122)-52)/50,0)+4),\"\"))","v":""},{"$f":"IF(A122=\"\",\"\",INDIRECT(\"'Space-by-Space Method'!C\"&ROUNDDOWN((ROW(A122)-52)/50,0)+4))","v":""},{"$f":"IF(A122=\"\",\"\",IF(COUNTIF(CommonSpaceTypes,AQ122)>0,INDIRECT(\"'Space-by-Space Method'!F\"&ROUNDDOWN((ROW(A122)-52)/50,0)+4),\"\"))","v":""},{"$f":"IF(A122=\"\",\"\",IF(COUNTIF(BuildingSpecificSpaceTypes,AQ122)>0,INDIRECT(\"'Space-by-Space Method'!F\"&ROUNDDOWN((ROW(A122)-52)/50,0)+4),\"\"))","v":""},{"$f":"IF(A122=\"\",\"\",INDIRECT(\"'Fixture Schedule'!D\"&MOD(ROW(A122)-52,50)+9))","v":""},{"$f":"IF(A122=\"\",\"\",IF(AR122=\"\",\"\",INDIRECT(\"'Fixture Schedule'!K\"&MOD(ROW(A122)-52,50)+9)))","v":""},"",{"$f":"IF(A122=\"\",\"\",INDIRECT(\"'Fixture Schedule'!L\"&MOD(ROW(A122)-52,50)+9))","v":""},null,null,null,null,null,null,null,null,null,null,null,null,null,{"$f":"INDIRECT(\"'Space-by-Space Method'!\"&SUBSTITUTE(ADDRESS(1,MOD(ROW(A122)-52,50)+10,4),\"1\",\"\")&ROUNDDOWN((ROW(A122)-52)/50,0)+4)","v":0},{"$f":"LEFT(INDIRECT(\"'Space-by-Space Method'!BJ\"&ROUNDDOWN((ROW(A122)-52)/50,0)+4),3)","v":""},{"$f":"INDIRECT(\"'Fixture Schedule'!L\"&MOD(ROW(A122)-52,50)+9)","v":0},{"$f":"INDIRECT(\"'Fixture Schedule'!O\"&MOD(ROW(A122)-52,50)+9)","v":0},{"$f":"INDIRECT(\"'Space-by-Space Method'!F\"&ROUNDDOWN((ROW(A122)-52)/50,0)+4)","v":0},{"$f":"INDIRECT(\"'Fixture Schedule'!L\"&MOD(ROW(A122)-52,50)+9)","v":0},{"$f":"INDIRECT(\"'Space-by-Space Method'!D\"&ROUNDDOWN((ROW(A122)-52)/50,0)+4)","v":0},{"$f":"INDIRECT(\"'Space-by-Space Method'!E\"&ROUNDDOWN((ROW(A122)-52)/50,0)+4)","v":1}]
[{"$f":"IF(InteriorCalcType=2,IF(OR(AM123=0,AN123=\"DNQ\")=TRUE,\"\",INDIRECT(\"'Fixture Schedule'!M\"&MOD(ROW(A123)-52,50)+9)),\"\")","v":""},{"$f":"IF(A123=\"\",\"\",INDIRECT(\"'Fixture Schedule'!E\"&MOD(ROW(A123)-52,50)+9))","v":""},{"$f":"IF(A123=\"\",\"\",INDIRECT(\"'Fixture Schedule'!F\"&MOD(ROW(A123)-52,50)+9))","v":""},{"$f":"IF(A123=\"\",\"\",INDIRECT(\"'Fixture Schedule'!L\"&MOD(ROW(A123)-52,50)+9))","v":""},"",null,null,{"$f":"IF(A123=\"\",\"\",IF(AP123=1,Summary!$C$12*(AO123)/(SUM('Space-by-Space Method'!$BO$4:$BO$78,SUM('Exterior Lighting'!$BL$5:$BL$25))),0))","v":""},{"$f":"IF(A123=\"\",\"\",IF(START!$B$34=1,INDIRECT(\"'Space-by-Space Method'!\"&SUBSTITUTE(ADDRESS(1,MOD(ROW(A123)-52,50)+10,4),\"1\",\"\")&ROUNDDOWN((ROW(A123)-52)/50,0)+4),\"\"))","v":""},{"$f":"IF(A123=\"\",\"\",IF(AP123=1,Summary!$F$11*(AO123)/(SUM('Space-by-Space Method'!$BO$4:$BO$78,SUM('Exterior Lighting'!$BL$5:$BL$25))),0))","v":""},{"$f":"IF(A123=\"\",\"\",IF(AP123=1,Summary!$E$11*(AO123)/(SUM('Space-by-Space Method'!$BO$4:$BO$78,SUM('Exterior Lighting'!$BL$5:$BL$25))),0))","v":""},{"$f":"IF(A123=\"\",\"\",IF(AP123=1,Summary!$G$11*(AO123)/(SUM('Space-by-Space Method'!$BO$4:$BO$78,SUM('Exterior Lighting'!$BL$5:$BL$25))),0))","v":""},{"$f":"IF(A123=\"\",\"\",IF(AP123=1,Summary!$H$11*(AO123)/(SUM('Space-by-Space Method'!$BO$4:$BO$78)),0))","v":""},{"$f":"IF(A123=\"\",\"\",IF(AP123=1,Summary!$I$11*(AO123)/(SUM('Space-by-Space Method'!$BO$4:$BO$78)),0))","v":""},null,null,null,{"$f":"IF(A123=\"\",\"\",IF(START!$B$34=2,INDIRECT(\"'Space-by-Space Method'!\"&SUBSTITUTE(ADDRESS(1,MOD(ROW(A123)-52,50)+10,4),\"1\",\"\")&ROUNDDOWN((ROW(A123)-52)/50,0)+4),\"\"))","v":""},{"$f":"IF(A123=\"\",\"\",INDIRECT(\"'Space-by-Space Method'!C\"&ROUNDDOWN((ROW(A123)-52)/50,0)+4))","v":""},{"$f":"IF(A123=\"\",\"\",IF(COUNTIF(CommonSpaceTypes,AQ123)>0,INDIRECT(\"'Space-by-Space Method'!F\"&ROUNDDOWN((ROW(A123)-52)/50,0)+4),\"\"))","v":""},{"$f":"IF(A123=\"\",\"\",IF(COUNTIF(BuildingSpecificSpaceTypes,AQ123)>0,INDIRECT(\"'Space-by-Space Method'!F\"&ROUNDDOWN((ROW(A123)-52)/50,0)+4),\"\"))","v":""},{"$f":"IF(A123=\"\",\"\",INDIRECT(\"'Fixture Schedule'!D\"&MOD(ROW(A123)-52,50)+9))","v":""},{"$f":"IF(A123=\"\",\"\",IF(AR123=\"\",\"\",INDIRECT(\"'Fixture Schedule'!K\"&MOD(ROW(A123)-52,50)+9)))","v":""},"",{"$f":"IF(A123=\"\",\"\",INDIRECT(\"'Fixture Schedule'!L\"&MOD(ROW(A123)-52,50)+9))","v":""},null,null,null,null,null,null,null,null,null,null,null,null,null,{"$f":"INDIRECT(\"'Space-by-Space Method'!\"&SUBSTITUTE(ADDRESS(1,MOD(ROW(A123)-52,50)+10,4),\"1\",\"\")&ROUNDDOWN((ROW(A123)-52)/50,0)+4)","v":0},{"$f":"LEFT(INDIRECT(\"'Space-by-Space Method'!BJ\"&ROUNDDOWN((ROW(A123)-52)/50,0)+4),3)","v":""},{"$f":"INDIRECT(\"'Fixture Schedule'!L\"&MOD(ROW(A123)-52,50)+9)","v":0},{"$f":"INDIRECT(\"'Fixture Schedule'!O\"&MOD(ROW(A123)-52,50)+9)","v":0},{"$f":"INDIRECT(\"'Space-by-Space Method'!F\"&ROUNDDOWN((ROW(A123)-52)/50,0)+4)","v":0},{"$f":"INDIRECT(\"'Fixture Schedule'!L\"&MOD(ROW(A123)-52,50)+9)","v":0},{"$f":"INDIRECT(\"'Space-by-Space Method'!D\"&ROUNDDOWN((ROW(A123)-52)/50,0)+4)","v":0},{"$f":"INDIRECT(\"'Space-by-Space Method'!E\"&ROUNDDOWN((ROW(A123)-52)/50,0)+4)","v":1}]
[{"$f":"IF(InteriorCalcType=2,IF(OR(AM124=0,AN124=\"DNQ\")=TRUE,\"\",INDIRECT(\"'Fixture Schedule'!M\"&MOD(ROW(A124)-52,50)+9)),\"\")","v":""},{"$f":"IF(A124=\"\",\"\",INDIRECT(\"'Fixture Schedule'!E\"&MOD(ROW(A124)-52,50)+9))","v":""},{"$f":"IF(A124=\"\",\"\",INDIRECT(\"'Fixture Schedule'!F\"&MOD(ROW(A124)-52,50)+9))","v":""},{"$f":"IF(A124=\"\",\"\",INDIRECT(\"'Fixture Schedule'!L\"&MOD(ROW(A124)-52,50)+9))","v":""},"",null,null,{"$f":"IF(A124=\"\",\"\",IF(AP124=1,Summary!$C$12*(AO124)/(SUM('Space-by-Space Method'!$BO$4:$BO$78,SUM('Exterior Lighting'!$BL$5:$BL$25))),0))","v":""},{"$f":"IF(A124=\"\",\"\",IF(START!$B$34=1,INDIRECT(\"'Space-by-Space Method'!\"&SUBSTITUTE(ADDRESS(1,MOD(ROW(A124)-52,50)+10,4),\"1\",\"\")&ROUNDDOWN((ROW(A124)-52)/50,0)+4),\"\"))","v":""},{"$f":"IF(A124=\"\",\"\",IF(AP124=1,Summary!$F$11*(AO124)/(SUM('Space-by-Space Method'!$BO$4:$BO$78,SUM('Exterior Lighting'!$BL$5:$BL$25))),0))","v":""},{"$f":"IF(A124=\"\",\"\",IF(AP124=1,Summary!$E$11*(AO124)/(SUM('Space-by-Space Method'!$BO$4:$BO$78,SUM('Exterior Lighting'!$BL$5:$BL$25))),0))","v":""},{"$f":"IF(A124=\"\",\"\",IF(AP124=1,Summary!$G$11*(AO124)/(SUM('Space-by-Space Method'!$BO$4:$BO$78,SUM('Exterior Lighting'!$BL$5:$BL$25))),0))","v":""},{"$f":"IF(A124=\"\",\"\",IF(AP124=1,Summary!$H$11*(AO124)/(SUM('Space-by-Space Method'!$BO$4:$BO$78)),0))","v":""},{"$f":"IF(A124=\"\",\"\",IF(AP124=1,Summary!$I$11*(AO124)/(SUM('Space-by-Space Method'!$BO$4:$BO$78)),0))","v":""},null,null,null,{"$f":"IF(A124=\"\",\"\",IF(START!$B$34=2,INDIRECT(\"'Space-by-Space Method'!\"&SUBSTITUTE(ADDRESS(1,MOD(ROW(A124)-52,50)+10,4),\"1\",\"\")&ROUNDDOWN((ROW(A124)-52)/50,0)+4),\"\"))","v":""},{"$f":"IF(A124=\"\",\"\",INDIRECT(\"'Space-by-Space Method'!C\"&ROUNDDOWN((ROW(A124)-52)/50,0)+4))","v":""},{"$f":"IF(A124=\"\",\"\",IF(COUNTIF(CommonSpaceTypes,AQ124)>0,INDIRECT(\"'Space-by-Space Method'!F\"&ROUNDDOWN((ROW(A124)-52)/50,0)+4),\"\"))","v":""},{"$f":"IF(A124=\"\",\"\",IF(COUNTIF(BuildingSpecificSpaceTypes,AQ124)>0,INDIRECT(\"'Space-by-Space Method'!F\"&ROUNDDOWN((ROW(A124)-52)/50,0)+4),\"\"))","v":""},{"$f":"IF(A124=\"\",\"\",INDIRECT(\"'Fixture Schedule'!D\"&MOD(ROW(A124)-52,50)+9))","v":""},{"$f":"IF(A124=\"\",\"\",IF(AR124=\"\",\"\",INDIRECT(\"'Fixture Schedule'!K\"&MOD(ROW(A124)-52,50)+9)))","v":""},"",{"$f":"IF(A124=\"\",\"\",INDIRECT(\"'Fixture Schedule'!L\"&MOD(ROW(A124)-52,50)+9))","v":""},null,null,null,null,null,null,null,null,null,null,null,null,null,{"$f":"INDIRECT(\"'Space-by-Space Method'!\"&SUBSTITUTE(ADDRESS(1,MOD(ROW(A124)-52,50)+10,4),\"1\",\"\")&ROUNDDOWN((ROW(A124)-52)/50,0)+4)","v":0},{"$f":"LEFT(INDIRECT(\"'Space-by-Space Method'!BJ\"&ROUNDDOWN((ROW(A124)-52)/50,0)+4),3)","v":""},{"$f":"INDIRECT(\"'Fixture Schedule'!L\"&MOD(ROW(A124)-52,50)+9)","v":0},{"$f":"INDIRECT(\"'Fixture Schedule'!O\"&MOD(ROW(A124)-52,50)+9)","v":0},{"$f":"INDIRECT(\"'Space-by-Space Method'!F\"&ROUNDDOWN((ROW(A124)-52)/50,0)+4)","v":0},{"$f":"INDIRECT(\"'Fixture Schedule'!L\"&MOD(ROW(A124)-52,50)+9)","v":0},{"$f":"INDIRECT(\"'Space-by-Space Method'!D\"&ROUNDDOWN((ROW(A124)-52)/50,0)+4)","v":0},{"$f":"INDIRECT(\"'Space-by-Space Method'!E\"&ROUNDDOWN((ROW(A124)-52)/50,0)+4)","v":1}]
[{"$f":"IF(InteriorCalcType=2,IF(OR(AM125=0,AN125=\"DNQ\")=TRUE,\"\",INDIRECT(\"'Fixture Schedule'!M\"&MOD(ROW(A125)-52,50)+9)),\"\")","v":""},{"$f":"IF(A125=\"\",\"\",INDIRECT(\"'Fixture Schedule'!E\"&MOD(ROW(A125)-52,50)+9))","v":""},{"$f":"IF(A125=\"\",\"\",INDIRECT(\"'Fixture Schedule'!F\"&MOD(ROW(A125)-52,50)+9))","v":""},{"$f":"IF(A125=\"\",\"\",INDIRECT(\"'Fixture Schedule'!L\"&MOD(ROW(A125)-52,50)+9))","v":""},"",null,null,{"$f":"IF(A125=\"\",\"\",IF(AP125=1,Summary!$C$12*(AO125)/(SUM('Space-by-Space Method'!$BO$4:$BO$78,SUM('Exterior Lighting'!$BL$5:$BL$25))),0))","v":""},{"$f":"IF(A125=\"\",\"\",IF(START!$B$34=1,INDIRECT(\"'Space-by-Space Method'!\"&SUBSTITUTE(ADDRESS(1,MOD(ROW(A125)-52,50)+10,4),\"1\",\"\")&ROUNDDOWN((ROW(A125)-52)/50,0)+4),\"\"))","v":""},{"$f":"IF(A125=\"\",\"\",IF(AP125=1,Summary!$F$11*(AO125)/(SUM('Space-by-Space Method'!$BO$4:$BO$78,SUM('Exterior Lighting'!$BL$5:$BL$25))),0))","v":""},{"$f":"IF(A125=\"\",\"\",IF(AP125=1,Summary!$E$11*(AO125)/(SUM('Space-by-Space Method'!$BO$4:$BO$78,SUM('Exterior Lighting'!$BL$5:$BL$25))),0))","v":""},{"$f":"IF(A125=\"\",\"\",IF(AP125=1,Summary!$G$11*(AO125)/(SUM('Space-by-Space Method'!$BO$4:$BO$78,SUM('Exterior Lighting'!$BL$5:$BL$25))),0))","v":""},{"$f":"IF(A125=\"\",\"\",IF(AP125=1,Summary!$H$11*(AO125)/(SUM('Space-by-Space Method'!$BO$4:$BO$78)),0))","v":""},{"$f":"IF(A125=\"\",\"\",IF(AP125=1,Summary!$I$11*(AO125)/(SUM('Space-by-Space Method'!$BO$4:$BO$78)),0))","v":""},null,null,null,{"$f":"IF(A125=\"\",\"\",IF(START!$B$34=2,INDIRECT(\"'Space-by-Space Method'!\"&SUBSTITUTE(ADDRESS(1,MOD(ROW(A125)-52,50)+10,4),\"1\",\"\")&ROUNDDOWN((ROW(A125)-52)/50,0)+4),\"\"))","v":""},{"$f":"IF(A125=\"\",\"\",INDIRECT(\"'Space-by-Space Method'!C\"&ROUNDDOWN((ROW(A125)-52)/50,0)+4))","v":""},{"$f":"IF(A125=\"\",\"\",IF(COUNTIF(CommonSpaceTypes,AQ125)>0,INDIRECT(\"'Space-by-Space Method'!F\"&ROUNDDOWN((ROW(A125)-52)/50,0)+4),\"\"))","v":""},{"$f":"IF(A125=\"\",\"\",IF(COUNTIF(BuildingSpecificSpaceTypes,AQ125)>0,INDIRECT(\"'Space-by-Space Method'!F\"&ROUNDDOWN((ROW(A125)-52)/50,0)+4),\"\"))","v":""},{"$f":"IF(A125=\"\",\"\",INDIRECT(\"'Fixture Schedule'!D\"&MOD(ROW(A125)-52,50)+9))","v":""},{"$f":"IF(A125=\"\",\"\",IF(AR125=\"\",\"\",INDIRECT(\"'Fixture Schedule'!K\"&MOD(ROW(A125)-52,50)+9)))","v":""},"",{"$f":"IF(A125=\"\",\"\",INDIRECT(\"'Fixture Schedule'!L\"&MOD(ROW(A125)-52,50)+9))","v":""},null,null,null,null,null,null,null,null,null,null,null,null,null,{"$f":"INDIRECT(\"'Space-by-Space Method'!\"&SUBSTITUTE(ADDRESS(1,MOD(ROW(A125)-52,50)+10,4),\"1\",\"\")&ROUNDDOWN((ROW(A125)-52)/50,0)+4)","v":0},{"$f":"LEFT(INDIRECT(\"'Space-by-Space Method'!BJ\"&ROUNDDOWN((ROW(A125)-52)/50,0)+4),3)","v":""},{"$f":"INDIRECT(\"'Fixture Schedule'!L\"&MOD(ROW(A125)-52,50)+9)","v":0},{"$f":"INDIRECT(\"'Fixture Schedule'!O\"&MOD(ROW(A125)-52,50)+9)","v":0},{"$f":"INDIRECT(\"'Space-by-Space Method'!F\"&ROUNDDOWN((ROW(A125)-52)/50,0)+4)","v":0},{"$f":"INDIRECT(\"'Fixture Schedule'!L\"&MOD(ROW(A125)-52,50)+9)","v":0},{"$f":"INDIRECT(\"'Space-by-Space Method'!D\"&ROUNDDOWN((ROW(A125)-52)/50,0)+4)","v":0},{"$f":"INDIRECT(\"'Space-by-Space Method'!E\"&ROUNDDOWN((ROW(A125)-52)/50,0)+4)","v":1}]
[{"$f":"IF(InteriorCalcType=2,IF(OR(AM126=0,AN126=\"DNQ\")=TRUE,\"\",INDIRECT(\"'Fixture Schedule'!M\"&MOD(ROW(A126)-52,50)+9)),\"\")","v":""},{"$f":"IF(A126=\"\",\"\",INDIRECT(\"'Fixture Schedule'!E\"&MOD(ROW(A126)-52,50)+9))","v":""},{"$f":"IF(A126=\"\",\"\",INDIRECT(\"'Fixture Schedule'!F\"&MOD(ROW(A126)-52,50)+9))","v":""},{"$f":"IF(A126=\"\",\"\",INDIRECT(\"'Fixture Schedule'!L\"&MOD(ROW(A126)-52,50)+9))","v":""},"",null,null,{"$f":"IF(A126=\"\",\"\",IF(AP126=1,Summary!$C$12*(AO126)/(SUM('Space-by-Space Method'!$BO$4:$BO$78,SUM('Exterior Lighting'!$BL$5:$BL$25))),0))","v":""},{"$f":"IF(A126=\"\",\"\",IF(START!$B$34=1,INDIRECT(\"'Space-by-Space Method'!\"&SUBSTITUTE(ADDRESS(1,MOD(ROW(A126)-52,50)+10,4),\"1\",\"\")&ROUNDDOWN((ROW(A126)-52)/50,0)+4),\"\"))","v":""},{"$f":"IF(A126=\"\",\"\",IF(AP126=1,Summary!$F$11*(AO126)/(SUM('Space-by-Space Method'!$BO$4:$BO$78,SUM('Exterior Lighting'!$BL$5:$BL$25))),0))","v":""},{"$f":"IF(A126=\"\",\"\",IF(AP126=1,Summary!$E$11*(AO126)/(SUM('Space-by-Space Method'!$BO$4:$BO$78,SUM('Exterior Lighting'!$BL$5:$BL$25))),0))","v":""},{"$f":"IF(A126=\"\",\"\",IF(AP126=1,Summary!$G$11*(AO126)/(SUM('Space-by-Space Method'!$BO$4:$BO$78,SUM('Exterior Lighting'!$BL$5:$BL$25))),0))","v":""},{"$f":"IF(A126=\"\",\"\",IF(AP126=1,Summary!$H$11*(AO126)/(SUM('Space-by-Space Method'!$BO$4:$BO$78)),0))","v":""},{"$f":"IF(A126=\"\",\"\",IF(AP126=1,Summary!$I$11*(AO126)/(SUM('Space-by-Space Method'!$BO$4:$BO$78)),0))","v":""},null,null,null,{"$f":"IF(A126=\"\",\"\",IF(START!$B$34=2,INDIRECT(\"'Space-by-Space Method'!\"&SUBSTITUTE(ADDRESS(1,MOD(ROW(A126)-52,50)+10,4),\"1\",\"\")&ROUNDDOWN((ROW(A126)-52)/50,0)+4),\"\"))","v":""},{"$f":"IF(A126=\"\",\"\",INDIRECT(\"'Space-by-Space Method'!C\"&ROUNDDOWN((ROW(A126)-52)/50,0)+4))","v":""},{"$f":"IF(A126=\"\",\"\",IF(COUNTIF(CommonSpaceTypes,AQ126)>0,INDIRECT(\"'Space-by-Space Method'!F\"&ROUNDDOWN((ROW(A126)-52)/50,0)+4),\"\"))","v":""},{"$f":"IF(A126=\"\",\"\",IF(COUNTIF(BuildingSpecificSpaceTypes,AQ126)>0,INDIRECT(\"'Space-by-Space Method'!F\"&ROUNDDOWN((ROW(A126)-52)/50,0)+4),\"\"))","v":""},{"$f":"IF(A126=\"\",\"\",INDIRECT(\"'Fixture Schedule'!D\"&MOD(ROW(A126)-52,50)+9))","v":""},{"$f":"IF(A126=\"\",\"\",IF(AR126=\"\",\"\",INDIRECT(\"'Fixture Schedule'!K\"&MOD(ROW(A126)-52,50)+9)))","v":""},"",{"$f":"IF(A126=\"\",\"\",INDIRECT(\"'Fixture Schedule'!L\"&MOD(ROW(A126)-52,50)+9))","v":""},null,null,null,null,null,null,null,null,null,null,null,null,null,{"$f":"INDIRECT(\"'Space-by-Space Method'!\"&SUBSTITUTE(ADDRESS(1,MOD(ROW(A126)-52,50)+10,4),\"1\",\"\")&ROUNDDOWN((ROW(A126)-52)/50,0)+4)","v":0},{"$f":"LEFT(INDIRECT(\"'Space-by-Space Method'!BJ\"&ROUNDDOWN((ROW(A126)-52)/50,0)+4),3)","v":""},{"$f":"INDIRECT(\"'Fixture Schedule'!L\"&MOD(ROW(A126)-52,50)+9)","v":0},{"$f":"INDIRECT(\"'Fixture Schedule'!O\"&MOD(ROW(A126)-52,50)+9)","v":0},{"$f":"INDIRECT(\"'Space-by-Space Method'!F\"&ROUNDDOWN((ROW(A126)-52)/50,0)+4)","v":0},{"$f":"INDIRECT(\"'Fixture Schedule'!L\"&MOD(ROW(A126)-52,50)+9)","v":0},{"$f":"INDIRECT(\"'Space-by-Space Method'!D\"&ROUNDDOWN((ROW(A126)-52)/50,0)+4)","v":0},{"$f":"INDIRECT(\"'Space-by-Space Method'!E\"&ROUNDDOWN((ROW(A126)-52)/50,0)+4)","v":1}]
[{"$f":"IF(InteriorCalcType=2,IF(OR(AM127=0,AN127=\"DNQ\")=TRUE,\"\",INDIRECT(\"'Fixture Schedule'!M\"&MOD(ROW(A127)-52,50)+9)),\"\")","v":""},{"$f":"IF(A127=\"\",\"\",INDIRECT(\"'Fixture Schedule'!E\"&MOD(ROW(A127)-52,50)+9))","v":""},{"$f":"IF(A127=\"\",\"\",INDIRECT(\"'Fixture Schedule'!F\"&MOD(ROW(A127)-52,50)+9))","v":""},{"$f":"IF(A127=\"\",\"\",INDIRECT(\"'Fixture Schedule'!L\"&MOD(ROW(A127)-52,50)+9))","v":""},"",null,null,{"$f":"IF(A127=\"\",\"\",IF(AP127=1,Summary!$C$12*(AO127)/(SUM('Space-by-Space Method'!$BO$4:$BO$78,SUM('Exterior Lighting'!$BL$5:$BL$25))),0))","v":""},{"$f":"IF(A127=\"\",\"\",IF(START!$B$34=1,INDIRECT(\"'Space-by-Space Method'!\"&SUBSTITUTE(ADDRESS(1,MOD(ROW(A127)-52,50)+10,4),\"1\",\"\")&ROUNDDOWN((ROW(A127)-52)/50,0)+4),\"\"))","v":""},{"$f":"IF(A127=\"\",\"\",IF(AP127=1,Summary!$F$11*(AO127)/(SUM('Space-by-Space Method'!$BO$4:$BO$78,SUM('Exterior Lighting'!$BL$5:$BL$25))),0))","v":""},{"$f":"IF(A127=\"\",\"\",IF(AP127=1,Summary!$E$11*(AO127)/(SUM('Space-by-Space Method'!$BO$4:$BO$78,SUM('Exterior Lighting'!$BL$5:$BL$25))),0))","v":""},{"$f":"IF(A127=\"\",\"\",IF(AP127=1,Summary!$G$11*(AO127)/(SUM('Space-by-Space Method'!$BO$4:$BO$78,SUM('Exterior Lighting'!$BL$5:$BL$25))),0))","v":""},{"$f":"IF(A127=\"\",\"\",IF(AP127=1,Summary!$H$11*(AO127)/(SUM('Space-by-Space Method'!$BO$4:$BO$78)),0))","v":""},{"$f":"IF(A127=\"\",\"\",IF(AP127=1,Summary!$I$11*(AO127)/(SUM('Space-by-Space Method'!$BO$4:$BO$78)),0))","v":""},null,null,null,{"$f":"IF(A127=\"\",\"\",IF(START!$B$34=2,INDIRECT(\"'Space-by-Space Method'!\"&SUBSTITUTE(ADDRESS(1,MOD(ROW(A127)-52,50)+10,4),\"1\",\"\")&ROUNDDOWN((ROW(A127)-52)/50,0)+4),\"\"))","v":""},{"$f":"IF(A127=\"\",\"\",INDIRECT(\"'Space-by-Space Method'!C\"&ROUNDDOWN((ROW(A127)-52)/50,0)+4))","v":""},{"$f":"IF(A127=\"\",\"\",IF(COUNTIF(CommonSpaceTypes,AQ127)>0,INDIRECT(\"'Space-by-Space Method'!F\"&ROUNDDOWN((ROW(A127)-52)/50,0)+4),\"\"))","v":""},{"$f":"IF(A127=\"\",\"\",IF(COUNTIF(BuildingSpecificSpaceTypes,AQ127)>0,INDIRECT(\"'Space-by-Space Method'!F\"&ROUNDDOWN((ROW(A127)-52)/50,0)+4),\"\"))","v":""},{"$f":"IF(A127=\"\",\"\",INDIRECT(\"'Fixture Schedule'!D\"&MOD(ROW(A127)-52,50)+9))","v":""},{"$f":"IF(A127=\"\",\"\",IF(AR127=\"\",\"\",INDIRECT(\"'Fixture Schedule'!K\"&MOD(ROW(A127)-52,50)+9)))","v":""},"",{"$f":"IF(A127=\"\",\"\",INDIRECT(\"'Fixture Schedule'!L\"&MOD(ROW(A127)-52,50)+9))","v":""},null,null,null,null,null,null,null,null,null,null,null,null,null,{"$f":"INDIRECT(\"'Space-by-Space Method'!\"&SUBSTITUTE(ADDRESS(1,MOD(ROW(A127)-52,50)+10,4),\"1\",\"\")&ROUNDDOWN((ROW(A127)-52)/50,0)+4)","v":0},{"$f":"LEFT(INDIRECT(\"'Space-by-Space Method'!BJ\"&ROUNDDOWN((ROW(A127)-52)/50,0)+4),3)","v":""},{"$f":"INDIRECT(\"'Fixture Schedule'!L\"&MOD(ROW(A127)-52,50)+9)","v":0},{"$f":"INDIRECT(\"'Fixture Schedule'!O\"&MOD(ROW(A127)-52,50)+9)","v":0},{"$f":"INDIRECT(\"'Space-by-Space Method'!F\"&ROUNDDOWN((ROW(A127)-52)/50,0)+4)","v":0},{"$f":"INDIRECT(\"'Fixture Schedule'!L\"&MOD(ROW(A127)-52,50)+9)","v":0},{"$f":"INDIRECT(\"'Space-by-Space Method'!D\"&ROUNDDOWN((ROW(A127)-52)/50,0)+4)","v":0},{"$f":"INDIRECT(\"'Space-by-Space Method'!E\"&ROUNDDOWN((ROW(A127)-52)/50,0)+4)","v":1}]
[{"$f":"IF(InteriorCalcType=2,IF(OR(AM128=0,AN128=\"DNQ\")=TRUE,\"\",INDIRECT(\"'Fixture Schedule'!M\"&MOD(ROW(A128)-52,50)+9)),\"\")","v":""},{"$f":"IF(A128=\"\",\"\",INDIRECT(\"'Fixture Schedule'!E\"&MOD(ROW(A128)-52,50)+9))","v":""},{"$f":"IF(A128=\"\",\"\",INDIRECT(\"'Fixture Schedule'!F\"&MOD(ROW(A128)-52,50)+9))","v":""},{"$f":"IF(A128=\"\",\"\",INDIRECT(\"'Fixture Schedule'!L\"&MOD(ROW(A128)-52,50)+9))","v":""},"",null,null,{"$f":"IF(A128=\"\",\"\",IF(AP128=1,Summary!$C$12*(AO128)/(SUM('Space-by-Space Method'!$BO$4:$BO$78,SUM('Exterior Lighting'!$BL$5:$BL$25))),0))","v":""},{"$f":"IF(A128=\"\",\"\",IF(START!$B$34=1,INDIRECT(\"'Space-by-Space Method'!\"&SUBSTITUTE(ADDRESS(1,MOD(ROW(A128)-52,50)+10,4),\"1\",\"\")&ROUNDDOWN((ROW(A128)-52)/50,0)+4),\"\"))","v":""},{"$f":"IF(A128=\"\",\"\",IF(AP128=1,Summary!$F$11*(AO128)/(SUM('Space-by-Space Method'!$BO$4:$BO$78,SUM('Exterior Lighting'!$BL$5:$BL$25))),0))","v":""},{"$f":"IF(A128=\"\",\"\",IF(AP128=1,Summary!$E$11*(AO128)/(SUM('Space-by-Space Method'!$BO$4:$BO$78,SUM('Exterior Lighting'!$BL$5:$BL$25))),0))","v":""},{"$f":"IF(A128=\"\",\"\",IF(AP128=1,Summary!$G$11*(AO128)/(SUM('Space-by-Space Method'!$BO$4:$BO$78,SUM('Exterior Lighting'!$BL$5:$BL$25))),0))","v":""},{"$f":"IF(A128=\"\",\"\",IF(AP128=1,Summary!$H$11*(AO128)/(SUM('Space-by-Space Method'!$BO$4:$BO$78)),0))","v":""},{"$f":"IF(A128=\"\",\"\",IF(AP128=1,Summary!$I$11*(AO128)/(SUM('Space-by-Space Method'!$BO$4:$BO$78)),0))","v":""},null,null,null,{"$f":"IF(A128=\"\",\"\",IF(START!$B$34=2,INDIRECT(\"'Space-by-Space Method'!\"&SUBSTITUTE(ADDRESS(1,MOD(ROW(A128)-52,50)+10,4),\"1\",\"\")&ROUNDDOWN((ROW(A128)-52)/50,0)+4),\"\"))","v":""},{"$f":"IF(A128=\"\",\"\",INDIRECT(\"'Space-by-Space Method'!C\"&ROUNDDOWN((ROW(A128)-52)/50,0)+4))","v":""},{"$f":"IF(A128=\"\",\"\",IF(COUNTIF(CommonSpaceTypes,AQ128)>0,INDIRECT(\"'Space-by-Space Method'!F\"&ROUNDDOWN((ROW(A128)-52)/50,0)+4),\"\"))","v":""},{"$f":"IF(A128=\"\",\"\",IF(COUNTIF(BuildingSpecificSpaceTypes,AQ128)>0,INDIRECT(\"'Space-by-Space Method'!F\"&ROUNDDOWN((ROW(A128)-52)/50,0)+4),\"\"))","v":""},{"$f":"IF(A128=\"\",\"\",INDIRECT(\"'Fixture Schedule'!D\"&MOD(ROW(A128)-52,50)+9))","v":""},{"$f":"IF(A128=\"\",\"\",IF(AR128=\"\",\"\",INDIRECT(\"'Fixture Schedule'!K\"&MOD(ROW(A128)-52,50)+9)))","v":""},"",{"$f":"IF(A128=\"\",\"\",INDIRECT(\"'Fixture Schedule'!L\"&MOD(ROW(A128)-52,50)+9))","v":""},null,null,null,null,null,null,null,null,null,null,null,null,null,{"$f":"INDIRECT(\"'Space-by-Space Method'!\"&SUBSTITUTE(ADDRESS(1,MOD(ROW(A128)-52,50)+10,4),\"1\",\"\")&ROUNDDOWN((ROW(A128)-52)/50,0)+4)","v":0},{"$f":"LEFT(INDIRECT(\"'Space-by-Space Method'!BJ\"&ROUNDDOWN((ROW(A128)-52)/50,0)+4),3)","v":""},{"$f":"INDIRECT(\"'Fixture Schedule'!L\"&MOD(ROW(A128)-52,50)+9)","v":0},{"$f":"INDIRECT(\"'Fixture Schedule'!O\"&MOD(ROW(A128)-52,50)+9)","v":0},{"$f":"INDIRECT(\"'Space-by-Space Method'!F\"&ROUNDDOWN((ROW(A128)-52)/50,0)+4)","v":0},{"$f":"INDIRECT(\"'Fixture Schedule'!L\"&MOD(ROW(A128)-52,50)+9)","v":0},{"$f":"INDIRECT(\"'Space-by-Space Method'!D\"&ROUNDDOWN((ROW(A128)-52)/50,0)+4)","v":0},{"$f":"INDIRECT(\"'Space-by-Space Method'!E\"&ROUNDDOWN((ROW(A128)-52)/50,0)+4)","v":1}]
[{"$f":"IF(InteriorCalcType=2,IF(OR(AM129=0,AN129=\"DNQ\")=TRUE,\"\",INDIRECT(\"'Fixture Schedule'!M\"&MOD(ROW(A129)-52,50)+9)),\"\")","v":""},{"$f":"IF(A129=\"\",\"\",INDIRECT(\"'Fixture Schedule'!E\"&MOD(ROW(A129)-52,50)+9))","v":""},{"$f":"IF(A129=\"\",\"\",INDIRECT(\"'Fixture Schedule'!F\"&MOD(ROW(A129)-52,50)+9))","v":""},{"$f":"IF(A129=\"\",\"\",INDIRECT(\"'Fixture Schedule'!L\"&MOD(ROW(A129)-52,50)+9))","v":""},"",null,null,{"$f":"IF(A129=\"\",\"\",IF(AP129=1,Summary!$C$12*(AO129)/(SUM('Space-by-Space Method'!$BO$4:$BO$78,SUM('Exterior Lighting'!$BL$5:$BL$25))),0))","v":""},{"$f":"IF(A129=\"\",\"\",IF(START!$B$34=1,INDIRECT(\"'Space-by-Space Method'!\"&SUBSTITUTE(ADDRESS(1,MOD(ROW(A129)-52,50)+10,4),\"1\",\"\")&ROUNDDOWN((ROW(A129)-52)/50,0)+4),\"\"))","v":""},{"$f":"IF(A129=\"\",\"\",IF(AP129=1,Summary!$F$11*(AO129)/(SUM('Space-by-Space Method'!$BO$4:$BO$78,SUM('Exterior Lighting'!$BL$5:$BL$25))),0))","v":""},{"$f":"IF(A129=\"\",\"\",IF(AP129=1,Summary!$E$11*(AO129)/(SUM('Space-by-Space Method'!$BO$4:$BO$78,SUM('Exterior Lighting'!$BL$5:$BL$25))),0))","v":""},{"$f":"IF(A129=\"\",\"\",IF(AP129=1,Summary!$G$11*(AO129)/(SUM('Space-by-Space Method'!$BO$4:$BO$78,SUM('Exterior Lighting'!$BL$5:$BL$25))),0))","v":""},{"$f":"IF(A129=\"\",\"\",IF(AP129=1,Summary!$H$11*(AO129)/(SUM('Space-by-Space Method'!$BO$4:$BO$78)),0))","v":""},{"$f":"IF(A129=\"\",\"\",IF(AP129=1,Summary!$I$11*(AO129)/(SUM('Space-by-Space Method'!$BO$4:$BO$78)),0))","v":""},null,null,null,{"$f":"IF(A129=\"\",\"\",IF(START!$B$34=2,INDIRECT(\"'Space-by-Space Method'!\"&SUBSTITUTE(ADDRESS(1,MOD(ROW(A129)-52,50)+10,4),\"1\",\"\")&ROUNDDOWN((ROW(A129)-52)/50,0)+4),\"\"))","v":""},{"$f":"IF(A129=\"\",\"\",INDIRECT(\"'Space-by-Space Method'!C\"&ROUNDDOWN((ROW(A129)-52)/50,0)+4))","v":""},{"$f":"IF(A129=\"\",\"\",IF(COUNTIF(CommonSpaceTypes,AQ129)>0,INDIRECT(\"'Space-by-Space Method'!F\"&ROUNDDOWN((ROW(A129)-52)/50,0)+4),\"\"))","v":""},{"$f":"IF(A129=\"\",\"\",IF(COUNTIF(BuildingSpecificSpaceTypes,AQ129)>0,INDIRECT(\"'Space-by-Space Method'!F\"&ROUNDDOWN((ROW(A129)-52)/50,0)+4),\"\"))","v":""},{"$f":"IF(A129=\"\",\"\",INDIRECT(\"'Fixture Schedule'!D\"&MOD(ROW(A129)-52,50)+9))","v":""},{"$f":"IF(A129=\"\",\"\",IF(AR129=\"\",\"\",INDIRECT(\"'Fixture Schedule'!K\"&MOD(ROW(A129)-52,50)+9)))","v":""},"",{"$f":"IF(A129=\"\",\"\",INDIRECT(\"'Fixture Schedule'!L\"&MOD(ROW(A129)-52,50)+9))","v":""},null,null,null,null,null,null,null,null,null,null,null,null,null,{"$f":"INDIRECT(\"'Space-by-Space Method'!\"&SUBSTITUTE(ADDRESS(1,MOD(ROW(A129)-52,50)+10,4),\"1\",\"\")&ROUNDDOWN((ROW(A129)-52)/50,0)+4)","v":0},{"$f":"LEFT(INDIRECT(\"'Space-by-Space Method'!BJ\"&ROUNDDOWN((ROW(A129)-52)/50,0)+4),3)","v":""},{"$f":"INDIRECT(\"'Fixture Schedule'!L\"&MOD(ROW(A129)-52,50)+9)","v":0},{"$f":"INDIRECT(\"'Fixture Schedule'!O\"&MOD(ROW(A129)-52,50)+9)","v":0},{"$f":"INDIRECT(\"'Space-by-Space Method'!F\"&ROUNDDOWN((ROW(A129)-52)/50,0)+4)","v":0},{"$f":"INDIRECT(\"'Fixture Schedule'!L\"&MOD(ROW(A129)-52,50)+9)","v":0},{"$f":"INDIRECT(\"'Space-by-Space Method'!D\"&ROUNDDOWN((ROW(A129)-52)/50,0)+4)","v":0},{"$f":"INDIRECT(\"'Space-by-Space Method'!E\"&ROUNDDOWN((ROW(A129)-52)/50,0)+4)","v":1}]
[{"$f":"IF(InteriorCalcType=2,IF(OR(AM130=0,AN130=\"DNQ\")=TRUE,\"\",INDIRECT(\"'Fixture Schedule'!M\"&MOD(ROW(A130)-52,50)+9)),\"\")","v":""},{"$f":"IF(A130=\"\",\"\",INDIRECT(\"'Fixture Schedule'!E\"&MOD(ROW(A130)-52,50)+9))","v":""},{"$f":"IF(A130=\"\",\"\",INDIRECT(\"'Fixture Schedule'!F\"&MOD(ROW(A130)-52,50)+9))","v":""},{"$f":"IF(A130=\"\",\"\",INDIRECT(\"'Fixture Schedule'!L\"&MOD(ROW(A130)-52,50)+9))","v":""},"",null,null,{"$f":"IF(A130=\"\",\"\",IF(AP130=1,Summary!$C$12*(AO130)/(SUM('Space-by-Space Method'!$BO$4:$BO$78,SUM('Exterior Lighting'!$BL$5:$BL$25))),0))","v":""},{"$f":"IF(A130=\"\",\"\",IF(START!$B$34=1,INDIRECT(\"'Space-by-Space Method'!\"&SUBSTITUTE(ADDRESS(1,MOD(ROW(A130)-52,50)+10,4),\"1\",\"\")&ROUNDDOWN((ROW(A130)-52)/50,0)+4),\"\"))","v":""},{"$f":"IF(A130=\"\",\"\",IF(AP130=1,Summary!$F$11*(AO130)/(SUM('Space-by-Space Method'!$BO$4:$BO$78,SUM('Exterior Lighting'!$BL$5:$BL$25))),0))","v":""},{"$f":"IF(A130=\"\",\"\",IF(AP130=1,Summary!$E$11*(AO130)/(SUM('Space-by-Space Method'!$BO$4:$BO$78,SUM('Exterior Lighting'!$BL$5:$BL$25))),0))","v":""},{"$f":"IF(A130=\"\",\"\",IF(AP130=1,Summary!$G$11*(AO130)/(SUM('Space-by-Space Method'!$BO$4:$BO$78,SUM('Exterior Lighting'!$BL$5:$BL$25))),0))","v":""},{"$f":"IF(A130=\"\",\"\",IF(AP130=1,Summary!$H$11*(AO130)/(SUM('Space-by-Space Method'!$BO$4:$BO$78)),0))","v":""},{"$f":"IF(A130=\"\",\"\",IF(AP130=1,Summary!$I$11*(AO130)/(SUM('Space-by-Space Method'!$BO$4:$BO$78)),0))","v":""},null,null,null,{"$f":"IF(A130=\"\",\"\",IF(START!$B$34=2,INDIRECT(\"'Space-by-Space Method'!\"&SUBSTITUTE(ADDRESS(1,MOD(ROW(A130)-52,50)+10,4),\"1\",\"\")&ROUNDDOWN((ROW(A130)-52)/50,0)+4),\"\"))","v":""},{"$f":"IF(A130=\"\",\"\",INDIRECT(\"'Space-by-Space Method'!C\"&ROUNDDOWN((ROW(A130)-52)/50,0)+4))","v":""},{"$f":"IF(A130=\"\",\"\",IF(COUNTIF(CommonSpaceTypes,AQ130)>0,INDIRECT(\"'Space-by-Space Method'!F\"&ROUNDDOWN((ROW(A130)-52)/50,0)+4),\"\"))","v":""},{"$f":"IF(A130=\"\",\"\",IF(COUNTIF(BuildingSpecificSpaceTypes,AQ130)>0,INDIRECT(\"'Space-by-Space Method'!F\"&ROUNDDOWN((ROW(A130)-52)/50,0)+4),\"\"))","v":""},{"$f":"IF(A130=\"\",\"\",INDIRECT(\"'Fixture Schedule'!D\"&MOD(ROW(A130)-52,50)+9))","v":""},{"$f":"IF(A130=\"\",\"\",IF(AR130=\"\",\"\",INDIRECT(\"'Fixture Schedule'!K\"&MOD(ROW(A130)-52,50)+9)))","v":""},"",{"$f":"IF(A130=\"\",\"\",INDIRECT(\"'Fixture Schedule'!L\"&MOD(ROW(A130)-52,50)+9))","v":""},null,null,null,null,null,null,null,null,null,null,null,null,null,{"$f":"INDIRECT(\"'Space-by-Space Method'!\"&SUBSTITUTE(ADDRESS(1,MOD(ROW(A130)-52,50)+10,4),\"1\",\"\")&ROUNDDOWN((ROW(A130)-52)/50,0)+4)","v":0},{"$f":"LEFT(INDIRECT(\"'Space-by-Space Method'!BJ\"&ROUNDDOWN((ROW(A130)-52)/50,0)+4),3)","v":""},{"$f":"INDIRECT(\"'Fixture Schedule'!L\"&MOD(ROW(A130)-52,50)+9)","v":0},{"$f":"INDIRECT(\"'Fixture Schedule'!O\"&MOD(ROW(A130)-52,50)+9)","v":0},{"$f":"INDIRECT(\"'Space-by-Space Method'!F\"&ROUNDDOWN((ROW(A130)-52)/50,0)+4)","v":0},{"$f":"INDIRECT(\"'Fixture Schedule'!L\"&MOD(ROW(A130)-52,50)+9)","v":0},{"$f":"INDIRECT(\"'Space-by-Space Method'!D\"&ROUNDDOWN((ROW(A130)-52)/50,0)+4)","v":0},{"$f":"INDIRECT(\"'Space-by-Space Method'!E\"&ROUNDDOWN((ROW(A130)-52)/50,0)+4)","v":1}]
[{"$f":"IF(InteriorCalcType=2,IF(OR(AM131=0,AN131=\"DNQ\")=TRUE,\"\",INDIRECT(\"'Fixture Schedule'!M\"&MOD(ROW(A131)-52,50)+9)),\"\")","v":""},{"$f":"IF(A131=\"\",\"\",INDIRECT(\"'Fixture Schedule'!E\"&MOD(ROW(A131)-52,50)+9))","v":""},{"$f":"IF(A131=\"\",\"\",INDIRECT(\"'Fixture Schedule'!F\"&MOD(ROW(A131)-52,50)+9))","v":""},{"$f":"IF(A131=\"\",\"\",INDIRECT(\"'Fixture Schedule'!L\"&MOD(ROW(A131)-52,50)+9))","v":""},"",null,null,{"$f":"IF(A131=\"\",\"\",IF(AP131=1,Summary!$C$12*(AO131)/(SUM('Space-by-Space Method'!$BO$4:$BO$78,SUM('Exterior Lighting'!$BL$5:$BL$25))),0))","v":""},{"$f":"IF(A131=\"\",\"\",IF(START!$B$34=1,INDIRECT(\"'Space-by-Space Method'!\"&SUBSTITUTE(ADDRESS(1,MOD(ROW(A131)-52,50)+10,4),\"1\",\"\")&ROUNDDOWN((ROW(A131)-52)/50,0)+4),\"\"))","v":""},{"$f":"IF(A131=\"\",\"\",IF(AP131=1,Summary!$F$11*(AO131)/(SUM('Space-by-Space Method'!$BO$4:$BO$78,SUM('Exterior Lighting'!$BL$5:$BL$25))),0))","v":""},{"$f":"IF(A131=\"\",\"\",IF(AP131=1,Summary!$E$11*(AO131)/(SUM('Space-by-Space Method'!$BO$4:$BO$78,SUM('Exterior Lighting'!$BL$5:$BL$25))),0))","v":""},{"$f":"IF(A131=\"\",\"\",IF(AP131=1,Summary!$G$11*(AO131)/(SUM('Space-by-Space Method'!$BO$4:$BO$78,SUM('Exterior Lighting'!$BL$5:$BL$25))),0))","v":""},{"$f":"IF(A131=\"\",\"\",IF(AP131=1,Summary!$H$11*(AO131)/(SUM('Space-by-Space Method'!$BO$4:$BO$78)),0))","v":""},{"$f":"IF(A131=\"\",\"\",IF(AP131=1,Summary!$I$11*(AO131)/(SUM('Space-by-Space Method'!$BO$4:$BO$78)),0))","v":""},null,null,null,{"$f":"IF(A131=\"\",\"\",IF(START!$B$34=2,INDIRECT(\"'Space-by-Space Method'!\"&SUBSTITUTE(ADDRESS(1,MOD(ROW(A131)-52,50)+10,4),\"1\",\"\")&ROUNDDOWN((ROW(A131)-52)/50,0)+4),\"\"))","v":""},{"$f":"IF(A131=\"\",\"\",INDIRECT(\"'Space-by-Space Method'!C\"&ROUNDDOWN((ROW(A131)-52)/50,0)+4))","v":""},{"$f":"IF(A131=\"\",\"\",IF(COUNTIF(CommonSpaceTypes,AQ131)>0,INDIRECT(\"'Space-by-Space Method'!F\"&ROUNDDOWN((ROW(A131)-52)/50,0)+4),\"\"))","v":""},{"$f":"IF(A131=\"\",\"\",IF(COUNTIF(BuildingSpecificSpaceTypes,AQ131)>0,INDIRECT(\"'Space-by-Space Method'!F\"&ROUNDDOWN((ROW(A131)-52)/50,0)+4),\"\"))","v":""},{"$f":"IF(A131=\"\",\"\",INDIRECT(\"'Fixture Schedule'!D\"&MOD(ROW(A131)-52,50)+9))","v":""},{"$f":"IF(A131=\"\",\"\",IF(AR131=\"\",\"\",INDIRECT(\"'Fixture Schedule'!K\"&MOD(ROW(A131)-52,50)+9)))","v":""},"",{"$f":"IF(A131=\"\",\"\",INDIRECT(\"'Fixture Schedule'!L\"&MOD(ROW(A131)-52,50)+9))","v":""},null,null,null,null,null,null,null,null,null,null,null,null,null,{"$f":"INDIRECT(\"'Space-by-Space Method'!\"&SUBSTITUTE(ADDRESS(1,MOD(ROW(A131)-52,50)+10,4),\"1\",\"\")&ROUNDDOWN((ROW(A131)-52)/50,0)+4)","v":0},{"$f":"LEFT(INDIRECT(\"'Space-by-Space Method'!BJ\"&ROUNDDOWN((ROW(A131)-52)/50,0)+4),3)","v":""},{"$f":"INDIRECT(\"'Fixture Schedule'!L\"&MOD(ROW(A131)-52,50)+9)","v":0},{"$f":"INDIRECT(\"'Fixture Schedule'!O\"&MOD(ROW(A131)-52,50)+9)","v":0},{"$f":"INDIRECT(\"'Space-by-Space Method'!F\"&ROUNDDOWN((ROW(A131)-52)/50,0)+4)","v":0},{"$f":"INDIRECT(\"'Fixture Schedule'!L\"&MOD(ROW(A131)-52,50)+9)","v":0},{"$f":"INDIRECT(\"'Space-by-Space Method'!D\"&ROUNDDOWN((ROW(A131)-52)/50,0)+4)","v":0},{"$f":"INDIRECT(\"'Space-by-Space Method'!E\"&ROUNDDOWN((ROW(A131)-52)/50,0)+4)","v":1}]
[{"$f":"IF(InteriorCalcType=2,IF(OR(AM132=0,AN132=\"DNQ\")=TRUE,\"\",INDIRECT(\"'Fixture Schedule'!M\"&MOD(ROW(A132)-52,50)+9)),\"\")","v":""},{"$f":"IF(A132=\"\",\"\",INDIRECT(\"'Fixture Schedule'!E\"&MOD(ROW(A132)-52,50)+9))","v":""},{"$f":"IF(A132=\"\",\"\",INDIRECT(\"'Fixture Schedule'!F\"&MOD(ROW(A132)-52,50)+9))","v":""},{"$f":"IF(A132=\"\",\"\",INDIRECT(\"'Fixture Schedule'!L\"&MOD(ROW(A132)-52,50)+9))","v":""},"",null,null,{"$f":"IF(A132=\"\",\"\",IF(AP132=1,Summary!$C$12*(AO132)/(SUM('Space-by-Space Method'!$BO$4:$BO$78,SUM('Exterior Lighting'!$BL$5:$BL$25))),0))","v":""},{"$f":"IF(A132=\"\",\"\",IF(START!$B$34=1,INDIRECT(\"'Space-by-Space Method'!\"&SUBSTITUTE(ADDRESS(1,MOD(ROW(A132)-52,50)+10,4),\"1\",\"\")&ROUNDDOWN((ROW(A132)-52)/50,0)+4),\"\"))","v":""},{"$f":"IF(A132=\"\",\"\",IF(AP132=1,Summary!$F$11*(AO132)/(SUM('Space-by-Space Method'!$BO$4:$BO$78,SUM('Exterior Lighting'!$BL$5:$BL$25))),0))","v":""},{"$f":"IF(A132=\"\",\"\",IF(AP132=1,Summary!$E$11*(AO132)/(SUM('Space-by-Space Method'!$BO$4:$BO$78,SUM('Exterior Lighting'!$BL$5:$BL$25))),0))","v":""},{"$f":"IF(A132=\"\",\"\",IF(AP132=1,Summary!$G$11*(AO132)/(SUM('Space-by-Space Method'!$BO$4:$BO$78,SUM('Exterior Lighting'!$BL$5:$BL$25))),0))","v":""},{"$f":"IF(A132=\"\",\"\",IF(AP132=1,Summary!$H$11*(AO132)/(SUM('Space-by-Space Method'!$BO$4:$BO$78)),0))","v":""},{"$f":"IF(A132=\"\",\"\",IF(AP132=1,Summary!$I$11*(AO132)/(SUM('Space-by-Space Method'!$BO$4:$BO$78)),0))","v":""},null,null,null,{"$f":"IF(A132=\"\",\"\",IF(START!$B$34=2,INDIRECT(\"'Space-by-Space Method'!\"&SUBSTITUTE(ADDRESS(1,MOD(ROW(A132)-52,50)+10,4),\"1\",\"\")&ROUNDDOWN((ROW(A132)-52)/50,0)+4),\"\"))","v":""},{"$f":"IF(A132=\"\",\"\",INDIRECT(\"'Space-by-Space Method'!C\"&ROUNDDOWN((ROW(A132)-52)/50,0)+4))","v":""},{"$f":"IF(A132=\"\",\"\",IF(COUNTIF(CommonSpaceTypes,AQ132)>0,INDIRECT(\"'Space-by-Space Method'!F\"&ROUNDDOWN((ROW(A132)-52)/50,0)+4),\"\"))","v":""},{"$f":"IF(A132=\"\",\"\",IF(COUNTIF(BuildingSpecificSpaceTypes,AQ132)>0,INDIRECT(\"'Space-by-Space Method'!F\"&ROUNDDOWN((ROW(A132)-52)/50,0)+4),\"\"))","v":""},{"$f":"IF(A132=\"\",\"\",INDIRECT(\"'Fixture Schedule'!D\"&MOD(ROW(A132)-52,50)+9))","v":""},{"$f":"IF(A132=\"\",\"\",IF(AR132=\"\",\"\",INDIRECT(\"'Fixture Schedule'!K\"&MOD(ROW(A132)-52,50)+9)))","v":""},"",{"$f":"IF(A132=\"\",\"\",INDIRECT(\"'Fixture Schedule'!L\"&MOD(ROW(A132)-52,50)+9))","v":""},null,null,null,null,null,null,null,null,null,null,null,null,null,{"$f":"INDIRECT(\"'Space-by-Space Method'!\"&SUBSTITUTE(ADDRESS(1,MOD(ROW(A132)-52,50)+10,4),\"1\",\"\")&ROUNDDOWN((ROW(A132)-52)/50,0)+4)","v":0},{"$f":"LEFT(INDIRECT(\"'Space-by-Space Method'!BJ\"&ROUNDDOWN((ROW(A132)-52)/50,0)+4),3)","v":""},{"$f":"INDIRECT(\"'Fixture Schedule'!L\"&MOD(ROW(A132)-52,50)+9)","v":0},{"$f":"INDIRECT(\"'Fixture Schedule'!O\"&MOD(ROW(A132)-52,50)+9)","v":0},{"$f":"INDIRECT(\"'Space-by-Space Method'!F\"&ROUNDDOWN((ROW(A132)-52)/50,0)+4)","v":0},{"$f":"INDIRECT(\"'Fixture Schedule'!L\"&MOD(ROW(A132)-52,50)+9)","v":0},{"$f":"INDIRECT(\"'Space-by-Space Method'!D\"&ROUNDDOWN((ROW(A132)-52)/50,0)+4)","v":0},{"$f":"INDIRECT(\"'Space-by-Space Method'!E\"&ROUNDDOWN((ROW(A132)-52)/50,0)+4)","v":1}]
[{"$f":"IF(InteriorCalcType=2,IF(OR(AM133=0,AN133=\"DNQ\")=TRUE,\"\",INDIRECT(\"'Fixture Schedule'!M\"&MOD(ROW(A133)-52,50)+9)),\"\")","v":""},{"$f":"IF(A133=\"\",\"\",INDIRECT(\"'Fixture Schedule'!E\"&MOD(ROW(A133)-52,50)+9))","v":""},{"$f":"IF(A133=\"\",\"\",INDIRECT(\"'Fixture Schedule'!F\"&MOD(ROW(A133)-52,50)+9))","v":""},{"$f":"IF(A133=\"\",\"\",INDIRECT(\"'Fixture Schedule'!L\"&MOD(ROW(A133)-52,50)+9))","v":""},"",null,null,{"$f":"IF(A133=\"\",\"\",IF(AP133=1,Summary!$C$12*(AO133)/(SUM('Space-by-Space Method'!$BO$4:$BO$78,SUM('Exterior Lighting'!$BL$5:$BL$25))),0))","v":""},{"$f":"IF(A133=\"\",\"\",IF(START!$B$34=1,INDIRECT(\"'Space-by-Space Method'!\"&SUBSTITUTE(ADDRESS(1,MOD(ROW(A133)-52,50)+10,4),\"1\",\"\")&ROUNDDOWN((ROW(A133)-52)/50,0)+4),\"\"))","v":""},{"$f":"IF(A133=\"\",\"\",IF(AP133=1,Summary!$F$11*(AO133)/(SUM('Space-by-Space Method'!$BO$4:$BO$78,SUM('Exterior Lighting'!$BL$5:$BL$25))),0))","v":""},{"$f":"IF(A133=\"\",\"\",IF(AP133=1,Summary!$E$11*(AO133)/(SUM('Space-by-Space Method'!$BO$4:$BO$78,SUM('Exterior Lighting'!$BL$5:$BL$25))),0))","v":""},{"$f":"IF(A133=\"\",\"\",IF(AP133=1,Summary!$G$11*(AO133)/(SUM('Space-by-Space Method'!$BO$4:$BO$78,SUM('Exterior Lighting'!$BL$5:$BL$25))),0))","v":""},{"$f":"IF(A133=\"\",\"\",IF(AP133=1,Summary!$H$11*(AO133)/(SUM('Space-by-Space Method'!$BO$4:$BO$78)),0))","v":""},{"$f":"IF(A133=\"\",\"\",IF(AP133=1,Summary!$I$11*(AO133)/(SUM('Space-by-Space Method'!$BO$4:$BO$78)),0))","v":""},null,null,null,{"$f":"IF(A133=\"\",\"\",IF(START!$B$34=2,INDIRECT(\"'Space-by-Space Method'!\"&SUBSTITUTE(ADDRESS(1,MOD(ROW(A133)-52,50)+10,4),\"1\",\"\")&ROUNDDOWN((ROW(A133)-52)/50,0)+4),\"\"))","v":""},{"$f":"IF(A133=\"\",\"\",INDIRECT(\"'Space-by-Space Method'!C\"&ROUNDDOWN((ROW(A133)-52)/50,0)+4))","v":""},{"$f":"IF(A133=\"\",\"\",IF(COUNTIF(CommonSpaceTypes,AQ133)>0,INDIRECT(\"'Space-by-Space Method'!F\"&ROUNDDOWN((ROW(A133)-52)/50,0)+4),\"\"))","v":""},{"$f":"IF(A133=\"\",\"\",IF(COUNTIF(BuildingSpecificSpaceTypes,AQ133)>0,INDIRECT(\"'Space-by-Space Method'!F\"&ROUNDDOWN((ROW(A133)-52)/50,0)+4),\"\"))","v":""},{"$f":"IF(A133=\"\",\"\",INDIRECT(\"'Fixture Schedule'!D\"&MOD(ROW(A133)-52,50)+9))","v":""},{"$f":"IF(A133=\"\",\"\",IF(AR133=\"\",\"\",INDIRECT(\"'Fixture Schedule'!K\"&MOD(ROW(A133)-52,50)+9)))","v":""},"",{"$f":"IF(A133=\"\",\"\",INDIRECT(\"'Fixture Schedule'!L\"&MOD(ROW(A133)-52,50)+9))","v":""},null,null,null,null,null,null,null,null,null,null,null,null,null,{"$f":"INDIRECT(\"'Space-by-Space Method'!\"&SUBSTITUTE(ADDRESS(1,MOD(ROW(A133)-52,50)+10,4),\"1\",\"\")&ROUNDDOWN((ROW(A133)-52)/50,0)+4)","v":0},{"$f":"LEFT(INDIRECT(\"'Space-by-Space Method'!BJ\"&ROUNDDOWN((ROW(A133)-52)/50,0)+4),3)","v":""},{"$f":"INDIRECT(\"'Fixture Schedule'!L\"&MOD(ROW(A133)-52,50)+9)","v":0},{"$f":"INDIRECT(\"'Fixture Schedule'!O\"&MOD(ROW(A133)-52,50)+9)","v":0},{"$f":"INDIRECT(\"'Space-by-Space Method'!F\"&ROUNDDOWN((ROW(A133)-52)/50,0)+4)","v":0},{"$f":"INDIRECT(\"'Fixture Schedule'!L\"&MOD(ROW(A133)-52,50)+9)","v":0},{"$f":"INDIRECT(\"'Space-by-Space Method'!D\"&ROUNDDOWN((ROW(A133)-52)/50,0)+4)","v":0},{"$f":"INDIRECT(\"'Space-by-Space Method'!E\"&ROUNDDOWN((ROW(A133)-52)/50,0)+4)","v":1}]
[{"$f":"IF(InteriorCalcType=2,IF(OR(AM134=0,AN134=\"DNQ\")=TRUE,\"\",INDIRECT(\"'Fixture Schedule'!M\"&MOD(ROW(A134)-52,50)+9)),\"\")","v":""},{"$f":"IF(A134=\"\",\"\",INDIRECT(\"'Fixture Schedule'!E\"&MOD(ROW(A134)-52,50)+9))","v":""},{"$f":"IF(A134=\"\",\"\",INDIRECT(\"'Fixture Schedule'!F\"&MOD(ROW(A134)-52,50)+9))","v":""},{"$f":"IF(A134=\"\",\"\",INDIRECT(\"'Fixture Schedule'!L\"&MOD(ROW(A134)-52,50)+9))","v":""},"",null,null,{"$f":"IF(A134=\"\",\"\",IF(AP134=1,Summary!$C$12*(AO134)/(SUM('Space-by-Space Method'!$BO$4:$BO$78,SUM('Exterior Lighting'!$BL$5:$BL$25))),0))","v":""},{"$f":"IF(A134=\"\",\"\",IF(START!$B$34=1,INDIRECT(\"'Space-by-Space Method'!\"&SUBSTITUTE(ADDRESS(1,MOD(ROW(A134)-52,50)+10,4),\"1\",\"\")&ROUNDDOWN((ROW(A134)-52)/50,0)+4),\"\"))","v":""},{"$f":"IF(A134=\"\",\"\",IF(AP134=1,Summary!$F$11*(AO134)/(SUM('Space-by-Space Method'!$BO$4:$BO$78,SUM('Exterior Lighting'!$BL$5:$BL$25))),0))","v":""},{"$f":"IF(A134=\"\",\"\",IF(AP134=1,Summary!$E$11*(AO134)/(SUM('Space-by-Space Method'!$BO$4:$BO$78,SUM('Exterior Lighting'!$BL$5:$BL$25))),0))","v":""},{"$f":"IF(A134=\"\",\"\",IF(AP134=1,Summary!$G$11*(AO134)/(SUM('Space-by-Space Method'!$BO$4:$BO$78,SUM('Exterior Lighting'!$BL$5:$BL$25))),0))","v":""},{"$f":"IF(A134=\"\",\"\",IF(AP134=1,Summary!$H$11*(AO134)/(SUM('Space-by-Space Method'!$BO$4:$BO$78)),0))","v":""},{"$f":"IF(A134=\"\",\"\",IF(AP134=1,Summary!$I$11*(AO134)/(SUM('Space-by-Space Method'!$BO$4:$BO$78)),0))","v":""},null,null,null,{"$f":"IF(A134=\"\",\"\",IF(START!$B$34=2,INDIRECT(\"'Space-by-Space Method'!\"&SUBSTITUTE(ADDRESS(1,MOD(ROW(A134)-52,50)+10,4),\"1\",\"\")&ROUNDDOWN((ROW(A134)-52)/50,0)+4),\"\"))","v":""},{"$f":"IF(A134=\"\",\"\",INDIRECT(\"'Space-by-Space Method'!C\"&ROUNDDOWN((ROW(A134)-52)/50,0)+4))","v":""},{"$f":"IF(A134=\"\",\"\",IF(COUNTIF(CommonSpaceTypes,AQ134)>0,INDIRECT(\"'Space-by-Space Method'!F\"&ROUNDDOWN((ROW(A134)-52)/50,0)+4),\"\"))","v":""},{"$f":"IF(A134=\"\",\"\",IF(COUNTIF(BuildingSpecificSpaceTypes,AQ134)>0,INDIRECT(\"'Space-by-Space Method'!F\"&ROUNDDOWN((ROW(A134)-52)/50,0)+4),\"\"))","v":""},{"$f":"IF(A134=\"\",\"\",INDIRECT(\"'Fixture Schedule'!D\"&MOD(ROW(A134)-52,50)+9))","v":""},{"$f":"IF(A134=\"\",\"\",IF(AR134=\"\",\"\",INDIRECT(\"'Fixture Schedule'!K\"&MOD(ROW(A134)-52,50)+9)))","v":""},"",{"$f":"IF(A134=\"\",\"\",INDIRECT(\"'Fixture Schedule'!L\"&MOD(ROW(A134)-52,50)+9))","v":""},null,null,null,null,null,null,null,null,null,null,null,null,null,{"$f":"INDIRECT(\"'Space-by-Space Method'!\"&SUBSTITUTE(ADDRESS(1,MOD(ROW(A134)-52,50)+10,4),\"1\",\"\")&ROUNDDOWN((ROW(A134)-52)/50,0)+4)","v":0},{"$f":"LEFT(INDIRECT(\"'Space-by-Space Method'!BJ\"&ROUNDDOWN((ROW(A134)-52)/50,0)+4),3)","v":""},{"$f":"INDIRECT(\"'Fixture Schedule'!L\"&MOD(ROW(A134)-52,50)+9)","v":0},{"$f":"INDIRECT(\"'Fixture Schedule'!O\"&MOD(ROW(A134)-52,50)+9)","v":0},{"$f":"INDIRECT(\"'Space-by-Space Method'!F\"&ROUNDDOWN((ROW(A134)-52)/50,0)+4)","v":0},{"$f":"INDIRECT(\"'Fixture Schedule'!L\"&MOD(ROW(A134)-52,50)+9)","v":0},{"$f":"INDIRECT(\"'Space-by-Space Method'!D\"&ROUNDDOWN((ROW(A134)-52)/50,0)+4)","v":0},{"$f":"INDIRECT(\"'Space-by-Space Method'!E\"&ROUNDDOWN((ROW(A134)-52)/50,0)+4)","v":1}]
[{"$f":"IF(InteriorCalcType=2,IF(OR(AM135=0,AN135=\"DNQ\")=TRUE,\"\",INDIRECT(\"'Fixture Schedule'!M\"&MOD(ROW(A135)-52,50)+9)),\"\")","v":""},{"$f":"IF(A135=\"\",\"\",INDIRECT(\"'Fixture Schedule'!E\"&MOD(ROW(A135)-52,50)+9))","v":""},{"$f":"IF(A135=\"\",\"\",INDIRECT(\"'Fixture Schedule'!F\"&MOD(ROW(A135)-52,50)+9))","v":""},{"$f":"IF(A135=\"\",\"\",INDIRECT(\"'Fixture Schedule'!L\"&MOD(ROW(A135)-52,50)+9))","v":""},"",null,null,{"$f":"IF(A135=\"\",\"\",IF(AP135=1,Summary!$C$12*(AO135)/(SUM('Space-by-Space Method'!$BO$4:$BO$78,SUM('Exterior Lighting'!$BL$5:$BL$25))),0))","v":""},{"$f":"IF(A135=\"\",\"\",IF(START!$B$34=1,INDIRECT(\"'Space-by-Space Method'!\"&SUBSTITUTE(ADDRESS(1,MOD(ROW(A135)-52,50)+10,4),\"1\",\"\")&ROUNDDOWN((ROW(A135)-52)/50,0)+4),\"\"))","v":""},{"$f":"IF(A135=\"\",\"\",IF(AP135=1,Summary!$F$11*(AO135)/(SUM('Space-by-Space Method'!$BO$4:$BO$78,SUM('Exterior Lighting'!$BL$5:$BL$25))),0))","v":""},{"$f":"IF(A135=\"\",\"\",IF(AP135=1,Summary!$E$11*(AO135)/(SUM('Space-by-Space Method'!$BO$4:$BO$78,SUM('Exterior Lighting'!$BL$5:$BL$25))),0))","v":""},{"$f":"IF(A135=\"\",\"\",IF(AP135=1,Summary!$G$11*(AO135)/(SUM('Space-by-Space Method'!$BO$4:$BO$78,SUM('Exterior Lighting'!$BL$5:$BL$25))),0))","v":""},{"$f":"IF(A135=\"\",\"\",IF(AP135=1,Summary!$H$11*(AO135)/(SUM('Space-by-Space Method'!$BO$4:$BO$78)),0))","v":""},{"$f":"IF(A135=\"\",\"\",IF(AP135=1,Summary!$I$11*(AO135)/(SUM('Space-by-Space Method'!$BO$4:$BO$78)),0))","v":""},null,null,null,{"$f":"IF(A135=\"\",\"\",IF(START!$B$34=2,INDIRECT(\"'Space-by-Space Method'!\"&SUBSTITUTE(ADDRESS(1,MOD(ROW(A135)-52,50)+10,4),\"1\",\"\")&ROUNDDOWN((ROW(A135)-52)/50,0)+4),\"\"))","v":""},{"$f":"IF(A135=\"\",\"\",INDIRECT(\"'Space-by-Space Method'!C\"&ROUNDDOWN((ROW(A135)-52)/50,0)+4))","v":""},{"$f":"IF(A135=\"\",\"\",IF(COUNTIF(CommonSpaceTypes,AQ135)>0,INDIRECT(\"'Space-by-Space Method'!F\"&ROUNDDOWN((ROW(A135)-52)/50,0)+4),\"\"))","v":""},{"$f":"IF(A135=\"\",\"\",IF(COUNTIF(BuildingSpecificSpaceTypes,AQ135)>0,INDIRECT(\"'Space-by-Space Method'!F\"&ROUNDDOWN((ROW(A135)-52)/50,0)+4),\"\"))","v":""},{"$f":"IF(A135=\"\",\"\",INDIRECT(\"'Fixture Schedule'!D\"&MOD(ROW(A135)-52,50)+9))","v":""},{"$f":"IF(A135=\"\",\"\",IF(AR135=\"\",\"\",INDIRECT(\"'Fixture Schedule'!K\"&MOD(ROW(A135)-52,50)+9)))","v":""},"",{"$f":"IF(A135=\"\",\"\",INDIRECT(\"'Fixture Schedule'!L\"&MOD(ROW(A135)-52,50)+9))","v":""},null,null,null,null,null,null,null,null,null,null,null,null,null,{"$f":"INDIRECT(\"'Space-by-Space Method'!\"&SUBSTITUTE(ADDRESS(1,MOD(ROW(A135)-52,50)+10,4),\"1\",\"\")&ROUNDDOWN((ROW(A135)-52)/50,0)+4)","v":0},{"$f":"LEFT(INDIRECT(\"'Space-by-Space Method'!BJ\"&ROUNDDOWN((ROW(A135)-52)/50,0)+4),3)","v":""},{"$f":"INDIRECT(\"'Fixture Schedule'!L\"&MOD(ROW(A135)-52,50)+9)","v":0},{"$f":"INDIRECT(\"'Fixture Schedule'!O\"&MOD(ROW(A135)-52,50)+9)","v":0},{"$f":"INDIRECT(\"'Space-by-Space Method'!F\"&ROUNDDOWN((ROW(A135)-52)/50,0)+4)","v":0},{"$f":"INDIRECT(\"'Fixture Schedule'!L\"&MOD(ROW(A135)-52,50)+9)","v":0},{"$f":"INDIRECT(\"'Space-by-Space Method'!D\"&ROUNDDOWN((ROW(A135)-52)/50,0)+4)","v":0},{"$f":"INDIRECT(\"'Space-by-Space Method'!E\"&ROUNDDOWN((ROW(A135)-52)/50,0)+4)","v":1}]
[{"$f":"IF(InteriorCalcType=2,IF(OR(AM136=0,AN136=\"DNQ\")=TRUE,\"\",INDIRECT(\"'Fixture Schedule'!M\"&MOD(ROW(A136)-52,50)+9)),\"\")","v":""},{"$f":"IF(A136=\"\",\"\",INDIRECT(\"'Fixture Schedule'!E\"&MOD(ROW(A136)-52,50)+9))","v":""},{"$f":"IF(A136=\"\",\"\",INDIRECT(\"'Fixture Schedule'!F\"&MOD(ROW(A136)-52,50)+9))","v":""},{"$f":"IF(A136=\"\",\"\",INDIRECT(\"'Fixture Schedule'!L\"&MOD(ROW(A136)-52,50)+9))","v":""},"",null,null,{"$f":"IF(A136=\"\",\"\",IF(AP136=1,Summary!$C$12*(AO136)/(SUM('Space-by-Space Method'!$BO$4:$BO$78,SUM('Exterior Lighting'!$BL$5:$BL$25))),0))","v":""},{"$f":"IF(A136=\"\",\"\",IF(START!$B$34=1,INDIRECT(\"'Space-by-Space Method'!\"&SUBSTITUTE(ADDRESS(1,MOD(ROW(A136)-52,50)+10,4),\"1\",\"\")&ROUNDDOWN((ROW(A136)-52)/50,0)+4),\"\"))","v":""},{"$f":"IF(A136=\"\",\"\",IF(AP136=1,Summary!$F$11*(AO136)/(SUM('Space-by-Space Method'!$BO$4:$BO$78,SUM('Exterior Lighting'!$BL$5:$BL$25))),0))","v":""},{"$f":"IF(A136=\"\",\"\",IF(AP136=1,Summary!$E$11*(AO136)/(SUM('Space-by-Space Method'!$BO$4:$BO$78,SUM('Exterior Lighting'!$BL$5:$BL$25))),0))","v":""},{"$f":"IF(A136=\"\",\"\",IF(AP136=1,Summary!$G$11*(AO136)/(SUM('Space-by-Space Method'!$BO$4:$BO$78,SUM('Exterior Lighting'!$BL$5:$BL$25))),0))","v":""},{"$f":"IF(A136=\"\",\"\",IF(AP136=1,Summary!$H$11*(AO136)/(SUM('Space-by-Space Method'!$BO$4:$BO$78)),0))","v":""},{"$f":"IF(A136=\"\",\"\",IF(AP136=1,Summary!$I$11*(AO136)/(SUM('Space-by-Space Method'!$BO$4:$BO$78)),0))","v":""},null,null,null,{"$f":"IF(A136=\"\",\"\",IF(START!$B$34=2,INDIRECT(\"'Space-by-Space Method'!\"&SUBSTITUTE(ADDRESS(1,MOD(ROW(A136)-52,50)+10,4),\"1\",\"\")&ROUNDDOWN((ROW(A136)-52)/50,0)+4),\"\"))","v":""},{"$f":"IF(A136=\"\",\"\",INDIRECT(\"'Space-by-Space Method'!C\"&ROUNDDOWN((ROW(A136)-52)/50,0)+4))","v":""},{"$f":"IF(A136=\"\",\"\",IF(COUNTIF(CommonSpaceTypes,AQ136)>0,INDIRECT(\"'Space-by-Space Method'!F\"&ROUNDDOWN((ROW(A136)-52)/50,0)+4),\"\"))","v":""},{"$f":"IF(A136=\"\",\"\",IF(COUNTIF(BuildingSpecificSpaceTypes,AQ136)>0,INDIRECT(\"'Space-by-Space Method'!F\"&ROUNDDOWN((ROW(A136)-52)/50,0)+4),\"\"))","v":""},{"$f":"IF(A136=\"\",\"\",INDIRECT(\"'Fixture Schedule'!D\"&MOD(ROW(A136)-52,50)+9))","v":""},{"$f":"IF(A136=\"\",\"\",IF(AR136=\"\",\"\",INDIRECT(\"'Fixture Schedule'!K\"&MOD(ROW(A136)-52,50)+9)))","v":""},"",{"$f":"IF(A136=\"\",\"\",INDIRECT(\"'Fixture Schedule'!L\"&MOD(ROW(A136)-52,50)+9))","v":""},null,null,null,null,null,null,null,null,null,null,null,null,null,{"$f":"INDIRECT(\"'Space-by-Space Method'!\"&SUBSTITUTE(ADDRESS(1,MOD(ROW(A136)-52,50)+10,4),\"1\",\"\")&ROUNDDOWN((ROW(A136)-52)/50,0)+4)","v":0},{"$f":"LEFT(INDIRECT(\"'Space-by-Space Method'!BJ\"&ROUNDDOWN((ROW(A136)-52)/50,0)+4),3)","v":""},{"$f":"INDIRECT(\"'Fixture Schedule'!L\"&MOD(ROW(A136)-52,50)+9)","v":0},{"$f":"INDIRECT(\"'Fixture Schedule'!O\"&MOD(ROW(A136)-52,50)+9)","v":0},{"$f":"INDIRECT(\"'Space-by-Space Method'!F\"&ROUNDDOWN((ROW(A136)-52)/50,0)+4)","v":0},{"$f":"INDIRECT(\"'Fixture Schedule'!L\"&MOD(ROW(A136)-52,50)+9)","v":0},{"$f":"INDIRECT(\"'Space-by-Space Method'!D\"&ROUNDDOWN((ROW(A136)-52)/50,0)+4)","v":0},{"$f":"INDIRECT(\"'Space-by-Space Method'!E\"&ROUNDDOWN((ROW(A136)-52)/50,0)+4)","v":1}]
[{"$f":"IF(InteriorCalcType=2,IF(OR(AM137=0,AN137=\"DNQ\")=TRUE,\"\",INDIRECT(\"'Fixture Schedule'!M\"&MOD(ROW(A137)-52,50)+9)),\"\")","v":""},{"$f":"IF(A137=\"\",\"\",INDIRECT(\"'Fixture Schedule'!E\"&MOD(ROW(A137)-52,50)+9))","v":""},{"$f":"IF(A137=\"\",\"\",INDIRECT(\"'Fixture Schedule'!F\"&MOD(ROW(A137)-52,50)+9))","v":""},{"$f":"IF(A137=\"\",\"\",INDIRECT(\"'Fixture Schedule'!L\"&MOD(ROW(A137)-52,50)+9))","v":""},"",null,null,{"$f":"IF(A137=\"\",\"\",IF(AP137=1,Summary!$C$12*(AO137)/(SUM('Space-by-Space Method'!$BO$4:$BO$78,SUM('Exterior Lighting'!$BL$5:$BL$25))),0))","v":""},{"$f":"IF(A137=\"\",\"\",IF(START!$B$34=1,INDIRECT(\"'Space-by-Space Method'!\"&SUBSTITUTE(ADDRESS(1,MOD(ROW(A137)-52,50)+10,4),\"1\",\"\")&ROUNDDOWN((ROW(A137)-52)/50,0)+4),\"\"))","v":""},{"$f":"IF(A137=\"\",\"\",IF(AP137=1,Summary!$F$11*(AO137)/(SUM('Space-by-Space Method'!$BO$4:$BO$78,SUM('Exterior Lighting'!$BL$5:$BL$25))),0))","v":""},{"$f":"IF(A137=\"\",\"\",IF(AP137=1,Summary!$E$11*(AO137)/(SUM('Space-by-Space Method'!$BO$4:$BO$78,SUM('Exterior Lighting'!$BL$5:$BL$25))),0))","v":""},{"$f":"IF(A137=\"\",\"\",IF(AP137=1,Summary!$G$11*(AO137)/(SUM('Space-by-Space Method'!$BO$4:$BO$78,SUM('Exterior Lighting'!$BL$5:$BL$25))),0))","v":""},{"$f":"IF(A137=\"\",\"\",IF(AP137=1,Summary!$H$11*(AO137)/(SUM('Space-by-Space Method'!$BO$4:$BO$78)),0))","v":""},{"$f":"IF(A137=\"\",\"\",IF(AP137=1,Summary!$I$11*(AO137)/(SUM('Space-by-Space Method'!$BO$4:$BO$78)),0))","v":""},null,null,null,{"$f":"IF(A137=\"\",\"\",IF(START!$B$34=2,INDIRECT(\"'Space-by-Space Method'!\"&SUBSTITUTE(ADDRESS(1,MOD(ROW(A137)-52,50)+10,4),\"1\",\"\")&ROUNDDOWN((ROW(A137)-52)/50,0)+4),\"\"))","v":""},{"$f":"IF(A137=\"\",\"\",INDIRECT(\"'Space-by-Space Method'!C\"&ROUNDDOWN((ROW(A137)-52)/50,0)+4))","v":""},{"$f":"IF(A137=\"\",\"\",IF(COUNTIF(CommonSpaceTypes,AQ137)>0,INDIRECT(\"'Space-by-Space Method'!F\"&ROUNDDOWN((ROW(A137)-52)/50,0)+4),\"\"))","v":""},{"$f":"IF(A137=\"\",\"\",IF(COUNTIF(BuildingSpecificSpaceTypes,AQ137)>0,INDIRECT(\"'Space-by-Space Method'!F\"&ROUNDDOWN((ROW(A137)-52)/50,0)+4),\"\"))","v":""},{"$f":"IF(A137=\"\",\"\",INDIRECT(\"'Fixture Schedule'!D\"&MOD(ROW(A137)-52,50)+9))","v":""},{"$f":"IF(A137=\"\",\"\",IF(AR137=\"\",\"\",INDIRECT(\"'Fixture Schedule'!K\"&MOD(ROW(A137)-52,50)+9)))","v":""},"",{"$f":"IF(A137=\"\",\"\",INDIRECT(\"'Fixture Schedule'!L\"&MOD(ROW(A137)-52,50)+9))","v":""},null,null,null,null,null,null,null,null,null,null,null,null,null,{"$f":"INDIRECT(\"'Space-by-Space Method'!\"&SUBSTITUTE(ADDRESS(1,MOD(ROW(A137)-52,50)+10,4),\"1\",\"\")&ROUNDDOWN((ROW(A137)-52)/50,0)+4)","v":0},{"$f":"LEFT(INDIRECT(\"'Space-by-Space Method'!BJ\"&ROUNDDOWN((ROW(A137)-52)/50,0)+4),3)","v":""},{"$f":"INDIRECT(\"'Fixture Schedule'!L\"&MOD(ROW(A137)-52,50)+9)","v":0},{"$f":"INDIRECT(\"'Fixture Schedule'!O\"&MOD(ROW(A137)-52,50)+9)","v":0},{"$f":"INDIRECT(\"'Space-by-Space Method'!F\"&ROUNDDOWN((ROW(A137)-52)/50,0)+4)","v":0},{"$f":"INDIRECT(\"'Fixture Schedule'!L\"&MOD(ROW(A137)-52,50)+9)","v":0},{"$f":"INDIRECT(\"'Space-by-Space Method'!D\"&ROUNDDOWN((ROW(A137)-52)/50,0)+4)","v":0},{"$f":"INDIRECT(\"'Space-by-Space Method'!E\"&ROUNDDOWN((ROW(A137)-52)/50,0)+4)","v":1}]
[{"$f":"IF(InteriorCalcType=2,IF(OR(AM138=0,AN138=\"DNQ\")=TRUE,\"\",INDIRECT(\"'Fixture Schedule'!M\"&MOD(ROW(A138)-52,50)+9)),\"\")","v":""},{"$f":"IF(A138=\"\",\"\",INDIRECT(\"'Fixture Schedule'!E\"&MOD(ROW(A138)-52,50)+9))","v":""},{"$f":"IF(A138=\"\",\"\",INDIRECT(\"'Fixture Schedule'!F\"&MOD(ROW(A138)-52,50)+9))","v":""},{"$f":"IF(A138=\"\",\"\",INDIRECT(\"'Fixture Schedule'!L\"&MOD(ROW(A138)-52,50)+9))","v":""},"",null,null,{"$f":"IF(A138=\"\",\"\",IF(AP138=1,Summary!$C$12*(AO138)/(SUM('Space-by-Space Method'!$BO$4:$BO$78,SUM('Exterior Lighting'!$BL$5:$BL$25))),0))","v":""},{"$f":"IF(A138=\"\",\"\",IF(START!$B$34=1,INDIRECT(\"'Space-by-Space Method'!\"&SUBSTITUTE(ADDRESS(1,MOD(ROW(A138)-52,50)+10,4),\"1\",\"\")&ROUNDDOWN((ROW(A138)-52)/50,0)+4),\"\"))","v":""},{"$f":"IF(A138=\"\",\"\",IF(AP138=1,Summary!$F$11*(AO138)/(SUM('Space-by-Space Method'!$BO$4:$BO$78,SUM('Exterior Lighting'!$BL$5:$BL$25))),0))","v":""},{"$f":"IF(A138=\"\",\"\",IF(AP138=1,Summary!$E$11*(AO138)/(SUM('Space-by-Space Method'!$BO$4:$BO$78,SUM('Exterior Lighting'!$BL$5:$BL$25))),0))","v":""},{"$f":"IF(A138=\"\",\"\",IF(AP138=1,Summary!$G$11*(AO138)/(SUM('Space-by-Space Method'!$BO$4:$BO$78,SUM('Exterior Lighting'!$BL$5:$BL$25))),0))","v":""},{"$f":"IF(A138=\"\",\"\",IF(AP138=1,Summary!$H$11*(AO138)/(SUM('Space-by-Space Method'!$BO$4:$BO$78)),0))","v":""},{"$f":"IF(A138=\"\",\"\",IF(AP138=1,Summary!$I$11*(AO138)/(SUM('Space-by-Space Method'!$BO$4:$BO$78)),0))","v":""},null,null,null,{"$f":"IF(A138=\"\",\"\",IF(START!$B$34=2,INDIRECT(\"'Space-by-Space Method'!\"&SUBSTITUTE(ADDRESS(1,MOD(ROW(A138)-52,50)+10,4),\"1\",\"\")&ROUNDDOWN((ROW(A138)-52)/50,0)+4),\"\"))","v":""},{"$f":"IF(A138=\"\",\"\",INDIRECT(\"'Space-by-Space Method'!C\"&ROUNDDOWN((ROW(A138)-52)/50,0)+4))","v":""},{"$f":"IF(A138=\"\",\"\",IF(COUNTIF(CommonSpaceTypes,AQ138)>0,INDIRECT(\"'Space-by-Space Method'!F\"&ROUNDDOWN((ROW(A138)-52)/50,0)+4),\"\"))","v":""},{"$f":"IF(A138=\"\",\"\",IF(COUNTIF(BuildingSpecificSpaceTypes,AQ138)>0,INDIRECT(\"'Space-by-Space Method'!F\"&ROUNDDOWN((ROW(A138)-52)/50,0)+4),\"\"))","v":""},{"$f":"IF(A138=\"\",\"\",INDIRECT(\"'Fixture Schedule'!D\"&MOD(ROW(A138)-52,50)+9))","v":""},{"$f":"IF(A138=\"\",\"\",IF(AR138=\"\",\"\",INDIRECT(\"'Fixture Schedule'!K\"&MOD(ROW(A138)-52,50)+9)))","v":""},"",{"$f":"IF(A138=\"\",\"\",INDIRECT(\"'Fixture Schedule'!L\"&MOD(ROW(A138)-52,50)+9))","v":""},null,null,null,null,null,null,null,null,null,null,null,null,null,{"$f":"INDIRECT(\"'Space-by-Space Method'!\"&SUBSTITUTE(ADDRESS(1,MOD(ROW(A138)-52,50)+10,4),\"1\",\"\")&ROUNDDOWN((ROW(A138)-52)/50,0)+4)","v":0},{"$f":"LEFT(INDIRECT(\"'Space-by-Space Method'!BJ\"&ROUNDDOWN((ROW(A138)-52)/50,0)+4),3)","v":""},{"$f":"INDIRECT(\"'Fixture Schedule'!L\"&MOD(ROW(A138)-52,50)+9)","v":0},{"$f":"INDIRECT(\"'Fixture Schedule'!O\"&MOD(ROW(A138)-52,50)+9)","v":0},{"$f":"INDIRECT(\"'Space-by-Space Method'!F\"&ROUNDDOWN((ROW(A138)-52)/50,0)+4)","v":0},{"$f":"INDIRECT(\"'Fixture Schedule'!L\"&MOD(ROW(A138)-52,50)+9)","v":0},{"$f":"INDIRECT(\"'Space-by-Space Method'!D\"&ROUNDDOWN((ROW(A138)-52)/50,0)+4)","v":0},{"$f":"INDIRECT(\"'Space-by-Space Method'!E\"&ROUNDDOWN((ROW(A138)-52)/50,0)+4)","v":1}]
[{"$f":"IF(InteriorCalcType=2,IF(OR(AM139=0,AN139=\"DNQ\")=TRUE,\"\",INDIRECT(\"'Fixture Schedule'!M\"&MOD(ROW(A139)-52,50)+9)),\"\")","v":""},{"$f":"IF(A139=\"\",\"\",INDIRECT(\"'Fixture Schedule'!E\"&MOD(ROW(A139)-52,50)+9))","v":""},{"$f":"IF(A139=\"\",\"\",INDIRECT(\"'Fixture Schedule'!F\"&MOD(ROW(A139)-52,50)+9))","v":""},{"$f":"IF(A139=\"\",\"\",INDIRECT(\"'Fixture Schedule'!L\"&MOD(ROW(A139)-52,50)+9))","v":""},"",null,null,{"$f":"IF(A139=\"\",\"\",IF(AP139=1,Summary!$C$12*(AO139)/(SUM('Space-by-Space Method'!$BO$4:$BO$78,SUM('Exterior Lighting'!$BL$5:$BL$25))),0))","v":""},{"$f":"IF(A139=\"\",\"\",IF(START!$B$34=1,INDIRECT(\"'Space-by-Space Method'!\"&SUBSTITUTE(ADDRESS(1,MOD(ROW(A139)-52,50)+10,4),\"1\",\"\")&ROUNDDOWN((ROW(A139)-52)/50,0)+4),\"\"))","v":""},{"$f":"IF(A139=\"\",\"\",IF(AP139=1,Summary!$F$11*(AO139)/(SUM('Space-by-Space Method'!$BO$4:$BO$78,SUM('Exterior Lighting'!$BL$5:$BL$25))),0))","v":""},{"$f":"IF(A139=\"\",\"\",IF(AP139=1,Summary!$E$11*(AO139)/(SUM('Space-by-Space Method'!$BO$4:$BO$78,SUM('Exterior Lighting'!$BL$5:$BL$25))),0))","v":""},{"$f":"IF(A139=\"\",\"\",IF(AP139=1,Summary!$G$11*(AO139)/(SUM('Space-by-Space Method'!$BO$4:$BO$78,SUM('Exterior Lighting'!$BL$5:$BL$25))),0))","v":""},{"$f":"IF(A139=\"\",\"\",IF(AP139=1,Summary!$H$11*(AO139)/(SUM('Space-by-Space Method'!$BO$4:$BO$78)),0))","v":""},{"$f":"IF(A139=\"\",\"\",IF(AP139=1,Summary!$I$11*(AO139)/(SUM('Space-by-Space Method'!$BO$4:$BO$78)),0))","v":""},null,null,null,{"$f":"IF(A139=\"\",\"\",IF(START!$B$34=2,INDIRECT(\"'Space-by-Space Method'!\"&SUBSTITUTE(ADDRESS(1,MOD(ROW(A139)-52,50)+10,4),\"1\",\"\")&ROUNDDOWN((ROW(A139)-52)/50,0)+4),\"\"))","v":""},{"$f":"IF(A139=\"\",\"\",INDIRECT(\"'Space-by-Space Method'!C\"&ROUNDDOWN((ROW(A139)-52)/50,0)+4))","v":""},{"$f":"IF(A139=\"\",\"\",IF(COUNTIF(CommonSpaceTypes,AQ139)>0,INDIRECT(\"'Space-by-Space Method'!F\"&ROUNDDOWN((ROW(A139)-52)/50,0)+4),\"\"))","v":""},{"$f":"IF(A139=\"\",\"\",IF(COUNTIF(BuildingSpecificSpaceTypes,AQ139)>0,INDIRECT(\"'Space-by-Space Method'!F\"&ROUNDDOWN((ROW(A139)-52)/50,0)+4),\"\"))","v":""},{"$f":"IF(A139=\"\",\"\",INDIRECT(\"'Fixture Schedule'!D\"&MOD(ROW(A139)-52,50)+9))","v":""},{"$f":"IF(A139=\"\",\"\",IF(AR139=\"\",\"\",INDIRECT(\"'Fixture Schedule'!K\"&MOD(ROW(A139)-52,50)+9)))","v":""},"",{"$f":"IF(A139=\"\",\"\",INDIRECT(\"'Fixture Schedule'!L\"&MOD(ROW(A139)-52,50)+9))","v":""},null,null,null,null,null,null,null,null,null,null,null,null,null,{"$f":"INDIRECT(\"'Space-by-Space Method'!\"&SUBSTITUTE(ADDRESS(1,MOD(ROW(A139)-52,50)+10,4),\"1\",\"\")&ROUNDDOWN((ROW(A139)-52)/50,0)+4)","v":0},{"$f":"LEFT(INDIRECT(\"'Space-by-Space Method'!BJ\"&ROUNDDOWN((ROW(A139)-52)/50,0)+4),3)","v":""},{"$f":"INDIRECT(\"'Fixture Schedule'!L\"&MOD(ROW(A139)-52,50)+9)","v":0},{"$f":"INDIRECT(\"'Fixture Schedule'!O\"&MOD(ROW(A139)-52,50)+9)","v":0},{"$f":"INDIRECT(\"'Space-by-Space Method'!F\"&ROUNDDOWN((ROW(A139)-52)/50,0)+4)","v":0},{"$f":"INDIRECT(\"'Fixture Schedule'!L\"&MOD(ROW(A139)-52,50)+9)","v":0},{"$f":"INDIRECT(\"'Space-by-Space Method'!D\"&ROUNDDOWN((ROW(A139)-52)/50,0)+4)","v":0},{"$f":"INDIRECT(\"'Space-by-Space Method'!E\"&ROUNDDOWN((ROW(A139)-52)/50,0)+4)","v":1}]
[{"$f":"IF(InteriorCalcType=2,IF(OR(AM140=0,AN140=\"DNQ\")=TRUE,\"\",INDIRECT(\"'Fixture Schedule'!M\"&MOD(ROW(A140)-52,50)+9)),\"\")","v":""},{"$f":"IF(A140=\"\",\"\",INDIRECT(\"'Fixture Schedule'!E\"&MOD(ROW(A140)-52,50)+9))","v":""},{"$f":"IF(A140=\"\",\"\",INDIRECT(\"'Fixture Schedule'!F\"&MOD(ROW(A140)-52,50)+9))","v":""},{"$f":"IF(A140=\"\",\"\",INDIRECT(\"'Fixture Schedule'!L\"&MOD(ROW(A140)-52,50)+9))","v":""},"",null,null,{"$f":"IF(A140=\"\",\"\",IF(AP140=1,Summary!$C$12*(AO140)/(SUM('Space-by-Space Method'!$BO$4:$BO$78,SUM('Exterior Lighting'!$BL$5:$BL$25))),0))","v":""},{"$f":"IF(A140=\"\",\"\",IF(START!$B$34=1,INDIRECT(\"'Space-by-Space Method'!\"&SUBSTITUTE(ADDRESS(1,MOD(ROW(A140)-52,50)+10,4),\"1\",\"\")&ROUNDDOWN((ROW(A140)-52)/50,0)+4),\"\"))","v":""},{"$f":"IF(A140=\"\",\"\",IF(AP140=1,Summary!$F$11*(AO140)/(SUM('Space-by-Space Method'!$BO$4:$BO$78,SUM('Exterior Lighting'!$BL$5:$BL$25))),0))","v":""},{"$f":"IF(A140=\"\",\"\",IF(AP140=1,Summary!$E$11*(AO140)/(SUM('Space-by-Space Method'!$BO$4:$BO$78,SUM('Exterior Lighting'!$BL$5:$BL$25))),0))","v":""},{"$f":"IF(A140=\"\",\"\",IF(AP140=1,Summary!$G$11*(AO140)/(SUM('Space-by-Space Method'!$BO$4:$BO$78,SUM('Exterior Lighting'!$BL$5:$BL$25))),0))","v":""},{"$f":"IF(A140=\"\",\"\",IF(AP140=1,Summary!$H$11*(AO140)/(SUM('Space-by-Space Method'!$BO$4:$BO$78)),0))","v":""},{"$f":"IF(A140=\"\",\"\",IF(AP140=1,Summary!$I$11*(AO140)/(SUM('Space-by-Space Method'!$BO$4:$BO$78)),0))","v":""},null,null,null,{"$f":"IF(A140=\"\",\"\",IF(START!$B$34=2,INDIRECT(\"'Space-by-Space Method'!\"&SUBSTITUTE(ADDRESS(1,MOD(ROW(A140)-52,50)+10,4),\"1\",\"\")&ROUNDDOWN((ROW(A140)-52)/50,0)+4),\"\"))","v":""},{"$f":"IF(A140=\"\",\"\",INDIRECT(\"'Space-by-Space Method'!C\"&ROUNDDOWN((ROW(A140)-52)/50,0)+4))","v":""},{"$f":"IF(A140=\"\",\"\",IF(COUNTIF(CommonSpaceTypes,AQ140)>0,INDIRECT(\"'Space-by-Space Method'!F\"&ROUNDDOWN((ROW(A140)-52)/50,0)+4),\"\"))","v":""},{"$f":"IF(A140=\"\",\"\",IF(COUNTIF(BuildingSpecificSpaceTypes,AQ140)>0,INDIRECT(\"'Space-by-Space Method'!F\"&ROUNDDOWN((ROW(A140)-52)/50,0)+4),\"\"))","v":""},{"$f":"IF(A140=\"\",\"\",INDIRECT(\"'Fixture Schedule'!D\"&MOD(ROW(A140)-52,50)+9))","v":""},{"$f":"IF(A140=\"\",\"\",IF(AR140=\"\",\"\",INDIRECT(\"'Fixture Schedule'!K\"&MOD(ROW(A140)-52,50)+9)))","v":""},"",{"$f":"IF(A140=\"\",\"\",INDIRECT(\"'Fixture Schedule'!L\"&MOD(ROW(A140)-52,50)+9))","v":""},null,null,null,null,null,null,null,null,null,null,null,null,null,{"$f":"INDIRECT(\"'Space-by-Space Method'!\"&SUBSTITUTE(ADDRESS(1,MOD(ROW(A140)-52,50)+10,4),\"1\",\"\")&ROUNDDOWN((ROW(A140)-52)/50,0)+4)","v":0},{"$f":"LEFT(INDIRECT(\"'Space-by-Space Method'!BJ\"&ROUNDDOWN((ROW(A140)-52)/50,0)+4),3)","v":""},{"$f":"INDIRECT(\"'Fixture Schedule'!L\"&MOD(ROW(A140)-52,50)+9)","v":0},{"$f":"INDIRECT(\"'Fixture Schedule'!O\"&MOD(ROW(A140)-52,50)+9)","v":0},{"$f":"INDIRECT(\"'Space-by-Space Method'!F\"&ROUNDDOWN((ROW(A140)-52)/50,0)+4)","v":0},{"$f":"INDIRECT(\"'Fixture Schedule'!L\"&MOD(ROW(A140)-52,50)+9)","v":0},{"$f":"INDIRECT(\"'Space-by-Space Method'!D\"&ROUNDDOWN((ROW(A140)-52)/50,0)+4)","v":0},{"$f":"INDIRECT(\"'Space-by-Space Method'!E\"&ROUNDDOWN((ROW(A140)-52)/50,0)+4)","v":1}]
[{"$f":"IF(InteriorCalcType=2,IF(OR(AM141=0,AN141=\"DNQ\")=TRUE,\"\",INDIRECT(\"'Fixture Schedule'!M\"&MOD(ROW(A141)-52,50)+9)),\"\")","v":""},{"$f":"IF(A141=\"\",\"\",INDIRECT(\"'Fixture Schedule'!E\"&MOD(ROW(A141)-52,50)+9))","v":""},{"$f":"IF(A141=\"\",\"\",INDIRECT(\"'Fixture Schedule'!F\"&MOD(ROW(A141)-52,50)+9))","v":""},{"$f":"IF(A141=\"\",\"\",INDIRECT(\"'Fixture Schedule'!L\"&MOD(ROW(A141)-52,50)+9))","v":""},"",null,null,{"$f":"IF(A141=\"\",\"\",IF(AP141=1,Summary!$C$12*(AO141)/(SUM('Space-by-Space Method'!$BO$4:$BO$78,SUM('Exterior Lighting'!$BL$5:$BL$25))),0))","v":""},{"$f":"IF(A141=\"\",\"\",IF(START!$B$34=1,INDIRECT(\"'Space-by-Space Method'!\"&SUBSTITUTE(ADDRESS(1,MOD(ROW(A141)-52,50)+10,4),\"1\",\"\")&ROUNDDOWN((ROW(A141)-52)/50,0)+4),\"\"))","v":""},{"$f":"IF(A141=\"\",\"\",IF(AP141=1,Summary!$F$11*(AO141)/(SUM('Space-by-Space Method'!$BO$4:$BO$78,SUM('Exterior Lighting'!$BL$5:$BL$25))),0))","v":""},{"$f":"IF(A141=\"\",\"\",IF(AP141=1,Summary!$E$11*(AO141)/(SUM('Space-by-Space Method'!$BO$4:$BO$78,SUM('Exterior Lighting'!$BL$5:$BL$25))),0))","v":""},{"$f":"IF(A141=\"\",\"\",IF(AP141=1,Summary!$G$11*(AO141)/(SUM('Space-by-Space Method'!$BO$4:$BO$78,SUM('Exterior Lighting'!$BL$5:$BL$25))),0))","v":""},{"$f":"IF(A141=\"\",\"\",IF(AP141=1,Summary!$H$11*(AO141)/(SUM('Space-by-Space Method'!$BO$4:$BO$78)),0))","v":""},{"$f":"IF(A141=\"\",\"\",IF(AP141=1,Summary!$I$11*(AO141)/(SUM('Space-by-Space Method'!$BO$4:$BO$78)),0))","v":""},null,null,null,{"$f":"IF(A141=\"\",\"\",IF(START!$B$34=2,INDIRECT(\"'Space-by-Space Method'!\"&SUBSTITUTE(ADDRESS(1,MOD(ROW(A141)-52,50)+10,4),\"1\",\"\")&ROUNDDOWN((ROW(A141)-52)/50,0)+4),\"\"))","v":""},{"$f":"IF(A141=\"\",\"\",INDIRECT(\"'Space-by-Space Method'!C\"&ROUNDDOWN((ROW(A141)-52)/50,0)+4))","v":""},{"$f":"IF(A141=\"\",\"\",IF(COUNTIF(CommonSpaceTypes,AQ141)>0,INDIRECT(\"'Space-by-Space Method'!F\"&ROUNDDOWN((ROW(A141)-52)/50,0)+4),\"\"))","v":""},{"$f":"IF(A141=\"\",\"\",IF(COUNTIF(BuildingSpecificSpaceTypes,AQ141)>0,INDIRECT(\"'Space-by-Space Method'!F\"&ROUNDDOWN((ROW(A141)-52)/50,0)+4),\"\"))","v":""},{"$f":"IF(A141=\"\",\"\",INDIRECT(\"'Fixture Schedule'!D\"&MOD(ROW(A141)-52,50)+9))","v":""},{"$f":"IF(A141=\"\",\"\",IF(AR141=\"\",\"\",INDIRECT(\"'Fixture Schedule'!K\"&MOD(ROW(A141)-52,50)+9)))","v":""},"",{"$f":"IF(A141=\"\",\"\",INDIRECT(\"'Fixture Schedule'!L\"&MOD(ROW(A141)-52,50)+9))","v":""},null,null,null,null,null,null,null,null,null,null,null,null,null,{"$f":"INDIRECT(\"'Space-by-Space Method'!\"&SUBSTITUTE(ADDRESS(1,MOD(ROW(A141)-52,50)+10,4),\"1\",\"\")&ROUNDDOWN((ROW(A141)-52)/50,0)+4)","v":0},{"$f":"LEFT(INDIRECT(\"'Space-by-Space Method'!BJ\"&ROUNDDOWN((ROW(A141)-52)/50,0)+4),3)","v":""},{"$f":"INDIRECT(\"'Fixture Schedule'!L\"&MOD(ROW(A141)-52,50)+9)","v":0},{"$f":"INDIRECT(\"'Fixture Schedule'!O\"&MOD(ROW(A141)-52,50)+9)","v":0},{"$f":"INDIRECT(\"'Space-by-Space Method'!F\"&ROUNDDOWN((ROW(A141)-52)/50,0)+4)","v":0},{"$f":"INDIRECT(\"'Fixture Schedule'!L\"&MOD(ROW(A141)-52,50)+9)","v":0},{"$f":"INDIRECT(\"'Space-by-Space Method'!D\"&ROUNDDOWN((ROW(A141)-52)/50,0)+4)","v":0},{"$f":"INDIRECT(\"'Space-by-Space Method'!E\"&ROUNDDOWN((ROW(A141)-52)/50,0)+4)","v":1}]
[{"$f":"IF(InteriorCalcType=2,IF(OR(AM142=0,AN142=\"DNQ\")=TRUE,\"\",INDIRECT(\"'Fixture Schedule'!M\"&MOD(ROW(A142)-52,50)+9)),\"\")","v":""},{"$f":"IF(A142=\"\",\"\",INDIRECT(\"'Fixture Schedule'!E\"&MOD(ROW(A142)-52,50)+9))","v":""},{"$f":"IF(A142=\"\",\"\",INDIRECT(\"'Fixture Schedule'!F\"&MOD(ROW(A142)-52,50)+9))","v":""},{"$f":"IF(A142=\"\",\"\",INDIRECT(\"'Fixture Schedule'!L\"&MOD(ROW(A142)-52,50)+9))","v":""},"",null,null,{"$f":"IF(A142=\"\",\"\",IF(AP142=1,Summary!$C$12*(AO142)/(SUM('Space-by-Space Method'!$BO$4:$BO$78,SUM('Exterior Lighting'!$BL$5:$BL$25))),0))","v":""},{"$f":"IF(A142=\"\",\"\",IF(START!$B$34=1,INDIRECT(\"'Space-by-Space Method'!\"&SUBSTITUTE(ADDRESS(1,MOD(ROW(A142)-52,50)+10,4),\"1\",\"\")&ROUNDDOWN((ROW(A142)-52)/50,0)+4),\"\"))","v":""},{"$f":"IF(A142=\"\",\"\",IF(AP142=1,Summary!$F$11*(AO142)/(SUM('Space-by-Space Method'!$BO$4:$BO$78,SUM('Exterior Lighting'!$BL$5:$BL$25))),0))","v":""},{"$f":"IF(A142=\"\",\"\",IF(AP142=1,Summary!$E$11*(AO142)/(SUM('Space-by-Space Method'!$BO$4:$BO$78,SUM('Exterior Lighting'!$BL$5:$BL$25))),0))","v":""},{"$f":"IF(A142=\"\",\"\",IF(AP142=1,Summary!$G$11*(AO142)/(SUM('Space-by-Space Method'!$BO$4:$BO$78,SUM('Exterior Lighting'!$BL$5:$BL$25))),0))","v":""},{"$f":"IF(A142=\"\",\"\",IF(AP142=1,Summary!$H$11*(AO142)/(SUM('Space-by-Space Method'!$BO$4:$BO$78)),0))","v":""},{"$f":"IF(A142=\"\",\"\",IF(AP142=1,Summary!$I$11*(AO142)/(SUM('Space-by-Space Method'!$BO$4:$BO$78)),0))","v":""},null,null,null,{"$f":"IF(A142=\"\",\"\",IF(START!$B$34=2,INDIRECT(\"'Space-by-Space Method'!\"&SUBSTITUTE(ADDRESS(1,MOD(ROW(A142)-52,50)+10,4),\"1\",\"\")&ROUNDDOWN((ROW(A142)-52)/50,0)+4),\"\"))","v":""},{"$f":"IF(A142=\"\",\"\",INDIRECT(\"'Space-by-Space Method'!C\"&ROUNDDOWN((ROW(A142)-52)/50,0)+4))","v":""},{"$f":"IF(A142=\"\",\"\",IF(COUNTIF(CommonSpaceTypes,AQ142)>0,INDIRECT(\"'Space-by-Space Method'!F\"&ROUNDDOWN((ROW(A142)-52)/50,0)+4),\"\"))","v":""},{"$f":"IF(A142=\"\",\"\",IF(COUNTIF(BuildingSpecificSpaceTypes,AQ142)>0,INDIRECT(\"'Space-by-Space Method'!F\"&ROUNDDOWN((ROW(A142)-52)/50,0)+4),\"\"))","v":""},{"$f":"IF(A142=\"\",\"\",INDIRECT(\"'Fixture Schedule'!D\"&MOD(ROW(A142)-52,50)+9))","v":""},{"$f":"IF(A142=\"\",\"\",IF(AR142=\"\",\"\",INDIRECT(\"'Fixture Schedule'!K\"&MOD(ROW(A142)-52,50)+9)))","v":""},"",{"$f":"IF(A142=\"\",\"\",INDIRECT(\"'Fixture Schedule'!L\"&MOD(ROW(A142)-52,50)+9))","v":""},null,null,null,null,null,null,null,null,null,null,null,null,null,{"$f":"INDIRECT(\"'Space-by-Space Method'!\"&SUBSTITUTE(ADDRESS(1,MOD(ROW(A142)-52,50)+10,4),\"1\",\"\")&ROUNDDOWN((ROW(A142)-52)/50,0)+4)","v":0},{"$f":"LEFT(INDIRECT(\"'Space-by-Space Method'!BJ\"&ROUNDDOWN((ROW(A142)-52)/50,0)+4),3)","v":""},{"$f":"INDIRECT(\"'Fixture Schedule'!L\"&MOD(ROW(A142)-52,50)+9)","v":0},{"$f":"INDIRECT(\"'Fixture Schedule'!O\"&MOD(ROW(A142)-52,50)+9)","v":0},{"$f":"INDIRECT(\"'Space-by-Space Method'!F\"&ROUNDDOWN((ROW(A142)-52)/50,0)+4)","v":0},{"$f":"INDIRECT(\"'Fixture Schedule'!L\"&MOD(ROW(A142)-52,50)+9)","v":0},{"$f":"INDIRECT(\"'Space-by-Space Method'!D\"&ROUNDDOWN((ROW(A142)-52)/50,0)+4)","v":0},{"$f":"INDIRECT(\"'Space-by-Space Method'!E\"&ROUNDDOWN((ROW(A142)-52)/50,0)+4)","v":1}]
[{"$f":"IF(InteriorCalcType=2,IF(OR(AM143=0,AN143=\"DNQ\")=TRUE,\"\",INDIRECT(\"'Fixture Schedule'!M\"&MOD(ROW(A143)-52,50)+9)),\"\")","v":""},{"$f":"IF(A143=\"\",\"\",INDIRECT(\"'Fixture Schedule'!E\"&MOD(ROW(A143)-52,50)+9))","v":""},{"$f":"IF(A143=\"\",\"\",INDIRECT(\"'Fixture Schedule'!F\"&MOD(ROW(A143)-52,50)+9))","v":""},{"$f":"IF(A143=\"\",\"\",INDIRECT(\"'Fixture Schedule'!L\"&MOD(ROW(A143)-52,50)+9))","v":""},"",null,null,{"$f":"IF(A143=\"\",\"\",IF(AP143=1,Summary!$C$12*(AO143)/(SUM('Space-by-Space Method'!$BO$4:$BO$78,SUM('Exterior Lighting'!$BL$5:$BL$25))),0))","v":""},{"$f":"IF(A143=\"\",\"\",IF(START!$B$34=1,INDIRECT(\"'Space-by-Space Method'!\"&SUBSTITUTE(ADDRESS(1,MOD(ROW(A143)-52,50)+10,4),\"1\",\"\")&ROUNDDOWN((ROW(A143)-52)/50,0)+4),\"\"))","v":""},{"$f":"IF(A143=\"\",\"\",IF(AP143=1,Summary!$F$11*(AO143)/(SUM('Space-by-Space Method'!$BO$4:$BO$78,SUM('Exterior Lighting'!$BL$5:$BL$25))),0))","v":""},{"$f":"IF(A143=\"\",\"\",IF(AP143=1,Summary!$E$11*(AO143)/(SUM('Space-by-Space Method'!$BO$4:$BO$78,SUM('Exterior Lighting'!$BL$5:$BL$25))),0))","v":""},{"$f":"IF(A143=\"\",\"\",IF(AP143=1,Summary!$G$11*(AO143)/(SUM('Space-by-Space Method'!$BO$4:$BO$78,SUM('Exterior Lighting'!$BL$5:$BL$25))),0))","v":""},{"$f":"IF(A143=\"\",\"\",IF(AP143=1,Summary!$H$11*(AO143)/(SUM('Space-by-Space Method'!$BO$4:$BO$78)),0))","v":""},{"$f":"IF(A143=\"\",\"\",IF(AP143=1,Summary!$I$11*(AO143)/(SUM('Space-by-Space Method'!$BO$4:$BO$78)),0))","v":""},null,null,null,{"$f":"IF(A143=\"\",\"\",IF(START!$B$34=2,INDIRECT(\"'Space-by-Space Method'!\"&SUBSTITUTE(ADDRESS(1,MOD(ROW(A143)-52,50)+10,4),\"1\",\"\")&ROUNDDOWN((ROW(A143)-52)/50,0)+4),\"\"))","v":""},{"$f":"IF(A143=\"\",\"\",INDIRECT(\"'Space-by-Space Method'!C\"&ROUNDDOWN((ROW(A143)-52)/50,0)+4))","v":""},{"$f":"IF(A143=\"\",\"\",IF(COUNTIF(CommonSpaceTypes,AQ143)>0,INDIRECT(\"'Space-by-Space Method'!F\"&ROUNDDOWN((ROW(A143)-52)/50,0)+4),\"\"))","v":""},{"$f":"IF(A143=\"\",\"\",IF(COUNTIF(BuildingSpecificSpaceTypes,AQ143)>0,INDIRECT(\"'Space-by-Space Method'!F\"&ROUNDDOWN((ROW(A143)-52)/50,0)+4),\"\"))","v":""},{"$f":"IF(A143=\"\",\"\",INDIRECT(\"'Fixture Schedule'!D\"&MOD(ROW(A143)-52,50)+9))","v":""},{"$f":"IF(A143=\"\",\"\",IF(AR143=\"\",\"\",INDIRECT(\"'Fixture Schedule'!K\"&MOD(ROW(A143)-52,50)+9)))","v":""},"",{"$f":"IF(A143=\"\",\"\",INDIRECT(\"'Fixture Schedule'!L\"&MOD(ROW(A143)-52,50)+9))","v":""},null,null,null,null,null,null,null,null,null,null,null,null,null,{"$f":"INDIRECT(\"'Space-by-Space Method'!\"&SUBSTITUTE(ADDRESS(1,MOD(ROW(A143)-52,50)+10,4),\"1\",\"\")&ROUNDDOWN((ROW(A143)-52)/50,0)+4)","v":0},{"$f":"LEFT(INDIRECT(\"'Space-by-Space Method'!BJ\"&ROUNDDOWN((ROW(A143)-52)/50,0)+4),3)","v":""},{"$f":"INDIRECT(\"'Fixture Schedule'!L\"&MOD(ROW(A143)-52,50)+9)","v":0},{"$f":"INDIRECT(\"'Fixture Schedule'!O\"&MOD(ROW(A143)-52,50)+9)","v":0},{"$f":"INDIRECT(\"'Space-by-Space Method'!F\"&ROUNDDOWN((ROW(A143)-52)/50,0)+4)","v":0},{"$f":"INDIRECT(\"'Fixture Schedule'!L\"&MOD(ROW(A143)-52,50)+9)","v":0},{"$f":"INDIRECT(\"'Space-by-Space Method'!D\"&ROUNDDOWN((ROW(A143)-52)/50,0)+4)","v":0},{"$f":"INDIRECT(\"'Space-by-Space Method'!E\"&ROUNDDOWN((ROW(A143)-52)/50,0)+4)","v":1}]
[{"$f":"IF(InteriorCalcType=2,IF(OR(AM144=0,AN144=\"DNQ\")=TRUE,\"\",INDIRECT(\"'Fixture Schedule'!M\"&MOD(ROW(A144)-52,50)+9)),\"\")","v":""},{"$f":"IF(A144=\"\",\"\",INDIRECT(\"'Fixture Schedule'!E\"&MOD(ROW(A144)-52,50)+9))","v":""},{"$f":"IF(A144=\"\",\"\",INDIRECT(\"'Fixture Schedule'!F\"&MOD(ROW(A144)-52,50)+9))","v":""},{"$f":"IF(A144=\"\",\"\",INDIRECT(\"'Fixture Schedule'!L\"&MOD(ROW(A144)-52,50)+9))","v":""},"",null,null,{"$f":"IF(A144=\"\",\"\",IF(AP144=1,Summary!$C$12*(AO144)/(SUM('Space-by-Space Method'!$BO$4:$BO$78,SUM('Exterior Lighting'!$BL$5:$BL$25))),0))","v":""},{"$f":"IF(A144=\"\",\"\",IF(START!$B$34=1,INDIRECT(\"'Space-by-Space Method'!\"&SUBSTITUTE(ADDRESS(1,MOD(ROW(A144)-52,50)+10,4),\"1\",\"\")&ROUNDDOWN((ROW(A144)-52)/50,0)+4),\"\"))","v":""},{"$f":"IF(A144=\"\",\"\",IF(AP144=1,Summary!$F$11*(AO144)/(SUM('Space-by-Space Method'!$BO$4:$BO$78,SUM('Exterior Lighting'!$BL$5:$BL$25))),0))","v":""},{"$f":"IF(A144=\"\",\"\",IF(AP144=1,Summary!$E$11*(AO144)/(SUM('Space-by-Space Method'!$BO$4:$BO$78,SUM('Exterior Lighting'!$BL$5:$BL$25))),0))","v":""},{"$f":"IF(A144=\"\",\"\",IF(AP144=1,Summary!$G$11*(AO144)/(SUM('Space-by-Space Method'!$BO$4:$BO$78,SUM('Exterior Lighting'!$BL$5:$BL$25))),0))","v":""},{"$f":"IF(A144=\"\",\"\",IF(AP144=1,Summary!$H$11*(AO144)/(SUM('Space-by-Space Method'!$BO$4:$BO$78)),0))","v":""},{"$f":"IF(A144=\"\",\"\",IF(AP144=1,Summary!$I$11*(AO144)/(SUM('Space-by-Space Method'!$BO$4:$BO$78)),0))","v":""},null,null,null,{"$f":"IF(A144=\"\",\"\",IF(START!$B$34=2,INDIRECT(\"'Space-by-Space Method'!\"&SUBSTITUTE(ADDRESS(1,MOD(ROW(A144)-52,50)+10,4),\"1\",\"\")&ROUNDDOWN((ROW(A144)-52)/50,0)+4),\"\"))","v":""},{"$f":"IF(A144=\"\",\"\",INDIRECT(\"'Space-by-Space Method'!C\"&ROUNDDOWN((ROW(A144)-52)/50,0)+4))","v":""},{"$f":"IF(A144=\"\",\"\",IF(COUNTIF(CommonSpaceTypes,AQ144)>0,INDIRECT(\"'Space-by-Space Method'!F\"&ROUNDDOWN((ROW(A144)-52)/50,0)+4),\"\"))","v":""},{"$f":"IF(A144=\"\",\"\",IF(COUNTIF(BuildingSpecificSpaceTypes,AQ144)>0,INDIRECT(\"'Space-by-Space Method'!F\"&ROUNDDOWN((ROW(A144)-52)/50,0)+4),\"\"))","v":""},{"$f":"IF(A144=\"\",\"\",INDIRECT(\"'Fixture Schedule'!D\"&MOD(ROW(A144)-52,50)+9))","v":""},{"$f":"IF(A144=\"\",\"\",IF(AR144=\"\",\"\",INDIRECT(\"'Fixture Schedule'!K\"&MOD(ROW(A144)-52,50)+9)))","v":""},"",{"$f":"IF(A144=\"\",\"\",INDIRECT(\"'Fixture Schedule'!L\"&MOD(ROW(A144)-52,50)+9))","v":""},null,null,null,null,null,null,null,null,null,null,null,null,null,{"$f":"INDIRECT(\"'Space-by-Space Method'!\"&SUBSTITUTE(ADDRESS(1,MOD(ROW(A144)-52,50)+10,4),\"1\",\"\")&ROUNDDOWN((ROW(A144)-52)/50,0)+4)","v":0},{"$f":"LEFT(INDIRECT(\"'Space-by-Space Method'!BJ\"&ROUNDDOWN((ROW(A144)-52)/50,0)+4),3)","v":""},{"$f":"INDIRECT(\"'Fixture Schedule'!L\"&MOD(ROW(A144)-52,50)+9)","v":0},{"$f":"INDIRECT(\"'Fixture Schedule'!O\"&MOD(ROW(A144)-52,50)+9)","v":0},{"$f":"INDIRECT(\"'Space-by-Space Method'!F\"&ROUNDDOWN((ROW(A144)-52)/50,0)+4)","v":0},{"$f":"INDIRECT(\"'Fixture Schedule'!L\"&MOD(ROW(A144)-52,50)+9)","v":0},{"$f":"INDIRECT(\"'Space-by-Space Method'!D\"&ROUNDDOWN((ROW(A144)-52)/50,0)+4)","v":0},{"$f":"INDIRECT(\"'Space-by-Space Method'!E\"&ROUNDDOWN((ROW(A144)-52)/50,0)+4)","v":1}]
[{"$f":"IF(InteriorCalcType=2,IF(OR(AM145=0,AN145=\"DNQ\")=TRUE,\"\",INDIRECT(\"'Fixture Schedule'!M\"&MOD(ROW(A145)-52,50)+9)),\"\")","v":""},{"$f":"IF(A145=\"\",\"\",INDIRECT(\"'Fixture Schedule'!E\"&MOD(ROW(A145)-52,50)+9))","v":""},{"$f":"IF(A145=\"\",\"\",INDIRECT(\"'Fixture Schedule'!F\"&MOD(ROW(A145)-52,50)+9))","v":""},{"$f":"IF(A145=\"\",\"\",INDIRECT(\"'Fixture Schedule'!L\"&MOD(ROW(A145)-52,50)+9))","v":""},"",null,null,{"$f":"IF(A145=\"\",\"\",IF(AP145=1,Summary!$C$12*(AO145)/(SUM('Space-by-Space Method'!$BO$4:$BO$78,SUM('Exterior Lighting'!$BL$5:$BL$25))),0))","v":""},{"$f":"IF(A145=\"\",\"\",IF(START!$B$34=1,INDIRECT(\"'Space-by-Space Method'!\"&SUBSTITUTE(ADDRESS(1,MOD(ROW(A145)-52,50)+10,4),\"1\",\"\")&ROUNDDOWN((ROW(A145)-52)/50,0)+4),\"\"))","v":""},{"$f":"IF(A145=\"\",\"\",IF(AP145=1,Summary!$F$11*(AO145)/(SUM('Space-by-Space Method'!$BO$4:$BO$78,SUM('Exterior Lighting'!$BL$5:$BL$25))),0))","v":""},{"$f":"IF(A145=\"\",\"\",IF(AP145=1,Summary!$E$11*(AO145)/(SUM('Space-by-Space Method'!$BO$4:$BO$78,SUM('Exterior Lighting'!$BL$5:$BL$25))),0))","v":""},{"$f":"IF(A145=\"\",\"\",IF(AP145=1,Summary!$G$11*(AO145)/(SUM('Space-by-Space Method'!$BO$4:$BO$78,SUM('Exterior Lighting'!$BL$5:$BL$25))),0))","v":""},{"$f":"IF(A145=\"\",\"\",IF(AP145=1,Summary!$H$11*(AO145)/(SUM('Space-by-Space Method'!$BO$4:$BO$78)),0))","v":""},{"$f":"IF(A145=\"\",\"\",IF(AP145=1,Summary!$I$11*(AO145)/(SUM('Space-by-Space Method'!$BO$4:$BO$78)),0))","v":""},null,null,null,{"$f":"IF(A145=\"\",\"\",IF(START!$B$34=2,INDIRECT(\"'Space-by-Space Method'!\"&SUBSTITUTE(ADDRESS(1,MOD(ROW(A145)-52,50)+10,4),\"1\",\"\")&ROUNDDOWN((ROW(A145)-52)/50,0)+4),\"\"))","v":""},{"$f":"IF(A145=\"\",\"\",INDIRECT(\"'Space-by-Space Method'!C\"&ROUNDDOWN((ROW(A145)-52)/50,0)+4))","v":""},{"$f":"IF(A145=\"\",\"\",IF(COUNTIF(CommonSpaceTypes,AQ145)>0,INDIRECT(\"'Space-by-Space Method'!F\"&ROUNDDOWN((ROW(A145)-52)/50,0)+4),\"\"))","v":""},{"$f":"IF(A145=\"\",\"\",IF(COUNTIF(BuildingSpecificSpaceTypes,AQ145)>0,INDIRECT(\"'Space-by-Space Method'!F\"&ROUNDDOWN((ROW(A145)-52)/50,0)+4),\"\"))","v":""},{"$f":"IF(A145=\"\",\"\",INDIRECT(\"'Fixture Schedule'!D\"&MOD(ROW(A145)-52,50)+9))","v":""},{"$f":"IF(A145=\"\",\"\",IF(AR145=\"\",\"\",INDIRECT(\"'Fixture Schedule'!K\"&MOD(ROW(A145)-52,50)+9)))","v":""},"",{"$f":"IF(A145=\"\",\"\",INDIRECT(\"'Fixture Schedule'!L\"&MOD(ROW(A145)-52,50)+9))","v":""},null,null,null,null,null,null,null,null,null,null,null,null,null,{"$f":"INDIRECT(\"'Space-by-Space Method'!\"&SUBSTITUTE(ADDRESS(1,MOD(ROW(A145)-52,50)+10,4),\"1\",\"\")&ROUNDDOWN((ROW(A145)-52)/50,0)+4)","v":0},{"$f":"LEFT(INDIRECT(\"'Space-by-Space Method'!BJ\"&ROUNDDOWN((ROW(A145)-52)/50,0)+4),3)","v":""},{"$f":"INDIRECT(\"'Fixture Schedule'!L\"&MOD(ROW(A145)-52,50)+9)","v":0},{"$f":"INDIRECT(\"'Fixture Schedule'!O\"&MOD(ROW(A145)-52,50)+9)","v":0},{"$f":"INDIRECT(\"'Space-by-Space Method'!F\"&ROUNDDOWN((ROW(A145)-52)/50,0)+4)","v":0},{"$f":"INDIRECT(\"'Fixture Schedule'!L\"&MOD(ROW(A145)-52,50)+9)","v":0},{"$f":"INDIRECT(\"'Space-by-Space Method'!D\"&ROUNDDOWN((ROW(A145)-52)/50,0)+4)","v":0},{"$f":"INDIRECT(\"'Space-by-Space Method'!E\"&ROUNDDOWN((ROW(A145)-52)/50,0)+4)","v":1}]
[{"$f":"IF(InteriorCalcType=2,IF(OR(AM146=0,AN146=\"DNQ\")=TRUE,\"\",INDIRECT(\"'Fixture Schedule'!M\"&MOD(ROW(A146)-52,50)+9)),\"\")","v":""},{"$f":"IF(A146=\"\",\"\",INDIRECT(\"'Fixture Schedule'!E\"&MOD(ROW(A146)-52,50)+9))","v":""},{"$f":"IF(A146=\"\",\"\",INDIRECT(\"'Fixture Schedule'!F\"&MOD(ROW(A146)-52,50)+9))","v":""},{"$f":"IF(A146=\"\",\"\",INDIRECT(\"'Fixture Schedule'!L\"&MOD(ROW(A146)-52,50)+9))","v":""},"",null,null,{"$f":"IF(A146=\"\",\"\",IF(AP146=1,Summary!$C$12*(AO146)/(SUM('Space-by-Space Method'!$BO$4:$BO$78,SUM('Exterior Lighting'!$BL$5:$BL$25))),0))","v":""},{"$f":"IF(A146=\"\",\"\",IF(START!$B$34=1,INDIRECT(\"'Space-by-Space Method'!\"&SUBSTITUTE(ADDRESS(1,MOD(ROW(A146)-52,50)+10,4),\"1\",\"\")&ROUNDDOWN((ROW(A146)-52)/50,0)+4),\"\"))","v":""},{"$f":"IF(A146=\"\",\"\",IF(AP146=1,Summary!$F$11*(AO146)/(SUM('Space-by-Space Method'!$BO$4:$BO$78,SUM('Exterior Lighting'!$BL$5:$BL$25))),0))","v":""},{"$f":"IF(A146=\"\",\"\",IF(AP146=1,Summary!$E$11*(AO146)/(SUM('Space-by-Space Method'!$BO$4:$BO$78,SUM('Exterior Lighting'!$BL$5:$BL$25))),0))","v":""},{"$f":"IF(A146=\"\",\"\",IF(AP146=1,Summary!$G$11*(AO146)/(SUM('Space-by-Space Method'!$BO$4:$BO$78,SUM('Exterior Lighting'!$BL$5:$BL$25))),0))","v":""},{"$f":"IF(A146=\"\",\"\",IF(AP146=1,Summary!$H$11*(AO146)/(SUM('Space-by-Space Method'!$BO$4:$BO$78)),0))","v":""},{"$f":"IF(A146=\"\",\"\",IF(AP146=1,Summary!$I$11*(AO146)/(SUM('Space-by-Space Method'!$BO$4:$BO$78)),0))","v":""},null,null,null,{"$f":"IF(A146=\"\",\"\",IF(START!$B$34=2,INDIRECT(\"'Space-by-Space Method'!\"&SUBSTITUTE(ADDRESS(1,MOD(ROW(A146)-52,50)+10,4),\"1\",\"\")&ROUNDDOWN((ROW(A146)-52)/50,0)+4),\"\"))","v":""},{"$f":"IF(A146=\"\",\"\",INDIRECT(\"'Space-by-Space Method'!C\"&ROUNDDOWN((ROW(A146)-52)/50,0)+4))","v":""},{"$f":"IF(A146=\"\",\"\",IF(COUNTIF(CommonSpaceTypes,AQ146)>0,INDIRECT(\"'Space-by-Space Method'!F\"&ROUNDDOWN((ROW(A146)-52)/50,0)+4),\"\"))","v":""},{"$f":"IF(A146=\"\",\"\",IF(COUNTIF(BuildingSpecificSpaceTypes,AQ146)>0,INDIRECT(\"'Space-by-Space Method'!F\"&ROUNDDOWN((ROW(A146)-52)/50,0)+4),\"\"))","v":""},{"$f":"IF(A146=\"\",\"\",INDIRECT(\"'Fixture Schedule'!D\"&MOD(ROW(A146)-52,50)+9))","v":""},{"$f":"IF(A146=\"\",\"\",IF(AR146=\"\",\"\",INDIRECT(\"'Fixture Schedule'!K\"&MOD(ROW(A146)-52,50)+9)))","v":""},"",{"$f":"IF(A146=\"\",\"\",INDIRECT(\"'Fixture Schedule'!L\"&MOD(ROW(A146)-52,50)+9))","v":""},null,null,null,null,null,null,null,null,null,null,null,null,null,{"$f":"INDIRECT(\"'Space-by-Space Method'!\"&SUBSTITUTE(ADDRESS(1,MOD(ROW(A146)-52,50)+10,4),\"1\",\"\")&ROUNDDOWN((ROW(A146)-52)/50,0)+4)","v":0},{"$f":"LEFT(INDIRECT(\"'Space-by-Space Method'!BJ\"&ROUNDDOWN((ROW(A146)-52)/50,0)+4),3)","v":""},{"$f":"INDIRECT(\"'Fixture Schedule'!L\"&MOD(ROW(A146)-52,50)+9)","v":0},{"$f":"INDIRECT(\"'Fixture Schedule'!O\"&MOD(ROW(A146)-52,50)+9)","v":0},{"$f":"INDIRECT(\"'Space-by-Space Method'!F\"&ROUNDDOWN((ROW(A146)-52)/50,0)+4)","v":0},{"$f":"INDIRECT(\"'Fixture Schedule'!L\"&MOD(ROW(A146)-52,50)+9)","v":0},{"$f":"INDIRECT(\"'Space-by-Space Method'!D\"&ROUNDDOWN((ROW(A146)-52)/50,0)+4)","v":0},{"$f":"INDIRECT(\"'Space-by-Space Method'!E\"&ROUNDDOWN((ROW(A146)-52)/50,0)+4)","v":1}]
[{"$f":"IF(InteriorCalcType=2,IF(OR(AM147=0,AN147=\"DNQ\")=TRUE,\"\",INDIRECT(\"'Fixture Schedule'!M\"&MOD(ROW(A147)-52,50)+9)),\"\")","v":""},{"$f":"IF(A147=\"\",\"\",INDIRECT(\"'Fixture Schedule'!E\"&MOD(ROW(A147)-52,50)+9))","v":""},{"$f":"IF(A147=\"\",\"\",INDIRECT(\"'Fixture Schedule'!F\"&MOD(ROW(A147)-52,50)+9))","v":""},{"$f":"IF(A147=\"\",\"\",INDIRECT(\"'Fixture Schedule'!L\"&MOD(ROW(A147)-52,50)+9))","v":""},"",null,null,{"$f":"IF(A147=\"\",\"\",IF(AP147=1,Summary!$C$12*(AO147)/(SUM('Space-by-Space Method'!$BO$4:$BO$78,SUM('Exterior Lighting'!$BL$5:$BL$25))),0))","v":""},{"$f":"IF(A147=\"\",\"\",IF(START!$B$34=1,INDIRECT(\"'Space-by-Space Method'!\"&SUBSTITUTE(ADDRESS(1,MOD(ROW(A147)-52,50)+10,4),\"1\",\"\")&ROUNDDOWN((ROW(A147)-52)/50,0)+4),\"\"))","v":""},{"$f":"IF(A147=\"\",\"\",IF(AP147=1,Summary!$F$11*(AO147)/(SUM('Space-by-Space Method'!$BO$4:$BO$78,SUM('Exterior Lighting'!$BL$5:$BL$25))),0))","v":""},{"$f":"IF(A147=\"\",\"\",IF(AP147=1,Summary!$E$11*(AO147)/(SUM('Space-by-Space Method'!$BO$4:$BO$78,SUM('Exterior Lighting'!$BL$5:$BL$25))),0))","v":""},{"$f":"IF(A147=\"\",\"\",IF(AP147=1,Summary!$G$11*(AO147)/(SUM('Space-by-Space Method'!$BO$4:$BO$78,SUM('Exterior Lighting'!$BL$5:$BL$25))),0))","v":""},{"$f":"IF(A147=\"\",\"\",IF(AP147=1,Summary!$H$11*(AO147)/(SUM('Space-by-Space Method'!$BO$4:$BO$78)),0))","v":""},{"$f":"IF(A147=\"\",\"\",IF(AP147=1,Summary!$I$11*(AO147)/(SUM('Space-by-Space Method'!$BO$4:$BO$78)),0))","v":""},null,null,null,{"$f":"IF(A147=\"\",\"\",IF(START!$B$34=2,INDIRECT(\"'Space-by-Space Method'!\"&SUBSTITUTE(ADDRESS(1,MOD(ROW(A147)-52,50)+10,4),\"1\",\"\")&ROUNDDOWN((ROW(A147)-52)/50,0)+4),\"\"))","v":""},{"$f":"IF(A147=\"\",\"\",INDIRECT(\"'Space-by-Space Method'!C\"&ROUNDDOWN((ROW(A147)-52)/50,0)+4))","v":""},{"$f":"IF(A147=\"\",\"\",IF(COUNTIF(CommonSpaceTypes,AQ147)>0,INDIRECT(\"'Space-by-Space Method'!F\"&ROUNDDOWN((ROW(A147)-52)/50,0)+4),\"\"))","v":""},{"$f":"IF(A147=\"\",\"\",IF(COUNTIF(BuildingSpecificSpaceTypes,AQ147)>0,INDIRECT(\"'Space-by-Space Method'!F\"&ROUNDDOWN((ROW(A147)-52)/50,0)+4),\"\"))","v":""},{"$f":"IF(A147=\"\",\"\",INDIRECT(\"'Fixture Schedule'!D\"&MOD(ROW(A147)-52,50)+9))","v":""},{"$f":"IF(A147=\"\",\"\",IF(AR147=\"\",\"\",INDIRECT(\"'Fixture Schedule'!K\"&MOD(ROW(A147)-52,50)+9)))","v":""},"",{"$f":"IF(A147=\"\",\"\",INDIRECT(\"'Fixture Schedule'!L\"&MOD(ROW(A147)-52,50)+9))","v":""},null,null,null,null,null,null,null,null,null,null,null,null,null,{"$f":"INDIRECT(\"'Space-by-Space Method'!\"&SUBSTITUTE(ADDRESS(1,MOD(ROW(A147)-52,50)+10,4),\"1\",\"\")&ROUNDDOWN((ROW(A147)-52)/50,0)+4)","v":0},{"$f":"LEFT(INDIRECT(\"'Space-by-Space Method'!BJ\"&ROUNDDOWN((ROW(A147)-52)/50,0)+4),3)","v":""},{"$f":"INDIRECT(\"'Fixture Schedule'!L\"&MOD(ROW(A147)-52,50)+9)","v":0},{"$f":"INDIRECT(\"'Fixture Schedule'!O\"&MOD(ROW(A147)-52,50)+9)","v":0},{"$f":"INDIRECT(\"'Space-by-Space Method'!F\"&ROUNDDOWN((ROW(A147)-52)/50,0)+4)","v":0},{"$f":"INDIRECT(\"'Fixture Schedule'!L\"&MOD(ROW(A147)-52,50)+9)","v":0},{"$f":"INDIRECT(\"'Space-by-Space Method'!D\"&ROUNDDOWN((ROW(A147)-52)/50,0)+4)","v":0},{"$f":"INDIRECT(\"'Space-by-Space Method'!E\"&ROUNDDOWN((ROW(A147)-52)/50,0)+4)","v":1}]
[{"$f":"IF(InteriorCalcType=2,IF(OR(AM148=0,AN148=\"DNQ\")=TRUE,\"\",INDIRECT(\"'Fixture Schedule'!M\"&MOD(ROW(A148)-52,50)+9)),\"\")","v":""},{"$f":"IF(A148=\"\",\"\",INDIRECT(\"'Fixture Schedule'!E\"&MOD(ROW(A148)-52,50)+9))","v":""},{"$f":"IF(A148=\"\",\"\",INDIRECT(\"'Fixture Schedule'!F\"&MOD(ROW(A148)-52,50)+9))","v":""},{"$f":"IF(A148=\"\",\"\",INDIRECT(\"'Fixture Schedule'!L\"&MOD(ROW(A148)-52,50)+9))","v":""},"",null,null,{"$f":"IF(A148=\"\",\"\",IF(AP148=1,Summary!$C$12*(AO148)/(SUM('Space-by-Space Method'!$BO$4:$BO$78,SUM('Exterior Lighting'!$BL$5:$BL$25))),0))","v":""},{"$f":"IF(A148=\"\",\"\",IF(START!$B$34=1,INDIRECT(\"'Space-by-Space Method'!\"&SUBSTITUTE(ADDRESS(1,MOD(ROW(A148)-52,50)+10,4),\"1\",\"\")&ROUNDDOWN((ROW(A148)-52)/50,0)+4),\"\"))","v":""},{"$f":"IF(A148=\"\",\"\",IF(AP148=1,Summary!$F$11*(AO148)/(SUM('Space-by-Space Method'!$BO$4:$BO$78,SUM('Exterior Lighting'!$BL$5:$BL$25))),0))","v":""},{"$f":"IF(A148=\"\",\"\",IF(AP148=1,Summary!$E$11*(AO148)/(SUM('Space-by-Space Method'!$BO$4:$BO$78,SUM('Exterior Lighting'!$BL$5:$BL$25))),0))","v":""},{"$f":"IF(A148=\"\",\"\",IF(AP148=1,Summary!$G$11*(AO148)/(SUM('Space-by-Space Method'!$BO$4:$BO$78,SUM('Exterior Lighting'!$BL$5:$BL$25))),0))","v":""},{"$f":"IF(A148=\"\",\"\",IF(AP148=1,Summary!$H$11*(AO148)/(SUM('Space-by-Space Method'!$BO$4:$BO$78)),0))","v":""},{"$f":"IF(A148=\"\",\"\",IF(AP148=1,Summary!$I$11*(AO148)/(SUM('Space-by-Space Method'!$BO$4:$BO$78)),0))","v":""},null,null,null,{"$f":"IF(A148=\"\",\"\",IF(START!$B$34=2,INDIRECT(\"'Space-by-Space Method'!\"&SUBSTITUTE(ADDRESS(1,MOD(ROW(A148)-52,50)+10,4),\"1\",\"\")&ROUNDDOWN((ROW(A148)-52)/50,0)+4),\"\"))","v":""},{"$f":"IF(A148=\"\",\"\",INDIRECT(\"'Space-by-Space Method'!C\"&ROUNDDOWN((ROW(A148)-52)/50,0)+4))","v":""},{"$f":"IF(A148=\"\",\"\",IF(COUNTIF(CommonSpaceTypes,AQ148)>0,INDIRECT(\"'Space-by-Space Method'!F\"&ROUNDDOWN((ROW(A148)-52)/50,0)+4),\"\"))","v":""},{"$f":"IF(A148=\"\",\"\",IF(COUNTIF(BuildingSpecificSpaceTypes,AQ148)>0,INDIRECT(\"'Space-by-Space Method'!F\"&ROUNDDOWN((ROW(A148)-52)/50,0)+4),\"\"))","v":""},{"$f":"IF(A148=\"\",\"\",INDIRECT(\"'Fixture Schedule'!D\"&MOD(ROW(A148)-52,50)+9))","v":""},{"$f":"IF(A148=\"\",\"\",IF(AR148=\"\",\"\",INDIRECT(\"'Fixture Schedule'!K\"&MOD(ROW(A148)-52,50)+9)))","v":""},"",{"$f":"IF(A148=\"\",\"\",INDIRECT(\"'Fixture Schedule'!L\"&MOD(ROW(A148)-52,50)+9))","v":""},null,null,null,null,null,null,null,null,null,null,null,null,null,{"$f":"INDIRECT(\"'Space-by-Space Method'!\"&SUBSTITUTE(ADDRESS(1,MOD(ROW(A148)-52,50)+10,4),\"1\",\"\")&ROUNDDOWN((ROW(A148)-52)/50,0)+4)","v":0},{"$f":"LEFT(INDIRECT(\"'Space-by-Space Method'!BJ\"&ROUNDDOWN((ROW(A148)-52)/50,0)+4),3)","v":""},{"$f":"INDIRECT(\"'Fixture Schedule'!L\"&MOD(ROW(A148)-52,50)+9)","v":0},{"$f":"INDIRECT(\"'Fixture Schedule'!O\"&MOD(ROW(A148)-52,50)+9)","v":0},{"$f":"INDIRECT(\"'Space-by-Space Method'!F\"&ROUNDDOWN((ROW(A148)-52)/50,0)+4)","v":0},{"$f":"INDIRECT(\"'Fixture Schedule'!L\"&MOD(ROW(A148)-52,50)+9)","v":0},{"$f":"INDIRECT(\"'Space-by-Space Method'!D\"&ROUNDDOWN((ROW(A148)-52)/50,0)+4)","v":0},{"$f":"INDIRECT(\"'Space-by-Space Method'!E\"&ROUNDDOWN((ROW(A148)-52)/50,0)+4)","v":1}]
[{"$f":"IF(InteriorCalcType=2,IF(OR(AM149=0,AN149=\"DNQ\")=TRUE,\"\",INDIRECT(\"'Fixture Schedule'!M\"&MOD(ROW(A149)-52,50)+9)),\"\")","v":""},{"$f":"IF(A149=\"\",\"\",INDIRECT(\"'Fixture Schedule'!E\"&MOD(ROW(A149)-52,50)+9))","v":""},{"$f":"IF(A149=\"\",\"\",INDIRECT(\"'Fixture Schedule'!F\"&MOD(ROW(A149)-52,50)+9))","v":""},{"$f":"IF(A149=\"\",\"\",INDIRECT(\"'Fixture Schedule'!L\"&MOD(ROW(A149)-52,50)+9))","v":""},"",null,null,{"$f":"IF(A149=\"\",\"\",IF(AP149=1,Summary!$C$12*(AO149)/(SUM('Space-by-Space Method'!$BO$4:$BO$78,SUM('Exterior Lighting'!$BL$5:$BL$25))),0))","v":""},{"$f":"IF(A149=\"\",\"\",IF(START!$B$34=1,INDIRECT(\"'Space-by-Space Method'!\"&SUBSTITUTE(ADDRESS(1,MOD(ROW(A149)-52,50)+10,4),\"1\",\"\")&ROUNDDOWN((ROW(A149)-52)/50,0)+4),\"\"))","v":""},{"$f":"IF(A149=\"\",\"\",IF(AP149=1,Summary!$F$11*(AO149)/(SUM('Space-by-Space Method'!$BO$4:$BO$78,SUM('Exterior Lighting'!$BL$5:$BL$25))),0))","v":""},{"$f":"IF(A149=\"\",\"\",IF(AP149=1,Summary!$E$11*(AO149)/(SUM('Space-by-Space Method'!$BO$4:$BO$78,SUM('Exterior Lighting'!$BL$5:$BL$25))),0))","v":""},{"$f":"IF(A149=\"\",\"\",IF(AP149=1,Summary!$G$11*(AO149)/(SUM('Space-by-Space Method'!$BO$4:$BO$78,SUM('Exterior Lighting'!$BL$5:$BL$25))),0))","v":""},{"$f":"IF(A149=\"\",\"\",IF(AP149=1,Summary!$H$11*(AO149)/(SUM('Space-by-Space Method'!$BO$4:$BO$78)),0))","v":""},{"$f":"IF(A149=\"\",\"\",IF(AP149=1,Summary!$I$11*(AO149)/(SUM('Space-by-Space Method'!$BO$4:$BO$78)),0))","v":""},null,null,null,{"$f":"IF(A149=\"\",\"\",IF(START!$B$34=2,INDIRECT(\"'Space-by-Space Method'!\"&SUBSTITUTE(ADDRESS(1,MOD(ROW(A149)-52,50)+10,4),\"1\",\"\")&ROUNDDOWN((ROW(A149)-52)/50,0)+4),\"\"))","v":""},{"$f":"IF(A149=\"\",\"\",INDIRECT(\"'Space-by-Space Method'!C\"&ROUNDDOWN((ROW(A149)-52)/50,0)+4))","v":""},{"$f":"IF(A149=\"\",\"\",IF(COUNTIF(CommonSpaceTypes,AQ149)>0,INDIRECT(\"'Space-by-Space Method'!F\"&ROUNDDOWN((ROW(A149)-52)/50,0)+4),\"\"))","v":""},{"$f":"IF(A149=\"\",\"\",IF(COUNTIF(BuildingSpecificSpaceTypes,AQ149)>0,INDIRECT(\"'Space-by-Space Method'!F\"&ROUNDDOWN((ROW(A149)-52)/50,0)+4),\"\"))","v":""},{"$f":"IF(A149=\"\",\"\",INDIRECT(\"'Fixture Schedule'!D\"&MOD(ROW(A149)-52,50)+9))","v":""},{"$f":"IF(A149=\"\",\"\",IF(AR149=\"\",\"\",INDIRECT(\"'Fixture Schedule'!K\"&MOD(ROW(A149)-52,50)+9)))","v":""},"",{"$f":"IF(A149=\"\",\"\",INDIRECT(\"'Fixture Schedule'!L\"&MOD(ROW(A149)-52,50)+9))","v":""},null,null,null,null,null,null,null,null,null,null,null,null,null,{"$f":"INDIRECT(\"'Space-by-Space Method'!\"&SUBSTITUTE(ADDRESS(1,MOD(ROW(A149)-52,50)+10,4),\"1\",\"\")&ROUNDDOWN((ROW(A149)-52)/50,0)+4)","v":0},{"$f":"LEFT(INDIRECT(\"'Space-by-Space Method'!BJ\"&ROUNDDOWN((ROW(A149)-52)/50,0)+4),3)","v":""},{"$f":"INDIRECT(\"'Fixture Schedule'!L\"&MOD(ROW(A149)-52,50)+9)","v":0},{"$f":"INDIRECT(\"'Fixture Schedule'!O\"&MOD(ROW(A149)-52,50)+9)","v":0},{"$f":"INDIRECT(\"'Space-by-Space Method'!F\"&ROUNDDOWN((ROW(A149)-52)/50,0)+4)","v":0},{"$f":"INDIRECT(\"'Fixture Schedule'!L\"&MOD(ROW(A149)-52,50)+9)","v":0},{"$f":"INDIRECT(\"'Space-by-Space Method'!D\"&ROUNDDOWN((ROW(A149)-52)/50,0)+4)","v":0},{"$f":"INDIRECT(\"'Space-by-Space Method'!E\"&ROUNDDOWN((ROW(A149)-52)/50,0)+4)","v":1}]
[{"$f":"IF(InteriorCalcType=2,IF(OR(AM150=0,AN150=\"DNQ\")=TRUE,\"\",INDIRECT(\"'Fixture Schedule'!M\"&MOD(ROW(A150)-52,50)+9)),\"\")","v":""},{"$f":"IF(A150=\"\",\"\",INDIRECT(\"'Fixture Schedule'!E\"&MOD(ROW(A150)-52,50)+9))","v":""},{"$f":"IF(A150=\"\",\"\",INDIRECT(\"'Fixture Schedule'!F\"&MOD(ROW(A150)-52,50)+9))","v":""},{"$f":"IF(A150=\"\",\"\",INDIRECT(\"'Fixture Schedule'!L\"&MOD(ROW(A150)-52,50)+9))","v":""},"",null,null,{"$f":"IF(A150=\"\",\"\",IF(AP150=1,Summary!$C$12*(AO150)/(SUM('Space-by-Space Method'!$BO$4:$BO$78,SUM('Exterior Lighting'!$BL$5:$BL$25))),0))","v":""},{"$f":"IF(A150=\"\",\"\",IF(START!$B$34=1,INDIRECT(\"'Space-by-Space Method'!\"&SUBSTITUTE(ADDRESS(1,MOD(ROW(A150)-52,50)+10,4),\"1\",\"\")&ROUNDDOWN((ROW(A150)-52)/50,0)+4),\"\"))","v":""},{"$f":"IF(A150=\"\",\"\",IF(AP150=1,Summary!$F$11*(AO150)/(SUM('Space-by-Space Method'!$BO$4:$BO$78,SUM('Exterior Lighting'!$BL$5:$BL$25))),0))","v":""},{"$f":"IF(A150=\"\",\"\",IF(AP150=1,Summary!$E$11*(AO150)/(SUM('Space-by-Space Method'!$BO$4:$BO$78,SUM('Exterior Lighting'!$BL$5:$BL$25))),0))","v":""},{"$f":"IF(A150=\"\",\"\",IF(AP150=1,Summary!$G$11*(AO150)/(SUM('Space-by-Space Method'!$BO$4:$BO$78,SUM('Exterior Lighting'!$BL$5:$BL$25))),0))","v":""},{"$f":"IF(A150=\"\",\"\",IF(AP150=1,Summary!$H$11*(AO150)/(SUM('Space-by-Space Method'!$BO$4:$BO$78)),0))","v":""},{"$f":"IF(A150=\"\",\"\",IF(AP150=1,Summary!$I$11*(AO150)/(SUM('Space-by-Space Method'!$BO$4:$BO$78)),0))","v":""},null,null,null,{"$f":"IF(A150=\"\",\"\",IF(START!$B$34=2,INDIRECT(\"'Space-by-Space Method'!\"&SUBSTITUTE(ADDRESS(1,MOD(ROW(A150)-52,50)+10,4),\"1\",\"\")&ROUNDDOWN((ROW(A150)-52)/50,0)+4),\"\"))","v":""},{"$f":"IF(A150=\"\",\"\",INDIRECT(\"'Space-by-Space Method'!C\"&ROUNDDOWN((ROW(A150)-52)/50,0)+4))","v":""},{"$f":"IF(A150=\"\",\"\",IF(COUNTIF(CommonSpaceTypes,AQ150)>0,INDIRECT(\"'Space-by-Space Method'!F\"&ROUNDDOWN((ROW(A150)-52)/50,0)+4),\"\"))","v":""},{"$f":"IF(A150=\"\",\"\",IF(COUNTIF(BuildingSpecificSpaceTypes,AQ150)>0,INDIRECT(\"'Space-by-Space Method'!F\"&ROUNDDOWN((ROW(A150)-52)/50,0)+4),\"\"))","v":""},{"$f":"IF(A150=\"\",\"\",INDIRECT(\"'Fixture Schedule'!D\"&MOD(ROW(A150)-52,50)+9))","v":""},{"$f":"IF(A150=\"\",\"\",IF(AR150=\"\",\"\",INDIRECT(\"'Fixture Schedule'!K\"&MOD(ROW(A150)-52,50)+9)))","v":""},"",{"$f":"IF(A150=\"\",\"\",INDIRECT(\"'Fixture Schedule'!L\"&MOD(ROW(A150)-52,50)+9))","v":""},null,null,null,null,null,null,null,null,null,null,null,null,null,{"$f":"INDIRECT(\"'Space-by-Space Method'!\"&SUBSTITUTE(ADDRESS(1,MOD(ROW(A150)-52,50)+10,4),\"1\",\"\")&ROUNDDOWN((ROW(A150)-52)/50,0)+4)","v":0},{"$f":"LEFT(INDIRECT(\"'Space-by-Space Method'!BJ\"&ROUNDDOWN((ROW(A150)-52)/50,0)+4),3)","v":""},{"$f":"INDIRECT(\"'Fixture Schedule'!L\"&MOD(ROW(A150)-52,50)+9)","v":0},{"$f":"INDIRECT(\"'Fixture Schedule'!O\"&MOD(ROW(A150)-52,50)+9)","v":0},{"$f":"INDIRECT(\"'Space-by-Space Method'!F\"&ROUNDDOWN((ROW(A150)-52)/50,0)+4)","v":0},{"$f":"INDIRECT(\"'Fixture Schedule'!L\"&MOD(ROW(A150)-52,50)+9)","v":0},{"$f":"INDIRECT(\"'Space-by-Space Method'!D\"&ROUNDDOWN((ROW(A150)-52)/50,0)+4)","v":0},{"$f":"INDIRECT(\"'Space-by-Space Method'!E\"&ROUNDDOWN((ROW(A150)-52)/50,0)+4)","v":1}]
[{"$f":"IF(InteriorCalcType=2,IF(OR(AM151=0,AN151=\"DNQ\")=TRUE,\"\",INDIRECT(\"'Fixture Schedule'!M\"&MOD(ROW(A151)-52,50)+9)),\"\")","v":""},{"$f":"IF(A151=\"\",\"\",INDIRECT(\"'Fixture Schedule'!E\"&MOD(ROW(A151)-52,50)+9))","v":""},{"$f":"IF(A151=\"\",\"\",INDIRECT(\"'Fixture Schedule'!F\"&MOD(ROW(A151)-52,50)+9))","v":""},{"$f":"IF(A151=\"\",\"\",INDIRECT(\"'Fixture Schedule'!L\"&MOD(ROW(A151)-52,50)+9))","v":""},"",null,null,{"$f":"IF(A151=\"\",\"\",IF(AP151=1,Summary!$C$12*(AO151)/(SUM('Space-by-Space Method'!$BO$4:$BO$78,SUM('Exterior Lighting'!$BL$5:$BL$25))),0))","v":""},{"$f":"IF(A151=\"\",\"\",IF(START!$B$34=1,INDIRECT(\"'Space-by-Space Method'!\"&SUBSTITUTE(ADDRESS(1,MOD(ROW(A151)-52,50)+10,4),\"1\",\"\")&ROUNDDOWN((ROW(A151)-52)/50,0)+4),\"\"))","v":""},{"$f":"IF(A151=\"\",\"\",IF(AP151=1,Summary!$F$11*(AO151)/(SUM('Space-by-Space Method'!$BO$4:$BO$78,SUM('Exterior Lighting'!$BL$5:$BL$25))),0))","v":""},{"$f":"IF(A151=\"\",\"\",IF(AP151=1,Summary!$E$11*(AO151)/(SUM('Space-by-Space Method'!$BO$4:$BO$78,SUM('Exterior Lighting'!$BL$5:$BL$25))),0))","v":""},{"$f":"IF(A151=\"\",\"\",IF(AP151=1,Summary!$G$11*(AO151)/(SUM('Space-by-Space Method'!$BO$4:$BO$78,SUM('Exterior Lighting'!$BL$5:$BL$25))),0))","v":""},{"$f":"IF(A151=\"\",\"\",IF(AP151=1,Summary!$H$11*(AO151)/(SUM('Space-by-Space Method'!$BO$4:$BO$78)),0))","v":""},{"$f":"IF(A151=\"\",\"\",IF(AP151=1,Summary!$I$11*(AO151)/(SUM('Space-by-Space Method'!$BO$4:$BO$78)),0))","v":""},null,null,null,{"$f":"IF(A151=\"\",\"\",IF(START!$B$34=2,INDIRECT(\"'Space-by-Space Method'!\"&SUBSTITUTE(ADDRESS(1,MOD(ROW(A151)-52,50)+10,4),\"1\",\"\")&ROUNDDOWN((ROW(A151)-52)/50,0)+4),\"\"))","v":""},{"$f":"IF(A151=\"\",\"\",INDIRECT(\"'Space-by-Space Method'!C\"&ROUNDDOWN((ROW(A151)-52)/50,0)+4))","v":""},{"$f":"IF(A151=\"\",\"\",IF(COUNTIF(CommonSpaceTypes,AQ151)>0,INDIRECT(\"'Space-by-Space Method'!F\"&ROUNDDOWN((ROW(A151)-52)/50,0)+4),\"\"))","v":""},{"$f":"IF(A151=\"\",\"\",IF(COUNTIF(BuildingSpecificSpaceTypes,AQ151)>0,INDIRECT(\"'Space-by-Space Method'!F\"&ROUNDDOWN((ROW(A151)-52)/50,0)+4),\"\"))","v":""},{"$f":"IF(A151=\"\",\"\",INDIRECT(\"'Fixture Schedule'!D\"&MOD(ROW(A151)-52,50)+9))","v":""},{"$f":"IF(A151=\"\",\"\",IF(AR151=\"\",\"\",INDIRECT(\"'Fixture Schedule'!K\"&MOD(ROW(A151)-52,50)+9)))","v":""},"",{"$f":"IF(A151=\"\",\"\",INDIRECT(\"'Fixture Schedule'!L\"&MOD(ROW(A151)-52,50)+9))","v":""},null,null,null,null,null,null,null,null,null,null,null,null,null,{"$f":"INDIRECT(\"'Space-by-Space Method'!\"&SUBSTITUTE(ADDRESS(1,MOD(ROW(A151)-52,50)+10,4),\"1\",\"\")&ROUNDDOWN((ROW(A151)-52)/50,0)+4)","v":0},{"$f":"LEFT(INDIRECT(\"'Space-by-Space Method'!BJ\"&ROUNDDOWN((ROW(A151)-52)/50,0)+4),3)","v":""},{"$f":"INDIRECT(\"'Fixture Schedule'!L\"&MOD(ROW(A151)-52,50)+9)","v":0},{"$f":"INDIRECT(\"'Fixture Schedule'!O\"&MOD(ROW(A151)-52,50)+9)","v":0},{"$f":"INDIRECT(\"'Space-by-Space Method'!F\"&ROUNDDOWN((ROW(A151)-52)/50,0)+4)","v":0},{"$f":"INDIRECT(\"'Fixture Schedule'!L\"&MOD(ROW(A151)-52,50)+9)","v":0},{"$f":"INDIRECT(\"'Space-by-Space Method'!D\"&ROUNDDOWN((ROW(A151)-52)/50,0)+4)","v":0},{"$f":"INDIRECT(\"'Space-by-Space Method'!E\"&ROUNDDOWN((ROW(A151)-52)/50,0)+4)","v":1}]
[{"$f":"IF(InteriorCalcType=2,IF(OR(AM152=0,AN152=\"DNQ\")=TRUE,\"\",INDIRECT(\"'Fixture Schedule'!M\"&MOD(ROW(A152)-52,50)+9)),\"\")","v":""},{"$f":"IF(A152=\"\",\"\",INDIRECT(\"'Fixture Schedule'!E\"&MOD(ROW(A152)-52,50)+9))","v":""},{"$f":"IF(A152=\"\",\"\",INDIRECT(\"'Fixture Schedule'!F\"&MOD(ROW(A152)-52,50)+9))","v":""},{"$f":"IF(A152=\"\",\"\",INDIRECT(\"'Fixture Schedule'!L\"&MOD(ROW(A152)-52,50)+9))","v":""},"",null,null,{"$f":"IF(A152=\"\",\"\",IF(AP152=1,Summary!$C$12*(AO152)/(SUM('Space-by-Space Method'!$BO$4:$BO$78,SUM('Exterior Lighting'!$BL$5:$BL$25))),0))","v":""},{"$f":"IF(A152=\"\",\"\",IF(START!$B$34=1,INDIRECT(\"'Space-by-Space Method'!\"&SUBSTITUTE(ADDRESS(1,MOD(ROW(A152)-52,50)+10,4),\"1\",\"\")&ROUNDDOWN((ROW(A152)-52)/50,0)+4),\"\"))","v":""},{"$f":"IF(A152=\"\",\"\",IF(AP152=1,Summary!$F$11*(AO152)/(SUM('Space-by-Space Method'!$BO$4:$BO$78,SUM('Exterior Lighting'!$BL$5:$BL$25))),0))","v":""},{"$f":"IF(A152=\"\",\"\",IF(AP152=1,Summary!$E$11*(AO152)/(SUM('Space-by-Space Method'!$BO$4:$BO$78,SUM('Exterior Lighting'!$BL$5:$BL$25))),0))","v":""},{"$f":"IF(A152=\"\",\"\",IF(AP152=1,Summary!$G$11*(AO152)/(SUM('Space-by-Space Method'!$BO$4:$BO$78,SUM('Exterior Lighting'!$BL$5:$BL$25))),0))","v":""},{"$f":"IF(A152=\"\",\"\",IF(AP152=1,Summary!$H$11*(AO152)/(SUM('Space-by-Space Method'!$BO$4:$BO$78)),0))","v":""},{"$f":"IF(A152=\"\",\"\",IF(AP152=1,Summary!$I$11*(AO152)/(SUM('Space-by-Space Method'!$BO$4:$BO$78)),0))","v":""},null,null,null,{"$f":"IF(A152=\"\",\"\",IF(START!$B$34=2,INDIRECT(\"'Space-by-Space Method'!\"&SUBSTITUTE(ADDRESS(1,MOD(ROW(A152)-52,50)+10,4),\"1\",\"\")&ROUNDDOWN((ROW(A152)-52)/50,0)+4),\"\"))","v":""},{"$f":"IF(A152=\"\",\"\",INDIRECT(\"'Space-by-Space Method'!C\"&ROUNDDOWN((ROW(A152)-52)/50,0)+4))","v":""},{"$f":"IF(A152=\"\",\"\",IF(COUNTIF(CommonSpaceTypes,AQ152)>0,INDIRECT(\"'Space-by-Space Method'!F\"&ROUNDDOWN((ROW(A152)-52)/50,0)+4),\"\"))","v":""},{"$f":"IF(A152=\"\",\"\",IF(COUNTIF(BuildingSpecificSpaceTypes,AQ152)>0,INDIRECT(\"'Space-by-Space Method'!F\"&ROUNDDOWN((ROW(A152)-52)/50,0)+4),\"\"))","v":""},{"$f":"IF(A152=\"\",\"\",INDIRECT(\"'Fixture Schedule'!D\"&MOD(ROW(A152)-52,50)+9))","v":""},{"$f":"IF(A152=\"\",\"\",IF(AR152=\"\",\"\",INDIRECT(\"'Fixture Schedule'!K\"&MOD(ROW(A152)-52,50)+9)))","v":""},"",{"$f":"IF(A152=\"\",\"\",INDIRECT(\"'Fixture Schedule'!L\"&MOD(ROW(A152)-52,50)+9))","v":""},null,null,null,null,null,null,null,null,null,null,null,null,null,{"$f":"INDIRECT(\"'Space-by-Space Method'!\"&SUBSTITUTE(ADDRESS(1,MOD(ROW(A152)-52,50)+10,4),\"1\",\"\")&ROUNDDOWN((ROW(A152)-52)/50,0)+4)","v":0},{"$f":"LEFT(INDIRECT(\"'Space-by-Space Method'!BJ\"&ROUNDDOWN((ROW(A152)-52)/50,0)+4),3)","v":""},{"$f":"INDIRECT(\"'Fixture Schedule'!L\"&MOD(ROW(A152)-52,50)+9)","v":0},{"$f":"INDIRECT(\"'Fixture Schedule'!O\"&MOD(ROW(A152)-52,50)+9)","v":0},{"$f":"INDIRECT(\"'Space-by-Space Method'!F\"&ROUNDDOWN((ROW(A152)-52)/50,0)+4)","v":0},{"$f":"INDIRECT(\"'Fixture Schedule'!L\"&MOD(ROW(A152)-52,50)+9)","v":0},{"$f":"INDIRECT(\"'Space-by-Space Method'!D\"&ROUNDDOWN((ROW(A152)-52)/50,0)+4)","v":0},{"$f":"INDIRECT(\"'Space-by-Space Method'!E\"&ROUNDDOWN((ROW(A152)-52)/50,0)+4)","v":1}]
[{"$f":"IF(InteriorCalcType=2,IF(OR(AM153=0,AN153=\"DNQ\")=TRUE,\"\",INDIRECT(\"'Fixture Schedule'!M\"&MOD(ROW(A153)-52,50)+9)),\"\")","v":""},{"$f":"IF(A153=\"\",\"\",INDIRECT(\"'Fixture Schedule'!E\"&MOD(ROW(A153)-52,50)+9))","v":""},{"$f":"IF(A153=\"\",\"\",INDIRECT(\"'Fixture Schedule'!F\"&MOD(ROW(A153)-52,50)+9))","v":""},{"$f":"IF(A153=\"\",\"\",INDIRECT(\"'Fixture Schedule'!L\"&MOD(ROW(A153)-52,50)+9))","v":""},"",null,null,{"$f":"IF(A153=\"\",\"\",IF(AP153=1,Summary!$C$12*(AO153)/(SUM('Space-by-Space Method'!$BO$4:$BO$78,SUM('Exterior Lighting'!$BL$5:$BL$25))),0))","v":""},{"$f":"IF(A153=\"\",\"\",IF(START!$B$34=1,INDIRECT(\"'Space-by-Space Method'!\"&SUBSTITUTE(ADDRESS(1,MOD(ROW(A153)-52,50)+10,4),\"1\",\"\")&ROUNDDOWN((ROW(A153)-52)/50,0)+4),\"\"))","v":""},{"$f":"IF(A153=\"\",\"\",IF(AP153=1,Summary!$F$11*(AO153)/(SUM('Space-by-Space Method'!$BO$4:$BO$78,SUM('Exterior Lighting'!$BL$5:$BL$25))),0))","v":""},{"$f":"IF(A153=\"\",\"\",IF(AP153=1,Summary!$E$11*(AO153)/(SUM('Space-by-Space Method'!$BO$4:$BO$78,SUM('Exterior Lighting'!$BL$5:$BL$25))),0))","v":""},{"$f":"IF(A153=\"\",\"\",IF(AP153=1,Summary!$G$11*(AO153)/(SUM('Space-by-Space Method'!$BO$4:$BO$78,SUM('Exterior Lighting'!$BL$5:$BL$25))),0))","v":""},{"$f":"IF(A153=\"\",\"\",IF(AP153=1,Summary!$H$11*(AO153)/(SUM('Space-by-Space Method'!$BO$4:$BO$78)),0))","v":""},{"$f":"IF(A153=\"\",\"\",IF(AP153=1,Summary!$I$11*(AO153)/(SUM('Space-by-Space Method'!$BO$4:$BO$78)),0))","v":""},null,null,null,{"$f":"IF(A153=\"\",\"\",IF(START!$B$34=2,INDIRECT(\"'Space-by-Space Method'!\"&SUBSTITUTE(ADDRESS(1,MOD(ROW(A153)-52,50)+10,4),\"1\",\"\")&ROUNDDOWN((ROW(A153)-52)/50,0)+4),\"\"))","v":""},{"$f":"IF(A153=\"\",\"\",INDIRECT(\"'Space-by-Space Method'!C\"&ROUNDDOWN((ROW(A153)-52)/50,0)+4))","v":""},{"$f":"IF(A153=\"\",\"\",IF(COUNTIF(CommonSpaceTypes,AQ153)>0,INDIRECT(\"'Space-by-Space Method'!F\"&ROUNDDOWN((ROW(A153)-52)/50,0)+4),\"\"))","v":""},{"$f":"IF(A153=\"\",\"\",IF(COUNTIF(BuildingSpecificSpaceTypes,AQ153)>0,INDIRECT(\"'Space-by-Space Method'!F\"&ROUNDDOWN((ROW(A153)-52)/50,0)+4),\"\"))","v":""},{"$f":"IF(A153=\"\",\"\",INDIRECT(\"'Fixture Schedule'!D\"&MOD(ROW(A153)-52,50)+9))","v":""},{"$f":"IF(A153=\"\",\"\",IF(AR153=\"\",\"\",INDIRECT(\"'Fixture Schedule'!K\"&MOD(ROW(A153)-52,50)+9)))","v":""},"",{"$f":"IF(A153=\"\",\"\",INDIRECT(\"'Fixture Schedule'!L\"&MOD(ROW(A153)-52,50)+9))","v":""},null,null,null,null,null,null,null,null,null,null,null,null,null,{"$f":"INDIRECT(\"'Space-by-Space Method'!\"&SUBSTITUTE(ADDRESS(1,MOD(ROW(A153)-52,50)+10,4),\"1\",\"\")&ROUNDDOWN((ROW(A153)-52)/50,0)+4)","v":0},{"$f":"LEFT(INDIRECT(\"'Space-by-Space Method'!BJ\"&ROUNDDOWN((ROW(A153)-52)/50,0)+4),3)","v":""},{"$f":"INDIRECT(\"'Fixture Schedule'!L\"&MOD(ROW(A153)-52,50)+9)","v":0},{"$f":"INDIRECT(\"'Fixture Schedule'!O\"&MOD(ROW(A153)-52,50)+9)","v":0},{"$f":"INDIRECT(\"'Space-by-Space Method'!F\"&ROUNDDOWN((ROW(A153)-52)/50,0)+4)","v":0},{"$f":"INDIRECT(\"'Fixture Schedule'!L\"&MOD(ROW(A153)-52,50)+9)","v":0},{"$f":"INDIRECT(\"'Space-by-Space Method'!D\"&ROUNDDOWN((ROW(A153)-52)/50,0)+4)","v":0},{"$f":"INDIRECT(\"'Space-by-Space Method'!E\"&ROUNDDOWN((ROW(A153)-52)/50,0)+4)","v":1}]
[{"$f":"IF(InteriorCalcType=2,IF(OR(AM154=0,AN154=\"DNQ\")=TRUE,\"\",INDIRECT(\"'Fixture Schedule'!M\"&MOD(ROW(A154)-52,50)+9)),\"\")","v":""},{"$f":"IF(A154=\"\",\"\",INDIRECT(\"'Fixture Schedule'!E\"&MOD(ROW(A154)-52,50)+9))","v":""},{"$f":"IF(A154=\"\",\"\",INDIRECT(\"'Fixture Schedule'!F\"&MOD(ROW(A154)-52,50)+9))","v":""},{"$f":"IF(A154=\"\",\"\",INDIRECT(\"'Fixture Schedule'!L\"&MOD(ROW(A154)-52,50)+9))","v":""},"",null,null,{"$f":"IF(A154=\"\",\"\",IF(AP154=1,Summary!$C$12*(AO154)/(SUM('Space-by-Space Method'!$BO$4:$BO$78,SUM('Exterior Lighting'!$BL$5:$BL$25))),0))","v":""},{"$f":"IF(A154=\"\",\"\",IF(START!$B$34=1,INDIRECT(\"'Space-by-Space Method'!\"&SUBSTITUTE(ADDRESS(1,MOD(ROW(A154)-52,50)+10,4),\"1\",\"\")&ROUNDDOWN((ROW(A154)-52)/50,0)+4),\"\"))","v":""},{"$f":"IF(A154=\"\",\"\",IF(AP154=1,Summary!$F$11*(AO154)/(SUM('Space-by-Space Method'!$BO$4:$BO$78,SUM('Exterior Lighting'!$BL$5:$BL$25))),0))","v":""},{"$f":"IF(A154=\"\",\"\",IF(AP154=1,Summary!$E$11*(AO154)/(SUM('Space-by-Space Method'!$BO$4:$BO$78,SUM('Exterior Lighting'!$BL$5:$BL$25))),0))","v":""},{"$f":"IF(A154=\"\",\"\",IF(AP154=1,Summary!$G$11*(AO154)/(SUM('Space-by-Space Method'!$BO$4:$BO$78,SUM('Exterior Lighting'!$BL$5:$BL$25))),0))","v":""},{"$f":"IF(A154=\"\",\"\",IF(AP154=1,Summary!$H$11*(AO154)/(SUM('Space-by-Space Method'!$BO$4:$BO$78)),0))","v":""},{"$f":"IF(A154=\"\",\"\",IF(AP154=1,Summary!$I$11*(AO154)/(SUM('Space-by-Space Method'!$BO$4:$BO$78)),0))","v":""},null,null,null,{"$f":"IF(A154=\"\",\"\",IF(START!$B$34=2,INDIRECT(\"'Space-by-Space Method'!\"&SUBSTITUTE(ADDRESS(1,MOD(ROW(A154)-52,50)+10,4),\"1\",\"\")&ROUNDDOWN((ROW(A154)-52)/50,0)+4),\"\"))","v":""},{"$f":"IF(A154=\"\",\"\",INDIRECT(\"'Space-by-Space Method'!C\"&ROUNDDOWN((ROW(A154)-52)/50,0)+4))","v":""},{"$f":"IF(A154=\"\",\"\",IF(COUNTIF(CommonSpaceTypes,AQ154)>0,INDIRECT(\"'Space-by-Space Method'!F\"&ROUNDDOWN((ROW(A154)-52)/50,0)+4),\"\"))","v":""},{"$f":"IF(A154=\"\",\"\",IF(COUNTIF(BuildingSpecificSpaceTypes,AQ154)>0,INDIRECT(\"'Space-by-Space Method'!F\"&ROUNDDOWN((ROW(A154)-52)/50,0)+4),\"\"))","v":""},{"$f":"IF(A154=\"\",\"\",INDIRECT(\"'Fixture Schedule'!D\"&MOD(ROW(A154)-52,50)+9))","v":""},{"$f":"IF(A154=\"\",\"\",IF(AR154=\"\",\"\",INDIRECT(\"'Fixture Schedule'!K\"&MOD(ROW(A154)-52,50)+9)))","v":""},"",{"$f":"IF(A154=\"\",\"\",INDIRECT(\"'Fixture Schedule'!L\"&MOD(ROW(A154)-52,50)+9))","v":""},null,null,null,null,null,null,null,null,null,null,null,null,null,{"$f":"INDIRECT(\"'Space-by-Space Method'!\"&SUBSTITUTE(ADDRESS(1,MOD(ROW(A154)-52,50)+10,4),\"1\",\"\")&ROUNDDOWN((ROW(A154)-52)/50,0)+4)","v":0},{"$f":"LEFT(INDIRECT(\"'Space-by-Space Method'!BJ\"&ROUNDDOWN((ROW(A154)-52)/50,0)+4),3)","v":""},{"$f":"INDIRECT(\"'Fixture Schedule'!L\"&MOD(ROW(A154)-52,50)+9)","v":0},{"$f":"INDIRECT(\"'Fixture Schedule'!O\"&MOD(ROW(A154)-52,50)+9)","v":0},{"$f":"INDIRECT(\"'Space-by-Space Method'!F\"&ROUNDDOWN((ROW(A154)-52)/50,0)+4)","v":0},{"$f":"INDIRECT(\"'Fixture Schedule'!L\"&MOD(ROW(A154)-52,50)+9)","v":0},{"$f":"INDIRECT(\"'Space-by-Space Method'!D\"&ROUNDDOWN((ROW(A154)-52)/50,0)+4)","v":0},{"$f":"INDIRECT(\"'Space-by-Space Method'!E\"&ROUNDDOWN((ROW(A154)-52)/50,0)+4)","v":1}]
[{"$f":"IF(InteriorCalcType=2,IF(OR(AM155=0,AN155=\"DNQ\")=TRUE,\"\",INDIRECT(\"'Fixture Schedule'!M\"&MOD(ROW(A155)-52,50)+9)),\"\")","v":""},{"$f":"IF(A155=\"\",\"\",INDIRECT(\"'Fixture Schedule'!E\"&MOD(ROW(A155)-52,50)+9))","v":""},{"$f":"IF(A155=\"\",\"\",INDIRECT(\"'Fixture Schedule'!F\"&MOD(ROW(A155)-52,50)+9))","v":""},{"$f":"IF(A155=\"\",\"\",INDIRECT(\"'Fixture Schedule'!L\"&MOD(ROW(A155)-52,50)+9))","v":""},"",null,null,{"$f":"IF(A155=\"\",\"\",IF(AP155=1,Summary!$C$12*(AO155)/(SUM('Space-by-Space Method'!$BO$4:$BO$78,SUM('Exterior Lighting'!$BL$5:$BL$25))),0))","v":""},{"$f":"IF(A155=\"\",\"\",IF(START!$B$34=1,INDIRECT(\"'Space-by-Space Method'!\"&SUBSTITUTE(ADDRESS(1,MOD(ROW(A155)-52,50)+10,4),\"1\",\"\")&ROUNDDOWN((ROW(A155)-52)/50,0)+4),\"\"))","v":""},{"$f":"IF(A155=\"\",\"\",IF(AP155=1,Summary!$F$11*(AO155)/(SUM('Space-by-Space Method'!$BO$4:$BO$78,SUM('Exterior Lighting'!$BL$5:$BL$25))),0))","v":""},{"$f":"IF(A155=\"\",\"\",IF(AP155=1,Summary!$E$11*(AO155)/(SUM('Space-by-Space Method'!$BO$4:$BO$78,SUM('Exterior Lighting'!$BL$5:$BL$25))),0))","v":""},{"$f":"IF(A155=\"\",\"\",IF(AP155=1,Summary!$G$11*(AO155)/(SUM('Space-by-Space Method'!$BO$4:$BO$78,SUM('Exterior Lighting'!$BL$5:$BL$25))),0))","v":""},{"$f":"IF(A155=\"\",\"\",IF(AP155=1,Summary!$H$11*(AO155)/(SUM('Space-by-Space Method'!$BO$4:$BO$78)),0))","v":""},{"$f":"IF(A155=\"\",\"\",IF(AP155=1,Summary!$I$11*(AO155)/(SUM('Space-by-Space Method'!$BO$4:$BO$78)),0))","v":""},null,null,null,{"$f":"IF(A155=\"\",\"\",IF(START!$B$34=2,INDIRECT(\"'Space-by-Space Method'!\"&SUBSTITUTE(ADDRESS(1,MOD(ROW(A155)-52,50)+10,4),\"1\",\"\")&ROUNDDOWN((ROW(A155)-52)/50,0)+4),\"\"))","v":""},{"$f":"IF(A155=\"\",\"\",INDIRECT(\"'Space-by-Space Method'!C\"&ROUNDDOWN((ROW(A155)-52)/50,0)+4))","v":""},{"$f":"IF(A155=\"\",\"\",IF(COUNTIF(CommonSpaceTypes,AQ155)>0,INDIRECT(\"'Space-by-Space Method'!F\"&ROUNDDOWN((ROW(A155)-52)/50,0)+4),\"\"))","v":""},{"$f":"IF(A155=\"\",\"\",IF(COUNTIF(BuildingSpecificSpaceTypes,AQ155)>0,INDIRECT(\"'Space-by-Space Method'!F\"&ROUNDDOWN((ROW(A155)-52)/50,0)+4),\"\"))","v":""},{"$f":"IF(A155=\"\",\"\",INDIRECT(\"'Fixture Schedule'!D\"&MOD(ROW(A155)-52,50)+9))","v":""},{"$f":"IF(A155=\"\",\"\",IF(AR155=\"\",\"\",INDIRECT(\"'Fixture Schedule'!K\"&MOD(ROW(A155)-52,50)+9)))","v":""},"",{"$f":"IF(A155=\"\",\"\",INDIRECT(\"'Fixture Schedule'!L\"&MOD(ROW(A155)-52,50)+9))","v":""},null,null,null,null,null,null,null,null,null,null,null,null,null,{"$f":"INDIRECT(\"'Space-by-Space Method'!\"&SUBSTITUTE(ADDRESS(1,MOD(ROW(A155)-52,50)+10,4),\"1\",\"\")&ROUNDDOWN((ROW(A155)-52)/50,0)+4)","v":0},{"$f":"LEFT(INDIRECT(\"'Space-by-Space Method'!BJ\"&ROUNDDOWN((ROW(A155)-52)/50,0)+4),3)","v":""},{"$f":"INDIRECT(\"'Fixture Schedule'!L\"&MOD(ROW(A155)-52,50)+9)","v":0},{"$f":"INDIRECT(\"'Fixture Schedule'!O\"&MOD(ROW(A155)-52,50)+9)","v":0},{"$f":"INDIRECT(\"'Space-by-Space Method'!F\"&ROUNDDOWN((ROW(A155)-52)/50,0)+4)","v":0},{"$f":"INDIRECT(\"'Fixture Schedule'!L\"&MOD(ROW(A155)-52,50)+9)","v":0},{"$f":"INDIRECT(\"'Space-by-Space Method'!D\"&ROUNDDOWN((ROW(A155)-52)/50,0)+4)","v":0},{"$f":"INDIRECT(\"'Space-by-Space Method'!E\"&ROUNDDOWN((ROW(A155)-52)/50,0)+4)","v":1}]
[{"$f":"IF(InteriorCalcType=2,IF(OR(AM156=0,AN156=\"DNQ\")=TRUE,\"\",INDIRECT(\"'Fixture Schedule'!M\"&MOD(ROW(A156)-52,50)+9)),\"\")","v":""},{"$f":"IF(A156=\"\",\"\",INDIRECT(\"'Fixture Schedule'!E\"&MOD(ROW(A156)-52,50)+9))","v":""},{"$f":"IF(A156=\"\",\"\",INDIRECT(\"'Fixture Schedule'!F\"&MOD(ROW(A156)-52,50)+9))","v":""},{"$f":"IF(A156=\"\",\"\",INDIRECT(\"'Fixture Schedule'!L\"&MOD(ROW(A156)-52,50)+9))","v":""},"",null,null,{"$f":"IF(A156=\"\",\"\",IF(AP156=1,Summary!$C$12*(AO156)/(SUM('Space-by-Space Method'!$BO$4:$BO$78,SUM('Exterior Lighting'!$BL$5:$BL$25))),0))","v":""},{"$f":"IF(A156=\"\",\"\",IF(START!$B$34=1,INDIRECT(\"'Space-by-Space Method'!\"&SUBSTITUTE(ADDRESS(1,MOD(ROW(A156)-52,50)+10,4),\"1\",\"\")&ROUNDDOWN((ROW(A156)-52)/50,0)+4),\"\"))","v":""},{"$f":"IF(A156=\"\",\"\",IF(AP156=1,Summary!$F$11*(AO156)/(SUM('Space-by-Space Method'!$BO$4:$BO$78,SUM('Exterior Lighting'!$BL$5:$BL$25))),0))","v":""},{"$f":"IF(A156=\"\",\"\",IF(AP156=1,Summary!$E$11*(AO156)/(SUM('Space-by-Space Method'!$BO$4:$BO$78,SUM('Exterior Lighting'!$BL$5:$BL$25))),0))","v":""},{"$f":"IF(A156=\"\",\"\",IF(AP156=1,Summary!$G$11*(AO156)/(SUM('Space-by-Space Method'!$BO$4:$BO$78,SUM('Exterior Lighting'!$BL$5:$BL$25))),0))","v":""},{"$f":"IF(A156=\"\",\"\",IF(AP156=1,Summary!$H$11*(AO156)/(SUM('Space-by-Space Method'!$BO$4:$BO$78)),0))","v":""},{"$f":"IF(A156=\"\",\"\",IF(AP156=1,Summary!$I$11*(AO156)/(SUM('Space-by-Space Method'!$BO$4:$BO$78)),0))","v":""},null,null,null,{"$f":"IF(A156=\"\",\"\",IF(START!$B$34=2,INDIRECT(\"'Space-by-Space Method'!\"&SUBSTITUTE(ADDRESS(1,MOD(ROW(A156)-52,50)+10,4),\"1\",\"\")&ROUNDDOWN((ROW(A156)-52)/50,0)+4),\"\"))","v":""},{"$f":"IF(A156=\"\",\"\",INDIRECT(\"'Space-by-Space Method'!C\"&ROUNDDOWN((ROW(A156)-52)/50,0)+4))","v":""},{"$f":"IF(A156=\"\",\"\",IF(COUNTIF(CommonSpaceTypes,AQ156)>0,INDIRECT(\"'Space-by-Space Method'!F\"&ROUNDDOWN((ROW(A156)-52)/50,0)+4),\"\"))","v":""},{"$f":"IF(A156=\"\",\"\",IF(COUNTIF(BuildingSpecificSpaceTypes,AQ156)>0,INDIRECT(\"'Space-by-Space Method'!F\"&ROUNDDOWN((ROW(A156)-52)/50,0)+4),\"\"))","v":""},{"$f":"IF(A156=\"\",\"\",INDIRECT(\"'Fixture Schedule'!D\"&MOD(ROW(A156)-52,50)+9))","v":""},{"$f":"IF(A156=\"\",\"\",IF(AR156=\"\",\"\",INDIRECT(\"'Fixture Schedule'!K\"&MOD(ROW(A156)-52,50)+9)))","v":""},"",{"$f":"IF(A156=\"\",\"\",INDIRECT(\"'Fixture Schedule'!L\"&MOD(ROW(A156)-52,50)+9))","v":""},null,null,null,null,null,null,null,null,null,null,null,null,null,{"$f":"INDIRECT(\"'Space-by-Space Method'!\"&SUBSTITUTE(ADDRESS(1,MOD(ROW(A156)-52,50)+10,4),\"1\",\"\")&ROUNDDOWN((ROW(A156)-52)/50,0)+4)","v":0},{"$f":"LEFT(INDIRECT(\"'Space-by-Space Method'!BJ\"&ROUNDDOWN((ROW(A156)-52)/50,0)+4),3)","v":""},{"$f":"INDIRECT(\"'Fixture Schedule'!L\"&MOD(ROW(A156)-52,50)+9)","v":0},{"$f":"INDIRECT(\"'Fixture Schedule'!O\"&MOD(ROW(A156)-52,50)+9)","v":0},{"$f":"INDIRECT(\"'Space-by-Space Method'!F\"&ROUNDDOWN((ROW(A156)-52)/50,0)+4)","v":0},{"$f":"INDIRECT(\"'Fixture Schedule'!L\"&MOD(ROW(A156)-52,50)+9)","v":0},{"$f":"INDIRECT(\"'Space-by-Space Method'!D\"&ROUNDDOWN((ROW(A156)-52)/50,0)+4)","v":0},{"$f":"INDIRECT(\"'Space-by-Space Method'!E\"&ROUNDDOWN((ROW(A156)-52)/50,0)+4)","v":1}]
[{"$f":"IF(InteriorCalcType=2,IF(OR(AM157=0,AN157=\"DNQ\")=TRUE,\"\",INDIRECT(\"'Fixture Schedule'!M\"&MOD(ROW(A157)-52,50)+9)),\"\")","v":""},{"$f":"IF(A157=\"\",\"\",INDIRECT(\"'Fixture Schedule'!E\"&MOD(ROW(A157)-52,50)+9))","v":""},{"$f":"IF(A157=\"\",\"\",INDIRECT(\"'Fixture Schedule'!F\"&MOD(ROW(A157)-52,50)+9))","v":""},{"$f":"IF(A157=\"\",\"\",INDIRECT(\"'Fixture Schedule'!L\"&MOD(ROW(A157)-52,50)+9))","v":""},"",null,null,{"$f":"IF(A157=\"\",\"\",IF(AP157=1,Summary!$C$12*(AO157)/(SUM('Space-by-Space Method'!$BO$4:$BO$78,SUM('Exterior Lighting'!$BL$5:$BL$25))),0))","v":""},{"$f":"IF(A157=\"\",\"\",IF(START!$B$34=1,INDIRECT(\"'Space-by-Space Method'!\"&SUBSTITUTE(ADDRESS(1,MOD(ROW(A157)-52,50)+10,4),\"1\",\"\")&ROUNDDOWN((ROW(A157)-52)/50,0)+4),\"\"))","v":""},{"$f":"IF(A157=\"\",\"\",IF(AP157=1,Summary!$F$11*(AO157)/(SUM('Space-by-Space Method'!$BO$4:$BO$78,SUM('Exterior Lighting'!$BL$5:$BL$25))),0))","v":""},{"$f":"IF(A157=\"\",\"\",IF(AP157=1,Summary!$E$11*(AO157)/(SUM('Space-by-Space Method'!$BO$4:$BO$78,SUM('Exterior Lighting'!$BL$5:$BL$25))),0))","v":""},{"$f":"IF(A157=\"\",\"\",IF(AP157=1,Summary!$G$11*(AO157)/(SUM('Space-by-Space Method'!$BO$4:$BO$78,SUM('Exterior Lighting'!$BL$5:$BL$25))),0))","v":""},{"$f":"IF(A157=\"\",\"\",IF(AP157=1,Summary!$H$11*(AO157)/(SUM('Space-by-Space Method'!$BO$4:$BO$78)),0))","v":""},{"$f":"IF(A157=\"\",\"\",IF(AP157=1,Summary!$I$11*(AO157)/(SUM('Space-by-Space Method'!$BO$4:$BO$78)),0))","v":""},null,null,null,{"$f":"IF(A157=\"\",\"\",IF(START!$B$34=2,INDIRECT(\"'Space-by-Space Method'!\"&SUBSTITUTE(ADDRESS(1,MOD(ROW(A157)-52,50)+10,4),\"1\",\"\")&ROUNDDOWN((ROW(A157)-52)/50,0)+4),\"\"))","v":""},{"$f":"IF(A157=\"\",\"\",INDIRECT(\"'Space-by-Space Method'!C\"&ROUNDDOWN((ROW(A157)-52)/50,0)+4))","v":""},{"$f":"IF(A157=\"\",\"\",IF(COUNTIF(CommonSpaceTypes,AQ157)>0,INDIRECT(\"'Space-by-Space Method'!F\"&ROUNDDOWN((ROW(A157)-52)/50,0)+4),\"\"))","v":""},{"$f":"IF(A157=\"\",\"\",IF(COUNTIF(BuildingSpecificSpaceTypes,AQ157)>0,INDIRECT(\"'Space-by-Space Method'!F\"&ROUNDDOWN((ROW(A157)-52)/50,0)+4),\"\"))","v":""},{"$f":"IF(A157=\"\",\"\",INDIRECT(\"'Fixture Schedule'!D\"&MOD(ROW(A157)-52,50)+9))","v":""},{"$f":"IF(A157=\"\",\"\",IF(AR157=\"\",\"\",INDIRECT(\"'Fixture Schedule'!K\"&MOD(ROW(A157)-52,50)+9)))","v":""},"",{"$f":"IF(A157=\"\",\"\",INDIRECT(\"'Fixture Schedule'!L\"&MOD(ROW(A157)-52,50)+9))","v":""},null,null,null,null,null,null,null,null,null,null,null,null,null,{"$f":"INDIRECT(\"'Space-by-Space Method'!\"&SUBSTITUTE(ADDRESS(1,MOD(ROW(A157)-52,50)+10,4),\"1\",\"\")&ROUNDDOWN((ROW(A157)-52)/50,0)+4)","v":0},{"$f":"LEFT(INDIRECT(\"'Space-by-Space Method'!BJ\"&ROUNDDOWN((ROW(A157)-52)/50,0)+4),3)","v":""},{"$f":"INDIRECT(\"'Fixture Schedule'!L\"&MOD(ROW(A157)-52,50)+9)","v":0},{"$f":"INDIRECT(\"'Fixture Schedule'!O\"&MOD(ROW(A157)-52,50)+9)","v":0},{"$f":"INDIRECT(\"'Space-by-Space Method'!F\"&ROUNDDOWN((ROW(A157)-52)/50,0)+4)","v":0},{"$f":"INDIRECT(\"'Fixture Schedule'!L\"&MOD(ROW(A157)-52,50)+9)","v":0},{"$f":"INDIRECT(\"'Space-by-Space Method'!D\"&ROUNDDOWN((ROW(A157)-52)/50,0)+4)","v":0},{"$f":"INDIRECT(\"'Space-by-Space Method'!E\"&ROUNDDOWN((ROW(A157)-52)/50,0)+4)","v":1}]
[{"$f":"IF(InteriorCalcType=2,IF(OR(AM158=0,AN158=\"DNQ\")=TRUE,\"\",INDIRECT(\"'Fixture Schedule'!M\"&MOD(ROW(A158)-52,50)+9)),\"\")","v":""},{"$f":"IF(A158=\"\",\"\",INDIRECT(\"'Fixture Schedule'!E\"&MOD(ROW(A158)-52,50)+9))","v":""},{"$f":"IF(A158=\"\",\"\",INDIRECT(\"'Fixture Schedule'!F\"&MOD(ROW(A158)-52,50)+9))","v":""},{"$f":"IF(A158=\"\",\"\",INDIRECT(\"'Fixture Schedule'!L\"&MOD(ROW(A158)-52,50)+9))","v":""},"",null,null,{"$f":"IF(A158=\"\",\"\",IF(AP158=1,Summary!$C$12*(AO158)/(SUM('Space-by-Space Method'!$BO$4:$BO$78,SUM('Exterior Lighting'!$BL$5:$BL$25))),0))","v":""},{"$f":"IF(A158=\"\",\"\",IF(START!$B$34=1,INDIRECT(\"'Space-by-Space Method'!\"&SUBSTITUTE(ADDRESS(1,MOD(ROW(A158)-52,50)+10,4),\"1\",\"\")&ROUNDDOWN((ROW(A158)-52)/50,0)+4),\"\"))","v":""},{"$f":"IF(A158=\"\",\"\",IF(AP158=1,Summary!$F$11*(AO158)/(SUM('Space-by-Space Method'!$BO$4:$BO$78,SUM('Exterior Lighting'!$BL$5:$BL$25))),0))","v":""},{"$f":"IF(A158=\"\",\"\",IF(AP158=1,Summary!$E$11*(AO158)/(SUM('Space-by-Space Method'!$BO$4:$BO$78,SUM('Exterior Lighting'!$BL$5:$BL$25))),0))","v":""},{"$f":"IF(A158=\"\",\"\",IF(AP158=1,Summary!$G$11*(AO158)/(SUM('Space-by-Space Method'!$BO$4:$BO$78,SUM('Exterior Lighting'!$BL$5:$BL$25))),0))","v":""},{"$f":"IF(A158=\"\",\"\",IF(AP158=1,Summary!$H$11*(AO158)/(SUM('Space-by-Space Method'!$BO$4:$BO$78)),0))","v":""},{"$f":"IF(A158=\"\",\"\",IF(AP158=1,Summary!$I$11*(AO158)/(SUM('Space-by-Space Method'!$BO$4:$BO$78)),0))","v":""},null,null,null,{"$f":"IF(A158=\"\",\"\",IF(START!$B$34=2,INDIRECT(\"'Space-by-Space Method'!\"&SUBSTITUTE(ADDRESS(1,MOD(ROW(A158)-52,50)+10,4),\"1\",\"\")&ROUNDDOWN((ROW(A158)-52)/50,0)+4),\"\"))","v":""},{"$f":"IF(A158=\"\",\"\",INDIRECT(\"'Space-by-Space Method'!C\"&ROUNDDOWN((ROW(A158)-52)/50,0)+4))","v":""},{"$f":"IF(A158=\"\",\"\",IF(COUNTIF(CommonSpaceTypes,AQ158)>0,INDIRECT(\"'Space-by-Space Method'!F\"&ROUNDDOWN((ROW(A158)-52)/50,0)+4),\"\"))","v":""},{"$f":"IF(A158=\"\",\"\",IF(COUNTIF(BuildingSpecificSpaceTypes,AQ158)>0,INDIRECT(\"'Space-by-Space Method'!F\"&ROUNDDOWN((ROW(A158)-52)/50,0)+4),\"\"))","v":""},{"$f":"IF(A158=\"\",\"\",INDIRECT(\"'Fixture Schedule'!D\"&MOD(ROW(A158)-52,50)+9))","v":""},{"$f":"IF(A158=\"\",\"\",IF(AR158=\"\",\"\",INDIRECT(\"'Fixture Schedule'!K\"&MOD(ROW(A158)-52,50)+9)))","v":""},"",{"$f":"IF(A158=\"\",\"\",INDIRECT(\"'Fixture Schedule'!L\"&MOD(ROW(A158)-52,50)+9))","v":""},null,null,null,null,null,null,null,null,null,null,null,null,null,{"$f":"INDIRECT(\"'Space-by-Space Method'!\"&SUBSTITUTE(ADDRESS(1,MOD(ROW(A158)-52,50)+10,4),\"1\",\"\")&ROUNDDOWN((ROW(A158)-52)/50,0)+4)","v":0},{"$f":"LEFT(INDIRECT(\"'Space-by-Space Method'!BJ\"&ROUNDDOWN((ROW(A158)-52)/50,0)+4),3)","v":""},{"$f":"INDIRECT(\"'Fixture Schedule'!L\"&MOD(ROW(A158)-52,50)+9)","v":0},{"$f":"INDIRECT(\"'Fixture Schedule'!O\"&MOD(ROW(A158)-52,50)+9)","v":0},{"$f":"INDIRECT(\"'Space-by-Space Method'!F\"&ROUNDDOWN((ROW(A158)-52)/50,0)+4)","v":0},{"$f":"INDIRECT(\"'Fixture Schedule'!L\"&MOD(ROW(A158)-52,50)+9)","v":0},{"$f":"INDIRECT(\"'Space-by-Space Method'!D\"&ROUNDDOWN((ROW(A158)-52)/50,0)+4)","v":0},{"$f":"INDIRECT(\"'Space-by-Space Method'!E\"&ROUNDDOWN((ROW(A158)-52)/50,0)+4)","v":1}]
[{"$f":"IF(InteriorCalcType=2,IF(OR(AM159=0,AN159=\"DNQ\")=TRUE,\"\",INDIRECT(\"'Fixture Schedule'!M\"&MOD(ROW(A159)-52,50)+9)),\"\")","v":""},{"$f":"IF(A159=\"\",\"\",INDIRECT(\"'Fixture Schedule'!E\"&MOD(ROW(A159)-52,50)+9))","v":""},{"$f":"IF(A159=\"\",\"\",INDIRECT(\"'Fixture Schedule'!F\"&MOD(ROW(A159)-52,50)+9))","v":""},{"$f":"IF(A159=\"\",\"\",INDIRECT(\"'Fixture Schedule'!L\"&MOD(ROW(A159)-52,50)+9))","v":""},"",null,null,{"$f":"IF(A159=\"\",\"\",IF(AP159=1,Summary!$C$12*(AO159)/(SUM('Space-by-Space Method'!$BO$4:$BO$78,SUM('Exterior Lighting'!$BL$5:$BL$25))),0))","v":""},{"$f":"IF(A159=\"\",\"\",IF(START!$B$34=1,INDIRECT(\"'Space-by-Space Method'!\"&SUBSTITUTE(ADDRESS(1,MOD(ROW(A159)-52,50)+10,4),\"1\",\"\")&ROUNDDOWN((ROW(A159)-52)/50,0)+4),\"\"))","v":""},{"$f":"IF(A159=\"\",\"\",IF(AP159=1,Summary!$F$11*(AO159)/(SUM('Space-by-Space Method'!$BO$4:$BO$78,SUM('Exterior Lighting'!$BL$5:$BL$25))),0))","v":""},{"$f":"IF(A159=\"\",\"\",IF(AP159=1,Summary!$E$11*(AO159)/(SUM('Space-by-Space Method'!$BO$4:$BO$78,SUM('Exterior Lighting'!$BL$5:$BL$25))),0))","v":""},{"$f":"IF(A159=\"\",\"\",IF(AP159=1,Summary!$G$11*(AO159)/(SUM('Space-by-Space Method'!$BO$4:$BO$78,SUM('Exterior Lighting'!$BL$5:$BL$25))),0))","v":""},{"$f":"IF(A159=\"\",\"\",IF(AP159=1,Summary!$H$11*(AO159)/(SUM('Space-by-Space Method'!$BO$4:$BO$78)),0))","v":""},{"$f":"IF(A159=\"\",\"\",IF(AP159=1,Summary!$I$11*(AO159)/(SUM('Space-by-Space Method'!$BO$4:$BO$78)),0))","v":""},null,null,null,{"$f":"IF(A159=\"\",\"\",IF(START!$B$34=2,INDIRECT(\"'Space-by-Space Method'!\"&SUBSTITUTE(ADDRESS(1,MOD(ROW(A159)-52,50)+10,4),\"1\",\"\")&ROUNDDOWN((ROW(A159)-52)/50,0)+4),\"\"))","v":""},{"$f":"IF(A159=\"\",\"\",INDIRECT(\"'Space-by-Space Method'!C\"&ROUNDDOWN((ROW(A159)-52)/50,0)+4))","v":""},{"$f":"IF(A159=\"\",\"\",IF(COUNTIF(CommonSpaceTypes,AQ159)>0,INDIRECT(\"'Space-by-Space Method'!F\"&ROUNDDOWN((ROW(A159)-52)/50,0)+4),\"\"))","v":""},{"$f":"IF(A159=\"\",\"\",IF(COUNTIF(BuildingSpecificSpaceTypes,AQ159)>0,INDIRECT(\"'Space-by-Space Method'!F\"&ROUNDDOWN((ROW(A159)-52)/50,0)+4),\"\"))","v":""},{"$f":"IF(A159=\"\",\"\",INDIRECT(\"'Fixture Schedule'!D\"&MOD(ROW(A159)-52,50)+9))","v":""},{"$f":"IF(A159=\"\",\"\",IF(AR159=\"\",\"\",INDIRECT(\"'Fixture Schedule'!K\"&MOD(ROW(A159)-52,50)+9)))","v":""},"",{"$f":"IF(A159=\"\",\"\",INDIRECT(\"'Fixture Schedule'!L\"&MOD(ROW(A159)-52,50)+9))","v":""},null,null,null,null,null,null,null,null,null,null,null,null,null,{"$f":"INDIRECT(\"'Space-by-Space Method'!\"&SUBSTITUTE(ADDRESS(1,MOD(ROW(A159)-52,50)+10,4),\"1\",\"\")&ROUNDDOWN((ROW(A159)-52)/50,0)+4)","v":0},{"$f":"LEFT(INDIRECT(\"'Space-by-Space Method'!BJ\"&ROUNDDOWN((ROW(A159)-52)/50,0)+4),3)","v":""},{"$f":"INDIRECT(\"'Fixture Schedule'!L\"&MOD(ROW(A159)-52,50)+9)","v":0},{"$f":"INDIRECT(\"'Fixture Schedule'!O\"&MOD(ROW(A159)-52,50)+9)","v":0},{"$f":"INDIRECT(\"'Space-by-Space Method'!F\"&ROUNDDOWN((ROW(A159)-52)/50,0)+4)","v":0},{"$f":"INDIRECT(\"'Fixture Schedule'!L\"&MOD(ROW(A159)-52,50)+9)","v":0},{"$f":"INDIRECT(\"'Space-by-Space Method'!D\"&ROUNDDOWN((ROW(A159)-52)/50,0)+4)","v":0},{"$f":"INDIRECT(\"'Space-by-Space Method'!E\"&ROUNDDOWN((ROW(A159)-52)/50,0)+4)","v":1}]
[{"$f":"IF(InteriorCalcType=2,IF(OR(AM160=0,AN160=\"DNQ\")=TRUE,\"\",INDIRECT(\"'Fixture Schedule'!M\"&MOD(ROW(A160)-52,50)+9)),\"\")","v":""},{"$f":"IF(A160=\"\",\"\",INDIRECT(\"'Fixture Schedule'!E\"&MOD(ROW(A160)-52,50)+9))","v":""},{"$f":"IF(A160=\"\",\"\",INDIRECT(\"'Fixture Schedule'!F\"&MOD(ROW(A160)-52,50)+9))","v":""},{"$f":"IF(A160=\"\",\"\",INDIRECT(\"'Fixture Schedule'!L\"&MOD(ROW(A160)-52,50)+9))","v":""},"",null,null,{"$f":"IF(A160=\"\",\"\",IF(AP160=1,Summary!$C$12*(AO160)/(SUM('Space-by-Space Method'!$BO$4:$BO$78,SUM('Exterior Lighting'!$BL$5:$BL$25))),0))","v":""},{"$f":"IF(A160=\"\",\"\",IF(START!$B$34=1,INDIRECT(\"'Space-by-Space Method'!\"&SUBSTITUTE(ADDRESS(1,MOD(ROW(A160)-52,50)+10,4),\"1\",\"\")&ROUNDDOWN((ROW(A160)-52)/50,0)+4),\"\"))","v":""},{"$f":"IF(A160=\"\",\"\",IF(AP160=1,Summary!$F$11*(AO160)/(SUM('Space-by-Space Method'!$BO$4:$BO$78,SUM('Exterior Lighting'!$BL$5:$BL$25))),0))","v":""},{"$f":"IF(A160=\"\",\"\",IF(AP160=1,Summary!$E$11*(AO160)/(SUM('Space-by-Space Method'!$BO$4:$BO$78,SUM('Exterior Lighting'!$BL$5:$BL$25))),0))","v":""},{"$f":"IF(A160=\"\",\"\",IF(AP160=1,Summary!$G$11*(AO160)/(SUM('Space-by-Space Method'!$BO$4:$BO$78,SUM('Exterior Lighting'!$BL$5:$BL$25))),0))","v":""},{"$f":"IF(A160=\"\",\"\",IF(AP160=1,Summary!$H$11*(AO160)/(SUM('Space-by-Space Method'!$BO$4:$BO$78)),0))","v":""},{"$f":"IF(A160=\"\",\"\",IF(AP160=1,Summary!$I$11*(AO160)/(SUM('Space-by-Space Method'!$BO$4:$BO$78)),0))","v":""},null,null,null,{"$f":"IF(A160=\"\",\"\",IF(START!$B$34=2,INDIRECT(\"'Space-by-Space Method'!\"&SUBSTITUTE(ADDRESS(1,MOD(ROW(A160)-52,50)+10,4),\"1\",\"\")&ROUNDDOWN((ROW(A160)-52)/50,0)+4),\"\"))","v":""},{"$f":"IF(A160=\"\",\"\",INDIRECT(\"'Space-by-Space Method'!C\"&ROUNDDOWN((ROW(A160)-52)/50,0)+4))","v":""},{"$f":"IF(A160=\"\",\"\",IF(COUNTIF(CommonSpaceTypes,AQ160)>0,INDIRECT(\"'Space-by-Space Method'!F\"&ROUNDDOWN((ROW(A160)-52)/50,0)+4),\"\"))","v":""},{"$f":"IF(A160=\"\",\"\",IF(COUNTIF(BuildingSpecificSpaceTypes,AQ160)>0,INDIRECT(\"'Space-by-Space Method'!F\"&ROUNDDOWN((ROW(A160)-52)/50,0)+4),\"\"))","v":""},{"$f":"IF(A160=\"\",\"\",INDIRECT(\"'Fixture Schedule'!D\"&MOD(ROW(A160)-52,50)+9))","v":""},{"$f":"IF(A160=\"\",\"\",IF(AR160=\"\",\"\",INDIRECT(\"'Fixture Schedule'!K\"&MOD(ROW(A160)-52,50)+9)))","v":""},"",{"$f":"IF(A160=\"\",\"\",INDIRECT(\"'Fixture Schedule'!L\"&MOD(ROW(A160)-52,50)+9))","v":""},null,null,null,null,null,null,null,null,null,null,null,null,null,{"$f":"INDIRECT(\"'Space-by-Space Method'!\"&SUBSTITUTE(ADDRESS(1,MOD(ROW(A160)-52,50)+10,4),\"1\",\"\")&ROUNDDOWN((ROW(A160)-52)/50,0)+4)","v":0},{"$f":"LEFT(INDIRECT(\"'Space-by-Space Method'!BJ\"&ROUNDDOWN((ROW(A160)-52)/50,0)+4),3)","v":""},{"$f":"INDIRECT(\"'Fixture Schedule'!L\"&MOD(ROW(A160)-52,50)+9)","v":0},{"$f":"INDIRECT(\"'Fixture Schedule'!O\"&MOD(ROW(A160)-52,50)+9)","v":0},{"$f":"INDIRECT(\"'Space-by-Space Method'!F\"&ROUNDDOWN((ROW(A160)-52)/50,0)+4)","v":0},{"$f":"INDIRECT(\"'Fixture Schedule'!L\"&MOD(ROW(A160)-52,50)+9)","v":0},{"$f":"INDIRECT(\"'Space-by-Space Method'!D\"&ROUNDDOWN((ROW(A160)-52)/50,0)+4)","v":0},{"$f":"INDIRECT(\"'Space-by-Space Method'!E\"&ROUNDDOWN((ROW(A160)-52)/50,0)+4)","v":1}]
[{"$f":"IF(InteriorCalcType=2,IF(OR(AM161=0,AN161=\"DNQ\")=TRUE,\"\",INDIRECT(\"'Fixture Schedule'!M\"&MOD(ROW(A161)-52,50)+9)),\"\")","v":""},{"$f":"IF(A161=\"\",\"\",INDIRECT(\"'Fixture Schedule'!E\"&MOD(ROW(A161)-52,50)+9))","v":""},{"$f":"IF(A161=\"\",\"\",INDIRECT(\"'Fixture Schedule'!F\"&MOD(ROW(A161)-52,50)+9))","v":""},{"$f":"IF(A161=\"\",\"\",INDIRECT(\"'Fixture Schedule'!L\"&MOD(ROW(A161)-52,50)+9))","v":""},"",null,null,{"$f":"IF(A161=\"\",\"\",IF(AP161=1,Summary!$C$12*(AO161)/(SUM('Space-by-Space Method'!$BO$4:$BO$78,SUM('Exterior Lighting'!$BL$5:$BL$25))),0))","v":""},{"$f":"IF(A161=\"\",\"\",IF(START!$B$34=1,INDIRECT(\"'Space-by-Space Method'!\"&SUBSTITUTE(ADDRESS(1,MOD(ROW(A161)-52,50)+10,4),\"1\",\"\")&ROUNDDOWN((ROW(A161)-52)/50,0)+4),\"\"))","v":""},{"$f":"IF(A161=\"\",\"\",IF(AP161=1,Summary!$F$11*(AO161)/(SUM('Space-by-Space Method'!$BO$4:$BO$78,SUM('Exterior Lighting'!$BL$5:$BL$25))),0))","v":""},{"$f":"IF(A161=\"\",\"\",IF(AP161=1,Summary!$E$11*(AO161)/(SUM('Space-by-Space Method'!$BO$4:$BO$78,SUM('Exterior Lighting'!$BL$5:$BL$25))),0))","v":""},{"$f":"IF(A161=\"\",\"\",IF(AP161=1,Summary!$G$11*(AO161)/(SUM('Space-by-Space Method'!$BO$4:$BO$78,SUM('Exterior Lighting'!$BL$5:$BL$25))),0))","v":""},{"$f":"IF(A161=\"\",\"\",IF(AP161=1,Summary!$H$11*(AO161)/(SUM('Space-by-Space Method'!$BO$4:$BO$78)),0))","v":""},{"$f":"IF(A161=\"\",\"\",IF(AP161=1,Summary!$I$11*(AO161)/(SUM('Space-by-Space Method'!$BO$4:$BO$78)),0))","v":""},null,null,null,{"$f":"IF(A161=\"\",\"\",IF(START!$B$34=2,INDIRECT(\"'Space-by-Space Method'!\"&SUBSTITUTE(ADDRESS(1,MOD(ROW(A161)-52,50)+10,4),\"1\",\"\")&ROUNDDOWN((ROW(A161)-52)/50,0)+4),\"\"))","v":""},{"$f":"IF(A161=\"\",\"\",INDIRECT(\"'Space-by-Space Method'!C\"&ROUNDDOWN((ROW(A161)-52)/50,0)+4))","v":""},{"$f":"IF(A161=\"\",\"\",IF(COUNTIF(CommonSpaceTypes,AQ161)>0,INDIRECT(\"'Space-by-Space Method'!F\"&ROUNDDOWN((ROW(A161)-52)/50,0)+4),\"\"))","v":""},{"$f":"IF(A161=\"\",\"\",IF(COUNTIF(BuildingSpecificSpaceTypes,AQ161)>0,INDIRECT(\"'Space-by-Space Method'!F\"&ROUNDDOWN((ROW(A161)-52)/50,0)+4),\"\"))","v":""},{"$f":"IF(A161=\"\",\"\",INDIRECT(\"'Fixture Schedule'!D\"&MOD(ROW(A161)-52,50)+9))","v":""},{"$f":"IF(A161=\"\",\"\",IF(AR161=\"\",\"\",INDIRECT(\"'Fixture Schedule'!K\"&MOD(ROW(A161)-52,50)+9)))","v":""},"",{"$f":"IF(A161=\"\",\"\",INDIRECT(\"'Fixture Schedule'!L\"&MOD(ROW(A161)-52,50)+9))","v":""},null,null,null,null,null,null,null,null,null,null,null,null,null,{"$f":"INDIRECT(\"'Space-by-Space Method'!\"&SUBSTITUTE(ADDRESS(1,MOD(ROW(A161)-52,50)+10,4),\"1\",\"\")&ROUNDDOWN((ROW(A161)-52)/50,0)+4)","v":0},{"$f":"LEFT(INDIRECT(\"'Space-by-Space Method'!BJ\"&ROUNDDOWN((ROW(A161)-52)/50,0)+4),3)","v":""},{"$f":"INDIRECT(\"'Fixture Schedule'!L\"&MOD(ROW(A161)-52,50)+9)","v":0},{"$f":"INDIRECT(\"'Fixture Schedule'!O\"&MOD(ROW(A161)-52,50)+9)","v":0},{"$f":"INDIRECT(\"'Space-by-Space Method'!F\"&ROUNDDOWN((ROW(A161)-52)/50,0)+4)","v":0},{"$f":"INDIRECT(\"'Fixture Schedule'!L\"&MOD(ROW(A161)-52,50)+9)","v":0},{"$f":"INDIRECT(\"'Space-by-Space Method'!D\"&ROUNDDOWN((ROW(A161)-52)/50,0)+4)","v":0},{"$f":"INDIRECT(\"'Space-by-Space Method'!E\"&ROUNDDOWN((ROW(A161)-52)/50,0)+4)","v":1}]
[{"$f":"IF(InteriorCalcType=2,IF(OR(AM162=0,AN162=\"DNQ\")=TRUE,\"\",INDIRECT(\"'Fixture Schedule'!M\"&MOD(ROW(A162)-52,50)+9)),\"\")","v":""},{"$f":"IF(A162=\"\",\"\",INDIRECT(\"'Fixture Schedule'!E\"&MOD(ROW(A162)-52,50)+9))","v":""},{"$f":"IF(A162=\"\",\"\",INDIRECT(\"'Fixture Schedule'!F\"&MOD(ROW(A162)-52,50)+9))","v":""},{"$f":"IF(A162=\"\",\"\",INDIRECT(\"'Fixture Schedule'!L\"&MOD(ROW(A162)-52,50)+9))","v":""},"",null,null,{"$f":"IF(A162=\"\",\"\",IF(AP162=1,Summary!$C$12*(AO162)/(SUM('Space-by-Space Method'!$BO$4:$BO$78,SUM('Exterior Lighting'!$BL$5:$BL$25))),0))","v":""},{"$f":"IF(A162=\"\",\"\",IF(START!$B$34=1,INDIRECT(\"'Space-by-Space Method'!\"&SUBSTITUTE(ADDRESS(1,MOD(ROW(A162)-52,50)+10,4),\"1\",\"\")&ROUNDDOWN((ROW(A162)-52)/50,0)+4),\"\"))","v":""},{"$f":"IF(A162=\"\",\"\",IF(AP162=1,Summary!$F$11*(AO162)/(SUM('Space-by-Space Method'!$BO$4:$BO$78,SUM('Exterior Lighting'!$BL$5:$BL$25))),0))","v":""},{"$f":"IF(A162=\"\",\"\",IF(AP162=1,Summary!$E$11*(AO162)/(SUM('Space-by-Space Method'!$BO$4:$BO$78,SUM('Exterior Lighting'!$BL$5:$BL$25))),0))","v":""},{"$f":"IF(A162=\"\",\"\",IF(AP162=1,Summary!$G$11*(AO162)/(SUM('Space-by-Space Method'!$BO$4:$BO$78,SUM('Exterior Lighting'!$BL$5:$BL$25))),0))","v":""},{"$f":"IF(A162=\"\",\"\",IF(AP162=1,Summary!$H$11*(AO162)/(SUM('Space-by-Space Method'!$BO$4:$BO$78)),0))","v":""},{"$f":"IF(A162=\"\",\"\",IF(AP162=1,Summary!$I$11*(AO162)/(SUM('Space-by-Space Method'!$BO$4:$BO$78)),0))","v":""},null,null,null,{"$f":"IF(A162=\"\",\"\",IF(START!$B$34=2,INDIRECT(\"'Space-by-Space Method'!\"&SUBSTITUTE(ADDRESS(1,MOD(ROW(A162)-52,50)+10,4),\"1\",\"\")&ROUNDDOWN((ROW(A162)-52)/50,0)+4),\"\"))","v":""},{"$f":"IF(A162=\"\",\"\",INDIRECT(\"'Space-by-Space Method'!C\"&ROUNDDOWN((ROW(A162)-52)/50,0)+4))","v":""},{"$f":"IF(A162=\"\",\"\",IF(COUNTIF(CommonSpaceTypes,AQ162)>0,INDIRECT(\"'Space-by-Space Method'!F\"&ROUNDDOWN((ROW(A162)-52)/50,0)+4),\"\"))","v":""},{"$f":"IF(A162=\"\",\"\",IF(COUNTIF(BuildingSpecificSpaceTypes,AQ162)>0,INDIRECT(\"'Space-by-Space Method'!F\"&ROUNDDOWN((ROW(A162)-52)/50,0)+4),\"\"))","v":""},{"$f":"IF(A162=\"\",\"\",INDIRECT(\"'Fixture Schedule'!D\"&MOD(ROW(A162)-52,50)+9))","v":""},{"$f":"IF(A162=\"\",\"\",IF(AR162=\"\",\"\",INDIRECT(\"'Fixture Schedule'!K\"&MOD(ROW(A162)-52,50)+9)))","v":""},"",{"$f":"IF(A162=\"\",\"\",INDIRECT(\"'Fixture Schedule'!L\"&MOD(ROW(A162)-52,50)+9))","v":""},null,null,null,null,null,null,null,null,null,null,null,null,null,{"$f":"INDIRECT(\"'Space-by-Space Method'!\"&SUBSTITUTE(ADDRESS(1,MOD(ROW(A162)-52,50)+10,4),\"1\",\"\")&ROUNDDOWN((ROW(A162)-52)/50,0)+4)","v":0},{"$f":"LEFT(INDIRECT(\"'Space-by-Space Method'!BJ\"&ROUNDDOWN((ROW(A162)-52)/50,0)+4),3)","v":""},{"$f":"INDIRECT(\"'Fixture Schedule'!L\"&MOD(ROW(A162)-52,50)+9)","v":0},{"$f":"INDIRECT(\"'Fixture Schedule'!O\"&MOD(ROW(A162)-52,50)+9)","v":0},{"$f":"INDIRECT(\"'Space-by-Space Method'!F\"&ROUNDDOWN((ROW(A162)-52)/50,0)+4)","v":0},{"$f":"INDIRECT(\"'Fixture Schedule'!L\"&MOD(ROW(A162)-52,50)+9)","v":0},{"$f":"INDIRECT(\"'Space-by-Space Method'!D\"&ROUNDDOWN((ROW(A162)-52)/50,0)+4)","v":0},{"$f":"INDIRECT(\"'Space-by-Space Method'!E\"&ROUNDDOWN((ROW(A162)-52)/50,0)+4)","v":1}]
[{"$f":"IF(InteriorCalcType=2,IF(OR(AM163=0,AN163=\"DNQ\")=TRUE,\"\",INDIRECT(\"'Fixture Schedule'!M\"&MOD(ROW(A163)-52,50)+9)),\"\")","v":""},{"$f":"IF(A163=\"\",\"\",INDIRECT(\"'Fixture Schedule'!E\"&MOD(ROW(A163)-52,50)+9))","v":""},{"$f":"IF(A163=\"\",\"\",INDIRECT(\"'Fixture Schedule'!F\"&MOD(ROW(A163)-52,50)+9))","v":""},{"$f":"IF(A163=\"\",\"\",INDIRECT(\"'Fixture Schedule'!L\"&MOD(ROW(A163)-52,50)+9))","v":""},"",null,null,{"$f":"IF(A163=\"\",\"\",IF(AP163=1,Summary!$C$12*(AO163)/(SUM('Space-by-Space Method'!$BO$4:$BO$78,SUM('Exterior Lighting'!$BL$5:$BL$25))),0))","v":""},{"$f":"IF(A163=\"\",\"\",IF(START!$B$34=1,INDIRECT(\"'Space-by-Space Method'!\"&SUBSTITUTE(ADDRESS(1,MOD(ROW(A163)-52,50)+10,4),\"1\",\"\")&ROUNDDOWN((ROW(A163)-52)/50,0)+4),\"\"))","v":""},{"$f":"IF(A163=\"\",\"\",IF(AP163=1,Summary!$F$11*(AO163)/(SUM('Space-by-Space Method'!$BO$4:$BO$78,SUM('Exterior Lighting'!$BL$5:$BL$25))),0))","v":""},{"$f":"IF(A163=\"\",\"\",IF(AP163=1,Summary!$E$11*(AO163)/(SUM('Space-by-Space Method'!$BO$4:$BO$78,SUM('Exterior Lighting'!$BL$5:$BL$25))),0))","v":""},{"$f":"IF(A163=\"\",\"\",IF(AP163=1,Summary!$G$11*(AO163)/(SUM('Space-by-Space Method'!$BO$4:$BO$78,SUM('Exterior Lighting'!$BL$5:$BL$25))),0))","v":""},{"$f":"IF(A163=\"\",\"\",IF(AP163=1,Summary!$H$11*(AO163)/(SUM('Space-by-Space Method'!$BO$4:$BO$78)),0))","v":""},{"$f":"IF(A163=\"\",\"\",IF(AP163=1,Summary!$I$11*(AO163)/(SUM('Space-by-Space Method'!$BO$4:$BO$78)),0))","v":""},null,null,null,{"$f":"IF(A163=\"\",\"\",IF(START!$B$34=2,INDIRECT(\"'Space-by-Space Method'!\"&SUBSTITUTE(ADDRESS(1,MOD(ROW(A163)-52,50)+10,4),\"1\",\"\")&ROUNDDOWN((ROW(A163)-52)/50,0)+4),\"\"))","v":""},{"$f":"IF(A163=\"\",\"\",INDIRECT(\"'Space-by-Space Method'!C\"&ROUNDDOWN((ROW(A163)-52)/50,0)+4))","v":""},{"$f":"IF(A163=\"\",\"\",IF(COUNTIF(CommonSpaceTypes,AQ163)>0,INDIRECT(\"'Space-by-Space Method'!F\"&ROUNDDOWN((ROW(A163)-52)/50,0)+4),\"\"))","v":""},{"$f":"IF(A163=\"\",\"\",IF(COUNTIF(BuildingSpecificSpaceTypes,AQ163)>0,INDIRECT(\"'Space-by-Space Method'!F\"&ROUNDDOWN((ROW(A163)-52)/50,0)+4),\"\"))","v":""},{"$f":"IF(A163=\"\",\"\",INDIRECT(\"'Fixture Schedule'!D\"&MOD(ROW(A163)-52,50)+9))","v":""},{"$f":"IF(A163=\"\",\"\",IF(AR163=\"\",\"\",INDIRECT(\"'Fixture Schedule'!K\"&MOD(ROW(A163)-52,50)+9)))","v":""},"",{"$f":"IF(A163=\"\",\"\",INDIRECT(\"'Fixture Schedule'!L\"&MOD(ROW(A163)-52,50)+9))","v":""},null,null,null,null,null,null,null,null,null,null,null,null,null,{"$f":"INDIRECT(\"'Space-by-Space Method'!\"&SUBSTITUTE(ADDRESS(1,MOD(ROW(A163)-52,50)+10,4),\"1\",\"\")&ROUNDDOWN((ROW(A163)-52)/50,0)+4)","v":0},{"$f":"LEFT(INDIRECT(\"'Space-by-Space Method'!BJ\"&ROUNDDOWN((ROW(A163)-52)/50,0)+4),3)","v":""},{"$f":"INDIRECT(\"'Fixture Schedule'!L\"&MOD(ROW(A163)-52,50)+9)","v":0},{"$f":"INDIRECT(\"'Fixture Schedule'!O\"&MOD(ROW(A163)-52,50)+9)","v":0},{"$f":"INDIRECT(\"'Space-by-Space Method'!F\"&ROUNDDOWN((ROW(A163)-52)/50,0)+4)","v":0},{"$f":"INDIRECT(\"'Fixture Schedule'!L\"&MOD(ROW(A163)-52,50)+9)","v":0},{"$f":"INDIRECT(\"'Space-by-Space Method'!D\"&ROUNDDOWN((ROW(A163)-52)/50,0)+4)","v":0},{"$f":"INDIRECT(\"'Space-by-Space Method'!E\"&ROUNDDOWN((ROW(A163)-52)/50,0)+4)","v":1}]
[{"$f":"IF(InteriorCalcType=2,IF(OR(AM164=0,AN164=\"DNQ\")=TRUE,\"\",INDIRECT(\"'Fixture Schedule'!M\"&MOD(ROW(A164)-52,50)+9)),\"\")","v":""},{"$f":"IF(A164=\"\",\"\",INDIRECT(\"'Fixture Schedule'!E\"&MOD(ROW(A164)-52,50)+9))","v":""},{"$f":"IF(A164=\"\",\"\",INDIRECT(\"'Fixture Schedule'!F\"&MOD(ROW(A164)-52,50)+9))","v":""},{"$f":"IF(A164=\"\",\"\",INDIRECT(\"'Fixture Schedule'!L\"&MOD(ROW(A164)-52,50)+9))","v":""},"",null,null,{"$f":"IF(A164=\"\",\"\",IF(AP164=1,Summary!$C$12*(AO164)/(SUM('Space-by-Space Method'!$BO$4:$BO$78,SUM('Exterior Lighting'!$BL$5:$BL$25))),0))","v":""},{"$f":"IF(A164=\"\",\"\",IF(START!$B$34=1,INDIRECT(\"'Space-by-Space Method'!\"&SUBSTITUTE(ADDRESS(1,MOD(ROW(A164)-52,50)+10,4),\"1\",\"\")&ROUNDDOWN((ROW(A164)-52)/50,0)+4),\"\"))","v":""},{"$f":"IF(A164=\"\",\"\",IF(AP164=1,Summary!$F$11*(AO164)/(SUM('Space-by-Space Method'!$BO$4:$BO$78,SUM('Exterior Lighting'!$BL$5:$BL$25))),0))","v":""},{"$f":"IF(A164=\"\",\"\",IF(AP164=1,Summary!$E$11*(AO164)/(SUM('Space-by-Space Method'!$BO$4:$BO$78,SUM('Exterior Lighting'!$BL$5:$BL$25))),0))","v":""},{"$f":"IF(A164=\"\",\"\",IF(AP164=1,Summary!$G$11*(AO164)/(SUM('Space-by-Space Method'!$BO$4:$BO$78,SUM('Exterior Lighting'!$BL$5:$BL$25))),0))","v":""},{"$f":"IF(A164=\"\",\"\",IF(AP164=1,Summary!$H$11*(AO164)/(SUM('Space-by-Space Method'!$BO$4:$BO$78)),0))","v":""},{"$f":"IF(A164=\"\",\"\",IF(AP164=1,Summary!$I$11*(AO164)/(SUM('Space-by-Space Method'!$BO$4:$BO$78)),0))","v":""},null,null,null,{"$f":"IF(A164=\"\",\"\",IF(START!$B$34=2,INDIRECT(\"'Space-by-Space Method'!\"&SUBSTITUTE(ADDRESS(1,MOD(ROW(A164)-52,50)+10,4),\"1\",\"\")&ROUNDDOWN((ROW(A164)-52)/50,0)+4),\"\"))","v":""},{"$f":"IF(A164=\"\",\"\",INDIRECT(\"'Space-by-Space Method'!C\"&ROUNDDOWN((ROW(A164)-52)/50,0)+4))","v":""},{"$f":"IF(A164=\"\",\"\",IF(COUNTIF(CommonSpaceTypes,AQ164)>0,INDIRECT(\"'Space-by-Space Method'!F\"&ROUNDDOWN((ROW(A164)-52)/50,0)+4),\"\"))","v":""},{"$f":"IF(A164=\"\",\"\",IF(COUNTIF(BuildingSpecificSpaceTypes,AQ164)>0,INDIRECT(\"'Space-by-Space Method'!F\"&ROUNDDOWN((ROW(A164)-52)/50,0)+4),\"\"))","v":""},{"$f":"IF(A164=\"\",\"\",INDIRECT(\"'Fixture Schedule'!D\"&MOD(ROW(A164)-52,50)+9))","v":""},{"$f":"IF(A164=\"\",\"\",IF(AR164=\"\",\"\",INDIRECT(\"'Fixture Schedule'!K\"&MOD(ROW(A164)-52,50)+9)))","v":""},"",{"$f":"IF(A164=\"\",\"\",INDIRECT(\"'Fixture Schedule'!L\"&MOD(ROW(A164)-52,50)+9))","v":""},null,null,null,null,null,null,null,null,null,null,null,null,null,{"$f":"INDIRECT(\"'Space-by-Space Method'!\"&SUBSTITUTE(ADDRESS(1,MOD(ROW(A164)-52,50)+10,4),\"1\",\"\")&ROUNDDOWN((ROW(A164)-52)/50,0)+4)","v":0},{"$f":"LEFT(INDIRECT(\"'Space-by-Space Method'!BJ\"&ROUNDDOWN((ROW(A164)-52)/50,0)+4),3)","v":""},{"$f":"INDIRECT(\"'Fixture Schedule'!L\"&MOD(ROW(A164)-52,50)+9)","v":0},{"$f":"INDIRECT(\"'Fixture Schedule'!O\"&MOD(ROW(A164)-52,50)+9)","v":0},{"$f":"INDIRECT(\"'Space-by-Space Method'!F\"&ROUNDDOWN((ROW(A164)-52)/50,0)+4)","v":0},{"$f":"INDIRECT(\"'Fixture Schedule'!L\"&MOD(ROW(A164)-52,50)+9)","v":0},{"$f":"INDIRECT(\"'Space-by-Space Method'!D\"&ROUNDDOWN((ROW(A164)-52)/50,0)+4)","v":0},{"$f":"INDIRECT(\"'Space-by-Space Method'!E\"&ROUNDDOWN((ROW(A164)-52)/50,0)+4)","v":1}]
[{"$f":"IF(InteriorCalcType=2,IF(OR(AM165=0,AN165=\"DNQ\")=TRUE,\"\",INDIRECT(\"'Fixture Schedule'!M\"&MOD(ROW(A165)-52,50)+9)),\"\")","v":""},{"$f":"IF(A165=\"\",\"\",INDIRECT(\"'Fixture Schedule'!E\"&MOD(ROW(A165)-52,50)+9))","v":""},{"$f":"IF(A165=\"\",\"\",INDIRECT(\"'Fixture Schedule'!F\"&MOD(ROW(A165)-52,50)+9))","v":""},{"$f":"IF(A165=\"\",\"\",INDIRECT(\"'Fixture Schedule'!L\"&MOD(ROW(A165)-52,50)+9))","v":""},"",null,null,{"$f":"IF(A165=\"\",\"\",IF(AP165=1,Summary!$C$12*(AO165)/(SUM('Space-by-Space Method'!$BO$4:$BO$78,SUM('Exterior Lighting'!$BL$5:$BL$25))),0))","v":""},{"$f":"IF(A165=\"\",\"\",IF(START!$B$34=1,INDIRECT(\"'Space-by-Space Method'!\"&SUBSTITUTE(ADDRESS(1,MOD(ROW(A165)-52,50)+10,4),\"1\",\"\")&ROUNDDOWN((ROW(A165)-52)/50,0)+4),\"\"))","v":""},{"$f":"IF(A165=\"\",\"\",IF(AP165=1,Summary!$F$11*(AO165)/(SUM('Space-by-Space Method'!$BO$4:$BO$78,SUM('Exterior Lighting'!$BL$5:$BL$25))),0))","v":""},{"$f":"IF(A165=\"\",\"\",IF(AP165=1,Summary!$E$11*(AO165)/(SUM('Space-by-Space Method'!$BO$4:$BO$78,SUM('Exterior Lighting'!$BL$5:$BL$25))),0))","v":""},{"$f":"IF(A165=\"\",\"\",IF(AP165=1,Summary!$G$11*(AO165)/(SUM('Space-by-Space Method'!$BO$4:$BO$78,SUM('Exterior Lighting'!$BL$5:$BL$25))),0))","v":""},{"$f":"IF(A165=\"\",\"\",IF(AP165=1,Summary!$H$11*(AO165)/(SUM('Space-by-Space Method'!$BO$4:$BO$78)),0))","v":""},{"$f":"IF(A165=\"\",\"\",IF(AP165=1,Summary!$I$11*(AO165)/(SUM('Space-by-Space Method'!$BO$4:$BO$78)),0))","v":""},null,null,null,{"$f":"IF(A165=\"\",\"\",IF(START!$B$34=2,INDIRECT(\"'Space-by-Space Method'!\"&SUBSTITUTE(ADDRESS(1,MOD(ROW(A165)-52,50)+10,4),\"1\",\"\")&ROUNDDOWN((ROW(A165)-52)/50,0)+4),\"\"))","v":""},{"$f":"IF(A165=\"\",\"\",INDIRECT(\"'Space-by-Space Method'!C\"&ROUNDDOWN((ROW(A165)-52)/50,0)+4))","v":""},{"$f":"IF(A165=\"\",\"\",IF(COUNTIF(CommonSpaceTypes,AQ165)>0,INDIRECT(\"'Space-by-Space Method'!F\"&ROUNDDOWN((ROW(A165)-52)/50,0)+4),\"\"))","v":""},{"$f":"IF(A165=\"\",\"\",IF(COUNTIF(BuildingSpecificSpaceTypes,AQ165)>0,INDIRECT(\"'Space-by-Space Method'!F\"&ROUNDDOWN((ROW(A165)-52)/50,0)+4),\"\"))","v":""},{"$f":"IF(A165=\"\",\"\",INDIRECT(\"'Fixture Schedule'!D\"&MOD(ROW(A165)-52,50)+9))","v":""},{"$f":"IF(A165=\"\",\"\",IF(AR165=\"\",\"\",INDIRECT(\"'Fixture Schedule'!K\"&MOD(ROW(A165)-52,50)+9)))","v":""},"",{"$f":"IF(A165=\"\",\"\",INDIRECT(\"'Fixture Schedule'!L\"&MOD(ROW(A165)-52,50)+9))","v":""},null,null,null,null,null,null,null,null,null,null,null,null,null,{"$f":"INDIRECT(\"'Space-by-Space Method'!\"&SUBSTITUTE(ADDRESS(1,MOD(ROW(A165)-52,50)+10,4),\"1\",\"\")&ROUNDDOWN((ROW(A165)-52)/50,0)+4)","v":0},{"$f":"LEFT(INDIRECT(\"'Space-by-Space Method'!BJ\"&ROUNDDOWN((ROW(A165)-52)/50,0)+4),3)","v":""},{"$f":"INDIRECT(\"'Fixture Schedule'!L\"&MOD(ROW(A165)-52,50)+9)","v":0},{"$f":"INDIRECT(\"'Fixture Schedule'!O\"&MOD(ROW(A165)-52,50)+9)","v":0},{"$f":"INDIRECT(\"'Space-by-Space Method'!F\"&ROUNDDOWN((ROW(A165)-52)/50,0)+4)","v":0},{"$f":"INDIRECT(\"'Fixture Schedule'!L\"&MOD(ROW(A165)-52,50)+9)","v":0},{"$f":"INDIRECT(\"'Space-by-Space Method'!D\"&ROUNDDOWN((ROW(A165)-52)/50,0)+4)","v":0},{"$f":"INDIRECT(\"'Space-by-Space Method'!E\"&ROUNDDOWN((ROW(A165)-52)/50,0)+4)","v":1}]
[{"$f":"IF(InteriorCalcType=2,IF(OR(AM166=0,AN166=\"DNQ\")=TRUE,\"\",INDIRECT(\"'Fixture Schedule'!M\"&MOD(ROW(A166)-52,50)+9)),\"\")","v":""},{"$f":"IF(A166=\"\",\"\",INDIRECT(\"'Fixture Schedule'!E\"&MOD(ROW(A166)-52,50)+9))","v":""},{"$f":"IF(A166=\"\",\"\",INDIRECT(\"'Fixture Schedule'!F\"&MOD(ROW(A166)-52,50)+9))","v":""},{"$f":"IF(A166=\"\",\"\",INDIRECT(\"'Fixture Schedule'!L\"&MOD(ROW(A166)-52,50)+9))","v":""},"",null,null,{"$f":"IF(A166=\"\",\"\",IF(AP166=1,Summary!$C$12*(AO166)/(SUM('Space-by-Space Method'!$BO$4:$BO$78,SUM('Exterior Lighting'!$BL$5:$BL$25))),0))","v":""},{"$f":"IF(A166=\"\",\"\",IF(START!$B$34=1,INDIRECT(\"'Space-by-Space Method'!\"&SUBSTITUTE(ADDRESS(1,MOD(ROW(A166)-52,50)+10,4),\"1\",\"\")&ROUNDDOWN((ROW(A166)-52)/50,0)+4),\"\"))","v":""},{"$f":"IF(A166=\"\",\"\",IF(AP166=1,Summary!$F$11*(AO166)/(SUM('Space-by-Space Method'!$BO$4:$BO$78,SUM('Exterior Lighting'!$BL$5:$BL$25))),0))","v":""},{"$f":"IF(A166=\"\",\"\",IF(AP166=1,Summary!$E$11*(AO166)/(SUM('Space-by-Space Method'!$BO$4:$BO$78,SUM('Exterior Lighting'!$BL$5:$BL$25))),0))","v":""},{"$f":"IF(A166=\"\",\"\",IF(AP166=1,Summary!$G$11*(AO166)/(SUM('Space-by-Space Method'!$BO$4:$BO$78,SUM('Exterior Lighting'!$BL$5:$BL$25))),0))","v":""},{"$f":"IF(A166=\"\",\"\",IF(AP166=1,Summary!$H$11*(AO166)/(SUM('Space-by-Space Method'!$BO$4:$BO$78)),0))","v":""},{"$f":"IF(A166=\"\",\"\",IF(AP166=1,Summary!$I$11*(AO166)/(SUM('Space-by-Space Method'!$BO$4:$BO$78)),0))","v":""},null,null,null,{"$f":"IF(A166=\"\",\"\",IF(START!$B$34=2,INDIRECT(\"'Space-by-Space Method'!\"&SUBSTITUTE(ADDRESS(1,MOD(ROW(A166)-52,50)+10,4),\"1\",\"\")&ROUNDDOWN((ROW(A166)-52)/50,0)+4),\"\"))","v":""},{"$f":"IF(A166=\"\",\"\",INDIRECT(\"'Space-by-Space Method'!C\"&ROUNDDOWN((ROW(A166)-52)/50,0)+4))","v":""},{"$f":"IF(A166=\"\",\"\",IF(COUNTIF(CommonSpaceTypes,AQ166)>0,INDIRECT(\"'Space-by-Space Method'!F\"&ROUNDDOWN((ROW(A166)-52)/50,0)+4),\"\"))","v":""},{"$f":"IF(A166=\"\",\"\",IF(COUNTIF(BuildingSpecificSpaceTypes,AQ166)>0,INDIRECT(\"'Space-by-Space Method'!F\"&ROUNDDOWN((ROW(A166)-52)/50,0)+4),\"\"))","v":""},{"$f":"IF(A166=\"\",\"\",INDIRECT(\"'Fixture Schedule'!D\"&MOD(ROW(A166)-52,50)+9))","v":""},{"$f":"IF(A166=\"\",\"\",IF(AR166=\"\",\"\",INDIRECT(\"'Fixture Schedule'!K\"&MOD(ROW(A166)-52,50)+9)))","v":""},"",{"$f":"IF(A166=\"\",\"\",INDIRECT(\"'Fixture Schedule'!L\"&MOD(ROW(A166)-52,50)+9))","v":""},null,null,null,null,null,null,null,null,null,null,null,null,null,{"$f":"INDIRECT(\"'Space-by-Space Method'!\"&SUBSTITUTE(ADDRESS(1,MOD(ROW(A166)-52,50)+10,4),\"1\",\"\")&ROUNDDOWN((ROW(A166)-52)/50,0)+4)","v":0},{"$f":"LEFT(INDIRECT(\"'Space-by-Space Method'!BJ\"&ROUNDDOWN((ROW(A166)-52)/50,0)+4),3)","v":""},{"$f":"INDIRECT(\"'Fixture Schedule'!L\"&MOD(ROW(A166)-52,50)+9)","v":0},{"$f":"INDIRECT(\"'Fixture Schedule'!O\"&MOD(ROW(A166)-52,50)+9)","v":0},{"$f":"INDIRECT(\"'Space-by-Space Method'!F\"&ROUNDDOWN((ROW(A166)-52)/50,0)+4)","v":0},{"$f":"INDIRECT(\"'Fixture Schedule'!L\"&MOD(ROW(A166)-52,50)+9)","v":0},{"$f":"INDIRECT(\"'Space-by-Space Method'!D\"&ROUNDDOWN((ROW(A166)-52)/50,0)+4)","v":0},{"$f":"INDIRECT(\"'Space-by-Space Method'!E\"&ROUNDDOWN((ROW(A166)-52)/50,0)+4)","v":1}]
[{"$f":"IF(InteriorCalcType=2,IF(OR(AM167=0,AN167=\"DNQ\")=TRUE,\"\",INDIRECT(\"'Fixture Schedule'!M\"&MOD(ROW(A167)-52,50)+9)),\"\")","v":""},{"$f":"IF(A167=\"\",\"\",INDIRECT(\"'Fixture Schedule'!E\"&MOD(ROW(A167)-52,50)+9))","v":""},{"$f":"IF(A167=\"\",\"\",INDIRECT(\"'Fixture Schedule'!F\"&MOD(ROW(A167)-52,50)+9))","v":""},{"$f":"IF(A167=\"\",\"\",INDIRECT(\"'Fixture Schedule'!L\"&MOD(ROW(A167)-52,50)+9))","v":""},"",null,null,{"$f":"IF(A167=\"\",\"\",IF(AP167=1,Summary!$C$12*(AO167)/(SUM('Space-by-Space Method'!$BO$4:$BO$78,SUM('Exterior Lighting'!$BL$5:$BL$25))),0))","v":""},{"$f":"IF(A167=\"\",\"\",IF(START!$B$34=1,INDIRECT(\"'Space-by-Space Method'!\"&SUBSTITUTE(ADDRESS(1,MOD(ROW(A167)-52,50)+10,4),\"1\",\"\")&ROUNDDOWN((ROW(A167)-52)/50,0)+4),\"\"))","v":""},{"$f":"IF(A167=\"\",\"\",IF(AP167=1,Summary!$F$11*(AO167)/(SUM('Space-by-Space Method'!$BO$4:$BO$78,SUM('Exterior Lighting'!$BL$5:$BL$25))),0))","v":""},{"$f":"IF(A167=\"\",\"\",IF(AP167=1,Summary!$E$11*(AO167)/(SUM('Space-by-Space Method'!$BO$4:$BO$78,SUM('Exterior Lighting'!$BL$5:$BL$25))),0))","v":""},{"$f":"IF(A167=\"\",\"\",IF(AP167=1,Summary!$G$11*(AO167)/(SUM('Space-by-Space Method'!$BO$4:$BO$78,SUM('Exterior Lighting'!$BL$5:$BL$25))),0))","v":""},{"$f":"IF(A167=\"\",\"\",IF(AP167=1,Summary!$H$11*(AO167)/(SUM('Space-by-Space Method'!$BO$4:$BO$78)),0))","v":""},{"$f":"IF(A167=\"\",\"\",IF(AP167=1,Summary!$I$11*(AO167)/(SUM('Space-by-Space Method'!$BO$4:$BO$78)),0))","v":""},null,null,null,{"$f":"IF(A167=\"\",\"\",IF(START!$B$34=2,INDIRECT(\"'Space-by-Space Method'!\"&SUBSTITUTE(ADDRESS(1,MOD(ROW(A167)-52,50)+10,4),\"1\",\"\")&ROUNDDOWN((ROW(A167)-52)/50,0)+4),\"\"))","v":""},{"$f":"IF(A167=\"\",\"\",INDIRECT(\"'Space-by-Space Method'!C\"&ROUNDDOWN((ROW(A167)-52)/50,0)+4))","v":""},{"$f":"IF(A167=\"\",\"\",IF(COUNTIF(CommonSpaceTypes,AQ167)>0,INDIRECT(\"'Space-by-Space Method'!F\"&ROUNDDOWN((ROW(A167)-52)/50,0)+4),\"\"))","v":""},{"$f":"IF(A167=\"\",\"\",IF(COUNTIF(BuildingSpecificSpaceTypes,AQ167)>0,INDIRECT(\"'Space-by-Space Method'!F\"&ROUNDDOWN((ROW(A167)-52)/50,0)+4),\"\"))","v":""},{"$f":"IF(A167=\"\",\"\",INDIRECT(\"'Fixture Schedule'!D\"&MOD(ROW(A167)-52,50)+9))","v":""},{"$f":"IF(A167=\"\",\"\",IF(AR167=\"\",\"\",INDIRECT(\"'Fixture Schedule'!K\"&MOD(ROW(A167)-52,50)+9)))","v":""},"",{"$f":"IF(A167=\"\",\"\",INDIRECT(\"'Fixture Schedule'!L\"&MOD(ROW(A167)-52,50)+9))","v":""},null,null,null,null,null,null,null,null,null,null,null,null,null,{"$f":"INDIRECT(\"'Space-by-Space Method'!\"&SUBSTITUTE(ADDRESS(1,MOD(ROW(A167)-52,50)+10,4),\"1\",\"\")&ROUNDDOWN((ROW(A167)-52)/50,0)+4)","v":0},{"$f":"LEFT(INDIRECT(\"'Space-by-Space Method'!BJ\"&ROUNDDOWN((ROW(A167)-52)/50,0)+4),3)","v":""},{"$f":"INDIRECT(\"'Fixture Schedule'!L\"&MOD(ROW(A167)-52,50)+9)","v":0},{"$f":"INDIRECT(\"'Fixture Schedule'!O\"&MOD(ROW(A167)-52,50)+9)","v":0},{"$f":"INDIRECT(\"'Space-by-Space Method'!F\"&ROUNDDOWN((ROW(A167)-52)/50,0)+4)","v":0},{"$f":"INDIRECT(\"'Fixture Schedule'!L\"&MOD(ROW(A167)-52,50)+9)","v":0},{"$f":"INDIRECT(\"'Space-by-Space Method'!D\"&ROUNDDOWN((ROW(A167)-52)/50,0)+4)","v":0},{"$f":"INDIRECT(\"'Space-by-Space Method'!E\"&ROUNDDOWN((ROW(A167)-52)/50,0)+4)","v":1}]
[{"$f":"IF(InteriorCalcType=2,IF(OR(AM168=0,AN168=\"DNQ\")=TRUE,\"\",INDIRECT(\"'Fixture Schedule'!M\"&MOD(ROW(A168)-52,50)+9)),\"\")","v":""},{"$f":"IF(A168=\"\",\"\",INDIRECT(\"'Fixture Schedule'!E\"&MOD(ROW(A168)-52,50)+9))","v":""},{"$f":"IF(A168=\"\",\"\",INDIRECT(\"'Fixture Schedule'!F\"&MOD(ROW(A168)-52,50)+9))","v":""},{"$f":"IF(A168=\"\",\"\",INDIRECT(\"'Fixture Schedule'!L\"&MOD(ROW(A168)-52,50)+9))","v":""},"",null,null,{"$f":"IF(A168=\"\",\"\",IF(AP168=1,Summary!$C$12*(AO168)/(SUM('Space-by-Space Method'!$BO$4:$BO$78,SUM('Exterior Lighting'!$BL$5:$BL$25))),0))","v":""},{"$f":"IF(A168=\"\",\"\",IF(START!$B$34=1,INDIRECT(\"'Space-by-Space Method'!\"&SUBSTITUTE(ADDRESS(1,MOD(ROW(A168)-52,50)+10,4),\"1\",\"\")&ROUNDDOWN((ROW(A168)-52)/50,0)+4),\"\"))","v":""},{"$f":"IF(A168=\"\",\"\",IF(AP168=1,Summary!$F$11*(AO168)/(SUM('Space-by-Space Method'!$BO$4:$BO$78,SUM('Exterior Lighting'!$BL$5:$BL$25))),0))","v":""},{"$f":"IF(A168=\"\",\"\",IF(AP168=1,Summary!$E$11*(AO168)/(SUM('Space-by-Space Method'!$BO$4:$BO$78,SUM('Exterior Lighting'!$BL$5:$BL$25))),0))","v":""},{"$f":"IF(A168=\"\",\"\",IF(AP168=1,Summary!$G$11*(AO168)/(SUM('Space-by-Space Method'!$BO$4:$BO$78,SUM('Exterior Lighting'!$BL$5:$BL$25))),0))","v":""},{"$f":"IF(A168=\"\",\"\",IF(AP168=1,Summary!$H$11*(AO168)/(SUM('Space-by-Space Method'!$BO$4:$BO$78)),0))","v":""},{"$f":"IF(A168=\"\",\"\",IF(AP168=1,Summary!$I$11*(AO168)/(SUM('Space-by-Space Method'!$BO$4:$BO$78)),0))","v":""},null,null,null,{"$f":"IF(A168=\"\",\"\",IF(START!$B$34=2,INDIRECT(\"'Space-by-Space Method'!\"&SUBSTITUTE(ADDRESS(1,MOD(ROW(A168)-52,50)+10,4),\"1\",\"\")&ROUNDDOWN((ROW(A168)-52)/50,0)+4),\"\"))","v":""},{"$f":"IF(A168=\"\",\"\",INDIRECT(\"'Space-by-Space Method'!C\"&ROUNDDOWN((ROW(A168)-52)/50,0)+4))","v":""},{"$f":"IF(A168=\"\",\"\",IF(COUNTIF(CommonSpaceTypes,AQ168)>0,INDIRECT(\"'Space-by-Space Method'!F\"&ROUNDDOWN((ROW(A168)-52)/50,0)+4),\"\"))","v":""},{"$f":"IF(A168=\"\",\"\",IF(COUNTIF(BuildingSpecificSpaceTypes,AQ168)>0,INDIRECT(\"'Space-by-Space Method'!F\"&ROUNDDOWN((ROW(A168)-52)/50,0)+4),\"\"))","v":""},{"$f":"IF(A168=\"\",\"\",INDIRECT(\"'Fixture Schedule'!D\"&MOD(ROW(A168)-52,50)+9))","v":""},{"$f":"IF(A168=\"\",\"\",IF(AR168=\"\",\"\",INDIRECT(\"'Fixture Schedule'!K\"&MOD(ROW(A168)-52,50)+9)))","v":""},"",{"$f":"IF(A168=\"\",\"\",INDIRECT(\"'Fixture Schedule'!L\"&MOD(ROW(A168)-52,50)+9))","v":""},null,null,null,null,null,null,null,null,null,null,null,null,null,{"$f":"INDIRECT(\"'Space-by-Space Method'!\"&SUBSTITUTE(ADDRESS(1,MOD(ROW(A168)-52,50)+10,4),\"1\",\"\")&ROUNDDOWN((ROW(A168)-52)/50,0)+4)","v":0},{"$f":"LEFT(INDIRECT(\"'Space-by-Space Method'!BJ\"&ROUNDDOWN((ROW(A168)-52)/50,0)+4),3)","v":""},{"$f":"INDIRECT(\"'Fixture Schedule'!L\"&MOD(ROW(A168)-52,50)+9)","v":0},{"$f":"INDIRECT(\"'Fixture Schedule'!O\"&MOD(ROW(A168)-52,50)+9)","v":0},{"$f":"INDIRECT(\"'Space-by-Space Method'!F\"&ROUNDDOWN((ROW(A168)-52)/50,0)+4)","v":0},{"$f":"INDIRECT(\"'Fixture Schedule'!L\"&MOD(ROW(A168)-52,50)+9)","v":0},{"$f":"INDIRECT(\"'Space-by-Space Method'!D\"&ROUNDDOWN((ROW(A168)-52)/50,0)+4)","v":0},{"$f":"INDIRECT(\"'Space-by-Space Method'!E\"&ROUNDDOWN((ROW(A168)-52)/50,0)+4)","v":1}]
[{"$f":"IF(InteriorCalcType=2,IF(OR(AM169=0,AN169=\"DNQ\")=TRUE,\"\",INDIRECT(\"'Fixture Schedule'!M\"&MOD(ROW(A169)-52,50)+9)),\"\")","v":""},{"$f":"IF(A169=\"\",\"\",INDIRECT(\"'Fixture Schedule'!E\"&MOD(ROW(A169)-52,50)+9))","v":""},{"$f":"IF(A169=\"\",\"\",INDIRECT(\"'Fixture Schedule'!F\"&MOD(ROW(A169)-52,50)+9))","v":""},{"$f":"IF(A169=\"\",\"\",INDIRECT(\"'Fixture Schedule'!L\"&MOD(ROW(A169)-52,50)+9))","v":""},"",null,null,{"$f":"IF(A169=\"\",\"\",IF(AP169=1,Summary!$C$12*(AO169)/(SUM('Space-by-Space Method'!$BO$4:$BO$78,SUM('Exterior Lighting'!$BL$5:$BL$25))),0))","v":""},{"$f":"IF(A169=\"\",\"\",IF(START!$B$34=1,INDIRECT(\"'Space-by-Space Method'!\"&SUBSTITUTE(ADDRESS(1,MOD(ROW(A169)-52,50)+10,4),\"1\",\"\")&ROUNDDOWN((ROW(A169)-52)/50,0)+4),\"\"))","v":""},{"$f":"IF(A169=\"\",\"\",IF(AP169=1,Summary!$F$11*(AO169)/(SUM('Space-by-Space Method'!$BO$4:$BO$78,SUM('Exterior Lighting'!$BL$5:$BL$25))),0))","v":""},{"$f":"IF(A169=\"\",\"\",IF(AP169=1,Summary!$E$11*(AO169)/(SUM('Space-by-Space Method'!$BO$4:$BO$78,SUM('Exterior Lighting'!$BL$5:$BL$25))),0))","v":""},{"$f":"IF(A169=\"\",\"\",IF(AP169=1,Summary!$G$11*(AO169)/(SUM('Space-by-Space Method'!$BO$4:$BO$78,SUM('Exterior Lighting'!$BL$5:$BL$25))),0))","v":""},{"$f":"IF(A169=\"\",\"\",IF(AP169=1,Summary!$H$11*(AO169)/(SUM('Space-by-Space Method'!$BO$4:$BO$78)),0))","v":""},{"$f":"IF(A169=\"\",\"\",IF(AP169=1,Summary!$I$11*(AO169)/(SUM('Space-by-Space Method'!$BO$4:$BO$78)),0))","v":""},null,null,null,{"$f":"IF(A169=\"\",\"\",IF(START!$B$34=2,INDIRECT(\"'Space-by-Space Method'!\"&SUBSTITUTE(ADDRESS(1,MOD(ROW(A169)-52,50)+10,4),\"1\",\"\")&ROUNDDOWN((ROW(A169)-52)/50,0)+4),\"\"))","v":""},{"$f":"IF(A169=\"\",\"\",INDIRECT(\"'Space-by-Space Method'!C\"&ROUNDDOWN((ROW(A169)-52)/50,0)+4))","v":""},{"$f":"IF(A169=\"\",\"\",IF(COUNTIF(CommonSpaceTypes,AQ169)>0,INDIRECT(\"'Space-by-Space Method'!F\"&ROUNDDOWN((ROW(A169)-52)/50,0)+4),\"\"))","v":""},{"$f":"IF(A169=\"\",\"\",IF(COUNTIF(BuildingSpecificSpaceTypes,AQ169)>0,INDIRECT(\"'Space-by-Space Method'!F\"&ROUNDDOWN((ROW(A169)-52)/50,0)+4),\"\"))","v":""},{"$f":"IF(A169=\"\",\"\",INDIRECT(\"'Fixture Schedule'!D\"&MOD(ROW(A169)-52,50)+9))","v":""},{"$f":"IF(A169=\"\",\"\",IF(AR169=\"\",\"\",INDIRECT(\"'Fixture Schedule'!K\"&MOD(ROW(A169)-52,50)+9)))","v":""},"",{"$f":"IF(A169=\"\",\"\",INDIRECT(\"'Fixture Schedule'!L\"&MOD(ROW(A169)-52,50)+9))","v":""},null,null,null,null,null,null,null,null,null,null,null,null,null,{"$f":"INDIRECT(\"'Space-by-Space Method'!\"&SUBSTITUTE(ADDRESS(1,MOD(ROW(A169)-52,50)+10,4),\"1\",\"\")&ROUNDDOWN((ROW(A169)-52)/50,0)+4)","v":0},{"$f":"LEFT(INDIRECT(\"'Space-by-Space Method'!BJ\"&ROUNDDOWN((ROW(A169)-52)/50,0)+4),3)","v":""},{"$f":"INDIRECT(\"'Fixture Schedule'!L\"&MOD(ROW(A169)-52,50)+9)","v":0},{"$f":"INDIRECT(\"'Fixture Schedule'!O\"&MOD(ROW(A169)-52,50)+9)","v":0},{"$f":"INDIRECT(\"'Space-by-Space Method'!F\"&ROUNDDOWN((ROW(A169)-52)/50,0)+4)","v":0},{"$f":"INDIRECT(\"'Fixture Schedule'!L\"&MOD(ROW(A169)-52,50)+9)","v":0},{"$f":"INDIRECT(\"'Space-by-Space Method'!D\"&ROUNDDOWN((ROW(A169)-52)/50,0)+4)","v":0},{"$f":"INDIRECT(\"'Space-by-Space Method'!E\"&ROUNDDOWN((ROW(A169)-52)/50,0)+4)","v":1}]
[{"$f":"IF(InteriorCalcType=2,IF(OR(AM170=0,AN170=\"DNQ\")=TRUE,\"\",INDIRECT(\"'Fixture Schedule'!M\"&MOD(ROW(A170)-52,50)+9)),\"\")","v":""},{"$f":"IF(A170=\"\",\"\",INDIRECT(\"'Fixture Schedule'!E\"&MOD(ROW(A170)-52,50)+9))","v":""},{"$f":"IF(A170=\"\",\"\",INDIRECT(\"'Fixture Schedule'!F\"&MOD(ROW(A170)-52,50)+9))","v":""},{"$f":"IF(A170=\"\",\"\",INDIRECT(\"'Fixture Schedule'!L\"&MOD(ROW(A170)-52,50)+9))","v":""},"",null,null,{"$f":"IF(A170=\"\",\"\",IF(AP170=1,Summary!$C$12*(AO170)/(SUM('Space-by-Space Method'!$BO$4:$BO$78,SUM('Exterior Lighting'!$BL$5:$BL$25))),0))","v":""},{"$f":"IF(A170=\"\",\"\",IF(START!$B$34=1,INDIRECT(\"'Space-by-Space Method'!\"&SUBSTITUTE(ADDRESS(1,MOD(ROW(A170)-52,50)+10,4),\"1\",\"\")&ROUNDDOWN((ROW(A170)-52)/50,0)+4),\"\"))","v":""},{"$f":"IF(A170=\"\",\"\",IF(AP170=1,Summary!$F$11*(AO170)/(SUM('Space-by-Space Method'!$BO$4:$BO$78,SUM('Exterior Lighting'!$BL$5:$BL$25))),0))","v":""},{"$f":"IF(A170=\"\",\"\",IF(AP170=1,Summary!$E$11*(AO170)/(SUM('Space-by-Space Method'!$BO$4:$BO$78,SUM('Exterior Lighting'!$BL$5:$BL$25))),0))","v":""},{"$f":"IF(A170=\"\",\"\",IF(AP170=1,Summary!$G$11*(AO170)/(SUM('Space-by-Space Method'!$BO$4:$BO$78,SUM('Exterior Lighting'!$BL$5:$BL$25))),0))","v":""},{"$f":"IF(A170=\"\",\"\",IF(AP170=1,Summary!$H$11*(AO170)/(SUM('Space-by-Space Method'!$BO$4:$BO$78)),0))","v":""},{"$f":"IF(A170=\"\",\"\",IF(AP170=1,Summary!$I$11*(AO170)/(SUM('Space-by-Space Method'!$BO$4:$BO$78)),0))","v":""},null,null,null,{"$f":"IF(A170=\"\",\"\",IF(START!$B$34=2,INDIRECT(\"'Space-by-Space Method'!\"&SUBSTITUTE(ADDRESS(1,MOD(ROW(A170)-52,50)+10,4),\"1\",\"\")&ROUNDDOWN((ROW(A170)-52)/50,0)+4),\"\"))","v":""},{"$f":"IF(A170=\"\",\"\",INDIRECT(\"'Space-by-Space Method'!C\"&ROUNDDOWN((ROW(A170)-52)/50,0)+4))","v":""},{"$f":"IF(A170=\"\",\"\",IF(COUNTIF(CommonSpaceTypes,AQ170)>0,INDIRECT(\"'Space-by-Space Method'!F\"&ROUNDDOWN((ROW(A170)-52)/50,0)+4),\"\"))","v":""},{"$f":"IF(A170=\"\",\"\",IF(COUNTIF(BuildingSpecificSpaceTypes,AQ170)>0,INDIRECT(\"'Space-by-Space Method'!F\"&ROUNDDOWN((ROW(A170)-52)/50,0)+4),\"\"))","v":""},{"$f":"IF(A170=\"\",\"\",INDIRECT(\"'Fixture Schedule'!D\"&MOD(ROW(A170)-52,50)+9))","v":""},{"$f":"IF(A170=\"\",\"\",IF(AR170=\"\",\"\",INDIRECT(\"'Fixture Schedule'!K\"&MOD(ROW(A170)-52,50)+9)))","v":""},"",{"$f":"IF(A170=\"\",\"\",INDIRECT(\"'Fixture Schedule'!L\"&MOD(ROW(A170)-52,50)+9))","v":""},null,null,null,null,null,null,null,null,null,null,null,null,null,{"$f":"INDIRECT(\"'Space-by-Space Method'!\"&SUBSTITUTE(ADDRESS(1,MOD(ROW(A170)-52,50)+10,4),\"1\",\"\")&ROUNDDOWN((ROW(A170)-52)/50,0)+4)","v":0},{"$f":"LEFT(INDIRECT(\"'Space-by-Space Method'!BJ\"&ROUNDDOWN((ROW(A170)-52)/50,0)+4),3)","v":""},{"$f":"INDIRECT(\"'Fixture Schedule'!L\"&MOD(ROW(A170)-52,50)+9)","v":0},{"$f":"INDIRECT(\"'Fixture Schedule'!O\"&MOD(ROW(A170)-52,50)+9)","v":0},{"$f":"INDIRECT(\"'Space-by-Space Method'!F\"&ROUNDDOWN((ROW(A170)-52)/50,0)+4)","v":0},{"$f":"INDIRECT(\"'Fixture Schedule'!L\"&MOD(ROW(A170)-52,50)+9)","v":0},{"$f":"INDIRECT(\"'Space-by-Space Method'!D\"&ROUNDDOWN((ROW(A170)-52)/50,0)+4)","v":0},{"$f":"INDIRECT(\"'Space-by-Space Method'!E\"&ROUNDDOWN((ROW(A170)-52)/50,0)+4)","v":1}]
[{"$f":"IF(InteriorCalcType=2,IF(OR(AM171=0,AN171=\"DNQ\")=TRUE,\"\",INDIRECT(\"'Fixture Schedule'!M\"&MOD(ROW(A171)-52,50)+9)),\"\")","v":""},{"$f":"IF(A171=\"\",\"\",INDIRECT(\"'Fixture Schedule'!E\"&MOD(ROW(A171)-52,50)+9))","v":""},{"$f":"IF(A171=\"\",\"\",INDIRECT(\"'Fixture Schedule'!F\"&MOD(ROW(A171)-52,50)+9))","v":""},{"$f":"IF(A171=\"\",\"\",INDIRECT(\"'Fixture Schedule'!L\"&MOD(ROW(A171)-52,50)+9))","v":""},"",null,null,{"$f":"IF(A171=\"\",\"\",IF(AP171=1,Summary!$C$12*(AO171)/(SUM('Space-by-Space Method'!$BO$4:$BO$78,SUM('Exterior Lighting'!$BL$5:$BL$25))),0))","v":""},{"$f":"IF(A171=\"\",\"\",IF(START!$B$34=1,INDIRECT(\"'Space-by-Space Method'!\"&SUBSTITUTE(ADDRESS(1,MOD(ROW(A171)-52,50)+10,4),\"1\",\"\")&ROUNDDOWN((ROW(A171)-52)/50,0)+4),\"\"))","v":""},{"$f":"IF(A171=\"\",\"\",IF(AP171=1,Summary!$F$11*(AO171)/(SUM('Space-by-Space Method'!$BO$4:$BO$78,SUM('Exterior Lighting'!$BL$5:$BL$25))),0))","v":""},{"$f":"IF(A171=\"\",\"\",IF(AP171=1,Summary!$E$11*(AO171)/(SUM('Space-by-Space Method'!$BO$4:$BO$78,SUM('Exterior Lighting'!$BL$5:$BL$25))),0))","v":""},{"$f":"IF(A171=\"\",\"\",IF(AP171=1,Summary!$G$11*(AO171)/(SUM('Space-by-Space Method'!$BO$4:$BO$78,SUM('Exterior Lighting'!$BL$5:$BL$25))),0))","v":""},{"$f":"IF(A171=\"\",\"\",IF(AP171=1,Summary!$H$11*(AO171)/(SUM('Space-by-Space Method'!$BO$4:$BO$78)),0))","v":""},{"$f":"IF(A171=\"\",\"\",IF(AP171=1,Summary!$I$11*(AO171)/(SUM('Space-by-Space Method'!$BO$4:$BO$78)),0))","v":""},null,null,null,{"$f":"IF(A171=\"\",\"\",IF(START!$B$34=2,INDIRECT(\"'Space-by-Space Method'!\"&SUBSTITUTE(ADDRESS(1,MOD(ROW(A171)-52,50)+10,4),\"1\",\"\")&ROUNDDOWN((ROW(A171)-52)/50,0)+4),\"\"))","v":""},{"$f":"IF(A171=\"\",\"\",INDIRECT(\"'Space-by-Space Method'!C\"&ROUNDDOWN((ROW(A171)-52)/50,0)+4))","v":""},{"$f":"IF(A171=\"\",\"\",IF(COUNTIF(CommonSpaceTypes,AQ171)>0,INDIRECT(\"'Space-by-Space Method'!F\"&ROUNDDOWN((ROW(A171)-52)/50,0)+4),\"\"))","v":""},{"$f":"IF(A171=\"\",\"\",IF(COUNTIF(BuildingSpecificSpaceTypes,AQ171)>0,INDIRECT(\"'Space-by-Space Method'!F\"&ROUNDDOWN((ROW(A171)-52)/50,0)+4),\"\"))","v":""},{"$f":"IF(A171=\"\",\"\",INDIRECT(\"'Fixture Schedule'!D\"&MOD(ROW(A171)-52,50)+9))","v":""},{"$f":"IF(A171=\"\",\"\",IF(AR171=\"\",\"\",INDIRECT(\"'Fixture Schedule'!K\"&MOD(ROW(A171)-52,50)+9)))","v":""},"",{"$f":"IF(A171=\"\",\"\",INDIRECT(\"'Fixture Schedule'!L\"&MOD(ROW(A171)-52,50)+9))","v":""},null,null,null,null,null,null,null,null,null,null,null,null,null,{"$f":"INDIRECT(\"'Space-by-Space Method'!\"&SUBSTITUTE(ADDRESS(1,MOD(ROW(A171)-52,50)+10,4),\"1\",\"\")&ROUNDDOWN((ROW(A171)-52)/50,0)+4)","v":0},{"$f":"LEFT(INDIRECT(\"'Space-by-Space Method'!BJ\"&ROUNDDOWN((ROW(A171)-52)/50,0)+4),3)","v":""},{"$f":"INDIRECT(\"'Fixture Schedule'!L\"&MOD(ROW(A171)-52,50)+9)","v":0},{"$f":"INDIRECT(\"'Fixture Schedule'!O\"&MOD(ROW(A171)-52,50)+9)","v":0},{"$f":"INDIRECT(\"'Space-by-Space Method'!F\"&ROUNDDOWN((ROW(A171)-52)/50,0)+4)","v":0},{"$f":"INDIRECT(\"'Fixture Schedule'!L\"&MOD(ROW(A171)-52,50)+9)","v":0},{"$f":"INDIRECT(\"'Space-by-Space Method'!D\"&ROUNDDOWN((ROW(A171)-52)/50,0)+4)","v":0},{"$f":"INDIRECT(\"'Space-by-Space Method'!E\"&ROUNDDOWN((ROW(A171)-52)/50,0)+4)","v":1}]
[{"$f":"IF(InteriorCalcType=2,IF(OR(AM172=0,AN172=\"DNQ\")=TRUE,\"\",INDIRECT(\"'Fixture Schedule'!M\"&MOD(ROW(A172)-52,50)+9)),\"\")","v":""},{"$f":"IF(A172=\"\",\"\",INDIRECT(\"'Fixture Schedule'!E\"&MOD(ROW(A172)-52,50)+9))","v":""},{"$f":"IF(A172=\"\",\"\",INDIRECT(\"'Fixture Schedule'!F\"&MOD(ROW(A172)-52,50)+9))","v":""},{"$f":"IF(A172=\"\",\"\",INDIRECT(\"'Fixture Schedule'!L\"&MOD(ROW(A172)-52,50)+9))","v":""},"",null,null,{"$f":"IF(A172=\"\",\"\",IF(AP172=1,Summary!$C$12*(AO172)/(SUM('Space-by-Space Method'!$BO$4:$BO$78,SUM('Exterior Lighting'!$BL$5:$BL$25))),0))","v":""},{"$f":"IF(A172=\"\",\"\",IF(START!$B$34=1,INDIRECT(\"'Space-by-Space Method'!\"&SUBSTITUTE(ADDRESS(1,MOD(ROW(A172)-52,50)+10,4),\"1\",\"\")&ROUNDDOWN((ROW(A172)-52)/50,0)+4),\"\"))","v":""},{"$f":"IF(A172=\"\",\"\",IF(AP172=1,Summary!$F$11*(AO172)/(SUM('Space-by-Space Method'!$BO$4:$BO$78,SUM('Exterior Lighting'!$BL$5:$BL$25))),0))","v":""},{"$f":"IF(A172=\"\",\"\",IF(AP172=1,Summary!$E$11*(AO172)/(SUM('Space-by-Space Method'!$BO$4:$BO$78,SUM('Exterior Lighting'!$BL$5:$BL$25))),0))","v":""},{"$f":"IF(A172=\"\",\"\",IF(AP172=1,Summary!$G$11*(AO172)/(SUM('Space-by-Space Method'!$BO$4:$BO$78,SUM('Exterior Lighting'!$BL$5:$BL$25))),0))","v":""},{"$f":"IF(A172=\"\",\"\",IF(AP172=1,Summary!$H$11*(AO172)/(SUM('Space-by-Space Method'!$BO$4:$BO$78)),0))","v":""},{"$f":"IF(A172=\"\",\"\",IF(AP172=1,Summary!$I$11*(AO172)/(SUM('Space-by-Space Method'!$BO$4:$BO$78)),0))","v":""},null,null,null,{"$f":"IF(A172=\"\",\"\",IF(START!$B$34=2,INDIRECT(\"'Space-by-Space Method'!\"&SUBSTITUTE(ADDRESS(1,MOD(ROW(A172)-52,50)+10,4),\"1\",\"\")&ROUNDDOWN((ROW(A172)-52)/50,0)+4),\"\"))","v":""},{"$f":"IF(A172=\"\",\"\",INDIRECT(\"'Space-by-Space Method'!C\"&ROUNDDOWN((ROW(A172)-52)/50,0)+4))","v":""},{"$f":"IF(A172=\"\",\"\",IF(COUNTIF(CommonSpaceTypes,AQ172)>0,INDIRECT(\"'Space-by-Space Method'!F\"&ROUNDDOWN((ROW(A172)-52)/50,0)+4),\"\"))","v":""},{"$f":"IF(A172=\"\",\"\",IF(COUNTIF(BuildingSpecificSpaceTypes,AQ172)>0,INDIRECT(\"'Space-by-Space Method'!F\"&ROUNDDOWN((ROW(A172)-52)/50,0)+4),\"\"))","v":""},{"$f":"IF(A172=\"\",\"\",INDIRECT(\"'Fixture Schedule'!D\"&MOD(ROW(A172)-52,50)+9))","v":""},{"$f":"IF(A172=\"\",\"\",IF(AR172=\"\",\"\",INDIRECT(\"'Fixture Schedule'!K\"&MOD(ROW(A172)-52,50)+9)))","v":""},"",{"$f":"IF(A172=\"\",\"\",INDIRECT(\"'Fixture Schedule'!L\"&MOD(ROW(A172)-52,50)+9))","v":""},null,null,null,null,null,null,null,null,null,null,null,null,null,{"$f":"INDIRECT(\"'Space-by-Space Method'!\"&SUBSTITUTE(ADDRESS(1,MOD(ROW(A172)-52,50)+10,4),\"1\",\"\")&ROUNDDOWN((ROW(A172)-52)/50,0)+4)","v":0},{"$f":"LEFT(INDIRECT(\"'Space-by-Space Method'!BJ\"&ROUNDDOWN((ROW(A172)-52)/50,0)+4),3)","v":""},{"$f":"INDIRECT(\"'Fixture Schedule'!L\"&MOD(ROW(A172)-52,50)+9)","v":0},{"$f":"INDIRECT(\"'Fixture Schedule'!O\"&MOD(ROW(A172)-52,50)+9)","v":0},{"$f":"INDIRECT(\"'Space-by-Space Method'!F\"&ROUNDDOWN((ROW(A172)-52)/50,0)+4)","v":0},{"$f":"INDIRECT(\"'Fixture Schedule'!L\"&MOD(ROW(A172)-52,50)+9)","v":0},{"$f":"INDIRECT(\"'Space-by-Space Method'!D\"&ROUNDDOWN((ROW(A172)-52)/50,0)+4)","v":0},{"$f":"INDIRECT(\"'Space-by-Space Method'!E\"&ROUNDDOWN((ROW(A172)-52)/50,0)+4)","v":1}]
[{"$f":"IF(InteriorCalcType=2,IF(OR(AM173=0,AN173=\"DNQ\")=TRUE,\"\",INDIRECT(\"'Fixture Schedule'!M\"&MOD(ROW(A173)-52,50)+9)),\"\")","v":""},{"$f":"IF(A173=\"\",\"\",INDIRECT(\"'Fixture Schedule'!E\"&MOD(ROW(A173)-52,50)+9))","v":""},{"$f":"IF(A173=\"\",\"\",INDIRECT(\"'Fixture Schedule'!F\"&MOD(ROW(A173)-52,50)+9))","v":""},{"$f":"IF(A173=\"\",\"\",INDIRECT(\"'Fixture Schedule'!L\"&MOD(ROW(A173)-52,50)+9))","v":""},"",null,null,{"$f":"IF(A173=\"\",\"\",IF(AP173=1,Summary!$C$12*(AO173)/(SUM('Space-by-Space Method'!$BO$4:$BO$78,SUM('Exterior Lighting'!$BL$5:$BL$25))),0))","v":""},{"$f":"IF(A173=\"\",\"\",IF(START!$B$34=1,INDIRECT(\"'Space-by-Space Method'!\"&SUBSTITUTE(ADDRESS(1,MOD(ROW(A173)-52,50)+10,4),\"1\",\"\")&ROUNDDOWN((ROW(A173)-52)/50,0)+4),\"\"))","v":""},{"$f":"IF(A173=\"\",\"\",IF(AP173=1,Summary!$F$11*(AO173)/(SUM('Space-by-Space Method'!$BO$4:$BO$78,SUM('Exterior Lighting'!$BL$5:$BL$25))),0))","v":""},{"$f":"IF(A173=\"\",\"\",IF(AP173=1,Summary!$E$11*(AO173)/(SUM('Space-by-Space Method'!$BO$4:$BO$78,SUM('Exterior Lighting'!$BL$5:$BL$25))),0))","v":""},{"$f":"IF(A173=\"\",\"\",IF(AP173=1,Summary!$G$11*(AO173)/(SUM('Space-by-Space Method'!$BO$4:$BO$78,SUM('Exterior Lighting'!$BL$5:$BL$25))),0))","v":""},{"$f":"IF(A173=\"\",\"\",IF(AP173=1,Summary!$H$11*(AO173)/(SUM('Space-by-Space Method'!$BO$4:$BO$78)),0))","v":""},{"$f":"IF(A173=\"\",\"\",IF(AP173=1,Summary!$I$11*(AO173)/(SUM('Space-by-Space Method'!$BO$4:$BO$78)),0))","v":""},null,null,null,{"$f":"IF(A173=\"\",\"\",IF(START!$B$34=2,INDIRECT(\"'Space-by-Space Method'!\"&SUBSTITUTE(ADDRESS(1,MOD(ROW(A173)-52,50)+10,4),\"1\",\"\")&ROUNDDOWN((ROW(A173)-52)/50,0)+4),\"\"))","v":""},{"$f":"IF(A173=\"\",\"\",INDIRECT(\"'Space-by-Space Method'!C\"&ROUNDDOWN((ROW(A173)-52)/50,0)+4))","v":""},{"$f":"IF(A173=\"\",\"\",IF(COUNTIF(CommonSpaceTypes,AQ173)>0,INDIRECT(\"'Space-by-Space Method'!F\"&ROUNDDOWN((ROW(A173)-52)/50,0)+4),\"\"))","v":""},{"$f":"IF(A173=\"\",\"\",IF(COUNTIF(BuildingSpecificSpaceTypes,AQ173)>0,INDIRECT(\"'Space-by-Space Method'!F\"&ROUNDDOWN((ROW(A173)-52)/50,0)+4),\"\"))","v":""},{"$f":"IF(A173=\"\",\"\",INDIRECT(\"'Fixture Schedule'!D\"&MOD(ROW(A173)-52,50)+9))","v":""},{"$f":"IF(A173=\"\",\"\",IF(AR173=\"\",\"\",INDIRECT(\"'Fixture Schedule'!K\"&MOD(ROW(A173)-52,50)+9)))","v":""},"",{"$f":"IF(A173=\"\",\"\",INDIRECT(\"'Fixture Schedule'!L\"&MOD(ROW(A173)-52,50)+9))","v":""},null,null,null,null,null,null,null,null,null,null,null,null,null,{"$f":"INDIRECT(\"'Space-by-Space Method'!\"&SUBSTITUTE(ADDRESS(1,MOD(ROW(A173)-52,50)+10,4),\"1\",\"\")&ROUNDDOWN((ROW(A173)-52)/50,0)+4)","v":0},{"$f":"LEFT(INDIRECT(\"'Space-by-Space Method'!BJ\"&ROUNDDOWN((ROW(A173)-52)/50,0)+4),3)","v":""},{"$f":"INDIRECT(\"'Fixture Schedule'!L\"&MOD(ROW(A173)-52,50)+9)","v":0},{"$f":"INDIRECT(\"'Fixture Schedule'!O\"&MOD(ROW(A173)-52,50)+9)","v":0},{"$f":"INDIRECT(\"'Space-by-Space Method'!F\"&ROUNDDOWN((ROW(A173)-52)/50,0)+4)","v":0},{"$f":"INDIRECT(\"'Fixture Schedule'!L\"&MOD(ROW(A173)-52,50)+9)","v":0},{"$f":"INDIRECT(\"'Space-by-Space Method'!D\"&ROUNDDOWN((ROW(A173)-52)/50,0)+4)","v":0},{"$f":"INDIRECT(\"'Space-by-Space Method'!E\"&ROUNDDOWN((ROW(A173)-52)/50,0)+4)","v":1}]
[{"$f":"IF(InteriorCalcType=2,IF(OR(AM174=0,AN174=\"DNQ\")=TRUE,\"\",INDIRECT(\"'Fixture Schedule'!M\"&MOD(ROW(A174)-52,50)+9)),\"\")","v":""},{"$f":"IF(A174=\"\",\"\",INDIRECT(\"'Fixture Schedule'!E\"&MOD(ROW(A174)-52,50)+9))","v":""},{"$f":"IF(A174=\"\",\"\",INDIRECT(\"'Fixture Schedule'!F\"&MOD(ROW(A174)-52,50)+9))","v":""},{"$f":"IF(A174=\"\",\"\",INDIRECT(\"'Fixture Schedule'!L\"&MOD(ROW(A174)-52,50)+9))","v":""},"",null,null,{"$f":"IF(A174=\"\",\"\",IF(AP174=1,Summary!$C$12*(AO174)/(SUM('Space-by-Space Method'!$BO$4:$BO$78,SUM('Exterior Lighting'!$BL$5:$BL$25))),0))","v":""},{"$f":"IF(A174=\"\",\"\",IF(START!$B$34=1,INDIRECT(\"'Space-by-Space Method'!\"&SUBSTITUTE(ADDRESS(1,MOD(ROW(A174)-52,50)+10,4),\"1\",\"\")&ROUNDDOWN((ROW(A174)-52)/50,0)+4),\"\"))","v":""},{"$f":"IF(A174=\"\",\"\",IF(AP174=1,Summary!$F$11*(AO174)/(SUM('Space-by-Space Method'!$BO$4:$BO$78,SUM('Exterior Lighting'!$BL$5:$BL$25))),0))","v":""},{"$f":"IF(A174=\"\",\"\",IF(AP174=1,Summary!$E$11*(AO174)/(SUM('Space-by-Space Method'!$BO$4:$BO$78,SUM('Exterior Lighting'!$BL$5:$BL$25))),0))","v":""},{"$f":"IF(A174=\"\",\"\",IF(AP174=1,Summary!$G$11*(AO174)/(SUM('Space-by-Space Method'!$BO$4:$BO$78,SUM('Exterior Lighting'!$BL$5:$BL$25))),0))","v":""},{"$f":"IF(A174=\"\",\"\",IF(AP174=1,Summary!$H$11*(AO174)/(SUM('Space-by-Space Method'!$BO$4:$BO$78)),0))","v":""},{"$f":"IF(A174=\"\",\"\",IF(AP174=1,Summary!$I$11*(AO174)/(SUM('Space-by-Space Method'!$BO$4:$BO$78)),0))","v":""},null,null,null,{"$f":"IF(A174=\"\",\"\",IF(START!$B$34=2,INDIRECT(\"'Space-by-Space Method'!\"&SUBSTITUTE(ADDRESS(1,MOD(ROW(A174)-52,50)+10,4),\"1\",\"\")&ROUNDDOWN((ROW(A174)-52)/50,0)+4),\"\"))","v":""},{"$f":"IF(A174=\"\",\"\",INDIRECT(\"'Space-by-Space Method'!C\"&ROUNDDOWN((ROW(A174)-52)/50,0)+4))","v":""},{"$f":"IF(A174=\"\",\"\",IF(COUNTIF(CommonSpaceTypes,AQ174)>0,INDIRECT(\"'Space-by-Space Method'!F\"&ROUNDDOWN((ROW(A174)-52)/50,0)+4),\"\"))","v":""},{"$f":"IF(A174=\"\",\"\",IF(COUNTIF(BuildingSpecificSpaceTypes,AQ174)>0,INDIRECT(\"'Space-by-Space Method'!F\"&ROUNDDOWN((ROW(A174)-52)/50,0)+4),\"\"))","v":""},{"$f":"IF(A174=\"\",\"\",INDIRECT(\"'Fixture Schedule'!D\"&MOD(ROW(A174)-52,50)+9))","v":""},{"$f":"IF(A174=\"\",\"\",IF(AR174=\"\",\"\",INDIRECT(\"'Fixture Schedule'!K\"&MOD(ROW(A174)-52,50)+9)))","v":""},"",{"$f":"IF(A174=\"\",\"\",INDIRECT(\"'Fixture Schedule'!L\"&MOD(ROW(A174)-52,50)+9))","v":""},null,null,null,null,null,null,null,null,null,null,null,null,null,{"$f":"INDIRECT(\"'Space-by-Space Method'!\"&SUBSTITUTE(ADDRESS(1,MOD(ROW(A174)-52,50)+10,4),\"1\",\"\")&ROUNDDOWN((ROW(A174)-52)/50,0)+4)","v":0},{"$f":"LEFT(INDIRECT(\"'Space-by-Space Method'!BJ\"&ROUNDDOWN((ROW(A174)-52)/50,0)+4),3)","v":""},{"$f":"INDIRECT(\"'Fixture Schedule'!L\"&MOD(ROW(A174)-52,50)+9)","v":0},{"$f":"INDIRECT(\"'Fixture Schedule'!O\"&MOD(ROW(A174)-52,50)+9)","v":0},{"$f":"INDIRECT(\"'Space-by-Space Method'!F\"&ROUNDDOWN((ROW(A174)-52)/50,0)+4)","v":0},{"$f":"INDIRECT(\"'Fixture Schedule'!L\"&MOD(ROW(A174)-52,50)+9)","v":0},{"$f":"INDIRECT(\"'Space-by-Space Method'!D\"&ROUNDDOWN((ROW(A174)-52)/50,0)+4)","v":0},{"$f":"INDIRECT(\"'Space-by-Space Method'!E\"&ROUNDDOWN((ROW(A174)-52)/50,0)+4)","v":1}]
[{"$f":"IF(InteriorCalcType=2,IF(OR(AM175=0,AN175=\"DNQ\")=TRUE,\"\",INDIRECT(\"'Fixture Schedule'!M\"&MOD(ROW(A175)-52,50)+9)),\"\")","v":""},{"$f":"IF(A175=\"\",\"\",INDIRECT(\"'Fixture Schedule'!E\"&MOD(ROW(A175)-52,50)+9))","v":""},{"$f":"IF(A175=\"\",\"\",INDIRECT(\"'Fixture Schedule'!F\"&MOD(ROW(A175)-52,50)+9))","v":""},{"$f":"IF(A175=\"\",\"\",INDIRECT(\"'Fixture Schedule'!L\"&MOD(ROW(A175)-52,50)+9))","v":""},"",null,null,{"$f":"IF(A175=\"\",\"\",IF(AP175=1,Summary!$C$12*(AO175)/(SUM('Space-by-Space Method'!$BO$4:$BO$78,SUM('Exterior Lighting'!$BL$5:$BL$25))),0))","v":""},{"$f":"IF(A175=\"\",\"\",IF(START!$B$34=1,INDIRECT(\"'Space-by-Space Method'!\"&SUBSTITUTE(ADDRESS(1,MOD(ROW(A175)-52,50)+10,4),\"1\",\"\")&ROUNDDOWN((ROW(A175)-52)/50,0)+4),\"\"))","v":""},{"$f":"IF(A175=\"\",\"\",IF(AP175=1,Summary!$F$11*(AO175)/(SUM('Space-by-Space Method'!$BO$4:$BO$78,SUM('Exterior Lighting'!$BL$5:$BL$25))),0))","v":""},{"$f":"IF(A175=\"\",\"\",IF(AP175=1,Summary!$E$11*(AO175)/(SUM('Space-by-Space Method'!$BO$4:$BO$78,SUM('Exterior Lighting'!$BL$5:$BL$25))),0))","v":""},{"$f":"IF(A175=\"\",\"\",IF(AP175=1,Summary!$G$11*(AO175)/(SUM('Space-by-Space Method'!$BO$4:$BO$78,SUM('Exterior Lighting'!$BL$5:$BL$25))),0))","v":""},{"$f":"IF(A175=\"\",\"\",IF(AP175=1,Summary!$H$11*(AO175)/(SUM('Space-by-Space Method'!$BO$4:$BO$78)),0))","v":""},{"$f":"IF(A175=\"\",\"\",IF(AP175=1,Summary!$I$11*(AO175)/(SUM('Space-by-Space Method'!$BO$4:$BO$78)),0))","v":""},null,null,null,{"$f":"IF(A175=\"\",\"\",IF(START!$B$34=2,INDIRECT(\"'Space-by-Space Method'!\"&SUBSTITUTE(ADDRESS(1,MOD(ROW(A175)-52,50)+10,4),\"1\",\"\")&ROUNDDOWN((ROW(A175)-52)/50,0)+4),\"\"))","v":""},{"$f":"IF(A175=\"\",\"\",INDIRECT(\"'Space-by-Space Method'!C\"&ROUNDDOWN((ROW(A175)-52)/50,0)+4))","v":""},{"$f":"IF(A175=\"\",\"\",IF(COUNTIF(CommonSpaceTypes,AQ175)>0,INDIRECT(\"'Space-by-Space Method'!F\"&ROUNDDOWN((ROW(A175)-52)/50,0)+4),\"\"))","v":""},{"$f":"IF(A175=\"\",\"\",IF(COUNTIF(BuildingSpecificSpaceTypes,AQ175)>0,INDIRECT(\"'Space-by-Space Method'!F\"&ROUNDDOWN((ROW(A175)-52)/50,0)+4),\"\"))","v":""},{"$f":"IF(A175=\"\",\"\",INDIRECT(\"'Fixture Schedule'!D\"&MOD(ROW(A175)-52,50)+9))","v":""},{"$f":"IF(A175=\"\",\"\",IF(AR175=\"\",\"\",INDIRECT(\"'Fixture Schedule'!K\"&MOD(ROW(A175)-52,50)+9)))","v":""},"",{"$f":"IF(A175=\"\",\"\",INDIRECT(\"'Fixture Schedule'!L\"&MOD(ROW(A175)-52,50)+9))","v":""},null,null,null,null,null,null,null,null,null,null,null,null,null,{"$f":"INDIRECT(\"'Space-by-Space Method'!\"&SUBSTITUTE(ADDRESS(1,MOD(ROW(A175)-52,50)+10,4),\"1\",\"\")&ROUNDDOWN((ROW(A175)-52)/50,0)+4)","v":0},{"$f":"LEFT(INDIRECT(\"'Space-by-Space Method'!BJ\"&ROUNDDOWN((ROW(A175)-52)/50,0)+4),3)","v":""},{"$f":"INDIRECT(\"'Fixture Schedule'!L\"&MOD(ROW(A175)-52,50)+9)","v":0},{"$f":"INDIRECT(\"'Fixture Schedule'!O\"&MOD(ROW(A175)-52,50)+9)","v":0},{"$f":"INDIRECT(\"'Space-by-Space Method'!F\"&ROUNDDOWN((ROW(A175)-52)/50,0)+4)","v":0},{"$f":"INDIRECT(\"'Fixture Schedule'!L\"&MOD(ROW(A175)-52,50)+9)","v":0},{"$f":"INDIRECT(\"'Space-by-Space Method'!D\"&ROUNDDOWN((ROW(A175)-52)/50,0)+4)","v":0},{"$f":"INDIRECT(\"'Space-by-Space Method'!E\"&ROUNDDOWN((ROW(A175)-52)/50,0)+4)","v":1}]
[{"$f":"IF(InteriorCalcType=2,IF(OR(AM176=0,AN176=\"DNQ\")=TRUE,\"\",INDIRECT(\"'Fixture Schedule'!M\"&MOD(ROW(A176)-52,50)+9)),\"\")","v":""},{"$f":"IF(A176=\"\",\"\",INDIRECT(\"'Fixture Schedule'!E\"&MOD(ROW(A176)-52,50)+9))","v":""},{"$f":"IF(A176=\"\",\"\",INDIRECT(\"'Fixture Schedule'!F\"&MOD(ROW(A176)-52,50)+9))","v":""},{"$f":"IF(A176=\"\",\"\",INDIRECT(\"'Fixture Schedule'!L\"&MOD(ROW(A176)-52,50)+9))","v":""},"",null,null,{"$f":"IF(A176=\"\",\"\",IF(AP176=1,Summary!$C$12*(AO176)/(SUM('Space-by-Space Method'!$BO$4:$BO$78,SUM('Exterior Lighting'!$BL$5:$BL$25))),0))","v":""},{"$f":"IF(A176=\"\",\"\",IF(START!$B$34=1,INDIRECT(\"'Space-by-Space Method'!\"&SUBSTITUTE(ADDRESS(1,MOD(ROW(A176)-52,50)+10,4),\"1\",\"\")&ROUNDDOWN((ROW(A176)-52)/50,0)+4),\"\"))","v":""},{"$f":"IF(A176=\"\",\"\",IF(AP176=1,Summary!$F$11*(AO176)/(SUM('Space-by-Space Method'!$BO$4:$BO$78,SUM('Exterior Lighting'!$BL$5:$BL$25))),0))","v":""},{"$f":"IF(A176=\"\",\"\",IF(AP176=1,Summary!$E$11*(AO176)/(SUM('Space-by-Space Method'!$BO$4:$BO$78,SUM('Exterior Lighting'!$BL$5:$BL$25))),0))","v":""},{"$f":"IF(A176=\"\",\"\",IF(AP176=1,Summary!$G$11*(AO176)/(SUM('Space-by-Space Method'!$BO$4:$BO$78,SUM('Exterior Lighting'!$BL$5:$BL$25))),0))","v":""},{"$f":"IF(A176=\"\",\"\",IF(AP176=1,Summary!$H$11*(AO176)/(SUM('Space-by-Space Method'!$BO$4:$BO$78)),0))","v":""},{"$f":"IF(A176=\"\",\"\",IF(AP176=1,Summary!$I$11*(AO176)/(SUM('Space-by-Space Method'!$BO$4:$BO$78)),0))","v":""},null,null,null,{"$f":"IF(A176=\"\",\"\",IF(START!$B$34=2,INDIRECT(\"'Space-by-Space Method'!\"&SUBSTITUTE(ADDRESS(1,MOD(ROW(A176)-52,50)+10,4),\"1\",\"\")&ROUNDDOWN((ROW(A176)-52)/50,0)+4),\"\"))","v":""},{"$f":"IF(A176=\"\",\"\",INDIRECT(\"'Space-by-Space Method'!C\"&ROUNDDOWN((ROW(A176)-52)/50,0)+4))","v":""},{"$f":"IF(A176=\"\",\"\",IF(COUNTIF(CommonSpaceTypes,AQ176)>0,INDIRECT(\"'Space-by-Space Method'!F\"&ROUNDDOWN((ROW(A176)-52)/50,0)+4),\"\"))","v":""},{"$f":"IF(A176=\"\",\"\",IF(COUNTIF(BuildingSpecificSpaceTypes,AQ176)>0,INDIRECT(\"'Space-by-Space Method'!F\"&ROUNDDOWN((ROW(A176)-52)/50,0)+4),\"\"))","v":""},{"$f":"IF(A176=\"\",\"\",INDIRECT(\"'Fixture Schedule'!D\"&MOD(ROW(A176)-52,50)+9))","v":""},{"$f":"IF(A176=\"\",\"\",IF(AR176=\"\",\"\",INDIRECT(\"'Fixture Schedule'!K\"&MOD(ROW(A176)-52,50)+9)))","v":""},"",{"$f":"IF(A176=\"\",\"\",INDIRECT(\"'Fixture Schedule'!L\"&MOD(ROW(A176)-52,50)+9))","v":""},null,null,null,null,null,null,null,null,null,null,null,null,null,{"$f":"INDIRECT(\"'Space-by-Space Method'!\"&SUBSTITUTE(ADDRESS(1,MOD(ROW(A176)-52,50)+10,4),\"1\",\"\")&ROUNDDOWN((ROW(A176)-52)/50,0)+4)","v":0},{"$f":"LEFT(INDIRECT(\"'Space-by-Space Method'!BJ\"&ROUNDDOWN((ROW(A176)-52)/50,0)+4),3)","v":""},{"$f":"INDIRECT(\"'Fixture Schedule'!L\"&MOD(ROW(A176)-52,50)+9)","v":0},{"$f":"INDIRECT(\"'Fixture Schedule'!O\"&MOD(ROW(A176)-52,50)+9)","v":0},{"$f":"INDIRECT(\"'Space-by-Space Method'!F\"&ROUNDDOWN((ROW(A176)-52)/50,0)+4)","v":0},{"$f":"INDIRECT(\"'Fixture Schedule'!L\"&MOD(ROW(A176)-52,50)+9)","v":0},{"$f":"INDIRECT(\"'Space-by-Space Method'!D\"&ROUNDDOWN((ROW(A176)-52)/50,0)+4)","v":0},{"$f":"INDIRECT(\"'Space-by-Space Method'!E\"&ROUNDDOWN((ROW(A176)-52)/50,0)+4)","v":1}]
[{"$f":"IF(InteriorCalcType=2,IF(OR(AM177=0,AN177=\"DNQ\")=TRUE,\"\",INDIRECT(\"'Fixture Schedule'!M\"&MOD(ROW(A177)-52,50)+9)),\"\")","v":""},{"$f":"IF(A177=\"\",\"\",INDIRECT(\"'Fixture Schedule'!E\"&MOD(ROW(A177)-52,50)+9))","v":""},{"$f":"IF(A177=\"\",\"\",INDIRECT(\"'Fixture Schedule'!F\"&MOD(ROW(A177)-52,50)+9))","v":""},{"$f":"IF(A177=\"\",\"\",INDIRECT(\"'Fixture Schedule'!L\"&MOD(ROW(A177)-52,50)+9))","v":""},"",null,null,{"$f":"IF(A177=\"\",\"\",IF(AP177=1,Summary!$C$12*(AO177)/(SUM('Space-by-Space Method'!$BO$4:$BO$78,SUM('Exterior Lighting'!$BL$5:$BL$25))),0))","v":""},{"$f":"IF(A177=\"\",\"\",IF(START!$B$34=1,INDIRECT(\"'Space-by-Space Method'!\"&SUBSTITUTE(ADDRESS(1,MOD(ROW(A177)-52,50)+10,4),\"1\",\"\")&ROUNDDOWN((ROW(A177)-52)/50,0)+4),\"\"))","v":""},{"$f":"IF(A177=\"\",\"\",IF(AP177=1,Summary!$F$11*(AO177)/(SUM('Space-by-Space Method'!$BO$4:$BO$78,SUM('Exterior Lighting'!$BL$5:$BL$25))),0))","v":""},{"$f":"IF(A177=\"\",\"\",IF(AP177=1,Summary!$E$11*(AO177)/(SUM('Space-by-Space Method'!$BO$4:$BO$78,SUM('Exterior Lighting'!$BL$5:$BL$25))),0))","v":""},{"$f":"IF(A177=\"\",\"\",IF(AP177=1,Summary!$G$11*(AO177)/(SUM('Space-by-Space Method'!$BO$4:$BO$78,SUM('Exterior Lighting'!$BL$5:$BL$25))),0))","v":""},{"$f":"IF(A177=\"\",\"\",IF(AP177=1,Summary!$H$11*(AO177)/(SUM('Space-by-Space Method'!$BO$4:$BO$78)),0))","v":""},{"$f":"IF(A177=\"\",\"\",IF(AP177=1,Summary!$I$11*(AO177)/(SUM('Space-by-Space Method'!$BO$4:$BO$78)),0))","v":""},null,null,null,{"$f":"IF(A177=\"\",\"\",IF(START!$B$34=2,INDIRECT(\"'Space-by-Space Method'!\"&SUBSTITUTE(ADDRESS(1,MOD(ROW(A177)-52,50)+10,4),\"1\",\"\")&ROUNDDOWN((ROW(A177)-52)/50,0)+4),\"\"))","v":""},{"$f":"IF(A177=\"\",\"\",INDIRECT(\"'Space-by-Space Method'!C\"&ROUNDDOWN((ROW(A177)-52)/50,0)+4))","v":""},{"$f":"IF(A177=\"\",\"\",IF(COUNTIF(CommonSpaceTypes,AQ177)>0,INDIRECT(\"'Space-by-Space Method'!F\"&ROUNDDOWN((ROW(A177)-52)/50,0)+4),\"\"))","v":""},{"$f":"IF(A177=\"\",\"\",IF(COUNTIF(BuildingSpecificSpaceTypes,AQ177)>0,INDIRECT(\"'Space-by-Space Method'!F\"&ROUNDDOWN((ROW(A177)-52)/50,0)+4),\"\"))","v":""},{"$f":"IF(A177=\"\",\"\",INDIRECT(\"'Fixture Schedule'!D\"&MOD(ROW(A177)-52,50)+9))","v":""},{"$f":"IF(A177=\"\",\"\",IF(AR177=\"\",\"\",INDIRECT(\"'Fixture Schedule'!K\"&MOD(ROW(A177)-52,50)+9)))","v":""},"",{"$f":"IF(A177=\"\",\"\",INDIRECT(\"'Fixture Schedule'!L\"&MOD(ROW(A177)-52,50)+9))","v":""},null,null,null,null,null,null,null,null,null,null,null,null,null,{"$f":"INDIRECT(\"'Space-by-Space Method'!\"&SUBSTITUTE(ADDRESS(1,MOD(ROW(A177)-52,50)+10,4),\"1\",\"\")&ROUNDDOWN((ROW(A177)-52)/50,0)+4)","v":0},{"$f":"LEFT(INDIRECT(\"'Space-by-Space Method'!BJ\"&ROUNDDOWN((ROW(A177)-52)/50,0)+4),3)","v":""},{"$f":"INDIRECT(\"'Fixture Schedule'!L\"&MOD(ROW(A177)-52,50)+9)","v":0},{"$f":"INDIRECT(\"'Fixture Schedule'!O\"&MOD(ROW(A177)-52,50)+9)","v":0},{"$f":"INDIRECT(\"'Space-by-Space Method'!F\"&ROUNDDOWN((ROW(A177)-52)/50,0)+4)","v":0},{"$f":"INDIRECT(\"'Fixture Schedule'!L\"&MOD(ROW(A177)-52,50)+9)","v":0},{"$f":"INDIRECT(\"'Space-by-Space Method'!D\"&ROUNDDOWN((ROW(A177)-52)/50,0)+4)","v":0},{"$f":"INDIRECT(\"'Space-by-Space Method'!E\"&ROUNDDOWN((ROW(A177)-52)/50,0)+4)","v":1}]
[{"$f":"IF(InteriorCalcType=2,IF(OR(AM178=0,AN178=\"DNQ\")=TRUE,\"\",INDIRECT(\"'Fixture Schedule'!M\"&MOD(ROW(A178)-52,50)+9)),\"\")","v":""},{"$f":"IF(A178=\"\",\"\",INDIRECT(\"'Fixture Schedule'!E\"&MOD(ROW(A178)-52,50)+9))","v":""},{"$f":"IF(A178=\"\",\"\",INDIRECT(\"'Fixture Schedule'!F\"&MOD(ROW(A178)-52,50)+9))","v":""},{"$f":"IF(A178=\"\",\"\",INDIRECT(\"'Fixture Schedule'!L\"&MOD(ROW(A178)-52,50)+9))","v":""},"",null,null,{"$f":"IF(A178=\"\",\"\",IF(AP178=1,Summary!$C$12*(AO178)/(SUM('Space-by-Space Method'!$BO$4:$BO$78,SUM('Exterior Lighting'!$BL$5:$BL$25))),0))","v":""},{"$f":"IF(A178=\"\",\"\",IF(START!$B$34=1,INDIRECT(\"'Space-by-Space Method'!\"&SUBSTITUTE(ADDRESS(1,MOD(ROW(A178)-52,50)+10,4),\"1\",\"\")&ROUNDDOWN((ROW(A178)-52)/50,0)+4),\"\"))","v":""},{"$f":"IF(A178=\"\",\"\",IF(AP178=1,Summary!$F$11*(AO178)/(SUM('Space-by-Space Method'!$BO$4:$BO$78,SUM('Exterior Lighting'!$BL$5:$BL$25))),0))","v":""},{"$f":"IF(A178=\"\",\"\",IF(AP178=1,Summary!$E$11*(AO178)/(SUM('Space-by-Space Method'!$BO$4:$BO$78,SUM('Exterior Lighting'!$BL$5:$BL$25))),0))","v":""},{"$f":"IF(A178=\"\",\"\",IF(AP178=1,Summary!$G$11*(AO178)/(SUM('Space-by-Space Method'!$BO$4:$BO$78,SUM('Exterior Lighting'!$BL$5:$BL$25))),0))","v":""},{"$f":"IF(A178=\"\",\"\",IF(AP178=1,Summary!$H$11*(AO178)/(SUM('Space-by-Space Method'!$BO$4:$BO$78)),0))","v":""},{"$f":"IF(A178=\"\",\"\",IF(AP178=1,Summary!$I$11*(AO178)/(SUM('Space-by-Space Method'!$BO$4:$BO$78)),0))","v":""},null,null,null,{"$f":"IF(A178=\"\",\"\",IF(START!$B$34=2,INDIRECT(\"'Space-by-Space Method'!\"&SUBSTITUTE(ADDRESS(1,MOD(ROW(A178)-52,50)+10,4),\"1\",\"\")&ROUNDDOWN((ROW(A178)-52)/50,0)+4),\"\"))","v":""},{"$f":"IF(A178=\"\",\"\",INDIRECT(\"'Space-by-Space Method'!C\"&ROUNDDOWN((ROW(A178)-52)/50,0)+4))","v":""},{"$f":"IF(A178=\"\",\"\",IF(COUNTIF(CommonSpaceTypes,AQ178)>0,INDIRECT(\"'Space-by-Space Method'!F\"&ROUNDDOWN((ROW(A178)-52)/50,0)+4),\"\"))","v":""},{"$f":"IF(A178=\"\",\"\",IF(COUNTIF(BuildingSpecificSpaceTypes,AQ178)>0,INDIRECT(\"'Space-by-Space Method'!F\"&ROUNDDOWN((ROW(A178)-52)/50,0)+4),\"\"))","v":""},{"$f":"IF(A178=\"\",\"\",INDIRECT(\"'Fixture Schedule'!D\"&MOD(ROW(A178)-52,50)+9))","v":""},{"$f":"IF(A178=\"\",\"\",IF(AR178=\"\",\"\",INDIRECT(\"'Fixture Schedule'!K\"&MOD(ROW(A178)-52,50)+9)))","v":""},"",{"$f":"IF(A178=\"\",\"\",INDIRECT(\"'Fixture Schedule'!L\"&MOD(ROW(A178)-52,50)+9))","v":""},null,null,null,null,null,null,null,null,null,null,null,null,null,{"$f":"INDIRECT(\"'Space-by-Space Method'!\"&SUBSTITUTE(ADDRESS(1,MOD(ROW(A178)-52,50)+10,4),\"1\",\"\")&ROUNDDOWN((ROW(A178)-52)/50,0)+4)","v":0},{"$f":"LEFT(INDIRECT(\"'Space-by-Space Method'!BJ\"&ROUNDDOWN((ROW(A178)-52)/50,0)+4),3)","v":""},{"$f":"INDIRECT(\"'Fixture Schedule'!L\"&MOD(ROW(A178)-52,50)+9)","v":0},{"$f":"INDIRECT(\"'Fixture Schedule'!O\"&MOD(ROW(A178)-52,50)+9)","v":0},{"$f":"INDIRECT(\"'Space-by-Space Method'!F\"&ROUNDDOWN((ROW(A178)-52)/50,0)+4)","v":0},{"$f":"INDIRECT(\"'Fixture Schedule'!L\"&MOD(ROW(A178)-52,50)+9)","v":0},{"$f":"INDIRECT(\"'Space-by-Space Method'!D\"&ROUNDDOWN((ROW(A178)-52)/50,0)+4)","v":0},{"$f":"INDIRECT(\"'Space-by-Space Method'!E\"&ROUNDDOWN((ROW(A178)-52)/50,0)+4)","v":1}]
[{"$f":"IF(InteriorCalcType=2,IF(OR(AM179=0,AN179=\"DNQ\")=TRUE,\"\",INDIRECT(\"'Fixture Schedule'!M\"&MOD(ROW(A179)-52,50)+9)),\"\")","v":""},{"$f":"IF(A179=\"\",\"\",INDIRECT(\"'Fixture Schedule'!E\"&MOD(ROW(A179)-52,50)+9))","v":""},{"$f":"IF(A179=\"\",\"\",INDIRECT(\"'Fixture Schedule'!F\"&MOD(ROW(A179)-52,50)+9))","v":""},{"$f":"IF(A179=\"\",\"\",INDIRECT(\"'Fixture Schedule'!L\"&MOD(ROW(A179)-52,50)+9))","v":""},"",null,null,{"$f":"IF(A179=\"\",\"\",IF(AP179=1,Summary!$C$12*(AO179)/(SUM('Space-by-Space Method'!$BO$4:$BO$78,SUM('Exterior Lighting'!$BL$5:$BL$25))),0))","v":""},{"$f":"IF(A179=\"\",\"\",IF(START!$B$34=1,INDIRECT(\"'Space-by-Space Method'!\"&SUBSTITUTE(ADDRESS(1,MOD(ROW(A179)-52,50)+10,4),\"1\",\"\")&ROUNDDOWN((ROW(A179)-52)/50,0)+4),\"\"))","v":""},{"$f":"IF(A179=\"\",\"\",IF(AP179=1,Summary!$F$11*(AO179)/(SUM('Space-by-Space Method'!$BO$4:$BO$78,SUM('Exterior Lighting'!$BL$5:$BL$25))),0))","v":""},{"$f":"IF(A179=\"\",\"\",IF(AP179=1,Summary!$E$11*(AO179)/(SUM('Space-by-Space Method'!$BO$4:$BO$78,SUM('Exterior Lighting'!$BL$5:$BL$25))),0))","v":""},{"$f":"IF(A179=\"\",\"\",IF(AP179=1,Summary!$G$11*(AO179)/(SUM('Space-by-Space Method'!$BO$4:$BO$78,SUM('Exterior Lighting'!$BL$5:$BL$25))),0))","v":""},{"$f":"IF(A179=\"\",\"\",IF(AP179=1,Summary!$H$11*(AO179)/(SUM('Space-by-Space Method'!$BO$4:$BO$78)),0))","v":""},{"$f":"IF(A179=\"\",\"\",IF(AP179=1,Summary!$I$11*(AO179)/(SUM('Space-by-Space Method'!$BO$4:$BO$78)),0))","v":""},null,null,null,{"$f":"IF(A179=\"\",\"\",IF(START!$B$34=2,INDIRECT(\"'Space-by-Space Method'!\"&SUBSTITUTE(ADDRESS(1,MOD(ROW(A179)-52,50)+10,4),\"1\",\"\")&ROUNDDOWN((ROW(A179)-52)/50,0)+4),\"\"))","v":""},{"$f":"IF(A179=\"\",\"\",INDIRECT(\"'Space-by-Space Method'!C\"&ROUNDDOWN((ROW(A179)-52)/50,0)+4))","v":""},{"$f":"IF(A179=\"\",\"\",IF(COUNTIF(CommonSpaceTypes,AQ179)>0,INDIRECT(\"'Space-by-Space Method'!F\"&ROUNDDOWN((ROW(A179)-52)/50,0)+4),\"\"))","v":""},{"$f":"IF(A179=\"\",\"\",IF(COUNTIF(BuildingSpecificSpaceTypes,AQ179)>0,INDIRECT(\"'Space-by-Space Method'!F\"&ROUNDDOWN((ROW(A179)-52)/50,0)+4),\"\"))","v":""},{"$f":"IF(A179=\"\",\"\",INDIRECT(\"'Fixture Schedule'!D\"&MOD(ROW(A179)-52,50)+9))","v":""},{"$f":"IF(A179=\"\",\"\",IF(AR179=\"\",\"\",INDIRECT(\"'Fixture Schedule'!K\"&MOD(ROW(A179)-52,50)+9)))","v":""},"",{"$f":"IF(A179=\"\",\"\",INDIRECT(\"'Fixture Schedule'!L\"&MOD(ROW(A179)-52,50)+9))","v":""},null,null,null,null,null,null,null,null,null,null,null,null,null,{"$f":"INDIRECT(\"'Space-by-Space Method'!\"&SUBSTITUTE(ADDRESS(1,MOD(ROW(A179)-52,50)+10,4),\"1\",\"\")&ROUNDDOWN((ROW(A179)-52)/50,0)+4)","v":0},{"$f":"LEFT(INDIRECT(\"'Space-by-Space Method'!BJ\"&ROUNDDOWN((ROW(A179)-52)/50,0)+4),3)","v":""},{"$f":"INDIRECT(\"'Fixture Schedule'!L\"&MOD(ROW(A179)-52,50)+9)","v":0},{"$f":"INDIRECT(\"'Fixture Schedule'!O\"&MOD(ROW(A179)-52,50)+9)","v":0},{"$f":"INDIRECT(\"'Space-by-Space Method'!F\"&ROUNDDOWN((ROW(A179)-52)/50,0)+4)","v":0},{"$f":"INDIRECT(\"'Fixture Schedule'!L\"&MOD(ROW(A179)-52,50)+9)","v":0},{"$f":"INDIRECT(\"'Space-by-Space Method'!D\"&ROUNDDOWN((ROW(A179)-52)/50,0)+4)","v":0},{"$f":"INDIRECT(\"'Space-by-Space Method'!E\"&ROUNDDOWN((ROW(A179)-52)/50,0)+4)","v":1}]
[{"$f":"IF(InteriorCalcType=2,IF(OR(AM180=0,AN180=\"DNQ\")=TRUE,\"\",INDIRECT(\"'Fixture Schedule'!M\"&MOD(ROW(A180)-52,50)+9)),\"\")","v":""},{"$f":"IF(A180=\"\",\"\",INDIRECT(\"'Fixture Schedule'!E\"&MOD(ROW(A180)-52,50)+9))","v":""},{"$f":"IF(A180=\"\",\"\",INDIRECT(\"'Fixture Schedule'!F\"&MOD(ROW(A180)-52,50)+9))","v":""},{"$f":"IF(A180=\"\",\"\",INDIRECT(\"'Fixture Schedule'!L\"&MOD(ROW(A180)-52,50)+9))","v":""},"",null,null,{"$f":"IF(A180=\"\",\"\",IF(AP180=1,Summary!$C$12*(AO180)/(SUM('Space-by-Space Method'!$BO$4:$BO$78,SUM('Exterior Lighting'!$BL$5:$BL$25))),0))","v":""},{"$f":"IF(A180=\"\",\"\",IF(START!$B$34=1,INDIRECT(\"'Space-by-Space Method'!\"&SUBSTITUTE(ADDRESS(1,MOD(ROW(A180)-52,50)+10,4),\"1\",\"\")&ROUNDDOWN((ROW(A180)-52)/50,0)+4),\"\"))","v":""},{"$f":"IF(A180=\"\",\"\",IF(AP180=1,Summary!$F$11*(AO180)/(SUM('Space-by-Space Method'!$BO$4:$BO$78,SUM('Exterior Lighting'!$BL$5:$BL$25))),0))","v":""},{"$f":"IF(A180=\"\",\"\",IF(AP180=1,Summary!$E$11*(AO180)/(SUM('Space-by-Space Method'!$BO$4:$BO$78,SUM('Exterior Lighting'!$BL$5:$BL$25))),0))","v":""},{"$f":"IF(A180=\"\",\"\",IF(AP180=1,Summary!$G$11*(AO180)/(SUM('Space-by-Space Method'!$BO$4:$BO$78,SUM('Exterior Lighting'!$BL$5:$BL$25))),0))","v":""},{"$f":"IF(A180=\"\",\"\",IF(AP180=1,Summary!$H$11*(AO180)/(SUM('Space-by-Space Method'!$BO$4:$BO$78)),0))","v":""},{"$f":"IF(A180=\"\",\"\",IF(AP180=1,Summary!$I$11*(AO180)/(SUM('Space-by-Space Method'!$BO$4:$BO$78)),0))","v":""},null,null,null,{"$f":"IF(A180=\"\",\"\",IF(START!$B$34=2,INDIRECT(\"'Space-by-Space Method'!\"&SUBSTITUTE(ADDRESS(1,MOD(ROW(A180)-52,50)+10,4),\"1\",\"\")&ROUNDDOWN((ROW(A180)-52)/50,0)+4),\"\"))","v":""},{"$f":"IF(A180=\"\",\"\",INDIRECT(\"'Space-by-Space Method'!C\"&ROUNDDOWN((ROW(A180)-52)/50,0)+4))","v":""},{"$f":"IF(A180=\"\",\"\",IF(COUNTIF(CommonSpaceTypes,AQ180)>0,INDIRECT(\"'Space-by-Space Method'!F\"&ROUNDDOWN((ROW(A180)-52)/50,0)+4),\"\"))","v":""},{"$f":"IF(A180=\"\",\"\",IF(COUNTIF(BuildingSpecificSpaceTypes,AQ180)>0,INDIRECT(\"'Space-by-Space Method'!F\"&ROUNDDOWN((ROW(A180)-52)/50,0)+4),\"\"))","v":""},{"$f":"IF(A180=\"\",\"\",INDIRECT(\"'Fixture Schedule'!D\"&MOD(ROW(A180)-52,50)+9))","v":""},{"$f":"IF(A180=\"\",\"\",IF(AR180=\"\",\"\",INDIRECT(\"'Fixture Schedule'!K\"&MOD(ROW(A180)-52,50)+9)))","v":""},"",{"$f":"IF(A180=\"\",\"\",INDIRECT(\"'Fixture Schedule'!L\"&MOD(ROW(A180)-52,50)+9))","v":""},null,null,null,null,null,null,null,null,null,null,null,null,null,{"$f":"INDIRECT(\"'Space-by-Space Method'!\"&SUBSTITUTE(ADDRESS(1,MOD(ROW(A180)-52,50)+10,4),\"1\",\"\")&ROUNDDOWN((ROW(A180)-52)/50,0)+4)","v":0},{"$f":"LEFT(INDIRECT(\"'Space-by-Space Method'!BJ\"&ROUNDDOWN((ROW(A180)-52)/50,0)+4),3)","v":""},{"$f":"INDIRECT(\"'Fixture Schedule'!L\"&MOD(ROW(A180)-52,50)+9)","v":0},{"$f":"INDIRECT(\"'Fixture Schedule'!O\"&MOD(ROW(A180)-52,50)+9)","v":0},{"$f":"INDIRECT(\"'Space-by-Space Method'!F\"&ROUNDDOWN((ROW(A180)-52)/50,0)+4)","v":0},{"$f":"INDIRECT(\"'Fixture Schedule'!L\"&MOD(ROW(A180)-52,50)+9)","v":0},{"$f":"INDIRECT(\"'Space-by-Space Method'!D\"&ROUNDDOWN((ROW(A180)-52)/50,0)+4)","v":0},{"$f":"INDIRECT(\"'Space-by-Space Method'!E\"&ROUNDDOWN((ROW(A180)-52)/50,0)+4)","v":1}]
[{"$f":"IF(InteriorCalcType=2,IF(OR(AM181=0,AN181=\"DNQ\")=TRUE,\"\",INDIRECT(\"'Fixture Schedule'!M\"&MOD(ROW(A181)-52,50)+9)),\"\")","v":""},{"$f":"IF(A181=\"\",\"\",INDIRECT(\"'Fixture Schedule'!E\"&MOD(ROW(A181)-52,50)+9))","v":""},{"$f":"IF(A181=\"\",\"\",INDIRECT(\"'Fixture Schedule'!F\"&MOD(ROW(A181)-52,50)+9))","v":""},{"$f":"IF(A181=\"\",\"\",INDIRECT(\"'Fixture Schedule'!L\"&MOD(ROW(A181)-52,50)+9))","v":""},{"$f":"IF(A181=\"\",\"\",\"Watts\")","v":""},null,null,{"$f":"IF(A181=\"\",\"\",IF(AP181=1,Summary!$C$12*(AO181)/(SUM('Space-by-Space Method'!$BO$4:$BO$78,SUM('Exterior Lighting'!$BL$5:$BL$25))),0))","v":""},{"$f":"IF(A181=\"\",\"\",IF(START!$B$34=1,INDIRECT(\"'Space-by-Space Method'!\"&SUBSTITUTE(ADDRESS(1,MOD(ROW(A181)-52,50)+10,4),\"1\",\"\")&ROUNDDOWN((ROW(A181)-52)/50,0)+4),\"\"))","v":""},{"$f":"IF(A181=\"\",\"\",IF(AP181=1,Summary!$F$11*(AO181)/(SUM('Space-by-Space Method'!$BO$4:$BO$78,SUM('Exterior Lighting'!$BL$5:$BL$25))),0))","v":""},{"$f":"IF(A181=\"\",\"\",IF(AP181=1,Summary!$E$11*(AO181)/(SUM('Space-by-Space Method'!$BO$4:$BO$78,SUM('Exterior Lighting'!$BL$5:$BL$25))),0))","v":""},{"$f":"IF(A181=\"\",\"\",IF(AP181=1,Summary!$G$11*(AO181)/(SUM('Space-by-Space Method'!$BO$4:$BO$78,SUM('Exterior Lighting'!$BL$5:$BL$25))),0))","v":""},{"$f":"IF(A181=\"\",\"\",IF(AP181=1,Summary!$H$11*(AO181)/(SUM('Space-by-Space Method'!$BO$4:$BO$78)),0))","v":""},{"$f":"IF(A181=\"\",\"\",IF(AP181=1,Summary!$I$11*(AO181)/(SUM('Space-by-Space Method'!$BO$4:$BO$78)),0))","v":""},null,null,null,{"$f":"IF(A181=\"\",\"\",IF(START!$B$34=2,INDIRECT(\"'Space-by-Space Method'!\"&SUBSTITUTE(ADDRESS(1,MOD(ROW(A181)-52,50)+10,4),\"1\",\"\")&ROUNDDOWN((ROW(A181)-52)/50,0)+4),\"\"))","v":""},{"$f":"IF(A181=\"\",\"\",INDIRECT(\"'Space-by-Space Method'!C\"&ROUNDDOWN((ROW(A181)-52)/50,0)+4))","v":""},{"$f":"IF(A181=\"\",\"\",IF(COUNTIF(CommonSpaceTypes,AQ181)>0,INDIRECT(\"'Space-by-Space Method'!F\"&ROUNDDOWN((ROW(A181)-52)/50,0)+4),\"\"))","v":""},{"$f":"IF(A181=\"\",\"\",IF(COUNTIF(BuildingSpecificSpaceTypes,AQ181)>0,INDIRECT(\"'Space-by-Space Method'!F\"&ROUNDDOWN((ROW(A181)-52)/50,0)+4),\"\"))","v":""},{"$f":"IF(A181=\"\",\"\",INDIRECT(\"'Fixture Schedule'!D\"&MOD(ROW(A181)-52,50)+9))","v":""},{"$f":"IF(A181=\"\",\"\",IF(AR181=\"\",\"\",INDIRECT(\"'Fixture Schedule'!K\"&MOD(ROW(A181)-52,50)+9)))","v":""},{"$f":"IF(A181=\"\",\"\",AS181*AT181)","v":""},{"$f":"IF(A181=\"\",\"\",INDIRECT(\"'Fixture Schedule'!L\"&MOD(ROW(A181)-52,50)+9))","v":""},null,null,null,null,null,null,null,null,null,null,null,null,null,{"$f":"INDIRECT(\"'Space-by-Space Method'!\"&SUBSTITUTE(ADDRESS(1,MOD(ROW(A181)-52,50)+10,4),\"1\",\"\")&ROUNDDOWN((ROW(A181)-52)/50,0)+4)","v":0},{"$f":"LEFT(INDIRECT(\"'Space-by-Space Method'!BJ\"&ROUNDDOWN((ROW(A181)-52)/50,0)+4),3)","v":""},{"$f":"INDIRECT(\"'Fixture Schedule'!L\"&MOD(ROW(A181)-52,50)+9)","v":0},{"$f":"INDIRECT(\"'Fixture Schedule'!O\"&MOD(ROW(A181)-52,50)+9)","v":0},{"$f":"INDIRECT(\"'Space-by-Space Method'!F\"&ROUNDDOWN((ROW(A181)-52)/50,0)+4)","v":0},{"$f":"INDIRECT(\"'Fixture Schedule'!L\"&MOD(ROW(A181)-52,50)+9)","v":0},{"$f":"INDIRECT(\"'Space-by-Space Method'!D\"&ROUNDDOWN((ROW(A181)-52)/50,0)+4)","v":0},{"$f":"INDIRECT(\"'Space-by-Space Method'!E\"&ROUNDDOWN((ROW(A181)-52)/50,0)+4)","v":1}]
[{"$f":"IF(InteriorCalcType=2,IF(OR(AM182=0,AN182=\"DNQ\")=TRUE,\"\",INDIRECT(\"'Fixture Schedule'!M\"&MOD(ROW(A182)-52,50)+9)),\"\")","v":""},{"$f":"IF(A182=\"\",\"\",INDIRECT(\"'Fixture Schedule'!E\"&MOD(ROW(A182)-52,50)+9))","v":""},{"$f":"IF(A182=\"\",\"\",INDIRECT(\"'Fixture Schedule'!F\"&MOD(ROW(A182)-52,50)+9))","v":""},{"$f":"IF(A182=\"\",\"\",INDIRECT(\"'Fixture Schedule'!L\"&MOD(ROW(A182)-52,50)+9))","v":""},"",null,null,{"$f":"IF(A182=\"\",\"\",IF(AP182=1,Summary!$C$12*(AO182)/(SUM('Space-by-Space Method'!$BO$4:$BO$78,SUM('Exterior Lighting'!$BL$5:$BL$25))),0))","v":""},{"$f":"IF(A182=\"\",\"\",IF(START!$B$34=1,INDIRECT(\"'Space-by-Space Method'!\"&SUBSTITUTE(ADDRESS(1,MOD(ROW(A182)-52,50)+10,4),\"1\",\"\")&ROUNDDOWN((ROW(A182)-52)/50,0)+4),\"\"))","v":""},{"$f":"IF(A182=\"\",\"\",IF(AP182=1,Summary!$F$11*(AO182)/(SUM('Space-by-Space Method'!$BO$4:$BO$78,SUM('Exterior Lighting'!$BL$5:$BL$25))),0))","v":""},{"$f":"IF(A182=\"\",\"\",IF(AP182=1,Summary!$E$11*(AO182)/(SUM('Space-by-Space Method'!$BO$4:$BO$78,SUM('Exterior Lighting'!$BL$5:$BL$25))),0))","v":""},{"$f":"IF(A182=\"\",\"\",IF(AP182=1,Summary!$G$11*(AO182)/(SUM('Space-by-Space Method'!$BO$4:$BO$78,SUM('Exterior Lighting'!$BL$5:$BL$25))),0))","v":""},{"$f":"IF(A182=\"\",\"\",IF(AP182=1,Summary!$H$11*(AO182)/(SUM('Space-by-Space Method'!$BO$4:$BO$78)),0))","v":""},{"$f":"IF(A182=\"\",\"\",IF(AP182=1,Summary!$I$11*(AO182)/(SUM('Space-by-Space Method'!$BO$4:$BO$78)),0))","v":""},null,null,null,{"$f":"IF(A182=\"\",\"\",IF(START!$B$34=2,INDIRECT(\"'Space-by-Space Method'!\"&SUBSTITUTE(ADDRESS(1,MOD(ROW(A182)-52,50)+10,4),\"1\",\"\")&ROUNDDOWN((ROW(A182)-52)/50,0)+4),\"\"))","v":""},{"$f":"IF(A182=\"\",\"\",INDIRECT(\"'Space-by-Space Method'!C\"&ROUNDDOWN((ROW(A182)-52)/50,0)+4))","v":""},{"$f":"IF(A182=\"\",\"\",IF(COUNTIF(CommonSpaceTypes,AQ182)>0,INDIRECT(\"'Space-by-Space Method'!F\"&ROUNDDOWN((ROW(A182)-52)/50,0)+4),\"\"))","v":""},{"$f":"IF(A182=\"\",\"\",IF(COUNTIF(BuildingSpecificSpaceTypes,AQ182)>0,INDIRECT(\"'Space-by-Space Method'!F\"&ROUNDDOWN((ROW(A182)-52)/50,0)+4),\"\"))","v":""},{"$f":"IF(A182=\"\",\"\",INDIRECT(\"'Fixture Schedule'!D\"&MOD(ROW(A182)-52,50)+9))","v":""},{"$f":"IF(A182=\"\",\"\",IF(AR182=\"\",\"\",INDIRECT(\"'Fixture Schedule'!K\"&MOD(ROW(A182)-52,50)+9)))","v":""},"",{"$f":"IF(A182=\"\",\"\",INDIRECT(\"'Fixture Schedule'!L\"&MOD(ROW(A182)-52,50)+9))","v":""},null,null,null,null,null,null,null,null,null,null,null,null,null,{"$f":"INDIRECT(\"'Space-by-Space Method'!\"&SUBSTITUTE(ADDRESS(1,MOD(ROW(A182)-52,50)+10,4),\"1\",\"\")&ROUNDDOWN((ROW(A182)-52)/50,0)+4)","v":0},{"$f":"LEFT(INDIRECT(\"'Space-by-Space Method'!BJ\"&ROUNDDOWN((ROW(A182)-52)/50,0)+4),3)","v":""},{"$f":"INDIRECT(\"'Fixture Schedule'!L\"&MOD(ROW(A182)-52,50)+9)","v":0},{"$f":"INDIRECT(\"'Fixture Schedule'!O\"&MOD(ROW(A182)-52,50)+9)","v":0},{"$f":"INDIRECT(\"'Space-by-Space Method'!F\"&ROUNDDOWN((ROW(A182)-52)/50,0)+4)","v":0},{"$f":"INDIRECT(\"'Fixture Schedule'!L\"&MOD(ROW(A182)-52,50)+9)","v":0},{"$f":"INDIRECT(\"'Space-by-Space Method'!D\"&ROUNDDOWN((ROW(A182)-52)/50,0)+4)","v":0},{"$f":"INDIRECT(\"'Space-by-Space Method'!E\"&ROUNDDOWN((ROW(A182)-52)/50,0)+4)","v":1}]
[{"$f":"IF(InteriorCalcType=2,IF(OR(AM183=0,AN183=\"DNQ\")=TRUE,\"\",INDIRECT(\"'Fixture Schedule'!M\"&MOD(ROW(A183)-52,50)+9)),\"\")","v":""},{"$f":"IF(A183=\"\",\"\",INDIRECT(\"'Fixture Schedule'!E\"&MOD(ROW(A183)-52,50)+9))","v":""},{"$f":"IF(A183=\"\",\"\",INDIRECT(\"'Fixture Schedule'!F\"&MOD(ROW(A183)-52,50)+9))","v":""},{"$f":"IF(A183=\"\",\"\",INDIRECT(\"'Fixture Schedule'!L\"&MOD(ROW(A183)-52,50)+9))","v":""},"",null,null,{"$f":"IF(A183=\"\",\"\",IF(AP183=1,Summary!$C$12*(AO183)/(SUM('Space-by-Space Method'!$BO$4:$BO$78,SUM('Exterior Lighting'!$BL$5:$BL$25))),0))","v":""},{"$f":"IF(A183=\"\",\"\",IF(START!$B$34=1,INDIRECT(\"'Space-by-Space Method'!\"&SUBSTITUTE(ADDRESS(1,MOD(ROW(A183)-52,50)+10,4),\"1\",\"\")&ROUNDDOWN((ROW(A183)-52)/50,0)+4),\"\"))","v":""},{"$f":"IF(A183=\"\",\"\",IF(AP183=1,Summary!$F$11*(AO183)/(SUM('Space-by-Space Method'!$BO$4:$BO$78,SUM('Exterior Lighting'!$BL$5:$BL$25))),0))","v":""},{"$f":"IF(A183=\"\",\"\",IF(AP183=1,Summary!$E$11*(AO183)/(SUM('Space-by-Space Method'!$BO$4:$BO$78,SUM('Exterior Lighting'!$BL$5:$BL$25))),0))","v":""},{"$f":"IF(A183=\"\",\"\",IF(AP183=1,Summary!$G$11*(AO183)/(SUM('Space-by-Space Method'!$BO$4:$BO$78,SUM('Exterior Lighting'!$BL$5:$BL$25))),0))","v":""},{"$f":"IF(A183=\"\",\"\",IF(AP183=1,Summary!$H$11*(AO183)/(SUM('Space-by-Space Method'!$BO$4:$BO$78)),0))","v":""},{"$f":"IF(A183=\"\",\"\",IF(AP183=1,Summary!$I$11*(AO183)/(SUM('Space-by-Space Method'!$BO$4:$BO$78)),0))","v":""},null,null,null,{"$f":"IF(A183=\"\",\"\",IF(START!$B$34=2,INDIRECT(\"'Space-by-Space Method'!\"&SUBSTITUTE(ADDRESS(1,MOD(ROW(A183)-52,50)+10,4),\"1\",\"\")&ROUNDDOWN((ROW(A183)-52)/50,0)+4),\"\"))","v":""},{"$f":"IF(A183=\"\",\"\",INDIRECT(\"'Space-by-Space Method'!C\"&ROUNDDOWN((ROW(A183)-52)/50,0)+4))","v":""},{"$f":"IF(A183=\"\",\"\",IF(COUNTIF(CommonSpaceTypes,AQ183)>0,INDIRECT(\"'Space-by-Space Method'!F\"&ROUNDDOWN((ROW(A183)-52)/50,0)+4),\"\"))","v":""},{"$f":"IF(A183=\"\",\"\",IF(COUNTIF(BuildingSpecificSpaceTypes,AQ183)>0,INDIRECT(\"'Space-by-Space Method'!F\"&ROUNDDOWN((ROW(A183)-52)/50,0)+4),\"\"))","v":""},{"$f":"IF(A183=\"\",\"\",INDIRECT(\"'Fixture Schedule'!D\"&MOD(ROW(A183)-52,50)+9))","v":""},{"$f":"IF(A183=\"\",\"\",IF(AR183=\"\",\"\",INDIRECT(\"'Fixture Schedule'!K\"&MOD(ROW(A183)-52,50)+9)))","v":""},"",{"$f":"IF(A183=\"\",\"\",INDIRECT(\"'Fixture Schedule'!L\"&MOD(ROW(A183)-52,50)+9))","v":""},null,null,null,null,null,null,null,null,null,null,null,null,null,{"$f":"INDIRECT(\"'Space-by-Space Method'!\"&SUBSTITUTE(ADDRESS(1,MOD(ROW(A183)-52,50)+10,4),\"1\",\"\")&ROUNDDOWN((ROW(A183)-52)/50,0)+4)","v":0},{"$f":"LEFT(INDIRECT(\"'Space-by-Space Method'!BJ\"&ROUNDDOWN((ROW(A183)-52)/50,0)+4),3)","v":""},{"$f":"INDIRECT(\"'Fixture Schedule'!L\"&MOD(ROW(A183)-52,50)+9)","v":0},{"$f":"INDIRECT(\"'Fixture Schedule'!O\"&MOD(ROW(A183)-52,50)+9)","v":0},{"$f":"INDIRECT(\"'Space-by-Space Method'!F\"&ROUNDDOWN((ROW(A183)-52)/50,0)+4)","v":0},{"$f":"INDIRECT(\"'Fixture Schedule'!L\"&MOD(ROW(A183)-52,50)+9)","v":0},{"$f":"INDIRECT(\"'Space-by-Space Method'!D\"&ROUNDDOWN((ROW(A183)-52)/50,0)+4)","v":0},{"$f":"INDIRECT(\"'Space-by-Space Method'!E\"&ROUNDDOWN((ROW(A183)-52)/50,0)+4)","v":1}]
[{"$f":"IF(InteriorCalcType=2,IF(OR(AM184=0,AN184=\"DNQ\")=TRUE,\"\",INDIRECT(\"'Fixture Schedule'!M\"&MOD(ROW(A184)-52,50)+9)),\"\")","v":""},{"$f":"IF(A184=\"\",\"\",INDIRECT(\"'Fixture Schedule'!E\"&MOD(ROW(A184)-52,50)+9))","v":""},{"$f":"IF(A184=\"\",\"\",INDIRECT(\"'Fixture Schedule'!F\"&MOD(ROW(A184)-52,50)+9))","v":""},{"$f":"IF(A184=\"\",\"\",INDIRECT(\"'Fixture Schedule'!L\"&MOD(ROW(A184)-52,50)+9))","v":""},"",null,null,{"$f":"IF(A184=\"\",\"\",IF(AP184=1,Summary!$C$12*(AO184)/(SUM('Space-by-Space Method'!$BO$4:$BO$78,SUM('Exterior Lighting'!$BL$5:$BL$25))),0))","v":""},{"$f":"IF(A184=\"\",\"\",IF(START!$B$34=1,INDIRECT(\"'Space-by-Space Method'!\"&SUBSTITUTE(ADDRESS(1,MOD(ROW(A184)-52,50)+10,4),\"1\",\"\")&ROUNDDOWN((ROW(A184)-52)/50,0)+4),\"\"))","v":""},{"$f":"IF(A184=\"\",\"\",IF(AP184=1,Summary!$F$11*(AO184)/(SUM('Space-by-Space Method'!$BO$4:$BO$78,SUM('Exterior Lighting'!$BL$5:$BL$25))),0))","v":""},{"$f":"IF(A184=\"\",\"\",IF(AP184=1,Summary!$E$11*(AO184)/(SUM('Space-by-Space Method'!$BO$4:$BO$78,SUM('Exterior Lighting'!$BL$5:$BL$25))),0))","v":""},{"$f":"IF(A184=\"\",\"\",IF(AP184=1,Summary!$G$11*(AO184)/(SUM('Space-by-Space Method'!$BO$4:$BO$78,SUM('Exterior Lighting'!$BL$5:$BL$25))),0))","v":""},{"$f":"IF(A184=\"\",\"\",IF(AP184=1,Summary!$H$11*(AO184)/(SUM('Space-by-Space Method'!$BO$4:$BO$78)),0))","v":""},{"$f":"IF(A184=\"\",\"\",IF(AP184=1,Summary!$I$11*(AO184)/(SUM('Space-by-Space Method'!$BO$4:$BO$78)),0))","v":""},null,null,null,{"$f":"IF(A184=\"\",\"\",IF(START!$B$34=2,INDIRECT(\"'Space-by-Space Method'!\"&SUBSTITUTE(ADDRESS(1,MOD(ROW(A184)-52,50)+10,4),\"1\",\"\")&ROUNDDOWN((ROW(A184)-52)/50,0)+4),\"\"))","v":""},{"$f":"IF(A184=\"\",\"\",INDIRECT(\"'Space-by-Space Method'!C\"&ROUNDDOWN((ROW(A184)-52)/50,0)+4))","v":""},{"$f":"IF(A184=\"\",\"\",IF(COUNTIF(CommonSpaceTypes,AQ184)>0,INDIRECT(\"'Space-by-Space Method'!F\"&ROUNDDOWN((ROW(A184)-52)/50,0)+4),\"\"))","v":""},{"$f":"IF(A184=\"\",\"\",IF(COUNTIF(BuildingSpecificSpaceTypes,AQ184)>0,INDIRECT(\"'Space-by-Space Method'!F\"&ROUNDDOWN((ROW(A184)-52)/50,0)+4),\"\"))","v":""},{"$f":"IF(A184=\"\",\"\",INDIRECT(\"'Fixture Schedule'!D\"&MOD(ROW(A184)-52,50)+9))","v":""},{"$f":"IF(A184=\"\",\"\",IF(AR184=\"\",\"\",INDIRECT(\"'Fixture Schedule'!K\"&MOD(ROW(A184)-52,50)+9)))","v":""},"",{"$f":"IF(A184=\"\",\"\",INDIRECT(\"'Fixture Schedule'!L\"&MOD(ROW(A184)-52,50)+9))","v":""},null,null,null,null,null,null,null,null,null,null,null,null,null,{"$f":"INDIRECT(\"'Space-by-Space Method'!\"&SUBSTITUTE(ADDRESS(1,MOD(ROW(A184)-52,50)+10,4),\"1\",\"\")&ROUNDDOWN((ROW(A184)-52)/50,0)+4)","v":0},{"$f":"LEFT(INDIRECT(\"'Space-by-Space Method'!BJ\"&ROUNDDOWN((ROW(A184)-52)/50,0)+4),3)","v":""},{"$f":"INDIRECT(\"'Fixture Schedule'!L\"&MOD(ROW(A184)-52,50)+9)","v":0},{"$f":"INDIRECT(\"'Fixture Schedule'!O\"&MOD(ROW(A184)-52,50)+9)","v":0},{"$f":"INDIRECT(\"'Space-by-Space Method'!F\"&ROUNDDOWN((ROW(A184)-52)/50,0)+4)","v":0},{"$f":"INDIRECT(\"'Fixture Schedule'!L\"&MOD(ROW(A184)-52,50)+9)","v":0},{"$f":"INDIRECT(\"'Space-by-Space Method'!D\"&ROUNDDOWN((ROW(A184)-52)/50,0)+4)","v":0},{"$f":"INDIRECT(\"'Space-by-Space Method'!E\"&ROUNDDOWN((ROW(A184)-52)/50,0)+4)","v":1}]
[{"$f":"IF(InteriorCalcType=2,IF(OR(AM185=0,AN185=\"DNQ\")=TRUE,\"\",INDIRECT(\"'Fixture Schedule'!M\"&MOD(ROW(A185)-52,50)+9)),\"\")","v":""},{"$f":"IF(A185=\"\",\"\",INDIRECT(\"'Fixture Schedule'!E\"&MOD(ROW(A185)-52,50)+9))","v":""},{"$f":"IF(A185=\"\",\"\",INDIRECT(\"'Fixture Schedule'!F\"&MOD(ROW(A185)-52,50)+9))","v":""},{"$f":"IF(A185=\"\",\"\",INDIRECT(\"'Fixture Schedule'!L\"&MOD(ROW(A185)-52,50)+9))","v":""},"",null,null,{"$f":"IF(A185=\"\",\"\",IF(AP185=1,Summary!$C$12*(AO185)/(SUM('Space-by-Space Method'!$BO$4:$BO$78,SUM('Exterior Lighting'!$BL$5:$BL$25))),0))","v":""},{"$f":"IF(A185=\"\",\"\",IF(START!$B$34=1,INDIRECT(\"'Space-by-Space Method'!\"&SUBSTITUTE(ADDRESS(1,MOD(ROW(A185)-52,50)+10,4),\"1\",\"\")&ROUNDDOWN((ROW(A185)-52)/50,0)+4),\"\"))","v":""},{"$f":"IF(A185=\"\",\"\",IF(AP185=1,Summary!$F$11*(AO185)/(SUM('Space-by-Space Method'!$BO$4:$BO$78,SUM('Exterior Lighting'!$BL$5:$BL$25))),0))","v":""},{"$f":"IF(A185=\"\",\"\",IF(AP185=1,Summary!$E$11*(AO185)/(SUM('Space-by-Space Method'!$BO$4:$BO$78,SUM('Exterior Lighting'!$BL$5:$BL$25))),0))","v":""},{"$f":"IF(A185=\"\",\"\",IF(AP185=1,Summary!$G$11*(AO185)/(SUM('Space-by-Space Method'!$BO$4:$BO$78,SUM('Exterior Lighting'!$BL$5:$BL$25))),0))","v":""},{"$f":"IF(A185=\"\",\"\",IF(AP185=1,Summary!$H$11*(AO185)/(SUM('Space-by-Space Method'!$BO$4:$BO$78)),0))","v":""},{"$f":"IF(A185=\"\",\"\",IF(AP185=1,Summary!$I$11*(AO185)/(SUM('Space-by-Space Method'!$BO$4:$BO$78)),0))","v":""},null,null,null,{"$f":"IF(A185=\"\",\"\",IF(START!$B$34=2,INDIRECT(\"'Space-by-Space Method'!\"&SUBSTITUTE(ADDRESS(1,MOD(ROW(A185)-52,50)+10,4),\"1\",\"\")&ROUNDDOWN((ROW(A185)-52)/50,0)+4),\"\"))","v":""},{"$f":"IF(A185=\"\",\"\",INDIRECT(\"'Space-by-Space Method'!C\"&ROUNDDOWN((ROW(A185)-52)/50,0)+4))","v":""},{"$f":"IF(A185=\"\",\"\",IF(COUNTIF(CommonSpaceTypes,AQ185)>0,INDIRECT(\"'Space-by-Space Method'!F\"&ROUNDDOWN((ROW(A185)-52)/50,0)+4),\"\"))","v":""},{"$f":"IF(A185=\"\",\"\",IF(COUNTIF(BuildingSpecificSpaceTypes,AQ185)>0,INDIRECT(\"'Space-by-Space Method'!F\"&ROUNDDOWN((ROW(A185)-52)/50,0)+4),\"\"))","v":""},{"$f":"IF(A185=\"\",\"\",INDIRECT(\"'Fixture Schedule'!D\"&MOD(ROW(A185)-52,50)+9))","v":""},{"$f":"IF(A185=\"\",\"\",IF(AR185=\"\",\"\",INDIRECT(\"'Fixture Schedule'!K\"&MOD(ROW(A185)-52,50)+9)))","v":""},"",{"$f":"IF(A185=\"\",\"\",INDIRECT(\"'Fixture Schedule'!L\"&MOD(ROW(A185)-52,50)+9))","v":""},null,null,null,null,null,null,null,null,null,null,null,null,null,{"$f":"INDIRECT(\"'Space-by-Space Method'!\"&SUBSTITUTE(ADDRESS(1,MOD(ROW(A185)-52,50)+10,4),\"1\",\"\")&ROUNDDOWN((ROW(A185)-52)/50,0)+4)","v":0},{"$f":"LEFT(INDIRECT(\"'Space-by-Space Method'!BJ\"&ROUNDDOWN((ROW(A185)-52)/50,0)+4),3)","v":""},{"$f":"INDIRECT(\"'Fixture Schedule'!L\"&MOD(ROW(A185)-52,50)+9)","v":0},{"$f":"INDIRECT(\"'Fixture Schedule'!O\"&MOD(ROW(A185)-52,50)+9)","v":0},{"$f":"INDIRECT(\"'Space-by-Space Method'!F\"&ROUNDDOWN((ROW(A185)-52)/50,0)+4)","v":0},{"$f":"INDIRECT(\"'Fixture Schedule'!L\"&MOD(ROW(A185)-52,50)+9)","v":0},{"$f":"INDIRECT(\"'Space-by-Space Method'!D\"&ROUNDDOWN((ROW(A185)-52)/50,0)+4)","v":0},{"$f":"INDIRECT(\"'Space-by-Space Method'!E\"&ROUNDDOWN((ROW(A185)-52)/50,0)+4)","v":1}]
[{"$f":"IF(InteriorCalcType=2,IF(OR(AM186=0,AN186=\"DNQ\")=TRUE,\"\",INDIRECT(\"'Fixture Schedule'!M\"&MOD(ROW(A186)-52,50)+9)),\"\")","v":""},{"$f":"IF(A186=\"\",\"\",INDIRECT(\"'Fixture Schedule'!E\"&MOD(ROW(A186)-52,50)+9))","v":""},{"$f":"IF(A186=\"\",\"\",INDIRECT(\"'Fixture Schedule'!F\"&MOD(ROW(A186)-52,50)+9))","v":""},{"$f":"IF(A186=\"\",\"\",INDIRECT(\"'Fixture Schedule'!L\"&MOD(ROW(A186)-52,50)+9))","v":""},"",null,null,{"$f":"IF(A186=\"\",\"\",IF(AP186=1,Summary!$C$12*(AO186)/(SUM('Space-by-Space Method'!$BO$4:$BO$78,SUM('Exterior Lighting'!$BL$5:$BL$25))),0))","v":""},{"$f":"IF(A186=\"\",\"\",IF(START!$B$34=1,INDIRECT(\"'Space-by-Space Method'!\"&SUBSTITUTE(ADDRESS(1,MOD(ROW(A186)-52,50)+10,4),\"1\",\"\")&ROUNDDOWN((ROW(A186)-52)/50,0)+4),\"\"))","v":""},{"$f":"IF(A186=\"\",\"\",IF(AP186=1,Summary!$F$11*(AO186)/(SUM('Space-by-Space Method'!$BO$4:$BO$78,SUM('Exterior Lighting'!$BL$5:$BL$25))),0))","v":""},{"$f":"IF(A186=\"\",\"\",IF(AP186=1,Summary!$E$11*(AO186)/(SUM('Space-by-Space Method'!$BO$4:$BO$78,SUM('Exterior Lighting'!$BL$5:$BL$25))),0))","v":""},{"$f":"IF(A186=\"\",\"\",IF(AP186=1,Summary!$G$11*(AO186)/(SUM('Space-by-Space Method'!$BO$4:$BO$78,SUM('Exterior Lighting'!$BL$5:$BL$25))),0))","v":""},{"$f":"IF(A186=\"\",\"\",IF(AP186=1,Summary!$H$11*(AO186)/(SUM('Space-by-Space Method'!$BO$4:$BO$78)),0))","v":""},{"$f":"IF(A186=\"\",\"\",IF(AP186=1,Summary!$I$11*(AO186)/(SUM('Space-by-Space Method'!$BO$4:$BO$78)),0))","v":""},null,null,null,{"$f":"IF(A186=\"\",\"\",IF(START!$B$34=2,INDIRECT(\"'Space-by-Space Method'!\"&SUBSTITUTE(ADDRESS(1,MOD(ROW(A186)-52,50)+10,4),\"1\",\"\")&ROUNDDOWN((ROW(A186)-52)/50,0)+4),\"\"))","v":""},{"$f":"IF(A186=\"\",\"\",INDIRECT(\"'Space-by-Space Method'!C\"&ROUNDDOWN((ROW(A186)-52)/50,0)+4))","v":""},{"$f":"IF(A186=\"\",\"\",IF(COUNTIF(CommonSpaceTypes,AQ186)>0,INDIRECT(\"'Space-by-Space Method'!F\"&ROUNDDOWN((ROW(A186)-52)/50,0)+4),\"\"))","v":""},{"$f":"IF(A186=\"\",\"\",IF(COUNTIF(BuildingSpecificSpaceTypes,AQ186)>0,INDIRECT(\"'Space-by-Space Method'!F\"&ROUNDDOWN((ROW(A186)-52)/50,0)+4),\"\"))","v":""},{"$f":"IF(A186=\"\",\"\",INDIRECT(\"'Fixture Schedule'!D\"&MOD(ROW(A186)-52,50)+9))","v":""},{"$f":"IF(A186=\"\",\"\",IF(AR186=\"\",\"\",INDIRECT(\"'Fixture Schedule'!K\"&MOD(ROW(A186)-52,50)+9)))","v":""},"",{"$f":"IF(A186=\"\",\"\",INDIRECT(\"'Fixture Schedule'!L\"&MOD(ROW(A186)-52,50)+9))","v":""},null,null,null,null,null,null,null,null,null,null,null,null,null,{"$f":"INDIRECT(\"'Space-by-Space Method'!\"&SUBSTITUTE(ADDRESS(1,MOD(ROW(A186)-52,50)+10,4),\"1\",\"\")&ROUNDDOWN((ROW(A186)-52)/50,0)+4)","v":0},{"$f":"LEFT(INDIRECT(\"'Space-by-Space Method'!BJ\"&ROUNDDOWN((ROW(A186)-52)/50,0)+4),3)","v":""},{"$f":"INDIRECT(\"'Fixture Schedule'!L\"&MOD(ROW(A186)-52,50)+9)","v":0},{"$f":"INDIRECT(\"'Fixture Schedule'!O\"&MOD(ROW(A186)-52,50)+9)","v":0},{"$f":"INDIRECT(\"'Space-by-Space Method'!F\"&ROUNDDOWN((ROW(A186)-52)/50,0)+4)","v":0},{"$f":"INDIRECT(\"'Fixture Schedule'!L\"&MOD(ROW(A186)-52,50)+9)","v":0},{"$f":"INDIRECT(\"'Space-by-Space Method'!D\"&ROUNDDOWN((ROW(A186)-52)/50,0)+4)","v":0},{"$f":"INDIRECT(\"'Space-by-Space Method'!E\"&ROUNDDOWN((ROW(A186)-52)/50,0)+4)","v":1}]
[{"$f":"IF(InteriorCalcType=2,IF(OR(AM187=0,AN187=\"DNQ\")=TRUE,\"\",INDIRECT(\"'Fixture Schedule'!M\"&MOD(ROW(A187)-52,50)+9)),\"\")","v":""},{"$f":"IF(A187=\"\",\"\",INDIRECT(\"'Fixture Schedule'!E\"&MOD(ROW(A187)-52,50)+9))","v":""},{"$f":"IF(A187=\"\",\"\",INDIRECT(\"'Fixture Schedule'!F\"&MOD(ROW(A187)-52,50)+9))","v":""},{"$f":"IF(A187=\"\",\"\",INDIRECT(\"'Fixture Schedule'!L\"&MOD(ROW(A187)-52,50)+9))","v":""},"",null,null,{"$f":"IF(A187=\"\",\"\",IF(AP187=1,Summary!$C$12*(AO187)/(SUM('Space-by-Space Method'!$BO$4:$BO$78,SUM('Exterior Lighting'!$BL$5:$BL$25))),0))","v":""},{"$f":"IF(A187=\"\",\"\",IF(START!$B$34=1,INDIRECT(\"'Space-by-Space Method'!\"&SUBSTITUTE(ADDRESS(1,MOD(ROW(A187)-52,50)+10,4),\"1\",\"\")&ROUNDDOWN((ROW(A187)-52)/50,0)+4),\"\"))","v":""},{"$f":"IF(A187=\"\",\"\",IF(AP187=1,Summary!$F$11*(AO187)/(SUM('Space-by-Space Method'!$BO$4:$BO$78,SUM('Exterior Lighting'!$BL$5:$BL$25))),0))","v":""},{"$f":"IF(A187=\"\",\"\",IF(AP187=1,Summary!$E$11*(AO187)/(SUM('Space-by-Space Method'!$BO$4:$BO$78,SUM('Exterior Lighting'!$BL$5:$BL$25))),0))","v":""},{"$f":"IF(A187=\"\",\"\",IF(AP187=1,Summary!$G$11*(AO187)/(SUM('Space-by-Space Method'!$BO$4:$BO$78,SUM('Exterior Lighting'!$BL$5:$BL$25))),0))","v":""},{"$f":"IF(A187=\"\",\"\",IF(AP187=1,Summary!$H$11*(AO187)/(SUM('Space-by-Space Method'!$BO$4:$BO$78)),0))","v":""},{"$f":"IF(A187=\"\",\"\",IF(AP187=1,Summary!$I$11*(AO187)/(SUM('Space-by-Space Method'!$BO$4:$BO$78)),0))","v":""},null,null,null,{"$f":"IF(A187=\"\",\"\",IF(START!$B$34=2,INDIRECT(\"'Space-by-Space Method'!\"&SUBSTITUTE(ADDRESS(1,MOD(ROW(A187)-52,50)+10,4),\"1\",\"\")&ROUNDDOWN((ROW(A187)-52)/50,0)+4),\"\"))","v":""},{"$f":"IF(A187=\"\",\"\",INDIRECT(\"'Space-by-Space Method'!C\"&ROUNDDOWN((ROW(A187)-52)/50,0)+4))","v":""},{"$f":"IF(A187=\"\",\"\",IF(COUNTIF(CommonSpaceTypes,AQ187)>0,INDIRECT(\"'Space-by-Space Method'!F\"&ROUNDDOWN((ROW(A187)-52)/50,0)+4),\"\"))","v":""},{"$f":"IF(A187=\"\",\"\",IF(COUNTIF(BuildingSpecificSpaceTypes,AQ187)>0,INDIRECT(\"'Space-by-Space Method'!F\"&ROUNDDOWN((ROW(A187)-52)/50,0)+4),\"\"))","v":""},{"$f":"IF(A187=\"\",\"\",INDIRECT(\"'Fixture Schedule'!D\"&MOD(ROW(A187)-52,50)+9))","v":""},{"$f":"IF(A187=\"\",\"\",IF(AR187=\"\",\"\",INDIRECT(\"'Fixture Schedule'!K\"&MOD(ROW(A187)-52,50)+9)))","v":""},"",{"$f":"IF(A187=\"\",\"\",INDIRECT(\"'Fixture Schedule'!L\"&MOD(ROW(A187)-52,50)+9))","v":""},null,null,null,null,null,null,null,null,null,null,null,null,null,{"$f":"INDIRECT(\"'Space-by-Space Method'!\"&SUBSTITUTE(ADDRESS(1,MOD(ROW(A187)-52,50)+10,4),\"1\",\"\")&ROUNDDOWN((ROW(A187)-52)/50,0)+4)","v":0},{"$f":"LEFT(INDIRECT(\"'Space-by-Space Method'!BJ\"&ROUNDDOWN((ROW(A187)-52)/50,0)+4),3)","v":""},{"$f":"INDIRECT(\"'Fixture Schedule'!L\"&MOD(ROW(A187)-52,50)+9)","v":0},{"$f":"INDIRECT(\"'Fixture Schedule'!O\"&MOD(ROW(A187)-52,50)+9)","v":0},{"$f":"INDIRECT(\"'Space-by-Space Method'!F\"&ROUNDDOWN((ROW(A187)-52)/50,0)+4)","v":0},{"$f":"INDIRECT(\"'Fixture Schedule'!L\"&MOD(ROW(A187)-52,50)+9)","v":0},{"$f":"INDIRECT(\"'Space-by-Space Method'!D\"&ROUNDDOWN((ROW(A187)-52)/50,0)+4)","v":0},{"$f":"INDIRECT(\"'Space-by-Space Method'!E\"&ROUNDDOWN((ROW(A187)-52)/50,0)+4)","v":1}]
[{"$f":"IF(InteriorCalcType=2,IF(OR(AM188=0,AN188=\"DNQ\")=TRUE,\"\",INDIRECT(\"'Fixture Schedule'!M\"&MOD(ROW(A188)-52,50)+9)),\"\")","v":""},{"$f":"IF(A188=\"\",\"\",INDIRECT(\"'Fixture Schedule'!E\"&MOD(ROW(A188)-52,50)+9))","v":""},{"$f":"IF(A188=\"\",\"\",INDIRECT(\"'Fixture Schedule'!F\"&MOD(ROW(A188)-52,50)+9))","v":""},{"$f":"IF(A188=\"\",\"\",INDIRECT(\"'Fixture Schedule'!L\"&MOD(ROW(A188)-52,50)+9))","v":""},"",null,null,{"$f":"IF(A188=\"\",\"\",IF(AP188=1,Summary!$C$12*(AO188)/(SUM('Space-by-Space Method'!$BO$4:$BO$78,SUM('Exterior Lighting'!$BL$5:$BL$25))),0))","v":""},{"$f":"IF(A188=\"\",\"\",IF(START!$B$34=1,INDIRECT(\"'Space-by-Space Method'!\"&SUBSTITUTE(ADDRESS(1,MOD(ROW(A188)-52,50)+10,4),\"1\",\"\")&ROUNDDOWN((ROW(A188)-52)/50,0)+4),\"\"))","v":""},{"$f":"IF(A188=\"\",\"\",IF(AP188=1,Summary!$F$11*(AO188)/(SUM('Space-by-Space Method'!$BO$4:$BO$78,SUM('Exterior Lighting'!$BL$5:$BL$25))),0))","v":""},{"$f":"IF(A188=\"\",\"\",IF(AP188=1,Summary!$E$11*(AO188)/(SUM('Space-by-Space Method'!$BO$4:$BO$78,SUM('Exterior Lighting'!$BL$5:$BL$25))),0))","v":""},{"$f":"IF(A188=\"\",\"\",IF(AP188=1,Summary!$G$11*(AO188)/(SUM('Space-by-Space Method'!$BO$4:$BO$78,SUM('Exterior Lighting'!$BL$5:$BL$25))),0))","v":""},{"$f":"IF(A188=\"\",\"\",IF(AP188=1,Summary!$H$11*(AO188)/(SUM('Space-by-Space Method'!$BO$4:$BO$78)),0))","v":""},{"$f":"IF(A188=\"\",\"\",IF(AP188=1,Summary!$I$11*(AO188)/(SUM('Space-by-Space Method'!$BO$4:$BO$78)),0))","v":""},null,null,null,{"$f":"IF(A188=\"\",\"\",IF(START!$B$34=2,INDIRECT(\"'Space-by-Space Method'!\"&SUBSTITUTE(ADDRESS(1,MOD(ROW(A188)-52,50)+10,4),\"1\",\"\")&ROUNDDOWN((ROW(A188)-52)/50,0)+4),\"\"))","v":""},{"$f":"IF(A188=\"\",\"\",INDIRECT(\"'Space-by-Space Method'!C\"&ROUNDDOWN((ROW(A188)-52)/50,0)+4))","v":""},{"$f":"IF(A188=\"\",\"\",IF(COUNTIF(CommonSpaceTypes,AQ188)>0,INDIRECT(\"'Space-by-Space Method'!F\"&ROUNDDOWN((ROW(A188)-52)/50,0)+4),\"\"))","v":""},{"$f":"IF(A188=\"\",\"\",IF(COUNTIF(BuildingSpecificSpaceTypes,AQ188)>0,INDIRECT(\"'Space-by-Space Method'!F\"&ROUNDDOWN((ROW(A188)-52)/50,0)+4),\"\"))","v":""},{"$f":"IF(A188=\"\",\"\",INDIRECT(\"'Fixture Schedule'!D\"&MOD(ROW(A188)-52,50)+9))","v":""},{"$f":"IF(A188=\"\",\"\",IF(AR188=\"\",\"\",INDIRECT(\"'Fixture Schedule'!K\"&MOD(ROW(A188)-52,50)+9)))","v":""},"",{"$f":"IF(A188=\"\",\"\",INDIRECT(\"'Fixture Schedule'!L\"&MOD(ROW(A188)-52,50)+9))","v":""},null,null,null,null,null,null,null,null,null,null,null,null,null,{"$f":"INDIRECT(\"'Space-by-Space Method'!\"&SUBSTITUTE(ADDRESS(1,MOD(ROW(A188)-52,50)+10,4),\"1\",\"\")&ROUNDDOWN((ROW(A188)-52)/50,0)+4)","v":0},{"$f":"LEFT(INDIRECT(\"'Space-by-Space Method'!BJ\"&ROUNDDOWN((ROW(A188)-52)/50,0)+4),3)","v":""},{"$f":"INDIRECT(\"'Fixture Schedule'!L\"&MOD(ROW(A188)-52,50)+9)","v":0},{"$f":"INDIRECT(\"'Fixture Schedule'!O\"&MOD(ROW(A188)-52,50)+9)","v":0},{"$f":"INDIRECT(\"'Space-by-Space Method'!F\"&ROUNDDOWN((ROW(A188)-52)/50,0)+4)","v":0},{"$f":"INDIRECT(\"'Fixture Schedule'!L\"&MOD(ROW(A188)-52,50)+9)","v":0},{"$f":"INDIRECT(\"'Space-by-Space Method'!D\"&ROUNDDOWN((ROW(A188)-52)/50,0)+4)","v":0},{"$f":"INDIRECT(\"'Space-by-Space Method'!E\"&ROUNDDOWN((ROW(A188)-52)/50,0)+4)","v":1}]
[{"$f":"IF(InteriorCalcType=2,IF(OR(AM189=0,AN189=\"DNQ\")=TRUE,\"\",INDIRECT(\"'Fixture Schedule'!M\"&MOD(ROW(A189)-52,50)+9)),\"\")","v":""},{"$f":"IF(A189=\"\",\"\",INDIRECT(\"'Fixture Schedule'!E\"&MOD(ROW(A189)-52,50)+9))","v":""},{"$f":"IF(A189=\"\",\"\",INDIRECT(\"'Fixture Schedule'!F\"&MOD(ROW(A189)-52,50)+9))","v":""},{"$f":"IF(A189=\"\",\"\",INDIRECT(\"'Fixture Schedule'!L\"&MOD(ROW(A189)-52,50)+9))","v":""},"",null,null,{"$f":"IF(A189=\"\",\"\",IF(AP189=1,Summary!$C$12*(AO189)/(SUM('Space-by-Space Method'!$BO$4:$BO$78,SUM('Exterior Lighting'!$BL$5:$BL$25))),0))","v":""},{"$f":"IF(A189=\"\",\"\",IF(START!$B$34=1,INDIRECT(\"'Space-by-Space Method'!\"&SUBSTITUTE(ADDRESS(1,MOD(ROW(A189)-52,50)+10,4),\"1\",\"\")&ROUNDDOWN((ROW(A189)-52)/50,0)+4),\"\"))","v":""},{"$f":"IF(A189=\"\",\"\",IF(AP189=1,Summary!$F$11*(AO189)/(SUM('Space-by-Space Method'!$BO$4:$BO$78,SUM('Exterior Lighting'!$BL$5:$BL$25))),0))","v":""},{"$f":"IF(A189=\"\",\"\",IF(AP189=1,Summary!$E$11*(AO189)/(SUM('Space-by-Space Method'!$BO$4:$BO$78,SUM('Exterior Lighting'!$BL$5:$BL$25))),0))","v":""},{"$f":"IF(A189=\"\",\"\",IF(AP189=1,Summary!$G$11*(AO189)/(SUM('Space-by-Space Method'!$BO$4:$BO$78,SUM('Exterior Lighting'!$BL$5:$BL$25))),0))","v":""},{"$f":"IF(A189=\"\",\"\",IF(AP189=1,Summary!$H$11*(AO189)/(SUM('Space-by-Space Method'!$BO$4:$BO$78)),0))","v":""},{"$f":"IF(A189=\"\",\"\",IF(AP189=1,Summary!$I$11*(AO189)/(SUM('Space-by-Space Method'!$BO$4:$BO$78)),0))","v":""},null,null,null,{"$f":"IF(A189=\"\",\"\",IF(START!$B$34=2,INDIRECT(\"'Space-by-Space Method'!\"&SUBSTITUTE(ADDRESS(1,MOD(ROW(A189)-52,50)+10,4),\"1\",\"\")&ROUNDDOWN((ROW(A189)-52)/50,0)+4),\"\"))","v":""},{"$f":"IF(A189=\"\",\"\",INDIRECT(\"'Space-by-Space Method'!C\"&ROUNDDOWN((ROW(A189)-52)/50,0)+4))","v":""},{"$f":"IF(A189=\"\",\"\",IF(COUNTIF(CommonSpaceTypes,AQ189)>0,INDIRECT(\"'Space-by-Space Method'!F\"&ROUNDDOWN((ROW(A189)-52)/50,0)+4),\"\"))","v":""},{"$f":"IF(A189=\"\",\"\",IF(COUNTIF(BuildingSpecificSpaceTypes,AQ189)>0,INDIRECT(\"'Space-by-Space Method'!F\"&ROUNDDOWN((ROW(A189)-52)/50,0)+4),\"\"))","v":""},{"$f":"IF(A189=\"\",\"\",INDIRECT(\"'Fixture Schedule'!D\"&MOD(ROW(A189)-52,50)+9))","v":""},{"$f":"IF(A189=\"\",\"\",IF(AR189=\"\",\"\",INDIRECT(\"'Fixture Schedule'!K\"&MOD(ROW(A189)-52,50)+9)))","v":""},"",{"$f":"IF(A189=\"\",\"\",INDIRECT(\"'Fixture Schedule'!L\"&MOD(ROW(A189)-52,50)+9))","v":""},null,null,null,null,null,null,null,null,null,null,null,null,null,{"$f":"INDIRECT(\"'Space-by-Space Method'!\"&SUBSTITUTE(ADDRESS(1,MOD(ROW(A189)-52,50)+10,4),\"1\",\"\")&ROUNDDOWN((ROW(A189)-52)/50,0)+4)","v":0},{"$f":"LEFT(INDIRECT(\"'Space-by-Space Method'!BJ\"&ROUNDDOWN((ROW(A189)-52)/50,0)+4),3)","v":""},{"$f":"INDIRECT(\"'Fixture Schedule'!L\"&MOD(ROW(A189)-52,50)+9)","v":0},{"$f":"INDIRECT(\"'Fixture Schedule'!O\"&MOD(ROW(A189)-52,50)+9)","v":0},{"$f":"INDIRECT(\"'Space-by-Space Method'!F\"&ROUNDDOWN((ROW(A189)-52)/50,0)+4)","v":0},{"$f":"INDIRECT(\"'Fixture Schedule'!L\"&MOD(ROW(A189)-52,50)+9)","v":0},{"$f":"INDIRECT(\"'Space-by-Space Method'!D\"&ROUNDDOWN((ROW(A189)-52)/50,0)+4)","v":0},{"$f":"INDIRECT(\"'Space-by-Space Method'!E\"&ROUNDDOWN((ROW(A189)-52)/50,0)+4)","v":1}]
[{"$f":"IF(InteriorCalcType=2,IF(OR(AM190=0,AN190=\"DNQ\")=TRUE,\"\",INDIRECT(\"'Fixture Schedule'!M\"&MOD(ROW(A190)-52,50)+9)),\"\")","v":""},{"$f":"IF(A190=\"\",\"\",INDIRECT(\"'Fixture Schedule'!E\"&MOD(ROW(A190)-52,50)+9))","v":""},{"$f":"IF(A190=\"\",\"\",INDIRECT(\"'Fixture Schedule'!F\"&MOD(ROW(A190)-52,50)+9))","v":""},{"$f":"IF(A190=\"\",\"\",INDIRECT(\"'Fixture Schedule'!L\"&MOD(ROW(A190)-52,50)+9))","v":""},"",null,null,{"$f":"IF(A190=\"\",\"\",IF(AP190=1,Summary!$C$12*(AO190)/(SUM('Space-by-Space Method'!$BO$4:$BO$78,SUM('Exterior Lighting'!$BL$5:$BL$25))),0))","v":""},{"$f":"IF(A190=\"\",\"\",IF(START!$B$34=1,INDIRECT(\"'Space-by-Space Method'!\"&SUBSTITUTE(ADDRESS(1,MOD(ROW(A190)-52,50)+10,4),\"1\",\"\")&ROUNDDOWN((ROW(A190)-52)/50,0)+4),\"\"))","v":""},{"$f":"IF(A190=\"\",\"\",IF(AP190=1,Summary!$F$11*(AO190)/(SUM('Space-by-Space Method'!$BO$4:$BO$78,SUM('Exterior Lighting'!$BL$5:$BL$25))),0))","v":""},{"$f":"IF(A190=\"\",\"\",IF(AP190=1,Summary!$E$11*(AO190)/(SUM('Space-by-Space Method'!$BO$4:$BO$78,SUM('Exterior Lighting'!$BL$5:$BL$25))),0))","v":""},{"$f":"IF(A190=\"\",\"\",IF(AP190=1,Summary!$G$11*(AO190)/(SUM('Space-by-Space Method'!$BO$4:$BO$78,SUM('Exterior Lighting'!$BL$5:$BL$25))),0))","v":""},{"$f":"IF(A190=\"\",\"\",IF(AP190=1,Summary!$H$11*(AO190)/(SUM('Space-by-Space Method'!$BO$4:$BO$78)),0))","v":""},{"$f":"IF(A190=\"\",\"\",IF(AP190=1,Summary!$I$11*(AO190)/(SUM('Space-by-Space Method'!$BO$4:$BO$78)),0))","v":""},null,null,null,{"$f":"IF(A190=\"\",\"\",IF(START!$B$34=2,INDIRECT(\"'Space-by-Space Method'!\"&SUBSTITUTE(ADDRESS(1,MOD(ROW(A190)-52,50)+10,4),\"1\",\"\")&ROUNDDOWN((ROW(A190)-52)/50,0)+4),\"\"))","v":""},{"$f":"IF(A190=\"\",\"\",INDIRECT(\"'Space-by-Space Method'!C\"&ROUNDDOWN((ROW(A190)-52)/50,0)+4))","v":""},{"$f":"IF(A190=\"\",\"\",IF(COUNTIF(CommonSpaceTypes,AQ190)>0,INDIRECT(\"'Space-by-Space Method'!F\"&ROUNDDOWN((ROW(A190)-52)/50,0)+4),\"\"))","v":""},{"$f":"IF(A190=\"\",\"\",IF(COUNTIF(BuildingSpecificSpaceTypes,AQ190)>0,INDIRECT(\"'Space-by-Space Method'!F\"&ROUNDDOWN((ROW(A190)-52)/50,0)+4),\"\"))","v":""},{"$f":"IF(A190=\"\",\"\",INDIRECT(\"'Fixture Schedule'!D\"&MOD(ROW(A190)-52,50)+9))","v":""},{"$f":"IF(A190=\"\",\"\",IF(AR190=\"\",\"\",INDIRECT(\"'Fixture Schedule'!K\"&MOD(ROW(A190)-52,50)+9)))","v":""},"",{"$f":"IF(A190=\"\",\"\",INDIRECT(\"'Fixture Schedule'!L\"&MOD(ROW(A190)-52,50)+9))","v":""},null,null,null,null,null,null,null,null,null,null,null,null,null,{"$f":"INDIRECT(\"'Space-by-Space Method'!\"&SUBSTITUTE(ADDRESS(1,MOD(ROW(A190)-52,50)+10,4),\"1\",\"\")&ROUNDDOWN((ROW(A190)-52)/50,0)+4)","v":0},{"$f":"LEFT(INDIRECT(\"'Space-by-Space Method'!BJ\"&ROUNDDOWN((ROW(A190)-52)/50,0)+4),3)","v":""},{"$f":"INDIRECT(\"'Fixture Schedule'!L\"&MOD(ROW(A190)-52,50)+9)","v":0},{"$f":"INDIRECT(\"'Fixture Schedule'!O\"&MOD(ROW(A190)-52,50)+9)","v":0},{"$f":"INDIRECT(\"'Space-by-Space Method'!F\"&ROUNDDOWN((ROW(A190)-52)/50,0)+4)","v":0},{"$f":"INDIRECT(\"'Fixture Schedule'!L\"&MOD(ROW(A190)-52,50)+9)","v":0},{"$f":"INDIRECT(\"'Space-by-Space Method'!D\"&ROUNDDOWN((ROW(A190)-52)/50,0)+4)","v":0},{"$f":"INDIRECT(\"'Space-by-Space Method'!E\"&ROUNDDOWN((ROW(A190)-52)/50,0)+4)","v":1}]
[{"$f":"IF(InteriorCalcType=2,IF(OR(AM191=0,AN191=\"DNQ\")=TRUE,\"\",INDIRECT(\"'Fixture Schedule'!M\"&MOD(ROW(A191)-52,50)+9)),\"\")","v":""},{"$f":"IF(A191=\"\",\"\",INDIRECT(\"'Fixture Schedule'!E\"&MOD(ROW(A191)-52,50)+9))","v":""},{"$f":"IF(A191=\"\",\"\",INDIRECT(\"'Fixture Schedule'!F\"&MOD(ROW(A191)-52,50)+9))","v":""},{"$f":"IF(A191=\"\",\"\",INDIRECT(\"'Fixture Schedule'!L\"&MOD(ROW(A191)-52,50)+9))","v":""},"",null,null,{"$f":"IF(A191=\"\",\"\",IF(AP191=1,Summary!$C$12*(AO191)/(SUM('Space-by-Space Method'!$BO$4:$BO$78,SUM('Exterior Lighting'!$BL$5:$BL$25))),0))","v":""},{"$f":"IF(A191=\"\",\"\",IF(START!$B$34=1,INDIRECT(\"'Space-by-Space Method'!\"&SUBSTITUTE(ADDRESS(1,MOD(ROW(A191)-52,50)+10,4),\"1\",\"\")&ROUNDDOWN((ROW(A191)-52)/50,0)+4),\"\"))","v":""},{"$f":"IF(A191=\"\",\"\",IF(AP191=1,Summary!$F$11*(AO191)/(SUM('Space-by-Space Method'!$BO$4:$BO$78,SUM('Exterior Lighting'!$BL$5:$BL$25))),0))","v":""},{"$f":"IF(A191=\"\",\"\",IF(AP191=1,Summary!$E$11*(AO191)/(SUM('Space-by-Space Method'!$BO$4:$BO$78,SUM('Exterior Lighting'!$BL$5:$BL$25))),0))","v":""},{"$f":"IF(A191=\"\",\"\",IF(AP191=1,Summary!$G$11*(AO191)/(SUM('Space-by-Space Method'!$BO$4:$BO$78,SUM('Exterior Lighting'!$BL$5:$BL$25))),0))","v":""},{"$f":"IF(A191=\"\",\"\",IF(AP191=1,Summary!$H$11*(AO191)/(SUM('Space-by-Space Method'!$BO$4:$BO$78)),0))","v":""},{"$f":"IF(A191=\"\",\"\",IF(AP191=1,Summary!$I$11*(AO191)/(SUM('Space-by-Space Method'!$BO$4:$BO$78)),0))","v":""},null,null,null,{"$f":"IF(A191=\"\",\"\",IF(START!$B$34=2,INDIRECT(\"'Space-by-Space Method'!\"&SUBSTITUTE(ADDRESS(1,MOD(ROW(A191)-52,50)+10,4),\"1\",\"\")&ROUNDDOWN((ROW(A191)-52)/50,0)+4),\"\"))","v":""},{"$f":"IF(A191=\"\",\"\",INDIRECT(\"'Space-by-Space Method'!C\"&ROUNDDOWN((ROW(A191)-52)/50,0)+4))","v":""},{"$f":"IF(A191=\"\",\"\",IF(COUNTIF(CommonSpaceTypes,AQ191)>0,INDIRECT(\"'Space-by-Space Method'!F\"&ROUNDDOWN((ROW(A191)-52)/50,0)+4),\"\"))","v":""},{"$f":"IF(A191=\"\",\"\",IF(COUNTIF(BuildingSpecificSpaceTypes,AQ191)>0,INDIRECT(\"'Space-by-Space Method'!F\"&ROUNDDOWN((ROW(A191)-52)/50,0)+4),\"\"))","v":""},{"$f":"IF(A191=\"\",\"\",INDIRECT(\"'Fixture Schedule'!D\"&MOD(ROW(A191)-52,50)+9))","v":""},{"$f":"IF(A191=\"\",\"\",IF(AR191=\"\",\"\",INDIRECT(\"'Fixture Schedule'!K\"&MOD(ROW(A191)-52,50)+9)))","v":""},"",{"$f":"IF(A191=\"\",\"\",INDIRECT(\"'Fixture Schedule'!L\"&MOD(ROW(A191)-52,50)+9))","v":""},null,null,null,null,null,null,null,null,null,null,null,null,null,{"$f":"INDIRECT(\"'Space-by-Space Method'!\"&SUBSTITUTE(ADDRESS(1,MOD(ROW(A191)-52,50)+10,4),\"1\",\"\")&ROUNDDOWN((ROW(A191)-52)/50,0)+4)","v":0},{"$f":"LEFT(INDIRECT(\"'Space-by-Space Method'!BJ\"&ROUNDDOWN((ROW(A191)-52)/50,0)+4),3)","v":""},{"$f":"INDIRECT(\"'Fixture Schedule'!L\"&MOD(ROW(A191)-52,50)+9)","v":0},{"$f":"INDIRECT(\"'Fixture Schedule'!O\"&MOD(ROW(A191)-52,50)+9)","v":0},{"$f":"INDIRECT(\"'Space-by-Space Method'!F\"&ROUNDDOWN((ROW(A191)-52)/50,0)+4)","v":0},{"$f":"INDIRECT(\"'Fixture Schedule'!L\"&MOD(ROW(A191)-52,50)+9)","v":0},{"$f":"INDIRECT(\"'Space-by-Space Method'!D\"&ROUNDDOWN((ROW(A191)-52)/50,0)+4)","v":0},{"$f":"INDIRECT(\"'Space-by-Space Method'!E\"&ROUNDDOWN((ROW(A191)-52)/50,0)+4)","v":1}]
[{"$f":"IF(InteriorCalcType=2,IF(OR(AM192=0,AN192=\"DNQ\")=TRUE,\"\",INDIRECT(\"'Fixture Schedule'!M\"&MOD(ROW(A192)-52,50)+9)),\"\")","v":""},{"$f":"IF(A192=\"\",\"\",INDIRECT(\"'Fixture Schedule'!E\"&MOD(ROW(A192)-52,50)+9))","v":""},{"$f":"IF(A192=\"\",\"\",INDIRECT(\"'Fixture Schedule'!F\"&MOD(ROW(A192)-52,50)+9))","v":""},{"$f":"IF(A192=\"\",\"\",INDIRECT(\"'Fixture Schedule'!L\"&MOD(ROW(A192)-52,50)+9))","v":""},"",null,null,{"$f":"IF(A192=\"\",\"\",IF(AP192=1,Summary!$C$12*(AO192)/(SUM('Space-by-Space Method'!$BO$4:$BO$78,SUM('Exterior Lighting'!$BL$5:$BL$25))),0))","v":""},{"$f":"IF(A192=\"\",\"\",IF(START!$B$34=1,INDIRECT(\"'Space-by-Space Method'!\"&SUBSTITUTE(ADDRESS(1,MOD(ROW(A192)-52,50)+10,4),\"1\",\"\")&ROUNDDOWN((ROW(A192)-52)/50,0)+4),\"\"))","v":""},{"$f":"IF(A192=\"\",\"\",IF(AP192=1,Summary!$F$11*(AO192)/(SUM('Space-by-Space Method'!$BO$4:$BO$78,SUM('Exterior Lighting'!$BL$5:$BL$25))),0))","v":""},{"$f":"IF(A192=\"\",\"\",IF(AP192=1,Summary!$E$11*(AO192)/(SUM('Space-by-Space Method'!$BO$4:$BO$78,SUM('Exterior Lighting'!$BL$5:$BL$25))),0))","v":""},{"$f":"IF(A192=\"\",\"\",IF(AP192=1,Summary!$G$11*(AO192)/(SUM('Space-by-Space Method'!$BO$4:$BO$78,SUM('Exterior Lighting'!$BL$5:$BL$25))),0))","v":""},{"$f":"IF(A192=\"\",\"\",IF(AP192=1,Summary!$H$11*(AO192)/(SUM('Space-by-Space Method'!$BO$4:$BO$78)),0))","v":""},{"$f":"IF(A192=\"\",\"\",IF(AP192=1,Summary!$I$11*(AO192)/(SUM('Space-by-Space Method'!$BO$4:$BO$78)),0))","v":""},null,null,null,{"$f":"IF(A192=\"\",\"\",IF(START!$B$34=2,INDIRECT(\"'Space-by-Space Method'!\"&SUBSTITUTE(ADDRESS(1,MOD(ROW(A192)-52,50)+10,4),\"1\",\"\")&ROUNDDOWN((ROW(A192)-52)/50,0)+4),\"\"))","v":""},{"$f":"IF(A192=\"\",\"\",INDIRECT(\"'Space-by-Space Method'!C\"&ROUNDDOWN((ROW(A192)-52)/50,0)+4))","v":""},{"$f":"IF(A192=\"\",\"\",IF(COUNTIF(CommonSpaceTypes,AQ192)>0,INDIRECT(\"'Space-by-Space Method'!F\"&ROUNDDOWN((ROW(A192)-52)/50,0)+4),\"\"))","v":""},{"$f":"IF(A192=\"\",\"\",IF(COUNTIF(BuildingSpecificSpaceTypes,AQ192)>0,INDIRECT(\"'Space-by-Space Method'!F\"&ROUNDDOWN((ROW(A192)-52)/50,0)+4),\"\"))","v":""},{"$f":"IF(A192=\"\",\"\",INDIRECT(\"'Fixture Schedule'!D\"&MOD(ROW(A192)-52,50)+9))","v":""},{"$f":"IF(A192=\"\",\"\",IF(AR192=\"\",\"\",INDIRECT(\"'Fixture Schedule'!K\"&MOD(ROW(A192)-52,50)+9)))","v":""},"",{"$f":"IF(A192=\"\",\"\",INDIRECT(\"'Fixture Schedule'!L\"&MOD(ROW(A192)-52,50)+9))","v":""},null,null,null,null,null,null,null,null,null,null,null,null,null,{"$f":"INDIRECT(\"'Space-by-Space Method'!\"&SUBSTITUTE(ADDRESS(1,MOD(ROW(A192)-52,50)+10,4),\"1\",\"\")&ROUNDDOWN((ROW(A192)-52)/50,0)+4)","v":0},{"$f":"LEFT(INDIRECT(\"'Space-by-Space Method'!BJ\"&ROUNDDOWN((ROW(A192)-52)/50,0)+4),3)","v":""},{"$f":"INDIRECT(\"'Fixture Schedule'!L\"&MOD(ROW(A192)-52,50)+9)","v":0},{"$f":"INDIRECT(\"'Fixture Schedule'!O\"&MOD(ROW(A192)-52,50)+9)","v":0},{"$f":"INDIRECT(\"'Space-by-Space Method'!F\"&ROUNDDOWN((ROW(A192)-52)/50,0)+4)","v":0},{"$f":"INDIRECT(\"'Fixture Schedule'!L\"&MOD(ROW(A192)-52,50)+9)","v":0},{"$f":"INDIRECT(\"'Space-by-Space Method'!D\"&ROUNDDOWN((ROW(A192)-52)/50,0)+4)","v":0},{"$f":"INDIRECT(\"'Space-by-Space Method'!E\"&ROUNDDOWN((ROW(A192)-52)/50,0)+4)","v":1}]
[{"$f":"IF(InteriorCalcType=2,IF(OR(AM193=0,AN193=\"DNQ\")=TRUE,\"\",INDIRECT(\"'Fixture Schedule'!M\"&MOD(ROW(A193)-52,50)+9)),\"\")","v":""},{"$f":"IF(A193=\"\",\"\",INDIRECT(\"'Fixture Schedule'!E\"&MOD(ROW(A193)-52,50)+9))","v":""},{"$f":"IF(A193=\"\",\"\",INDIRECT(\"'Fixture Schedule'!F\"&MOD(ROW(A193)-52,50)+9))","v":""},{"$f":"IF(A193=\"\",\"\",INDIRECT(\"'Fixture Schedule'!L\"&MOD(ROW(A193)-52,50)+9))","v":""},"",null,null,{"$f":"IF(A193=\"\",\"\",IF(AP193=1,Summary!$C$12*(AO193)/(SUM('Space-by-Space Method'!$BO$4:$BO$78,SUM('Exterior Lighting'!$BL$5:$BL$25))),0))","v":""},{"$f":"IF(A193=\"\",\"\",IF(START!$B$34=1,INDIRECT(\"'Space-by-Space Method'!\"&SUBSTITUTE(ADDRESS(1,MOD(ROW(A193)-52,50)+10,4),\"1\",\"\")&ROUNDDOWN((ROW(A193)-52)/50,0)+4),\"\"))","v":""},{"$f":"IF(A193=\"\",\"\",IF(AP193=1,Summary!$F$11*(AO193)/(SUM('Space-by-Space Method'!$BO$4:$BO$78,SUM('Exterior Lighting'!$BL$5:$BL$25))),0))","v":""},{"$f":"IF(A193=\"\",\"\",IF(AP193=1,Summary!$E$11*(AO193)/(SUM('Space-by-Space Method'!$BO$4:$BO$78,SUM('Exterior Lighting'!$BL$5:$BL$25))),0))","v":""},{"$f":"IF(A193=\"\",\"\",IF(AP193=1,Summary!$G$11*(AO193)/(SUM('Space-by-Space Method'!$BO$4:$BO$78,SUM('Exterior Lighting'!$BL$5:$BL$25))),0))","v":""},{"$f":"IF(A193=\"\",\"\",IF(AP193=1,Summary!$H$11*(AO193)/(SUM('Space-by-Space Method'!$BO$4:$BO$78)),0))","v":""},{"$f":"IF(A193=\"\",\"\",IF(AP193=1,Summary!$I$11*(AO193)/(SUM('Space-by-Space Method'!$BO$4:$BO$78)),0))","v":""},null,null,null,{"$f":"IF(A193=\"\",\"\",IF(START!$B$34=2,INDIRECT(\"'Space-by-Space Method'!\"&SUBSTITUTE(ADDRESS(1,MOD(ROW(A193)-52,50)+10,4),\"1\",\"\")&ROUNDDOWN((ROW(A193)-52)/50,0)+4),\"\"))","v":""},{"$f":"IF(A193=\"\",\"\",INDIRECT(\"'Space-by-Space Method'!C\"&ROUNDDOWN((ROW(A193)-52)/50,0)+4))","v":""},{"$f":"IF(A193=\"\",\"\",IF(COUNTIF(CommonSpaceTypes,AQ193)>0,INDIRECT(\"'Space-by-Space Method'!F\"&ROUNDDOWN((ROW(A193)-52)/50,0)+4),\"\"))","v":""},{"$f":"IF(A193=\"\",\"\",IF(COUNTIF(BuildingSpecificSpaceTypes,AQ193)>0,INDIRECT(\"'Space-by-Space Method'!F\"&ROUNDDOWN((ROW(A193)-52)/50,0)+4),\"\"))","v":""},{"$f":"IF(A193=\"\",\"\",INDIRECT(\"'Fixture Schedule'!D\"&MOD(ROW(A193)-52,50)+9))","v":""},{"$f":"IF(A193=\"\",\"\",IF(AR193=\"\",\"\",INDIRECT(\"'Fixture Schedule'!K\"&MOD(ROW(A193)-52,50)+9)))","v":""},"",{"$f":"IF(A193=\"\",\"\",INDIRECT(\"'Fixture Schedule'!L\"&MOD(ROW(A193)-52,50)+9))","v":""},null,null,null,null,null,null,null,null,null,null,null,null,null,{"$f":"INDIRECT(\"'Space-by-Space Method'!\"&SUBSTITUTE(ADDRESS(1,MOD(ROW(A193)-52,50)+10,4),\"1\",\"\")&ROUNDDOWN((ROW(A193)-52)/50,0)+4)","v":0},{"$f":"LEFT(INDIRECT(\"'Space-by-Space Method'!BJ\"&ROUNDDOWN((ROW(A193)-52)/50,0)+4),3)","v":""},{"$f":"INDIRECT(\"'Fixture Schedule'!L\"&MOD(ROW(A193)-52,50)+9)","v":0},{"$f":"INDIRECT(\"'Fixture Schedule'!O\"&MOD(ROW(A193)-52,50)+9)","v":0},{"$f":"INDIRECT(\"'Space-by-Space Method'!F\"&ROUNDDOWN((ROW(A193)-52)/50,0)+4)","v":0},{"$f":"INDIRECT(\"'Fixture Schedule'!L\"&MOD(ROW(A193)-52,50)+9)","v":0},{"$f":"INDIRECT(\"'Space-by-Space Method'!D\"&ROUNDDOWN((ROW(A193)-52)/50,0)+4)","v":0},{"$f":"INDIRECT(\"'Space-by-Space Method'!E\"&ROUNDDOWN((ROW(A193)-52)/50,0)+4)","v":1}]
[{"$f":"IF(InteriorCalcType=2,IF(OR(AM194=0,AN194=\"DNQ\")=TRUE,\"\",INDIRECT(\"'Fixture Schedule'!M\"&MOD(ROW(A194)-52,50)+9)),\"\")","v":""},{"$f":"IF(A194=\"\",\"\",INDIRECT(\"'Fixture Schedule'!E\"&MOD(ROW(A194)-52,50)+9))","v":""},{"$f":"IF(A194=\"\",\"\",INDIRECT(\"'Fixture Schedule'!F\"&MOD(ROW(A194)-52,50)+9))","v":""},{"$f":"IF(A194=\"\",\"\",INDIRECT(\"'Fixture Schedule'!L\"&MOD(ROW(A194)-52,50)+9))","v":""},"",null,null,{"$f":"IF(A194=\"\",\"\",IF(AP194=1,Summary!$C$12*(AO194)/(SUM('Space-by-Space Method'!$BO$4:$BO$78,SUM('Exterior Lighting'!$BL$5:$BL$25))),0))","v":""},{"$f":"IF(A194=\"\",\"\",IF(START!$B$34=1,INDIRECT(\"'Space-by-Space Method'!\"&SUBSTITUTE(ADDRESS(1,MOD(ROW(A194)-52,50)+10,4),\"1\",\"\")&ROUNDDOWN((ROW(A194)-52)/50,0)+4),\"\"))","v":""},{"$f":"IF(A194=\"\",\"\",IF(AP194=1,Summary!$F$11*(AO194)/(SUM('Space-by-Space Method'!$BO$4:$BO$78,SUM('Exterior Lighting'!$BL$5:$BL$25))),0))","v":""},{"$f":"IF(A194=\"\",\"\",IF(AP194=1,Summary!$E$11*(AO194)/(SUM('Space-by-Space Method'!$BO$4:$BO$78,SUM('Exterior Lighting'!$BL$5:$BL$25))),0))","v":""},{"$f":"IF(A194=\"\",\"\",IF(AP194=1,Summary!$G$11*(AO194)/(SUM('Space-by-Space Method'!$BO$4:$BO$78,SUM('Exterior Lighting'!$BL$5:$BL$25))),0))","v":""},{"$f":"IF(A194=\"\",\"\",IF(AP194=1,Summary!$H$11*(AO194)/(SUM('Space-by-Space Method'!$BO$4:$BO$78)),0))","v":""},{"$f":"IF(A194=\"\",\"\",IF(AP194=1,Summary!$I$11*(AO194)/(SUM('Space-by-Space Method'!$BO$4:$BO$78)),0))","v":""},null,null,null,{"$f":"IF(A194=\"\",\"\",IF(START!$B$34=2,INDIRECT(\"'Space-by-Space Method'!\"&SUBSTITUTE(ADDRESS(1,MOD(ROW(A194)-52,50)+10,4),\"1\",\"\")&ROUNDDOWN((ROW(A194)-52)/50,0)+4),\"\"))","v":""},{"$f":"IF(A194=\"\",\"\",INDIRECT(\"'Space-by-Space Method'!C\"&ROUNDDOWN((ROW(A194)-52)/50,0)+4))","v":""},{"$f":"IF(A194=\"\",\"\",IF(COUNTIF(CommonSpaceTypes,AQ194)>0,INDIRECT(\"'Space-by-Space Method'!F\"&ROUNDDOWN((ROW(A194)-52)/50,0)+4),\"\"))","v":""},{"$f":"IF(A194=\"\",\"\",IF(COUNTIF(BuildingSpecificSpaceTypes,AQ194)>0,INDIRECT(\"'Space-by-Space Method'!F\"&ROUNDDOWN((ROW(A194)-52)/50,0)+4),\"\"))","v":""},{"$f":"IF(A194=\"\",\"\",INDIRECT(\"'Fixture Schedule'!D\"&MOD(ROW(A194)-52,50)+9))","v":""},{"$f":"IF(A194=\"\",\"\",IF(AR194=\"\",\"\",INDIRECT(\"'Fixture Schedule'!K\"&MOD(ROW(A194)-52,50)+9)))","v":""},"",{"$f":"IF(A194=\"\",\"\",INDIRECT(\"'Fixture Schedule'!L\"&MOD(ROW(A194)-52,50)+9))","v":""},null,null,null,null,null,null,null,null,null,null,null,null,null,{"$f":"INDIRECT(\"'Space-by-Space Method'!\"&SUBSTITUTE(ADDRESS(1,MOD(ROW(A194)-52,50)+10,4),\"1\",\"\")&ROUNDDOWN((ROW(A194)-52)/50,0)+4)","v":0},{"$f":"LEFT(INDIRECT(\"'Space-by-Space Method'!BJ\"&ROUNDDOWN((ROW(A194)-52)/50,0)+4),3)","v":""},{"$f":"INDIRECT(\"'Fixture Schedule'!L\"&MOD(ROW(A194)-52,50)+9)","v":0},{"$f":"INDIRECT(\"'Fixture Schedule'!O\"&MOD(ROW(A194)-52,50)+9)","v":0},{"$f":"INDIRECT(\"'Space-by-Space Method'!F\"&ROUNDDOWN((ROW(A194)-52)/50,0)+4)","v":0},{"$f":"INDIRECT(\"'Fixture Schedule'!L\"&MOD(ROW(A194)-52,50)+9)","v":0},{"$f":"INDIRECT(\"'Space-by-Space Method'!D\"&ROUNDDOWN((ROW(A194)-52)/50,0)+4)","v":0},{"$f":"INDIRECT(\"'Space-by-Space Method'!E\"&ROUNDDOWN((ROW(A194)-52)/50,0)+4)","v":1}]
[{"$f":"IF(InteriorCalcType=2,IF(OR(AM195=0,AN195=\"DNQ\")=TRUE,\"\",INDIRECT(\"'Fixture Schedule'!M\"&MOD(ROW(A195)-52,50)+9)),\"\")","v":""},{"$f":"IF(A195=\"\",\"\",INDIRECT(\"'Fixture Schedule'!E\"&MOD(ROW(A195)-52,50)+9))","v":""},{"$f":"IF(A195=\"\",\"\",INDIRECT(\"'Fixture Schedule'!F\"&MOD(ROW(A195)-52,50)+9))","v":""},{"$f":"IF(A195=\"\",\"\",INDIRECT(\"'Fixture Schedule'!L\"&MOD(ROW(A195)-52,50)+9))","v":""},"",null,null,{"$f":"IF(A195=\"\",\"\",IF(AP195=1,Summary!$C$12*(AO195)/(SUM('Space-by-Space Method'!$BO$4:$BO$78,SUM('Exterior Lighting'!$BL$5:$BL$25))),0))","v":""},{"$f":"IF(A195=\"\",\"\",IF(START!$B$34=1,INDIRECT(\"'Space-by-Space Method'!\"&SUBSTITUTE(ADDRESS(1,MOD(ROW(A195)-52,50)+10,4),\"1\",\"\")&ROUNDDOWN((ROW(A195)-52)/50,0)+4),\"\"))","v":""},{"$f":"IF(A195=\"\",\"\",IF(AP195=1,Summary!$F$11*(AO195)/(SUM('Space-by-Space Method'!$BO$4:$BO$78,SUM('Exterior Lighting'!$BL$5:$BL$25))),0))","v":""},{"$f":"IF(A195=\"\",\"\",IF(AP195=1,Summary!$E$11*(AO195)/(SUM('Space-by-Space Method'!$BO$4:$BO$78,SUM('Exterior Lighting'!$BL$5:$BL$25))),0))","v":""},{"$f":"IF(A195=\"\",\"\",IF(AP195=1,Summary!$G$11*(AO195)/(SUM('Space-by-Space Method'!$BO$4:$BO$78,SUM('Exterior Lighting'!$BL$5:$BL$25))),0))","v":""},{"$f":"IF(A195=\"\",\"\",IF(AP195=1,Summary!$H$11*(AO195)/(SUM('Space-by-Space Method'!$BO$4:$BO$78)),0))","v":""},{"$f":"IF(A195=\"\",\"\",IF(AP195=1,Summary!$I$11*(AO195)/(SUM('Space-by-Space Method'!$BO$4:$BO$78)),0))","v":""},null,null,null,{"$f":"IF(A195=\"\",\"\",IF(START!$B$34=2,INDIRECT(\"'Space-by-Space Method'!\"&SUBSTITUTE(ADDRESS(1,MOD(ROW(A195)-52,50)+10,4),\"1\",\"\")&ROUNDDOWN((ROW(A195)-52)/50,0)+4),\"\"))","v":""},{"$f":"IF(A195=\"\",\"\",INDIRECT(\"'Space-by-Space Method'!C\"&ROUNDDOWN((ROW(A195)-52)/50,0)+4))","v":""},{"$f":"IF(A195=\"\",\"\",IF(COUNTIF(CommonSpaceTypes,AQ195)>0,INDIRECT(\"'Space-by-Space Method'!F\"&ROUNDDOWN((ROW(A195)-52)/50,0)+4),\"\"))","v":""},{"$f":"IF(A195=\"\",\"\",IF(COUNTIF(BuildingSpecificSpaceTypes,AQ195)>0,INDIRECT(\"'Space-by-Space Method'!F\"&ROUNDDOWN((ROW(A195)-52)/50,0)+4),\"\"))","v":""},{"$f":"IF(A195=\"\",\"\",INDIRECT(\"'Fixture Schedule'!D\"&MOD(ROW(A195)-52,50)+9))","v":""},{"$f":"IF(A195=\"\",\"\",IF(AR195=\"\",\"\",INDIRECT(\"'Fixture Schedule'!K\"&MOD(ROW(A195)-52,50)+9)))","v":""},"",{"$f":"IF(A195=\"\",\"\",INDIRECT(\"'Fixture Schedule'!L\"&MOD(ROW(A195)-52,50)+9))","v":""},null,null,null,null,null,null,null,null,null,null,null,null,null,{"$f":"INDIRECT(\"'Space-by-Space Method'!\"&SUBSTITUTE(ADDRESS(1,MOD(ROW(A195)-52,50)+10,4),\"1\",\"\")&ROUNDDOWN((ROW(A195)-52)/50,0)+4)","v":0},{"$f":"LEFT(INDIRECT(\"'Space-by-Space Method'!BJ\"&ROUNDDOWN((ROW(A195)-52)/50,0)+4),3)","v":""},{"$f":"INDIRECT(\"'Fixture Schedule'!L\"&MOD(ROW(A195)-52,50)+9)","v":0},{"$f":"INDIRECT(\"'Fixture Schedule'!O\"&MOD(ROW(A195)-52,50)+9)","v":0},{"$f":"INDIRECT(\"'Space-by-Space Method'!F\"&ROUNDDOWN((ROW(A195)-52)/50,0)+4)","v":0},{"$f":"INDIRECT(\"'Fixture Schedule'!L\"&MOD(ROW(A195)-52,50)+9)","v":0},{"$f":"INDIRECT(\"'Space-by-Space Method'!D\"&ROUNDDOWN((ROW(A195)-52)/50,0)+4)","v":0},{"$f":"INDIRECT(\"'Space-by-Space Method'!E\"&ROUNDDOWN((ROW(A195)-52)/50,0)+4)","v":1}]
[{"$f":"IF(InteriorCalcType=2,IF(OR(AM196=0,AN196=\"DNQ\")=TRUE,\"\",INDIRECT(\"'Fixture Schedule'!M\"&MOD(ROW(A196)-52,50)+9)),\"\")","v":""},{"$f":"IF(A196=\"\",\"\",INDIRECT(\"'Fixture Schedule'!E\"&MOD(ROW(A196)-52,50)+9))","v":""},{"$f":"IF(A196=\"\",\"\",INDIRECT(\"'Fixture Schedule'!F\"&MOD(ROW(A196)-52,50)+9))","v":""},{"$f":"IF(A196=\"\",\"\",INDIRECT(\"'Fixture Schedule'!L\"&MOD(ROW(A196)-52,50)+9))","v":""},"",null,null,{"$f":"IF(A196=\"\",\"\",IF(AP196=1,Summary!$C$12*(AO196)/(SUM('Space-by-Space Method'!$BO$4:$BO$78,SUM('Exterior Lighting'!$BL$5:$BL$25))),0))","v":""},{"$f":"IF(A196=\"\",\"\",IF(START!$B$34=1,INDIRECT(\"'Space-by-Space Method'!\"&SUBSTITUTE(ADDRESS(1,MOD(ROW(A196)-52,50)+10,4),\"1\",\"\")&ROUNDDOWN((ROW(A196)-52)/50,0)+4),\"\"))","v":""},{"$f":"IF(A196=\"\",\"\",IF(AP196=1,Summary!$F$11*(AO196)/(SUM('Space-by-Space Method'!$BO$4:$BO$78,SUM('Exterior Lighting'!$BL$5:$BL$25))),0))","v":""},{"$f":"IF(A196=\"\",\"\",IF(AP196=1,Summary!$E$11*(AO196)/(SUM('Space-by-Space Method'!$BO$4:$BO$78,SUM('Exterior Lighting'!$BL$5:$BL$25))),0))","v":""},{"$f":"IF(A196=\"\",\"\",IF(AP196=1,Summary!$G$11*(AO196)/(SUM('Space-by-Space Method'!$BO$4:$BO$78,SUM('Exterior Lighting'!$BL$5:$BL$25))),0))","v":""},{"$f":"IF(A196=\"\",\"\",IF(AP196=1,Summary!$H$11*(AO196)/(SUM('Space-by-Space Method'!$BO$4:$BO$78)),0))","v":""},{"$f":"IF(A196=\"\",\"\",IF(AP196=1,Summary!$I$11*(AO196)/(SUM('Space-by-Space Method'!$BO$4:$BO$78)),0))","v":""},null,null,null,{"$f":"IF(A196=\"\",\"\",IF(START!$B$34=2,INDIRECT(\"'Space-by-Space Method'!\"&SUBSTITUTE(ADDRESS(1,MOD(ROW(A196)-52,50)+10,4),\"1\",\"\")&ROUNDDOWN((ROW(A196)-52)/50,0)+4),\"\"))","v":""},{"$f":"IF(A196=\"\",\"\",INDIRECT(\"'Space-by-Space Method'!C\"&ROUNDDOWN((ROW(A196)-52)/50,0)+4))","v":""},{"$f":"IF(A196=\"\",\"\",IF(COUNTIF(CommonSpaceTypes,AQ196)>0,INDIRECT(\"'Space-by-Space Method'!F\"&ROUNDDOWN((ROW(A196)-52)/50,0)+4),\"\"))","v":""},{"$f":"IF(A196=\"\",\"\",IF(COUNTIF(BuildingSpecificSpaceTypes,AQ196)>0,INDIRECT(\"'Space-by-Space Method'!F\"&ROUNDDOWN((ROW(A196)-52)/50,0)+4),\"\"))","v":""},{"$f":"IF(A196=\"\",\"\",INDIRECT(\"'Fixture Schedule'!D\"&MOD(ROW(A196)-52,50)+9))","v":""},{"$f":"IF(A196=\"\",\"\",IF(AR196=\"\",\"\",INDIRECT(\"'Fixture Schedule'!K\"&MOD(ROW(A196)-52,50)+9)))","v":""},"",{"$f":"IF(A196=\"\",\"\",INDIRECT(\"'Fixture Schedule'!L\"&MOD(ROW(A196)-52,50)+9))","v":""},null,null,null,null,null,null,null,null,null,null,null,null,null,{"$f":"INDIRECT(\"'Space-by-Space Method'!\"&SUBSTITUTE(ADDRESS(1,MOD(ROW(A196)-52,50)+10,4),\"1\",\"\")&ROUNDDOWN((ROW(A196)-52)/50,0)+4)","v":0},{"$f":"LEFT(INDIRECT(\"'Space-by-Space Method'!BJ\"&ROUNDDOWN((ROW(A196)-52)/50,0)+4),3)","v":""},{"$f":"INDIRECT(\"'Fixture Schedule'!L\"&MOD(ROW(A196)-52,50)+9)","v":0},{"$f":"INDIRECT(\"'Fixture Schedule'!O\"&MOD(ROW(A196)-52,50)+9)","v":0},{"$f":"INDIRECT(\"'Space-by-Space Method'!F\"&ROUNDDOWN((ROW(A196)-52)/50,0)+4)","v":0},{"$f":"INDIRECT(\"'Fixture Schedule'!L\"&MOD(ROW(A196)-52,50)+9)","v":0},{"$f":"INDIRECT(\"'Space-by-Space Method'!D\"&ROUNDDOWN((ROW(A196)-52)/50,0)+4)","v":0},{"$f":"INDIRECT(\"'Space-by-Space Method'!E\"&ROUNDDOWN((ROW(A196)-52)/50,0)+4)","v":1}]
[{"$f":"IF(InteriorCalcType=2,IF(OR(AM197=0,AN197=\"DNQ\")=TRUE,\"\",INDIRECT(\"'Fixture Schedule'!M\"&MOD(ROW(A197)-52,50)+9)),\"\")","v":""},{"$f":"IF(A197=\"\",\"\",INDIRECT(\"'Fixture Schedule'!E\"&MOD(ROW(A197)-52,50)+9))","v":""},{"$f":"IF(A197=\"\",\"\",INDIRECT(\"'Fixture Schedule'!F\"&MOD(ROW(A197)-52,50)+9))","v":""},{"$f":"IF(A197=\"\",\"\",INDIRECT(\"'Fixture Schedule'!L\"&MOD(ROW(A197)-52,50)+9))","v":""},"",null,null,{"$f":"IF(A197=\"\",\"\",IF(AP197=1,Summary!$C$12*(AO197)/(SUM('Space-by-Space Method'!$BO$4:$BO$78,SUM('Exterior Lighting'!$BL$5:$BL$25))),0))","v":""},{"$f":"IF(A197=\"\",\"\",IF(START!$B$34=1,INDIRECT(\"'Space-by-Space Method'!\"&SUBSTITUTE(ADDRESS(1,MOD(ROW(A197)-52,50)+10,4),\"1\",\"\")&ROUNDDOWN((ROW(A197)-52)/50,0)+4),\"\"))","v":""},{"$f":"IF(A197=\"\",\"\",IF(AP197=1,Summary!$F$11*(AO197)/(SUM('Space-by-Space Method'!$BO$4:$BO$78,SUM('Exterior Lighting'!$BL$5:$BL$25))),0))","v":""},{"$f":"IF(A197=\"\",\"\",IF(AP197=1,Summary!$E$11*(AO197)/(SUM('Space-by-Space Method'!$BO$4:$BO$78,SUM('Exterior Lighting'!$BL$5:$BL$25))),0))","v":""},{"$f":"IF(A197=\"\",\"\",IF(AP197=1,Summary!$G$11*(AO197)/(SUM('Space-by-Space Method'!$BO$4:$BO$78,SUM('Exterior Lighting'!$BL$5:$BL$25))),0))","v":""},{"$f":"IF(A197=\"\",\"\",IF(AP197=1,Summary!$H$11*(AO197)/(SUM('Space-by-Space Method'!$BO$4:$BO$78)),0))","v":""},{"$f":"IF(A197=\"\",\"\",IF(AP197=1,Summary!$I$11*(AO197)/(SUM('Space-by-Space Method'!$BO$4:$BO$78)),0))","v":""},null,null,null,{"$f":"IF(A197=\"\",\"\",IF(START!$B$34=2,INDIRECT(\"'Space-by-Space Method'!\"&SUBSTITUTE(ADDRESS(1,MOD(ROW(A197)-52,50)+10,4),\"1\",\"\")&ROUNDDOWN((ROW(A197)-52)/50,0)+4),\"\"))","v":""},{"$f":"IF(A197=\"\",\"\",INDIRECT(\"'Space-by-Space Method'!C\"&ROUNDDOWN((ROW(A197)-52)/50,0)+4))","v":""},{"$f":"IF(A197=\"\",\"\",IF(COUNTIF(CommonSpaceTypes,AQ197)>0,INDIRECT(\"'Space-by-Space Method'!F\"&ROUNDDOWN((ROW(A197)-52)/50,0)+4),\"\"))","v":""},{"$f":"IF(A197=\"\",\"\",IF(COUNTIF(BuildingSpecificSpaceTypes,AQ197)>0,INDIRECT(\"'Space-by-Space Method'!F\"&ROUNDDOWN((ROW(A197)-52)/50,0)+4),\"\"))","v":""},{"$f":"IF(A197=\"\",\"\",INDIRECT(\"'Fixture Schedule'!D\"&MOD(ROW(A197)-52,50)+9))","v":""},{"$f":"IF(A197=\"\",\"\",IF(AR197=\"\",\"\",INDIRECT(\"'Fixture Schedule'!K\"&MOD(ROW(A197)-52,50)+9)))","v":""},"",{"$f":"IF(A197=\"\",\"\",INDIRECT(\"'Fixture Schedule'!L\"&MOD(ROW(A197)-52,50)+9))","v":""},null,null,null,null,null,null,null,null,null,null,null,null,null,{"$f":"INDIRECT(\"'Space-by-Space Method'!\"&SUBSTITUTE(ADDRESS(1,MOD(ROW(A197)-52,50)+10,4),\"1\",\"\")&ROUNDDOWN((ROW(A197)-52)/50,0)+4)","v":0},{"$f":"LEFT(INDIRECT(\"'Space-by-Space Method'!BJ\"&ROUNDDOWN((ROW(A197)-52)/50,0)+4),3)","v":""},{"$f":"INDIRECT(\"'Fixture Schedule'!L\"&MOD(ROW(A197)-52,50)+9)","v":0},{"$f":"INDIRECT(\"'Fixture Schedule'!O\"&MOD(ROW(A197)-52,50)+9)","v":0},{"$f":"INDIRECT(\"'Space-by-Space Method'!F\"&ROUNDDOWN((ROW(A197)-52)/50,0)+4)","v":0},{"$f":"INDIRECT(\"'Fixture Schedule'!L\"&MOD(ROW(A197)-52,50)+9)","v":0},{"$f":"INDIRECT(\"'Space-by-Space Method'!D\"&ROUNDDOWN((ROW(A197)-52)/50,0)+4)","v":0},{"$f":"INDIRECT(\"'Space-by-Space Method'!E\"&ROUNDDOWN((ROW(A197)-52)/50,0)+4)","v":1}]
[{"$f":"IF(InteriorCalcType=2,IF(OR(AM198=0,AN198=\"DNQ\")=TRUE,\"\",INDIRECT(\"'Fixture Schedule'!M\"&MOD(ROW(A198)-52,50)+9)),\"\")","v":""},{"$f":"IF(A198=\"\",\"\",INDIRECT(\"'Fixture Schedule'!E\"&MOD(ROW(A198)-52,50)+9))","v":""},{"$f":"IF(A198=\"\",\"\",INDIRECT(\"'Fixture Schedule'!F\"&MOD(ROW(A198)-52,50)+9))","v":""},{"$f":"IF(A198=\"\",\"\",INDIRECT(\"'Fixture Schedule'!L\"&MOD(ROW(A198)-52,50)+9))","v":""},"",null,null,{"$f":"IF(A198=\"\",\"\",IF(AP198=1,Summary!$C$12*(AO198)/(SUM('Space-by-Space Method'!$BO$4:$BO$78,SUM('Exterior Lighting'!$BL$5:$BL$25))),0))","v":""},{"$f":"IF(A198=\"\",\"\",IF(START!$B$34=1,INDIRECT(\"'Space-by-Space Method'!\"&SUBSTITUTE(ADDRESS(1,MOD(ROW(A198)-52,50)+10,4),\"1\",\"\")&ROUNDDOWN((ROW(A198)-52)/50,0)+4),\"\"))","v":""},{"$f":"IF(A198=\"\",\"\",IF(AP198=1,Summary!$F$11*(AO198)/(SUM('Space-by-Space Method'!$BO$4:$BO$78,SUM('Exterior Lighting'!$BL$5:$BL$25))),0))","v":""},{"$f":"IF(A198=\"\",\"\",IF(AP198=1,Summary!$E$11*(AO198)/(SUM('Space-by-Space Method'!$BO$4:$BO$78,SUM('Exterior Lighting'!$BL$5:$BL$25))),0))","v":""},{"$f":"IF(A198=\"\",\"\",IF(AP198=1,Summary!$G$11*(AO198)/(SUM('Space-by-Space Method'!$BO$4:$BO$78,SUM('Exterior Lighting'!$BL$5:$BL$25))),0))","v":""},{"$f":"IF(A198=\"\",\"\",IF(AP198=1,Summary!$H$11*(AO198)/(SUM('Space-by-Space Method'!$BO$4:$BO$78)),0))","v":""},{"$f":"IF(A198=\"\",\"\",IF(AP198=1,Summary!$I$11*(AO198)/(SUM('Space-by-Space Method'!$BO$4:$BO$78)),0))","v":""},null,null,null,{"$f":"IF(A198=\"\",\"\",IF(START!$B$34=2,INDIRECT(\"'Space-by-Space Method'!\"&SUBSTITUTE(ADDRESS(1,MOD(ROW(A198)-52,50)+10,4),\"1\",\"\")&ROUNDDOWN((ROW(A198)-52)/50,0)+4),\"\"))","v":""},{"$f":"IF(A198=\"\",\"\",INDIRECT(\"'Space-by-Space Method'!C\"&ROUNDDOWN((ROW(A198)-52)/50,0)+4))","v":""},{"$f":"IF(A198=\"\",\"\",IF(COUNTIF(CommonSpaceTypes,AQ198)>0,INDIRECT(\"'Space-by-Space Method'!F\"&ROUNDDOWN((ROW(A198)-52)/50,0)+4),\"\"))","v":""},{"$f":"IF(A198=\"\",\"\",IF(COUNTIF(BuildingSpecificSpaceTypes,AQ198)>0,INDIRECT(\"'Space-by-Space Method'!F\"&ROUNDDOWN((ROW(A198)-52)/50,0)+4),\"\"))","v":""},{"$f":"IF(A198=\"\",\"\",INDIRECT(\"'Fixture Schedule'!D\"&MOD(ROW(A198)-52,50)+9))","v":""},{"$f":"IF(A198=\"\",\"\",IF(AR198=\"\",\"\",INDIRECT(\"'Fixture Schedule'!K\"&MOD(ROW(A198)-52,50)+9)))","v":""},"",{"$f":"IF(A198=\"\",\"\",INDIRECT(\"'Fixture Schedule'!L\"&MOD(ROW(A198)-52,50)+9))","v":""},null,null,null,null,null,null,null,null,null,null,null,null,null,{"$f":"INDIRECT(\"'Space-by-Space Method'!\"&SUBSTITUTE(ADDRESS(1,MOD(ROW(A198)-52,50)+10,4),\"1\",\"\")&ROUNDDOWN((ROW(A198)-52)/50,0)+4)","v":0},{"$f":"LEFT(INDIRECT(\"'Space-by-Space Method'!BJ\"&ROUNDDOWN((ROW(A198)-52)/50,0)+4),3)","v":""},{"$f":"INDIRECT(\"'Fixture Schedule'!L\"&MOD(ROW(A198)-52,50)+9)","v":0},{"$f":"INDIRECT(\"'Fixture Schedule'!O\"&MOD(ROW(A198)-52,50)+9)","v":0},{"$f":"INDIRECT(\"'Space-by-Space Method'!F\"&ROUNDDOWN((ROW(A198)-52)/50,0)+4)","v":0},{"$f":"INDIRECT(\"'Fixture Schedule'!L\"&MOD(ROW(A198)-52,50)+9)","v":0},{"$f":"INDIRECT(\"'Space-by-Space Method'!D\"&ROUNDDOWN((ROW(A198)-52)/50,0)+4)","v":0},{"$f":"INDIRECT(\"'Space-by-Space Method'!E\"&ROUNDDOWN((ROW(A198)-52)/50,0)+4)","v":1}]
[{"$f":"IF(InteriorCalcType=2,IF(OR(AM199=0,AN199=\"DNQ\")=TRUE,\"\",INDIRECT(\"'Fixture Schedule'!M\"&MOD(ROW(A199)-52,50)+9)),\"\")","v":""},{"$f":"IF(A199=\"\",\"\",INDIRECT(\"'Fixture Schedule'!E\"&MOD(ROW(A199)-52,50)+9))","v":""},{"$f":"IF(A199=\"\",\"\",INDIRECT(\"'Fixture Schedule'!F\"&MOD(ROW(A199)-52,50)+9))","v":""},{"$f":"IF(A199=\"\",\"\",INDIRECT(\"'Fixture Schedule'!L\"&MOD(ROW(A199)-52,50)+9))","v":""},"",null,null,{"$f":"IF(A199=\"\",\"\",IF(AP199=1,Summary!$C$12*(AO199)/(SUM('Space-by-Space Method'!$BO$4:$BO$78,SUM('Exterior Lighting'!$BL$5:$BL$25))),0))","v":""},{"$f":"IF(A199=\"\",\"\",IF(START!$B$34=1,INDIRECT(\"'Space-by-Space Method'!\"&SUBSTITUTE(ADDRESS(1,MOD(ROW(A199)-52,50)+10,4),\"1\",\"\")&ROUNDDOWN((ROW(A199)-52)/50,0)+4),\"\"))","v":""},{"$f":"IF(A199=\"\",\"\",IF(AP199=1,Summary!$F$11*(AO199)/(SUM('Space-by-Space Method'!$BO$4:$BO$78,SUM('Exterior Lighting'!$BL$5:$BL$25))),0))","v":""},{"$f":"IF(A199=\"\",\"\",IF(AP199=1,Summary!$E$11*(AO199)/(SUM('Space-by-Space Method'!$BO$4:$BO$78,SUM('Exterior Lighting'!$BL$5:$BL$25))),0))","v":""},{"$f":"IF(A199=\"\",\"\",IF(AP199=1,Summary!$G$11*(AO199)/(SUM('Space-by-Space Method'!$BO$4:$BO$78,SUM('Exterior Lighting'!$BL$5:$BL$25))),0))","v":""},{"$f":"IF(A199=\"\",\"\",IF(AP199=1,Summary!$H$11*(AO199)/(SUM('Space-by-Space Method'!$BO$4:$BO$78)),0))","v":""},{"$f":"IF(A199=\"\",\"\",IF(AP199=1,Summary!$I$11*(AO199)/(SUM('Space-by-Space Method'!$BO$4:$BO$78)),0))","v":""},null,null,null,{"$f":"IF(A199=\"\",\"\",IF(START!$B$34=2,INDIRECT(\"'Space-by-Space Method'!\"&SUBSTITUTE(ADDRESS(1,MOD(ROW(A199)-52,50)+10,4),\"1\",\"\")&ROUNDDOWN((ROW(A199)-52)/50,0)+4),\"\"))","v":""},{"$f":"IF(A199=\"\",\"\",INDIRECT(\"'Space-by-Space Method'!C\"&ROUNDDOWN((ROW(A199)-52)/50,0)+4))","v":""},{"$f":"IF(A199=\"\",\"\",IF(COUNTIF(CommonSpaceTypes,AQ199)>0,INDIRECT(\"'Space-by-Space Method'!F\"&ROUNDDOWN((ROW(A199)-52)/50,0)+4),\"\"))","v":""},{"$f":"IF(A199=\"\",\"\",IF(COUNTIF(BuildingSpecificSpaceTypes,AQ199)>0,INDIRECT(\"'Space-by-Space Method'!F\"&ROUNDDOWN((ROW(A199)-52)/50,0)+4),\"\"))","v":""},{"$f":"IF(A199=\"\",\"\",INDIRECT(\"'Fixture Schedule'!D\"&MOD(ROW(A199)-52,50)+9))","v":""},{"$f":"IF(A199=\"\",\"\",IF(AR199=\"\",\"\",INDIRECT(\"'Fixture Schedule'!K\"&MOD(ROW(A199)-52,50)+9)))","v":""},"",{"$f":"IF(A199=\"\",\"\",INDIRECT(\"'Fixture Schedule'!L\"&MOD(ROW(A199)-52,50)+9))","v":""},null,null,null,null,null,null,null,null,null,null,null,null,null,{"$f":"INDIRECT(\"'Space-by-Space Method'!\"&SUBSTITUTE(ADDRESS(1,MOD(ROW(A199)-52,50)+10,4),\"1\",\"\")&ROUNDDOWN((ROW(A199)-52)/50,0)+4)","v":0},{"$f":"LEFT(INDIRECT(\"'Space-by-Space Method'!BJ\"&ROUNDDOWN((ROW(A199)-52)/50,0)+4),3)","v":""},{"$f":"INDIRECT(\"'Fixture Schedule'!L\"&MOD(ROW(A199)-52,50)+9)","v":0},{"$f":"INDIRECT(\"'Fixture Schedule'!O\"&MOD(ROW(A199)-52,50)+9)","v":0},{"$f":"INDIRECT(\"'Space-by-Space Method'!F\"&ROUNDDOWN((ROW(A199)-52)/50,0)+4)","v":0},{"$f":"INDIRECT(\"'Fixture Schedule'!L\"&MOD(ROW(A199)-52,50)+9)","v":0},{"$f":"INDIRECT(\"'Space-by-Space Method'!D\"&ROUNDDOWN((ROW(A199)-52)/50,0)+4)","v":0},{"$f":"INDIRECT(\"'Space-by-Space Method'!E\"&ROUNDDOWN((ROW(A199)-52)/50,0)+4)","v":1}]
[{"$f":"IF(InteriorCalcType=2,IF(OR(AM200=0,AN200=\"DNQ\")=TRUE,\"\",INDIRECT(\"'Fixture Schedule'!M\"&MOD(ROW(A200)-52,50)+9)),\"\")","v":""},{"$f":"IF(A200=\"\",\"\",INDIRECT(\"'Fixture Schedule'!E\"&MOD(ROW(A200)-52,50)+9))","v":""},{"$f":"IF(A200=\"\",\"\",INDIRECT(\"'Fixture Schedule'!F\"&MOD(ROW(A200)-52,50)+9))","v":""},{"$f":"IF(A200=\"\",\"\",INDIRECT(\"'Fixture Schedule'!L\"&MOD(ROW(A200)-52,50)+9))","v":""},"",null,null,{"$f":"IF(A200=\"\",\"\",IF(AP200=1,Summary!$C$12*(AO200)/(SUM('Space-by-Space Method'!$BO$4:$BO$78,SUM('Exterior Lighting'!$BL$5:$BL$25))),0))","v":""},{"$f":"IF(A200=\"\",\"\",IF(START!$B$34=1,INDIRECT(\"'Space-by-Space Method'!\"&SUBSTITUTE(ADDRESS(1,MOD(ROW(A200)-52,50)+10,4),\"1\",\"\")&ROUNDDOWN((ROW(A200)-52)/50,0)+4),\"\"))","v":""},{"$f":"IF(A200=\"\",\"\",IF(AP200=1,Summary!$F$11*(AO200)/(SUM('Space-by-Space Method'!$BO$4:$BO$78,SUM('Exterior Lighting'!$BL$5:$BL$25))),0))","v":""},{"$f":"IF(A200=\"\",\"\",IF(AP200=1,Summary!$E$11*(AO200)/(SUM('Space-by-Space Method'!$BO$4:$BO$78,SUM('Exterior Lighting'!$BL$5:$BL$25))),0))","v":""},{"$f":"IF(A200=\"\",\"\",IF(AP200=1,Summary!$G$11*(AO200)/(SUM('Space-by-Space Method'!$BO$4:$BO$78,SUM('Exterior Lighting'!$BL$5:$BL$25))),0))","v":""},{"$f":"IF(A200=\"\",\"\",IF(AP200=1,Summary!$H$11*(AO200)/(SUM('Space-by-Space Method'!$BO$4:$BO$78)),0))","v":""},{"$f":"IF(A200=\"\",\"\",IF(AP200=1,Summary!$I$11*(AO200)/(SUM('Space-by-Space Method'!$BO$4:$BO$78)),0))","v":""},null,null,null,{"$f":"IF(A200=\"\",\"\",IF(START!$B$34=2,INDIRECT(\"'Space-by-Space Method'!\"&SUBSTITUTE(ADDRESS(1,MOD(ROW(A200)-52,50)+10,4),\"1\",\"\")&ROUNDDOWN((ROW(A200)-52)/50,0)+4),\"\"))","v":""},{"$f":"IF(A200=\"\",\"\",INDIRECT(\"'Space-by-Space Method'!C\"&ROUNDDOWN((ROW(A200)-52)/50,0)+4))","v":""},{"$f":"IF(A200=\"\",\"\",IF(COUNTIF(CommonSpaceTypes,AQ200)>0,INDIRECT(\"'Space-by-Space Method'!F\"&ROUNDDOWN((ROW(A200)-52)/50,0)+4),\"\"))","v":""},{"$f":"IF(A200=\"\",\"\",IF(COUNTIF(BuildingSpecificSpaceTypes,AQ200)>0,INDIRECT(\"'Space-by-Space Method'!F\"&ROUNDDOWN((ROW(A200)-52)/50,0)+4),\"\"))","v":""},{"$f":"IF(A200=\"\",\"\",INDIRECT(\"'Fixture Schedule'!D\"&MOD(ROW(A200)-52,50)+9))","v":""},{"$f":"IF(A200=\"\",\"\",IF(AR200=\"\",\"\",INDIRECT(\"'Fixture Schedule'!K\"&MOD(ROW(A200)-52,50)+9)))","v":""},"",{"$f":"IF(A200=\"\",\"\",INDIRECT(\"'Fixture Schedule'!L\"&MOD(ROW(A200)-52,50)+9))","v":""},null,null,null,null,null,null,null,null,null,null,null,null,null,{"$f":"INDIRECT(\"'Space-by-Space Method'!\"&SUBSTITUTE(ADDRESS(1,MOD(ROW(A200)-52,50)+10,4),\"1\",\"\")&ROUNDDOWN((ROW(A200)-52)/50,0)+4)","v":0},{"$f":"LEFT(INDIRECT(\"'Space-by-Space Method'!BJ\"&ROUNDDOWN((ROW(A200)-52)/50,0)+4),3)","v":""},{"$f":"INDIRECT(\"'Fixture Schedule'!L\"&MOD(ROW(A200)-52,50)+9)","v":0},{"$f":"INDIRECT(\"'Fixture Schedule'!O\"&MOD(ROW(A200)-52,50)+9)","v":0},{"$f":"INDIRECT(\"'Space-by-Space Method'!F\"&ROUNDDOWN((ROW(A200)-52)/50,0)+4)","v":0},{"$f":"INDIRECT(\"'Fixture Schedule'!L\"&MOD(ROW(A200)-52,50)+9)","v":0},{"$f":"INDIRECT(\"'Space-by-Space Method'!D\"&ROUNDDOWN((ROW(A200)-52)/50,0)+4)","v":0},{"$f":"INDIRECT(\"'Space-by-Space Method'!E\"&ROUNDDOWN((ROW(A200)-52)/50,0)+4)","v":1}]
[{"$f":"IF(InteriorCalcType=2,IF(OR(AM201=0,AN201=\"DNQ\")=TRUE,\"\",INDIRECT(\"'Fixture Schedule'!M\"&MOD(ROW(A201)-52,50)+9)),\"\")","v":""},{"$f":"IF(A201=\"\",\"\",INDIRECT(\"'Fixture Schedule'!E\"&MOD(ROW(A201)-52,50)+9))","v":""},{"$f":"IF(A201=\"\",\"\",INDIRECT(\"'Fixture Schedule'!F\"&MOD(ROW(A201)-52,50)+9))","v":""},{"$f":"IF(A201=\"\",\"\",INDIRECT(\"'Fixture Schedule'!L\"&MOD(ROW(A201)-52,50)+9))","v":""},"",null,null,{"$f":"IF(A201=\"\",\"\",IF(AP201=1,Summary!$C$12*(AO201)/(SUM('Space-by-Space Method'!$BO$4:$BO$78,SUM('Exterior Lighting'!$BL$5:$BL$25))),0))","v":""},{"$f":"IF(A201=\"\",\"\",IF(START!$B$34=1,INDIRECT(\"'Space-by-Space Method'!\"&SUBSTITUTE(ADDRESS(1,MOD(ROW(A201)-52,50)+10,4),\"1\",\"\")&ROUNDDOWN((ROW(A201)-52)/50,0)+4),\"\"))","v":""},{"$f":"IF(A201=\"\",\"\",IF(AP201=1,Summary!$F$11*(AO201)/(SUM('Space-by-Space Method'!$BO$4:$BO$78,SUM('Exterior Lighting'!$BL$5:$BL$25))),0))","v":""},{"$f":"IF(A201=\"\",\"\",IF(AP201=1,Summary!$E$11*(AO201)/(SUM('Space-by-Space Method'!$BO$4:$BO$78,SUM('Exterior Lighting'!$BL$5:$BL$25))),0))","v":""},{"$f":"IF(A201=\"\",\"\",IF(AP201=1,Summary!$G$11*(AO201)/(SUM('Space-by-Space Method'!$BO$4:$BO$78,SUM('Exterior Lighting'!$BL$5:$BL$25))),0))","v":""},{"$f":"IF(A201=\"\",\"\",IF(AP201=1,Summary!$H$11*(AO201)/(SUM('Space-by-Space Method'!$BO$4:$BO$78)),0))","v":""},{"$f":"IF(A201=\"\",\"\",IF(AP201=1,Summary!$I$11*(AO201)/(SUM('Space-by-Space Method'!$BO$4:$BO$78)),0))","v":""},null,null,null,{"$f":"IF(A201=\"\",\"\",IF(START!$B$34=2,INDIRECT(\"'Space-by-Space Method'!\"&SUBSTITUTE(ADDRESS(1,MOD(ROW(A201)-52,50)+10,4),\"1\",\"\")&ROUNDDOWN((ROW(A201)-52)/50,0)+4),\"\"))","v":""},{"$f":"IF(A201=\"\",\"\",INDIRECT(\"'Space-by-Space Method'!C\"&ROUNDDOWN((ROW(A201)-52)/50,0)+4))","v":""},{"$f":"IF(A201=\"\",\"\",IF(COUNTIF(CommonSpaceTypes,AQ201)>0,INDIRECT(\"'Space-by-Space Method'!F\"&ROUNDDOWN((ROW(A201)-52)/50,0)+4),\"\"))","v":""},{"$f":"IF(A201=\"\",\"\",IF(COUNTIF(BuildingSpecificSpaceTypes,AQ201)>0,INDIRECT(\"'Space-by-Space Method'!F\"&ROUNDDOWN((ROW(A201)-52)/50,0)+4),\"\"))","v":""},{"$f":"IF(A201=\"\",\"\",INDIRECT(\"'Fixture Schedule'!D\"&MOD(ROW(A201)-52,50)+9))","v":""},{"$f":"IF(A201=\"\",\"\",IF(AR201=\"\",\"\",INDIRECT(\"'Fixture Schedule'!K\"&MOD(ROW(A201)-52,50)+9)))","v":""},"",{"$f":"IF(A201=\"\",\"\",INDIRECT(\"'Fixture Schedule'!L\"&MOD(ROW(A201)-52,50)+9))","v":""},null,null,null,null,null,null,null,null,null,null,null,null,null,{"$f":"INDIRECT(\"'Space-by-Space Method'!\"&SUBSTITUTE(ADDRESS(1,MOD(ROW(A201)-52,50)+10,4),\"1\",\"\")&ROUNDDOWN((ROW(A201)-52)/50,0)+4)","v":0},{"$f":"LEFT(INDIRECT(\"'Space-by-Space Method'!BJ\"&ROUNDDOWN((ROW(A201)-52)/50,0)+4),3)","v":""},{"$f":"INDIRECT(\"'Fixture Schedule'!L\"&MOD(ROW(A201)-52,50)+9)","v":0},{"$f":"INDIRECT(\"'Fixture Schedule'!O\"&MOD(ROW(A201)-52,50)+9)","v":0},{"$f":"INDIRECT(\"'Space-by-Space Method'!F\"&ROUNDDOWN((ROW(A201)-52)/50,0)+4)","v":0},{"$f":"INDIRECT(\"'Fixture Schedule'!L\"&MOD(ROW(A201)-52,50)+9)","v":0},{"$f":"INDIRECT(\"'Space-by-Space Method'!D\"&ROUNDDOWN((ROW(A201)-52)/50,0)+4)","v":0},{"$f":"INDIRECT(\"'Space-by-Space Method'!E\"&ROUNDDOWN((ROW(A201)-52)/50,0)+4)","v":1}]
[{"$f":"IF(InteriorCalcType=2,IF(OR(AM202=0,AN202=\"DNQ\")=TRUE,\"\",INDIRECT(\"'Fixture Schedule'!M\"&MOD(ROW(A202)-52,50)+9)),\"\")","v":""},{"$f":"IF(A202=\"\",\"\",INDIRECT(\"'Fixture Schedule'!E\"&MOD(ROW(A202)-52,50)+9))","v":""},{"$f":"IF(A202=\"\",\"\",INDIRECT(\"'Fixture Schedule'!F\"&MOD(ROW(A202)-52,50)+9))","v":""},{"$f":"IF(A202=\"\",\"\",INDIRECT(\"'Fixture Schedule'!L\"&MOD(ROW(A202)-52,50)+9))","v":""},"",null,null,{"$f":"IF(A202=\"\",\"\",IF(AP202=1,Summary!$C$12*(AO202)/(SUM('Space-by-Space Method'!$BO$4:$BO$78,SUM('Exterior Lighting'!$BL$5:$BL$25))),0))","v":""},{"$f":"IF(A202=\"\",\"\",IF(START!$B$34=1,INDIRECT(\"'Space-by-Space Method'!\"&SUBSTITUTE(ADDRESS(1,MOD(ROW(A202)-52,50)+10,4),\"1\",\"\")&ROUNDDOWN((ROW(A202)-52)/50,0)+4),\"\"))","v":""},{"$f":"IF(A202=\"\",\"\",IF(AP202=1,Summary!$F$11*(AO202)/(SUM('Space-by-Space Method'!$BO$4:$BO$78,SUM('Exterior Lighting'!$BL$5:$BL$25))),0))","v":""},{"$f":"IF(A202=\"\",\"\",IF(AP202=1,Summary!$E$11*(AO202)/(SUM('Space-by-Space Method'!$BO$4:$BO$78,SUM('Exterior Lighting'!$BL$5:$BL$25))),0))","v":""},{"$f":"IF(A202=\"\",\"\",IF(AP202=1,Summary!$G$11*(AO202)/(SUM('Space-by-Space Method'!$BO$4:$BO$78,SUM('Exterior Lighting'!$BL$5:$BL$25))),0))","v":""},{"$f":"IF(A202=\"\",\"\",IF(AP202=1,Summary!$H$11*(AO202)/(SUM('Space-by-Space Method'!$BO$4:$BO$78)),0))","v":""},{"$f":"IF(A202=\"\",\"\",IF(AP202=1,Summary!$I$11*(AO202)/(SUM('Space-by-Space Method'!$BO$4:$BO$78)),0))","v":""},null,null,null,{"$f":"IF(A202=\"\",\"\",IF(START!$B$34=2,INDIRECT(\"'Space-by-Space Method'!\"&SUBSTITUTE(ADDRESS(1,MOD(ROW(A202)-52,50)+10,4),\"1\",\"\")&ROUNDDOWN((ROW(A202)-52)/50,0)+4),\"\"))","v":""},{"$f":"IF(A202=\"\",\"\",INDIRECT(\"'Space-by-Space Method'!C\"&ROUNDDOWN((ROW(A202)-52)/50,0)+4))","v":""},{"$f":"IF(A202=\"\",\"\",IF(COUNTIF(CommonSpaceTypes,AQ202)>0,INDIRECT(\"'Space-by-Space Method'!F\"&ROUNDDOWN((ROW(A202)-52)/50,0)+4),\"\"))","v":""},{"$f":"IF(A202=\"\",\"\",IF(COUNTIF(BuildingSpecificSpaceTypes,AQ202)>0,INDIRECT(\"'Space-by-Space Method'!F\"&ROUNDDOWN((ROW(A202)-52)/50,0)+4),\"\"))","v":""},{"$f":"IF(A202=\"\",\"\",INDIRECT(\"'Fixture Schedule'!D\"&MOD(ROW(A202)-52,50)+9))","v":""},{"$f":"IF(A202=\"\",\"\",IF(AR202=\"\",\"\",INDIRECT(\"'Fixture Schedule'!K\"&MOD(ROW(A202)-52,50)+9)))","v":""},"",{"$f":"IF(A202=\"\",\"\",INDIRECT(\"'Fixture Schedule'!L\"&MOD(ROW(A202)-52,50)+9))","v":""},null,null,null,null,null,null,null,null,null,null,null,null,null,{"$f":"INDIRECT(\"'Space-by-Space Method'!\"&SUBSTITUTE(ADDRESS(1,MOD(ROW(A202)-52,50)+10,4),\"1\",\"\")&ROUNDDOWN((ROW(A202)-52)/50,0)+4)","v":0},{"$f":"LEFT(INDIRECT(\"'Space-by-Space Method'!BJ\"&ROUNDDOWN((ROW(A202)-52)/50,0)+4),3)","v":""},{"$f":"INDIRECT(\"'Fixture Schedule'!L\"&MOD(ROW(A202)-52,50)+9)","v":0},{"$f":"INDIRECT(\"'Fixture Schedule'!O\"&MOD(ROW(A202)-52,50)+9)","v":0},{"$f":"INDIRECT(\"'Space-by-Space Method'!F\"&ROUNDDOWN((ROW(A202)-52)/50,0)+4)","v":0},{"$f":"INDIRECT(\"'Fixture Schedule'!L\"&MOD(ROW(A202)-52,50)+9)","v":0},{"$f":"INDIRECT(\"'Space-by-Space Method'!D\"&ROUNDDOWN((ROW(A202)-52)/50,0)+4)","v":0},{"$f":"INDIRECT(\"'Space-by-Space Method'!E\"&ROUNDDOWN((ROW(A202)-52)/50,0)+4)","v":1}]
[{"$f":"IF(InteriorCalcType=2,IF(OR(AM203=0,AN203=\"DNQ\")=TRUE,\"\",INDIRECT(\"'Fixture Schedule'!M\"&MOD(ROW(A203)-52,50)+9)),\"\")","v":""},{"$f":"IF(A203=\"\",\"\",INDIRECT(\"'Fixture Schedule'!E\"&MOD(ROW(A203)-52,50)+9))","v":""},{"$f":"IF(A203=\"\",\"\",INDIRECT(\"'Fixture Schedule'!F\"&MOD(ROW(A203)-52,50)+9))","v":""},{"$f":"IF(A203=\"\",\"\",INDIRECT(\"'Fixture Schedule'!L\"&MOD(ROW(A203)-52,50)+9))","v":""},"",null,null,{"$f":"IF(A203=\"\",\"\",IF(AP203=1,Summary!$C$12*(AO203)/(SUM('Space-by-Space Method'!$BO$4:$BO$78,SUM('Exterior Lighting'!$BL$5:$BL$25))),0))","v":""},{"$f":"IF(A203=\"\",\"\",IF(START!$B$34=1,INDIRECT(\"'Space-by-Space Method'!\"&SUBSTITUTE(ADDRESS(1,MOD(ROW(A203)-52,50)+10,4),\"1\",\"\")&ROUNDDOWN((ROW(A203)-52)/50,0)+4),\"\"))","v":""},{"$f":"IF(A203=\"\",\"\",IF(AP203=1,Summary!$F$11*(AO203)/(SUM('Space-by-Space Method'!$BO$4:$BO$78,SUM('Exterior Lighting'!$BL$5:$BL$25))),0))","v":""},{"$f":"IF(A203=\"\",\"\",IF(AP203=1,Summary!$E$11*(AO203)/(SUM('Space-by-Space Method'!$BO$4:$BO$78,SUM('Exterior Lighting'!$BL$5:$BL$25))),0))","v":""},{"$f":"IF(A203=\"\",\"\",IF(AP203=1,Summary!$G$11*(AO203)/(SUM('Space-by-Space Method'!$BO$4:$BO$78,SUM('Exterior Lighting'!$BL$5:$BL$25))),0))","v":""},{"$f":"IF(A203=\"\",\"\",IF(AP203=1,Summary!$H$11*(AO203)/(SUM('Space-by-Space Method'!$BO$4:$BO$78)),0))","v":""},{"$f":"IF(A203=\"\",\"\",IF(AP203=1,Summary!$I$11*(AO203)/(SUM('Space-by-Space Method'!$BO$4:$BO$78)),0))","v":""},null,null,null,{"$f":"IF(A203=\"\",\"\",IF(START!$B$34=2,INDIRECT(\"'Space-by-Space Method'!\"&SUBSTITUTE(ADDRESS(1,MOD(ROW(A203)-52,50)+10,4),\"1\",\"\")&ROUNDDOWN((ROW(A203)-52)/50,0)+4),\"\"))","v":""},{"$f":"IF(A203=\"\",\"\",INDIRECT(\"'Space-by-Space Method'!C\"&ROUNDDOWN((ROW(A203)-52)/50,0)+4))","v":""},{"$f":"IF(A203=\"\",\"\",IF(COUNTIF(CommonSpaceTypes,AQ203)>0,INDIRECT(\"'Space-by-Space Method'!F\"&ROUNDDOWN((ROW(A203)-52)/50,0)+4),\"\"))","v":""},{"$f":"IF(A203=\"\",\"\",IF(COUNTIF(BuildingSpecificSpaceTypes,AQ203)>0,INDIRECT(\"'Space-by-Space Method'!F\"&ROUNDDOWN((ROW(A203)-52)/50,0)+4),\"\"))","v":""},{"$f":"IF(A203=\"\",\"\",INDIRECT(\"'Fixture Schedule'!D\"&MOD(ROW(A203)-52,50)+9))","v":""},{"$f":"IF(A203=\"\",\"\",IF(AR203=\"\",\"\",INDIRECT(\"'Fixture Schedule'!K\"&MOD(ROW(A203)-52,50)+9)))","v":""},"",{"$f":"IF(A203=\"\",\"\",INDIRECT(\"'Fixture Schedule'!L\"&MOD(ROW(A203)-52,50)+9))","v":""},null,null,null,null,null,null,null,null,null,null,null,null,null,{"$f":"INDIRECT(\"'Space-by-Space Method'!\"&SUBSTITUTE(ADDRESS(1,MOD(ROW(A203)-52,50)+10,4),\"1\",\"\")&ROUNDDOWN((ROW(A203)-52)/50,0)+4)","v":0},{"$f":"LEFT(INDIRECT(\"'Space-by-Space Method'!BJ\"&ROUNDDOWN((ROW(A203)-52)/50,0)+4),3)","v":""},{"$f":"INDIRECT(\"'Fixture Schedule'!L\"&MOD(ROW(A203)-52,50)+9)","v":0},{"$f":"INDIRECT(\"'Fixture Schedule'!O\"&MOD(ROW(A203)-52,50)+9)","v":0},{"$f":"INDIRECT(\"'Space-by-Space Method'!F\"&ROUNDDOWN((ROW(A203)-52)/50,0)+4)","v":0},{"$f":"INDIRECT(\"'Fixture Schedule'!L\"&MOD(ROW(A203)-52,50)+9)","v":0},{"$f":"INDIRECT(\"'Space-by-Space Method'!D\"&ROUNDDOWN((ROW(A203)-52)/50,0)+4)","v":0},{"$f":"INDIRECT(\"'Space-by-Space Method'!E\"&ROUNDDOWN((ROW(A203)-52)/50,0)+4)","v":1}]
[{"$f":"IF(InteriorCalcType=2,IF(OR(AM204=0,AN204=\"DNQ\")=TRUE,\"\",INDIRECT(\"'Fixture Schedule'!M\"&MOD(ROW(A204)-52,50)+9)),\"\")","v":""},{"$f":"IF(A204=\"\",\"\",INDIRECT(\"'Fixture Schedule'!E\"&MOD(ROW(A204)-52,50)+9))","v":""},{"$f":"IF(A204=\"\",\"\",INDIRECT(\"'Fixture Schedule'!F\"&MOD(ROW(A204)-52,50)+9))","v":""},{"$f":"IF(A204=\"\",\"\",INDIRECT(\"'Fixture Schedule'!L\"&MOD(ROW(A204)-52,50)+9))","v":""},"",null,null,{"$f":"IF(A204=\"\",\"\",IF(AP204=1,Summary!$C$12*(AO204)/(SUM('Space-by-Space Method'!$BO$4:$BO$78,SUM('Exterior Lighting'!$BL$5:$BL$25))),0))","v":""},{"$f":"IF(A204=\"\",\"\",IF(START!$B$34=1,INDIRECT(\"'Space-by-Space Method'!\"&SUBSTITUTE(ADDRESS(1,MOD(ROW(A204)-52,50)+10,4),\"1\",\"\")&ROUNDDOWN((ROW(A204)-52)/50,0)+4),\"\"))","v":""},{"$f":"IF(A204=\"\",\"\",IF(AP204=1,Summary!$F$11*(AO204)/(SUM('Space-by-Space Method'!$BO$4:$BO$78,SUM('Exterior Lighting'!$BL$5:$BL$25))),0))","v":""},{"$f":"IF(A204=\"\",\"\",IF(AP204=1,Summary!$E$11*(AO204)/(SUM('Space-by-Space Method'!$BO$4:$BO$78,SUM('Exterior Lighting'!$BL$5:$BL$25))),0))","v":""},{"$f":"IF(A204=\"\",\"\",IF(AP204=1,Summary!$G$11*(AO204)/(SUM('Space-by-Space Method'!$BO$4:$BO$78,SUM('Exterior Lighting'!$BL$5:$BL$25))),0))","v":""},{"$f":"IF(A204=\"\",\"\",IF(AP204=1,Summary!$H$11*(AO204)/(SUM('Space-by-Space Method'!$BO$4:$BO$78)),0))","v":""},{"$f":"IF(A204=\"\",\"\",IF(AP204=1,Summary!$I$11*(AO204)/(SUM('Space-by-Space Method'!$BO$4:$BO$78)),0))","v":""},null,null,null,{"$f":"IF(A204=\"\",\"\",IF(START!$B$34=2,INDIRECT(\"'Space-by-Space Method'!\"&SUBSTITUTE(ADDRESS(1,MOD(ROW(A204)-52,50)+10,4),\"1\",\"\")&ROUNDDOWN((ROW(A204)-52)/50,0)+4),\"\"))","v":""},{"$f":"IF(A204=\"\",\"\",INDIRECT(\"'Space-by-Space Method'!C\"&ROUNDDOWN((ROW(A204)-52)/50,0)+4))","v":""},{"$f":"IF(A204=\"\",\"\",IF(COUNTIF(CommonSpaceTypes,AQ204)>0,INDIRECT(\"'Space-by-Space Method'!F\"&ROUNDDOWN((ROW(A204)-52)/50,0)+4),\"\"))","v":""},{"$f":"IF(A204=\"\",\"\",IF(COUNTIF(BuildingSpecificSpaceTypes,AQ204)>0,INDIRECT(\"'Space-by-Space Method'!F\"&ROUNDDOWN((ROW(A204)-52)/50,0)+4),\"\"))","v":""},{"$f":"IF(A204=\"\",\"\",INDIRECT(\"'Fixture Schedule'!D\"&MOD(ROW(A204)-52,50)+9))","v":""},{"$f":"IF(A204=\"\",\"\",IF(AR204=\"\",\"\",INDIRECT(\"'Fixture Schedule'!K\"&MOD(ROW(A204)-52,50)+9)))","v":""},"",{"$f":"IF(A204=\"\",\"\",INDIRECT(\"'Fixture Schedule'!L\"&MOD(ROW(A204)-52,50)+9))","v":""},null,null,null,null,null,null,null,null,null,null,null,null,null,{"$f":"INDIRECT(\"'Space-by-Space Method'!\"&SUBSTITUTE(ADDRESS(1,MOD(ROW(A204)-52,50)+10,4),\"1\",\"\")&ROUNDDOWN((ROW(A204)-52)/50,0)+4)","v":0},{"$f":"LEFT(INDIRECT(\"'Space-by-Space Method'!BJ\"&ROUNDDOWN((ROW(A204)-52)/50,0)+4),3)","v":""},{"$f":"INDIRECT(\"'Fixture Schedule'!L\"&MOD(ROW(A204)-52,50)+9)","v":0},{"$f":"INDIRECT(\"'Fixture Schedule'!O\"&MOD(ROW(A204)-52,50)+9)","v":0},{"$f":"INDIRECT(\"'Space-by-Space Method'!F\"&ROUNDDOWN((ROW(A204)-52)/50,0)+4)","v":0},{"$f":"INDIRECT(\"'Fixture Schedule'!L\"&MOD(ROW(A204)-52,50)+9)","v":0},{"$f":"INDIRECT(\"'Space-by-Space Method'!D\"&ROUNDDOWN((ROW(A204)-52)/50,0)+4)","v":0},{"$f":"INDIRECT(\"'Space-by-Space Method'!E\"&ROUNDDOWN((ROW(A204)-52)/50,0)+4)","v":1}]
[{"$f":"IF(InteriorCalcType=2,IF(OR(AM205=0,AN205=\"DNQ\")=TRUE,\"\",INDIRECT(\"'Fixture Schedule'!M\"&MOD(ROW(A205)-52,50)+9)),\"\")","v":""},{"$f":"IF(A205=\"\",\"\",INDIRECT(\"'Fixture Schedule'!E\"&MOD(ROW(A205)-52,50)+9))","v":""},{"$f":"IF(A205=\"\",\"\",INDIRECT(\"'Fixture Schedule'!F\"&MOD(ROW(A205)-52,50)+9))","v":""},{"$f":"IF(A205=\"\",\"\",INDIRECT(\"'Fixture Schedule'!L\"&MOD(ROW(A205)-52,50)+9))","v":""},"",null,null,{"$f":"IF(A205=\"\",\"\",IF(AP205=1,Summary!$C$12*(AO205)/(SUM('Space-by-Space Method'!$BO$4:$BO$78,SUM('Exterior Lighting'!$BL$5:$BL$25))),0))","v":""},{"$f":"IF(A205=\"\",\"\",IF(START!$B$34=1,INDIRECT(\"'Space-by-Space Method'!\"&SUBSTITUTE(ADDRESS(1,MOD(ROW(A205)-52,50)+10,4),\"1\",\"\")&ROUNDDOWN((ROW(A205)-52)/50,0)+4),\"\"))","v":""},{"$f":"IF(A205=\"\",\"\",IF(AP205=1,Summary!$F$11*(AO205)/(SUM('Space-by-Space Method'!$BO$4:$BO$78,SUM('Exterior Lighting'!$BL$5:$BL$25))),0))","v":""},{"$f":"IF(A205=\"\",\"\",IF(AP205=1,Summary!$E$11*(AO205)/(SUM('Space-by-Space Method'!$BO$4:$BO$78,SUM('Exterior Lighting'!$BL$5:$BL$25))),0))","v":""},{"$f":"IF(A205=\"\",\"\",IF(AP205=1,Summary!$G$11*(AO205)/(SUM('Space-by-Space Method'!$BO$4:$BO$78,SUM('Exterior Lighting'!$BL$5:$BL$25))),0))","v":""},{"$f":"IF(A205=\"\",\"\",IF(AP205=1,Summary!$H$11*(AO205)/(SUM('Space-by-Space Method'!$BO$4:$BO$78)),0))","v":""},{"$f":"IF(A205=\"\",\"\",IF(AP205=1,Summary!$I$11*(AO205)/(SUM('Space-by-Space Method'!$BO$4:$BO$78)),0))","v":""},null,null,null,{"$f":"IF(A205=\"\",\"\",IF(START!$B$34=2,INDIRECT(\"'Space-by-Space Method'!\"&SUBSTITUTE(ADDRESS(1,MOD(ROW(A205)-52,50)+10,4),\"1\",\"\")&ROUNDDOWN((ROW(A205)-52)/50,0)+4),\"\"))","v":""},{"$f":"IF(A205=\"\",\"\",INDIRECT(\"'Space-by-Space Method'!C\"&ROUNDDOWN((ROW(A205)-52)/50,0)+4))","v":""},{"$f":"IF(A205=\"\",\"\",IF(COUNTIF(CommonSpaceTypes,AQ205)>0,INDIRECT(\"'Space-by-Space Method'!F\"&ROUNDDOWN((ROW(A205)-52)/50,0)+4),\"\"))","v":""},{"$f":"IF(A205=\"\",\"\",IF(COUNTIF(BuildingSpecificSpaceTypes,AQ205)>0,INDIRECT(\"'Space-by-Space Method'!F\"&ROUNDDOWN((ROW(A205)-52)/50,0)+4),\"\"))","v":""},{"$f":"IF(A205=\"\",\"\",INDIRECT(\"'Fixture Schedule'!D\"&MOD(ROW(A205)-52,50)+9))","v":""},{"$f":"IF(A205=\"\",\"\",IF(AR205=\"\",\"\",INDIRECT(\"'Fixture Schedule'!K\"&MOD(ROW(A205)-52,50)+9)))","v":""},"",{"$f":"IF(A205=\"\",\"\",INDIRECT(\"'Fixture Schedule'!L\"&MOD(ROW(A205)-52,50)+9))","v":""},null,null,null,null,null,null,null,null,null,null,null,null,null,{"$f":"INDIRECT(\"'Space-by-Space Method'!\"&SUBSTITUTE(ADDRESS(1,MOD(ROW(A205)-52,50)+10,4),\"1\",\"\")&ROUNDDOWN((ROW(A205)-52)/50,0)+4)","v":0},{"$f":"LEFT(INDIRECT(\"'Space-by-Space Method'!BJ\"&ROUNDDOWN((ROW(A205)-52)/50,0)+4),3)","v":""},{"$f":"INDIRECT(\"'Fixture Schedule'!L\"&MOD(ROW(A205)-52,50)+9)","v":0},{"$f":"INDIRECT(\"'Fixture Schedule'!O\"&MOD(ROW(A205)-52,50)+9)","v":0},{"$f":"INDIRECT(\"'Space-by-Space Method'!F\"&ROUNDDOWN((ROW(A205)-52)/50,0)+4)","v":0},{"$f":"INDIRECT(\"'Fixture Schedule'!L\"&MOD(ROW(A205)-52,50)+9)","v":0},{"$f":"INDIRECT(\"'Space-by-Space Method'!D\"&ROUNDDOWN((ROW(A205)-52)/50,0)+4)","v":0},{"$f":"INDIRECT(\"'Space-by-Space Method'!E\"&ROUNDDOWN((ROW(A205)-52)/50,0)+4)","v":1}]
[{"$f":"IF(InteriorCalcType=2,IF(OR(AM206=0,AN206=\"DNQ\")=TRUE,\"\",INDIRECT(\"'Fixture Schedule'!M\"&MOD(ROW(A206)-52,50)+9)),\"\")","v":""},{"$f":"IF(A206=\"\",\"\",INDIRECT(\"'Fixture Schedule'!E\"&MOD(ROW(A206)-52,50)+9))","v":""},{"$f":"IF(A206=\"\",\"\",INDIRECT(\"'Fixture Schedule'!F\"&MOD(ROW(A206)-52,50)+9))","v":""},{"$f":"IF(A206=\"\",\"\",INDIRECT(\"'Fixture Schedule'!L\"&MOD(ROW(A206)-52,50)+9))","v":""},"",null,null,{"$f":"IF(A206=\"\",\"\",IF(AP206=1,Summary!$C$12*(AO206)/(SUM('Space-by-Space Method'!$BO$4:$BO$78,SUM('Exterior Lighting'!$BL$5:$BL$25))),0))","v":""},{"$f":"IF(A206=\"\",\"\",IF(START!$B$34=1,INDIRECT(\"'Space-by-Space Method'!\"&SUBSTITUTE(ADDRESS(1,MOD(ROW(A206)-52,50)+10,4),\"1\",\"\")&ROUNDDOWN((ROW(A206)-52)/50,0)+4),\"\"))","v":""},{"$f":"IF(A206=\"\",\"\",IF(AP206=1,Summary!$F$11*(AO206)/(SUM('Space-by-Space Method'!$BO$4:$BO$78,SUM('Exterior Lighting'!$BL$5:$BL$25))),0))","v":""},{"$f":"IF(A206=\"\",\"\",IF(AP206=1,Summary!$E$11*(AO206)/(SUM('Space-by-Space Method'!$BO$4:$BO$78,SUM('Exterior Lighting'!$BL$5:$BL$25))),0))","v":""},{"$f":"IF(A206=\"\",\"\",IF(AP206=1,Summary!$G$11*(AO206)/(SUM('Space-by-Space Method'!$BO$4:$BO$78,SUM('Exterior Lighting'!$BL$5:$BL$25))),0))","v":""},{"$f":"IF(A206=\"\",\"\",IF(AP206=1,Summary!$H$11*(AO206)/(SUM('Space-by-Space Method'!$BO$4:$BO$78)),0))","v":""},{"$f":"IF(A206=\"\",\"\",IF(AP206=1,Summary!$I$11*(AO206)/(SUM('Space-by-Space Method'!$BO$4:$BO$78)),0))","v":""},null,null,null,{"$f":"IF(A206=\"\",\"\",IF(START!$B$34=2,INDIRECT(\"'Space-by-Space Method'!\"&SUBSTITUTE(ADDRESS(1,MOD(ROW(A206)-52,50)+10,4),\"1\",\"\")&ROUNDDOWN((ROW(A206)-52)/50,0)+4),\"\"))","v":""},{"$f":"IF(A206=\"\",\"\",INDIRECT(\"'Space-by-Space Method'!C\"&ROUNDDOWN((ROW(A206)-52)/50,0)+4))","v":""},{"$f":"IF(A206=\"\",\"\",IF(COUNTIF(CommonSpaceTypes,AQ206)>0,INDIRECT(\"'Space-by-Space Method'!F\"&ROUNDDOWN((ROW(A206)-52)/50,0)+4),\"\"))","v":""},{"$f":"IF(A206=\"\",\"\",IF(COUNTIF(BuildingSpecificSpaceTypes,AQ206)>0,INDIRECT(\"'Space-by-Space Method'!F\"&ROUNDDOWN((ROW(A206)-52)/50,0)+4),\"\"))","v":""},{"$f":"IF(A206=\"\",\"\",INDIRECT(\"'Fixture Schedule'!D\"&MOD(ROW(A206)-52,50)+9))","v":""},{"$f":"IF(A206=\"\",\"\",IF(AR206=\"\",\"\",INDIRECT(\"'Fixture Schedule'!K\"&MOD(ROW(A206)-52,50)+9)))","v":""},"",{"$f":"IF(A206=\"\",\"\",INDIRECT(\"'Fixture Schedule'!L\"&MOD(ROW(A206)-52,50)+9))","v":""},null,null,null,null,null,null,null,null,null,null,null,null,null,{"$f":"INDIRECT(\"'Space-by-Space Method'!\"&SUBSTITUTE(ADDRESS(1,MOD(ROW(A206)-52,50)+10,4),\"1\",\"\")&ROUNDDOWN((ROW(A206)-52)/50,0)+4)","v":0},{"$f":"LEFT(INDIRECT(\"'Space-by-Space Method'!BJ\"&ROUNDDOWN((ROW(A206)-52)/50,0)+4),3)","v":""},{"$f":"INDIRECT(\"'Fixture Schedule'!L\"&MOD(ROW(A206)-52,50)+9)","v":0},{"$f":"INDIRECT(\"'Fixture Schedule'!O\"&MOD(ROW(A206)-52,50)+9)","v":0},{"$f":"INDIRECT(\"'Space-by-Space Method'!F\"&ROUNDDOWN((ROW(A206)-52)/50,0)+4)","v":0},{"$f":"INDIRECT(\"'Fixture Schedule'!L\"&MOD(ROW(A206)-52,50)+9)","v":0},{"$f":"INDIRECT(\"'Space-by-Space Method'!D\"&ROUNDDOWN((ROW(A206)-52)/50,0)+4)","v":0},{"$f":"INDIRECT(\"'Space-by-Space Method'!E\"&ROUNDDOWN((ROW(A206)-52)/50,0)+4)","v":1}]
[{"$f":"IF(InteriorCalcType=2,IF(OR(AM207=0,AN207=\"DNQ\")=TRUE,\"\",INDIRECT(\"'Fixture Schedule'!M\"&MOD(ROW(A207)-52,50)+9)),\"\")","v":""},{"$f":"IF(A207=\"\",\"\",INDIRECT(\"'Fixture Schedule'!E\"&MOD(ROW(A207)-52,50)+9))","v":""},{"$f":"IF(A207=\"\",\"\",INDIRECT(\"'Fixture Schedule'!F\"&MOD(ROW(A207)-52,50)+9))","v":""},{"$f":"IF(A207=\"\",\"\",INDIRECT(\"'Fixture Schedule'!L\"&MOD(ROW(A207)-52,50)+9))","v":""},"",null,null,{"$f":"IF(A207=\"\",\"\",IF(AP207=1,Summary!$C$12*(AO207)/(SUM('Space-by-Space Method'!$BO$4:$BO$78,SUM('Exterior Lighting'!$BL$5:$BL$25))),0))","v":""},{"$f":"IF(A207=\"\",\"\",IF(START!$B$34=1,INDIRECT(\"'Space-by-Space Method'!\"&SUBSTITUTE(ADDRESS(1,MOD(ROW(A207)-52,50)+10,4),\"1\",\"\")&ROUNDDOWN((ROW(A207)-52)/50,0)+4),\"\"))","v":""},{"$f":"IF(A207=\"\",\"\",IF(AP207=1,Summary!$F$11*(AO207)/(SUM('Space-by-Space Method'!$BO$4:$BO$78,SUM('Exterior Lighting'!$BL$5:$BL$25))),0))","v":""},{"$f":"IF(A207=\"\",\"\",IF(AP207=1,Summary!$E$11*(AO207)/(SUM('Space-by-Space Method'!$BO$4:$BO$78,SUM('Exterior Lighting'!$BL$5:$BL$25))),0))","v":""},{"$f":"IF(A207=\"\",\"\",IF(AP207=1,Summary!$G$11*(AO207)/(SUM('Space-by-Space Method'!$BO$4:$BO$78,SUM('Exterior Lighting'!$BL$5:$BL$25))),0))","v":""},{"$f":"IF(A207=\"\",\"\",IF(AP207=1,Summary!$H$11*(AO207)/(SUM('Space-by-Space Method'!$BO$4:$BO$78)),0))","v":""},{"$f":"IF(A207=\"\",\"\",IF(AP207=1,Summary!$I$11*(AO207)/(SUM('Space-by-Space Method'!$BO$4:$BO$78)),0))","v":""},null,null,null,{"$f":"IF(A207=\"\",\"\",IF(START!$B$34=2,INDIRECT(\"'Space-by-Space Method'!\"&SUBSTITUTE(ADDRESS(1,MOD(ROW(A207)-52,50)+10,4),\"1\",\"\")&ROUNDDOWN((ROW(A207)-52)/50,0)+4),\"\"))","v":""},{"$f":"IF(A207=\"\",\"\",INDIRECT(\"'Space-by-Space Method'!C\"&ROUNDDOWN((ROW(A207)-52)/50,0)+4))","v":""},{"$f":"IF(A207=\"\",\"\",IF(COUNTIF(CommonSpaceTypes,AQ207)>0,INDIRECT(\"'Space-by-Space Method'!F\"&ROUNDDOWN((ROW(A207)-52)/50,0)+4),\"\"))","v":""},{"$f":"IF(A207=\"\",\"\",IF(COUNTIF(BuildingSpecificSpaceTypes,AQ207)>0,INDIRECT(\"'Space-by-Space Method'!F\"&ROUNDDOWN((ROW(A207)-52)/50,0)+4),\"\"))","v":""},{"$f":"IF(A207=\"\",\"\",INDIRECT(\"'Fixture Schedule'!D\"&MOD(ROW(A207)-52,50)+9))","v":""},{"$f":"IF(A207=\"\",\"\",IF(AR207=\"\",\"\",INDIRECT(\"'Fixture Schedule'!K\"&MOD(ROW(A207)-52,50)+9)))","v":""},"",{"$f":"IF(A207=\"\",\"\",INDIRECT(\"'Fixture Schedule'!L\"&MOD(ROW(A207)-52,50)+9))","v":""},null,null,null,null,null,null,null,null,null,null,null,null,null,{"$f":"INDIRECT(\"'Space-by-Space Method'!\"&SUBSTITUTE(ADDRESS(1,MOD(ROW(A207)-52,50)+10,4),\"1\",\"\")&ROUNDDOWN((ROW(A207)-52)/50,0)+4)","v":0},{"$f":"LEFT(INDIRECT(\"'Space-by-Space Method'!BJ\"&ROUNDDOWN((ROW(A207)-52)/50,0)+4),3)","v":""},{"$f":"INDIRECT(\"'Fixture Schedule'!L\"&MOD(ROW(A207)-52,50)+9)","v":0},{"$f":"INDIRECT(\"'Fixture Schedule'!O\"&MOD(ROW(A207)-52,50)+9)","v":0},{"$f":"INDIRECT(\"'Space-by-Space Method'!F\"&ROUNDDOWN((ROW(A207)-52)/50,0)+4)","v":0},{"$f":"INDIRECT(\"'Fixture Schedule'!L\"&MOD(ROW(A207)-52,50)+9)","v":0},{"$f":"INDIRECT(\"'Space-by-Space Method'!D\"&ROUNDDOWN((ROW(A207)-52)/50,0)+4)","v":0},{"$f":"INDIRECT(\"'Space-by-Space Method'!E\"&ROUNDDOWN((ROW(A207)-52)/50,0)+4)","v":1}]
[{"$f":"IF(InteriorCalcType=2,IF(OR(AM208=0,AN208=\"DNQ\")=TRUE,\"\",INDIRECT(\"'Fixture Schedule'!M\"&MOD(ROW(A208)-52,50)+9)),\"\")","v":""},{"$f":"IF(A208=\"\",\"\",INDIRECT(\"'Fixture Schedule'!E\"&MOD(ROW(A208)-52,50)+9))","v":""},{"$f":"IF(A208=\"\",\"\",INDIRECT(\"'Fixture Schedule'!F\"&MOD(ROW(A208)-52,50)+9))","v":""},{"$f":"IF(A208=\"\",\"\",INDIRECT(\"'Fixture Schedule'!L\"&MOD(ROW(A208)-52,50)+9))","v":""},"",null,null,{"$f":"IF(A208=\"\",\"\",IF(AP208=1,Summary!$C$12*(AO208)/(SUM('Space-by-Space Method'!$BO$4:$BO$78,SUM('Exterior Lighting'!$BL$5:$BL$25))),0))","v":""},{"$f":"IF(A208=\"\",\"\",IF(START!$B$34=1,INDIRECT(\"'Space-by-Space Method'!\"&SUBSTITUTE(ADDRESS(1,MOD(ROW(A208)-52,50)+10,4),\"1\",\"\")&ROUNDDOWN((ROW(A208)-52)/50,0)+4),\"\"))","v":""},{"$f":"IF(A208=\"\",\"\",IF(AP208=1,Summary!$F$11*(AO208)/(SUM('Space-by-Space Method'!$BO$4:$BO$78,SUM('Exterior Lighting'!$BL$5:$BL$25))),0))","v":""},{"$f":"IF(A208=\"\",\"\",IF(AP208=1,Summary!$E$11*(AO208)/(SUM('Space-by-Space Method'!$BO$4:$BO$78,SUM('Exterior Lighting'!$BL$5:$BL$25))),0))","v":""},{"$f":"IF(A208=\"\",\"\",IF(AP208=1,Summary!$G$11*(AO208)/(SUM('Space-by-Space Method'!$BO$4:$BO$78,SUM('Exterior Lighting'!$BL$5:$BL$25))),0))","v":""},{"$f":"IF(A208=\"\",\"\",IF(AP208=1,Summary!$H$11*(AO208)/(SUM('Space-by-Space Method'!$BO$4:$BO$78)),0))","v":""},{"$f":"IF(A208=\"\",\"\",IF(AP208=1,Summary!$I$11*(AO208)/(SUM('Space-by-Space Method'!$BO$4:$BO$78)),0))","v":""},null,null,null,{"$f":"IF(A208=\"\",\"\",IF(START!$B$34=2,INDIRECT(\"'Space-by-Space Method'!\"&SUBSTITUTE(ADDRESS(1,MOD(ROW(A208)-52,50)+10,4),\"1\",\"\")&ROUNDDOWN((ROW(A208)-52)/50,0)+4),\"\"))","v":""},{"$f":"IF(A208=\"\",\"\",INDIRECT(\"'Space-by-Space Method'!C\"&ROUNDDOWN((ROW(A208)-52)/50,0)+4))","v":""},{"$f":"IF(A208=\"\",\"\",IF(COUNTIF(CommonSpaceTypes,AQ208)>0,INDIRECT(\"'Space-by-Space Method'!F\"&ROUNDDOWN((ROW(A208)-52)/50,0)+4),\"\"))","v":""},{"$f":"IF(A208=\"\",\"\",IF(COUNTIF(BuildingSpecificSpaceTypes,AQ208)>0,INDIRECT(\"'Space-by-Space Method'!F\"&ROUNDDOWN((ROW(A208)-52)/50,0)+4),\"\"))","v":""},{"$f":"IF(A208=\"\",\"\",INDIRECT(\"'Fixture Schedule'!D\"&MOD(ROW(A208)-52,50)+9))","v":""},{"$f":"IF(A208=\"\",\"\",IF(AR208=\"\",\"\",INDIRECT(\"'Fixture Schedule'!K\"&MOD(ROW(A208)-52,50)+9)))","v":""},"",{"$f":"IF(A208=\"\",\"\",INDIRECT(\"'Fixture Schedule'!L\"&MOD(ROW(A208)-52,50)+9))","v":""},null,null,null,null,null,null,null,null,null,null,null,null,null,{"$f":"INDIRECT(\"'Space-by-Space Method'!\"&SUBSTITUTE(ADDRESS(1,MOD(ROW(A208)-52,50)+10,4),\"1\",\"\")&ROUNDDOWN((ROW(A208)-52)/50,0)+4)","v":0},{"$f":"LEFT(INDIRECT(\"'Space-by-Space Method'!BJ\"&ROUNDDOWN((ROW(A208)-52)/50,0)+4),3)","v":""},{"$f":"INDIRECT(\"'Fixture Schedule'!L\"&MOD(ROW(A208)-52,50)+9)","v":0},{"$f":"INDIRECT(\"'Fixture Schedule'!O\"&MOD(ROW(A208)-52,50)+9)","v":0},{"$f":"INDIRECT(\"'Space-by-Space Method'!F\"&ROUNDDOWN((ROW(A208)-52)/50,0)+4)","v":0},{"$f":"INDIRECT(\"'Fixture Schedule'!L\"&MOD(ROW(A208)-52,50)+9)","v":0},{"$f":"INDIRECT(\"'Space-by-Space Method'!D\"&ROUNDDOWN((ROW(A208)-52)/50,0)+4)","v":0},{"$f":"INDIRECT(\"'Space-by-Space Method'!E\"&ROUNDDOWN((ROW(A208)-52)/50,0)+4)","v":1}]
[{"$f":"IF(InteriorCalcType=2,IF(OR(AM209=0,AN209=\"DNQ\")=TRUE,\"\",INDIRECT(\"'Fixture Schedule'!M\"&MOD(ROW(A209)-52,50)+9)),\"\")","v":""},{"$f":"IF(A209=\"\",\"\",INDIRECT(\"'Fixture Schedule'!E\"&MOD(ROW(A209)-52,50)+9))","v":""},{"$f":"IF(A209=\"\",\"\",INDIRECT(\"'Fixture Schedule'!F\"&MOD(ROW(A209)-52,50)+9))","v":""},{"$f":"IF(A209=\"\",\"\",INDIRECT(\"'Fixture Schedule'!L\"&MOD(ROW(A209)-52,50)+9))","v":""},"",null,null,{"$f":"IF(A209=\"\",\"\",IF(AP209=1,Summary!$C$12*(AO209)/(SUM('Space-by-Space Method'!$BO$4:$BO$78,SUM('Exterior Lighting'!$BL$5:$BL$25))),0))","v":""},{"$f":"IF(A209=\"\",\"\",IF(START!$B$34=1,INDIRECT(\"'Space-by-Space Method'!\"&SUBSTITUTE(ADDRESS(1,MOD(ROW(A209)-52,50)+10,4),\"1\",\"\")&ROUNDDOWN((ROW(A209)-52)/50,0)+4),\"\"))","v":""},{"$f":"IF(A209=\"\",\"\",IF(AP209=1,Summary!$F$11*(AO209)/(SUM('Space-by-Space Method'!$BO$4:$BO$78,SUM('Exterior Lighting'!$BL$5:$BL$25))),0))","v":""},{"$f":"IF(A209=\"\",\"\",IF(AP209=1,Summary!$E$11*(AO209)/(SUM('Space-by-Space Method'!$BO$4:$BO$78,SUM('Exterior Lighting'!$BL$5:$BL$25))),0))","v":""},{"$f":"IF(A209=\"\",\"\",IF(AP209=1,Summary!$G$11*(AO209)/(SUM('Space-by-Space Method'!$BO$4:$BO$78,SUM('Exterior Lighting'!$BL$5:$BL$25))),0))","v":""},{"$f":"IF(A209=\"\",\"\",IF(AP209=1,Summary!$H$11*(AO209)/(SUM('Space-by-Space Method'!$BO$4:$BO$78)),0))","v":""},{"$f":"IF(A209=\"\",\"\",IF(AP209=1,Summary!$I$11*(AO209)/(SUM('Space-by-Space Method'!$BO$4:$BO$78)),0))","v":""},null,null,null,{"$f":"IF(A209=\"\",\"\",IF(START!$B$34=2,INDIRECT(\"'Space-by-Space Method'!\"&SUBSTITUTE(ADDRESS(1,MOD(ROW(A209)-52,50)+10,4),\"1\",\"\")&ROUNDDOWN((ROW(A209)-52)/50,0)+4),\"\"))","v":""},{"$f":"IF(A209=\"\",\"\",INDIRECT(\"'Space-by-Space Method'!C\"&ROUNDDOWN((ROW(A209)-52)/50,0)+4))","v":""},{"$f":"IF(A209=\"\",\"\",IF(COUNTIF(CommonSpaceTypes,AQ209)>0,INDIRECT(\"'Space-by-Space Method'!F\"&ROUNDDOWN((ROW(A209)-52)/50,0)+4),\"\"))","v":""},{"$f":"IF(A209=\"\",\"\",IF(COUNTIF(BuildingSpecificSpaceTypes,AQ209)>0,INDIRECT(\"'Space-by-Space Method'!F\"&ROUNDDOWN((ROW(A209)-52)/50,0)+4),\"\"))","v":""},{"$f":"IF(A209=\"\",\"\",INDIRECT(\"'Fixture Schedule'!D\"&MOD(ROW(A209)-52,50)+9))","v":""},{"$f":"IF(A209=\"\",\"\",IF(AR209=\"\",\"\",INDIRECT(\"'Fixture Schedule'!K\"&MOD(ROW(A209)-52,50)+9)))","v":""},"",{"$f":"IF(A209=\"\",\"\",INDIRECT(\"'Fixture Schedule'!L\"&MOD(ROW(A209)-52,50)+9))","v":""},null,null,null,null,null,null,null,null,null,null,null,null,null,{"$f":"INDIRECT(\"'Space-by-Space Method'!\"&SUBSTITUTE(ADDRESS(1,MOD(ROW(A209)-52,50)+10,4),\"1\",\"\")&ROUNDDOWN((ROW(A209)-52)/50,0)+4)","v":0},{"$f":"LEFT(INDIRECT(\"'Space-by-Space Method'!BJ\"&ROUNDDOWN((ROW(A209)-52)/50,0)+4),3)","v":""},{"$f":"INDIRECT(\"'Fixture Schedule'!L\"&MOD(ROW(A209)-52,50)+9)","v":0},{"$f":"INDIRECT(\"'Fixture Schedule'!O\"&MOD(ROW(A209)-52,50)+9)","v":0},{"$f":"INDIRECT(\"'Space-by-Space Method'!F\"&ROUNDDOWN((ROW(A209)-52)/50,0)+4)","v":0},{"$f":"INDIRECT(\"'Fixture Schedule'!L\"&MOD(ROW(A209)-52,50)+9)","v":0},{"$f":"INDIRECT(\"'Space-by-Space Method'!D\"&ROUNDDOWN((ROW(A209)-52)/50,0)+4)","v":0},{"$f":"INDIRECT(\"'Space-by-Space Method'!E\"&ROUNDDOWN((ROW(A209)-52)/50,0)+4)","v":1}]
[{"$f":"IF(InteriorCalcType=2,IF(OR(AM210=0,AN210=\"DNQ\")=TRUE,\"\",INDIRECT(\"'Fixture Schedule'!M\"&MOD(ROW(A210)-52,50)+9)),\"\")","v":""},{"$f":"IF(A210=\"\",\"\",INDIRECT(\"'Fixture Schedule'!E\"&MOD(ROW(A210)-52,50)+9))","v":""},{"$f":"IF(A210=\"\",\"\",INDIRECT(\"'Fixture Schedule'!F\"&MOD(ROW(A210)-52,50)+9))","v":""},{"$f":"IF(A210=\"\",\"\",INDIRECT(\"'Fixture Schedule'!L\"&MOD(ROW(A210)-52,50)+9))","v":""},"",null,null,{"$f":"IF(A210=\"\",\"\",IF(AP210=1,Summary!$C$12*(AO210)/(SUM('Space-by-Space Method'!$BO$4:$BO$78,SUM('Exterior Lighting'!$BL$5:$BL$25))),0))","v":""},{"$f":"IF(A210=\"\",\"\",IF(START!$B$34=1,INDIRECT(\"'Space-by-Space Method'!\"&SUBSTITUTE(ADDRESS(1,MOD(ROW(A210)-52,50)+10,4),\"1\",\"\")&ROUNDDOWN((ROW(A210)-52)/50,0)+4),\"\"))","v":""},{"$f":"IF(A210=\"\",\"\",IF(AP210=1,Summary!$F$11*(AO210)/(SUM('Space-by-Space Method'!$BO$4:$BO$78,SUM('Exterior Lighting'!$BL$5:$BL$25))),0))","v":""},{"$f":"IF(A210=\"\",\"\",IF(AP210=1,Summary!$E$11*(AO210)/(SUM('Space-by-Space Method'!$BO$4:$BO$78,SUM('Exterior Lighting'!$BL$5:$BL$25))),0))","v":""},{"$f":"IF(A210=\"\",\"\",IF(AP210=1,Summary!$G$11*(AO210)/(SUM('Space-by-Space Method'!$BO$4:$BO$78,SUM('Exterior Lighting'!$BL$5:$BL$25))),0))","v":""},{"$f":"IF(A210=\"\",\"\",IF(AP210=1,Summary!$H$11*(AO210)/(SUM('Space-by-Space Method'!$BO$4:$BO$78)),0))","v":""},{"$f":"IF(A210=\"\",\"\",IF(AP210=1,Summary!$I$11*(AO210)/(SUM('Space-by-Space Method'!$BO$4:$BO$78)),0))","v":""},null,null,null,{"$f":"IF(A210=\"\",\"\",IF(START!$B$34=2,INDIRECT(\"'Space-by-Space Method'!\"&SUBSTITUTE(ADDRESS(1,MOD(ROW(A210)-52,50)+10,4),\"1\",\"\")&ROUNDDOWN((ROW(A210)-52)/50,0)+4),\"\"))","v":""},{"$f":"IF(A210=\"\",\"\",INDIRECT(\"'Space-by-Space Method'!C\"&ROUNDDOWN((ROW(A210)-52)/50,0)+4))","v":""},{"$f":"IF(A210=\"\",\"\",IF(COUNTIF(CommonSpaceTypes,AQ210)>0,INDIRECT(\"'Space-by-Space Method'!F\"&ROUNDDOWN((ROW(A210)-52)/50,0)+4),\"\"))","v":""},{"$f":"IF(A210=\"\",\"\",IF(COUNTIF(BuildingSpecificSpaceTypes,AQ210)>0,INDIRECT(\"'Space-by-Space Method'!F\"&ROUNDDOWN((ROW(A210)-52)/50,0)+4),\"\"))","v":""},{"$f":"IF(A210=\"\",\"\",INDIRECT(\"'Fixture Schedule'!D\"&MOD(ROW(A210)-52,50)+9))","v":""},{"$f":"IF(A210=\"\",\"\",IF(AR210=\"\",\"\",INDIRECT(\"'Fixture Schedule'!K\"&MOD(ROW(A210)-52,50)+9)))","v":""},"",{"$f":"IF(A210=\"\",\"\",INDIRECT(\"'Fixture Schedule'!L\"&MOD(ROW(A210)-52,50)+9))","v":""},null,null,null,null,null,null,null,null,null,null,null,null,null,{"$f":"INDIRECT(\"'Space-by-Space Method'!\"&SUBSTITUTE(ADDRESS(1,MOD(ROW(A210)-52,50)+10,4),\"1\",\"\")&ROUNDDOWN((ROW(A210)-52)/50,0)+4)","v":0},{"$f":"LEFT(INDIRECT(\"'Space-by-Space Method'!BJ\"&ROUNDDOWN((ROW(A210)-52)/50,0)+4),3)","v":""},{"$f":"INDIRECT(\"'Fixture Schedule'!L\"&MOD(ROW(A210)-52,50)+9)","v":0},{"$f":"INDIRECT(\"'Fixture Schedule'!O\"&MOD(ROW(A210)-52,50)+9)","v":0},{"$f":"INDIRECT(\"'Space-by-Space Method'!F\"&ROUNDDOWN((ROW(A210)-52)/50,0)+4)","v":0},{"$f":"INDIRECT(\"'Fixture Schedule'!L\"&MOD(ROW(A210)-52,50)+9)","v":0},{"$f":"INDIRECT(\"'Space-by-Space Method'!D\"&ROUNDDOWN((ROW(A210)-52)/50,0)+4)","v":0},{"$f":"INDIRECT(\"'Space-by-Space Method'!E\"&ROUNDDOWN((ROW(A210)-52)/50,0)+4)","v":1}]
[{"$f":"IF(InteriorCalcType=2,IF(OR(AM211=0,AN211=\"DNQ\")=TRUE,\"\",INDIRECT(\"'Fixture Schedule'!M\"&MOD(ROW(A211)-52,50)+9)),\"\")","v":""},{"$f":"IF(A211=\"\",\"\",INDIRECT(\"'Fixture Schedule'!E\"&MOD(ROW(A211)-52,50)+9))","v":""},{"$f":"IF(A211=\"\",\"\",INDIRECT(\"'Fixture Schedule'!F\"&MOD(ROW(A211)-52,50)+9))","v":""},{"$f":"IF(A211=\"\",\"\",INDIRECT(\"'Fixture Schedule'!L\"&MOD(ROW(A211)-52,50)+9))","v":""},"",null,null,{"$f":"IF(A211=\"\",\"\",IF(AP211=1,Summary!$C$12*(AO211)/(SUM('Space-by-Space Method'!$BO$4:$BO$78,SUM('Exterior Lighting'!$BL$5:$BL$25))),0))","v":""},{"$f":"IF(A211=\"\",\"\",IF(START!$B$34=1,INDIRECT(\"'Space-by-Space Method'!\"&SUBSTITUTE(ADDRESS(1,MOD(ROW(A211)-52,50)+10,4),\"1\",\"\")&ROUNDDOWN((ROW(A211)-52)/50,0)+4),\"\"))","v":""},{"$f":"IF(A211=\"\",\"\",IF(AP211=1,Summary!$F$11*(AO211)/(SUM('Space-by-Space Method'!$BO$4:$BO$78,SUM('Exterior Lighting'!$BL$5:$BL$25))),0))","v":""},{"$f":"IF(A211=\"\",\"\",IF(AP211=1,Summary!$E$11*(AO211)/(SUM('Space-by-Space Method'!$BO$4:$BO$78,SUM('Exterior Lighting'!$BL$5:$BL$25))),0))","v":""},{"$f":"IF(A211=\"\",\"\",IF(AP211=1,Summary!$G$11*(AO211)/(SUM('Space-by-Space Method'!$BO$4:$BO$78,SUM('Exterior Lighting'!$BL$5:$BL$25))),0))","v":""},{"$f":"IF(A211=\"\",\"\",IF(AP211=1,Summary!$H$11*(AO211)/(SUM('Space-by-Space Method'!$BO$4:$BO$78)),0))","v":""},{"$f":"IF(A211=\"\",\"\",IF(AP211=1,Summary!$I$11*(AO211)/(SUM('Space-by-Space Method'!$BO$4:$BO$78)),0))","v":""},null,null,null,{"$f":"IF(A211=\"\",\"\",IF(START!$B$34=2,INDIRECT(\"'Space-by-Space Method'!\"&SUBSTITUTE(ADDRESS(1,MOD(ROW(A211)-52,50)+10,4),\"1\",\"\")&ROUNDDOWN((ROW(A211)-52)/50,0)+4),\"\"))","v":""},{"$f":"IF(A211=\"\",\"\",INDIRECT(\"'Space-by-Space Method'!C\"&ROUNDDOWN((ROW(A211)-52)/50,0)+4))","v":""},{"$f":"IF(A211=\"\",\"\",IF(COUNTIF(CommonSpaceTypes,AQ211)>0,INDIRECT(\"'Space-by-Space Method'!F\"&ROUNDDOWN((ROW(A211)-52)/50,0)+4),\"\"))","v":""},{"$f":"IF(A211=\"\",\"\",IF(COUNTIF(BuildingSpecificSpaceTypes,AQ211)>0,INDIRECT(\"'Space-by-Space Method'!F\"&ROUNDDOWN((ROW(A211)-52)/50,0)+4),\"\"))","v":""},{"$f":"IF(A211=\"\",\"\",INDIRECT(\"'Fixture Schedule'!D\"&MOD(ROW(A211)-52,50)+9))","v":""},{"$f":"IF(A211=\"\",\"\",IF(AR211=\"\",\"\",INDIRECT(\"'Fixture Schedule'!K\"&MOD(ROW(A211)-52,50)+9)))","v":""},"",{"$f":"IF(A211=\"\",\"\",INDIRECT(\"'Fixture Schedule'!L\"&MOD(ROW(A211)-52,50)+9))","v":""},null,null,null,null,null,null,null,null,null,null,null,null,null,{"$f":"INDIRECT(\"'Space-by-Space Method'!\"&SUBSTITUTE(ADDRESS(1,MOD(ROW(A211)-52,50)+10,4),\"1\",\"\")&ROUNDDOWN((ROW(A211)-52)/50,0)+4)","v":0},{"$f":"LEFT(INDIRECT(\"'Space-by-Space Method'!BJ\"&ROUNDDOWN((ROW(A211)-52)/50,0)+4),3)","v":""},{"$f":"INDIRECT(\"'Fixture Schedule'!L\"&MOD(ROW(A211)-52,50)+9)","v":0},{"$f":"INDIRECT(\"'Fixture Schedule'!O\"&MOD(ROW(A211)-52,50)+9)","v":0},{"$f":"INDIRECT(\"'Space-by-Space Method'!F\"&ROUNDDOWN((ROW(A211)-52)/50,0)+4)","v":0},{"$f":"INDIRECT(\"'Fixture Schedule'!L\"&MOD(ROW(A211)-52,50)+9)","v":0},{"$f":"INDIRECT(\"'Space-by-Space Method'!D\"&ROUNDDOWN((ROW(A211)-52)/50,0)+4)","v":0},{"$f":"INDIRECT(\"'Space-by-Space Method'!E\"&ROUNDDOWN((ROW(A211)-52)/50,0)+4)","v":1}]
[{"$f":"IF(InteriorCalcType=2,IF(OR(AM212=0,AN212=\"DNQ\")=TRUE,\"\",INDIRECT(\"'Fixture Schedule'!M\"&MOD(ROW(A212)-52,50)+9)),\"\")","v":""},{"$f":"IF(A212=\"\",\"\",INDIRECT(\"'Fixture Schedule'!E\"&MOD(ROW(A212)-52,50)+9))","v":""},{"$f":"IF(A212=\"\",\"\",INDIRECT(\"'Fixture Schedule'!F\"&MOD(ROW(A212)-52,50)+9))","v":""},{"$f":"IF(A212=\"\",\"\",INDIRECT(\"'Fixture Schedule'!L\"&MOD(ROW(A212)-52,50)+9))","v":""},"",null,null,{"$f":"IF(A212=\"\",\"\",IF(AP212=1,Summary!$C$12*(AO212)/(SUM('Space-by-Space Method'!$BO$4:$BO$78,SUM('Exterior Lighting'!$BL$5:$BL$25))),0))","v":""},{"$f":"IF(A212=\"\",\"\",IF(START!$B$34=1,INDIRECT(\"'Space-by-Space Method'!\"&SUBSTITUTE(ADDRESS(1,MOD(ROW(A212)-52,50)+10,4),\"1\",\"\")&ROUNDDOWN((ROW(A212)-52)/50,0)+4),\"\"))","v":""},{"$f":"IF(A212=\"\",\"\",IF(AP212=1,Summary!$F$11*(AO212)/(SUM('Space-by-Space Method'!$BO$4:$BO$78,SUM('Exterior Lighting'!$BL$5:$BL$25))),0))","v":""},{"$f":"IF(A212=\"\",\"\",IF(AP212=1,Summary!$E$11*(AO212)/(SUM('Space-by-Space Method'!$BO$4:$BO$78,SUM('Exterior Lighting'!$BL$5:$BL$25))),0))","v":""},{"$f":"IF(A212=\"\",\"\",IF(AP212=1,Summary!$G$11*(AO212)/(SUM('Space-by-Space Method'!$BO$4:$BO$78,SUM('Exterior Lighting'!$BL$5:$BL$25))),0))","v":""},{"$f":"IF(A212=\"\",\"\",IF(AP212=1,Summary!$H$11*(AO212)/(SUM('Space-by-Space Method'!$BO$4:$BO$78)),0))","v":""},{"$f":"IF(A212=\"\",\"\",IF(AP212=1,Summary!$I$11*(AO212)/(SUM('Space-by-Space Method'!$BO$4:$BO$78)),0))","v":""},null,null,null,{"$f":"IF(A212=\"\",\"\",IF(START!$B$34=2,INDIRECT(\"'Space-by-Space Method'!\"&SUBSTITUTE(ADDRESS(1,MOD(ROW(A212)-52,50)+10,4),\"1\",\"\")&ROUNDDOWN((ROW(A212)-52)/50,0)+4),\"\"))","v":""},{"$f":"IF(A212=\"\",\"\",INDIRECT(\"'Space-by-Space Method'!C\"&ROUNDDOWN((ROW(A212)-52)/50,0)+4))","v":""},{"$f":"IF(A212=\"\",\"\",IF(COUNTIF(CommonSpaceTypes,AQ212)>0,INDIRECT(\"'Space-by-Space Method'!F\"&ROUNDDOWN((ROW(A212)-52)/50,0)+4),\"\"))","v":""},{"$f":"IF(A212=\"\",\"\",IF(COUNTIF(BuildingSpecificSpaceTypes,AQ212)>0,INDIRECT(\"'Space-by-Space Method'!F\"&ROUNDDOWN((ROW(A212)-52)/50,0)+4),\"\"))","v":""},{"$f":"IF(A212=\"\",\"\",INDIRECT(\"'Fixture Schedule'!D\"&MOD(ROW(A212)-52,50)+9))","v":""},{"$f":"IF(A212=\"\",\"\",IF(AR212=\"\",\"\",INDIRECT(\"'Fixture Schedule'!K\"&MOD(ROW(A212)-52,50)+9)))","v":""},"",{"$f":"IF(A212=\"\",\"\",INDIRECT(\"'Fixture Schedule'!L\"&MOD(ROW(A212)-52,50)+9))","v":""},null,null,null,null,null,null,null,null,null,null,null,null,null,{"$f":"INDIRECT(\"'Space-by-Space Method'!\"&SUBSTITUTE(ADDRESS(1,MOD(ROW(A212)-52,50)+10,4),\"1\",\"\")&ROUNDDOWN((ROW(A212)-52)/50,0)+4)","v":0},{"$f":"LEFT(INDIRECT(\"'Space-by-Space Method'!BJ\"&ROUNDDOWN((ROW(A212)-52)/50,0)+4),3)","v":""},{"$f":"INDIRECT(\"'Fixture Schedule'!L\"&MOD(ROW(A212)-52,50)+9)","v":0},{"$f":"INDIRECT(\"'Fixture Schedule'!O\"&MOD(ROW(A212)-52,50)+9)","v":0},{"$f":"INDIRECT(\"'Space-by-Space Method'!F\"&ROUNDDOWN((ROW(A212)-52)/50,0)+4)","v":0},{"$f":"INDIRECT(\"'Fixture Schedule'!L\"&MOD(ROW(A212)-52,50)+9)","v":0},{"$f":"INDIRECT(\"'Space-by-Space Method'!D\"&ROUNDDOWN((ROW(A212)-52)/50,0)+4)","v":0},{"$f":"INDIRECT(\"'Space-by-Space Method'!E\"&ROUNDDOWN((ROW(A212)-52)/50,0)+4)","v":1}]
[{"$f":"IF(InteriorCalcType=2,IF(OR(AM213=0,AN213=\"DNQ\")=TRUE,\"\",INDIRECT(\"'Fixture Schedule'!M\"&MOD(ROW(A213)-52,50)+9)),\"\")","v":""},{"$f":"IF(A213=\"\",\"\",INDIRECT(\"'Fixture Schedule'!E\"&MOD(ROW(A213)-52,50)+9))","v":""},{"$f":"IF(A213=\"\",\"\",INDIRECT(\"'Fixture Schedule'!F\"&MOD(ROW(A213)-52,50)+9))","v":""},{"$f":"IF(A213=\"\",\"\",INDIRECT(\"'Fixture Schedule'!L\"&MOD(ROW(A213)-52,50)+9))","v":""},"",null,null,{"$f":"IF(A213=\"\",\"\",IF(AP213=1,Summary!$C$12*(AO213)/(SUM('Space-by-Space Method'!$BO$4:$BO$78,SUM('Exterior Lighting'!$BL$5:$BL$25))),0))","v":""},{"$f":"IF(A213=\"\",\"\",IF(START!$B$34=1,INDIRECT(\"'Space-by-Space Method'!\"&SUBSTITUTE(ADDRESS(1,MOD(ROW(A213)-52,50)+10,4),\"1\",\"\")&ROUNDDOWN((ROW(A213)-52)/50,0)+4),\"\"))","v":""},{"$f":"IF(A213=\"\",\"\",IF(AP213=1,Summary!$F$11*(AO213)/(SUM('Space-by-Space Method'!$BO$4:$BO$78,SUM('Exterior Lighting'!$BL$5:$BL$25))),0))","v":""},{"$f":"IF(A213=\"\",\"\",IF(AP213=1,Summary!$E$11*(AO213)/(SUM('Space-by-Space Method'!$BO$4:$BO$78,SUM('Exterior Lighting'!$BL$5:$BL$25))),0))","v":""},{"$f":"IF(A213=\"\",\"\",IF(AP213=1,Summary!$G$11*(AO213)/(SUM('Space-by-Space Method'!$BO$4:$BO$78,SUM('Exterior Lighting'!$BL$5:$BL$25))),0))","v":""},{"$f":"IF(A213=\"\",\"\",IF(AP213=1,Summary!$H$11*(AO213)/(SUM('Space-by-Space Method'!$BO$4:$BO$78)),0))","v":""},{"$f":"IF(A213=\"\",\"\",IF(AP213=1,Summary!$I$11*(AO213)/(SUM('Space-by-Space Method'!$BO$4:$BO$78)),0))","v":""},null,null,null,{"$f":"IF(A213=\"\",\"\",IF(START!$B$34=2,INDIRECT(\"'Space-by-Space Method'!\"&SUBSTITUTE(ADDRESS(1,MOD(ROW(A213)-52,50)+10,4),\"1\",\"\")&ROUNDDOWN((ROW(A213)-52)/50,0)+4),\"\"))","v":""},{"$f":"IF(A213=\"\",\"\",INDIRECT(\"'Space-by-Space Method'!C\"&ROUNDDOWN((ROW(A213)-52)/50,0)+4))","v":""},{"$f":"IF(A213=\"\",\"\",IF(COUNTIF(CommonSpaceTypes,AQ213)>0,INDIRECT(\"'Space-by-Space Method'!F\"&ROUNDDOWN((ROW(A213)-52)/50,0)+4),\"\"))","v":""},{"$f":"IF(A213=\"\",\"\",IF(COUNTIF(BuildingSpecificSpaceTypes,AQ213)>0,INDIRECT(\"'Space-by-Space Method'!F\"&ROUNDDOWN((ROW(A213)-52)/50,0)+4),\"\"))","v":""},{"$f":"IF(A213=\"\",\"\",INDIRECT(\"'Fixture Schedule'!D\"&MOD(ROW(A213)-52,50)+9))","v":""},{"$f":"IF(A213=\"\",\"\",IF(AR213=\"\",\"\",INDIRECT(\"'Fixture Schedule'!K\"&MOD(ROW(A213)-52,50)+9)))","v":""},"",{"$f":"IF(A213=\"\",\"\",INDIRECT(\"'Fixture Schedule'!L\"&MOD(ROW(A213)-52,50)+9))","v":""},null,null,null,null,null,null,null,null,null,null,null,null,null,{"$f":"INDIRECT(\"'Space-by-Space Method'!\"&SUBSTITUTE(ADDRESS(1,MOD(ROW(A213)-52,50)+10,4),\"1\",\"\")&ROUNDDOWN((ROW(A213)-52)/50,0)+4)","v":0},{"$f":"LEFT(INDIRECT(\"'Space-by-Space Method'!BJ\"&ROUNDDOWN((ROW(A213)-52)/50,0)+4),3)","v":""},{"$f":"INDIRECT(\"'Fixture Schedule'!L\"&MOD(ROW(A213)-52,50)+9)","v":0},{"$f":"INDIRECT(\"'Fixture Schedule'!O\"&MOD(ROW(A213)-52,50)+9)","v":0},{"$f":"INDIRECT(\"'Space-by-Space Method'!F\"&ROUNDDOWN((ROW(A213)-52)/50,0)+4)","v":0},{"$f":"INDIRECT(\"'Fixture Schedule'!L\"&MOD(ROW(A213)-52,50)+9)","v":0},{"$f":"INDIRECT(\"'Space-by-Space Method'!D\"&ROUNDDOWN((ROW(A213)-52)/50,0)+4)","v":0},{"$f":"INDIRECT(\"'Space-by-Space Method'!E\"&ROUNDDOWN((ROW(A213)-52)/50,0)+4)","v":1}]
[{"$f":"IF(InteriorCalcType=2,IF(OR(AM214=0,AN214=\"DNQ\")=TRUE,\"\",INDIRECT(\"'Fixture Schedule'!M\"&MOD(ROW(A214)-52,50)+9)),\"\")","v":""},{"$f":"IF(A214=\"\",\"\",INDIRECT(\"'Fixture Schedule'!E\"&MOD(ROW(A214)-52,50)+9))","v":""},{"$f":"IF(A214=\"\",\"\",INDIRECT(\"'Fixture Schedule'!F\"&MOD(ROW(A214)-52,50)+9))","v":""},{"$f":"IF(A214=\"\",\"\",INDIRECT(\"'Fixture Schedule'!L\"&MOD(ROW(A214)-52,50)+9))","v":""},"",null,null,{"$f":"IF(A214=\"\",\"\",IF(AP214=1,Summary!$C$12*(AO214)/(SUM('Space-by-Space Method'!$BO$4:$BO$78,SUM('Exterior Lighting'!$BL$5:$BL$25))),0))","v":""},{"$f":"IF(A214=\"\",\"\",IF(START!$B$34=1,INDIRECT(\"'Space-by-Space Method'!\"&SUBSTITUTE(ADDRESS(1,MOD(ROW(A214)-52,50)+10,4),\"1\",\"\")&ROUNDDOWN((ROW(A214)-52)/50,0)+4),\"\"))","v":""},{"$f":"IF(A214=\"\",\"\",IF(AP214=1,Summary!$F$11*(AO214)/(SUM('Space-by-Space Method'!$BO$4:$BO$78,SUM('Exterior Lighting'!$BL$5:$BL$25))),0))","v":""},{"$f":"IF(A214=\"\",\"\",IF(AP214=1,Summary!$E$11*(AO214)/(SUM('Space-by-Space Method'!$BO$4:$BO$78,SUM('Exterior Lighting'!$BL$5:$BL$25))),0))","v":""},{"$f":"IF(A214=\"\",\"\",IF(AP214=1,Summary!$G$11*(AO214)/(SUM('Space-by-Space Method'!$BO$4:$BO$78,SUM('Exterior Lighting'!$BL$5:$BL$25))),0))","v":""},{"$f":"IF(A214=\"\",\"\",IF(AP214=1,Summary!$H$11*(AO214)/(SUM('Space-by-Space Method'!$BO$4:$BO$78)),0))","v":""},{"$f":"IF(A214=\"\",\"\",IF(AP214=1,Summary!$I$11*(AO214)/(SUM('Space-by-Space Method'!$BO$4:$BO$78)),0))","v":""},null,null,null,{"$f":"IF(A214=\"\",\"\",IF(START!$B$34=2,INDIRECT(\"'Space-by-Space Method'!\"&SUBSTITUTE(ADDRESS(1,MOD(ROW(A214)-52,50)+10,4),\"1\",\"\")&ROUNDDOWN((ROW(A214)-52)/50,0)+4),\"\"))","v":""},{"$f":"IF(A214=\"\",\"\",INDIRECT(\"'Space-by-Space Method'!C\"&ROUNDDOWN((ROW(A214)-52)/50,0)+4))","v":""},{"$f":"IF(A214=\"\",\"\",IF(COUNTIF(CommonSpaceTypes,AQ214)>0,INDIRECT(\"'Space-by-Space Method'!F\"&ROUNDDOWN((ROW(A214)-52)/50,0)+4),\"\"))","v":""},{"$f":"IF(A214=\"\",\"\",IF(COUNTIF(BuildingSpecificSpaceTypes,AQ214)>0,INDIRECT(\"'Space-by-Space Method'!F\"&ROUNDDOWN((ROW(A214)-52)/50,0)+4),\"\"))","v":""},{"$f":"IF(A214=\"\",\"\",INDIRECT(\"'Fixture Schedule'!D\"&MOD(ROW(A214)-52,50)+9))","v":""},{"$f":"IF(A214=\"\",\"\",IF(AR214=\"\",\"\",INDIRECT(\"'Fixture Schedule'!K\"&MOD(ROW(A214)-52,50)+9)))","v":""},"",{"$f":"IF(A214=\"\",\"\",INDIRECT(\"'Fixture Schedule'!L\"&MOD(ROW(A214)-52,50)+9))","v":""},null,null,null,null,null,null,null,null,null,null,null,null,null,{"$f":"INDIRECT(\"'Space-by-Space Method'!\"&SUBSTITUTE(ADDRESS(1,MOD(ROW(A214)-52,50)+10,4),\"1\",\"\")&ROUNDDOWN((ROW(A214)-52)/50,0)+4)","v":0},{"$f":"LEFT(INDIRECT(\"'Space-by-Space Method'!BJ\"&ROUNDDOWN((ROW(A214)-52)/50,0)+4),3)","v":""},{"$f":"INDIRECT(\"'Fixture Schedule'!L\"&MOD(ROW(A214)-52,50)+9)","v":0},{"$f":"INDIRECT(\"'Fixture Schedule'!O\"&MOD(ROW(A214)-52,50)+9)","v":0},{"$f":"INDIRECT(\"'Space-by-Space Method'!F\"&ROUNDDOWN((ROW(A214)-52)/50,0)+4)","v":0},{"$f":"INDIRECT(\"'Fixture Schedule'!L\"&MOD(ROW(A214)-52,50)+9)","v":0},{"$f":"INDIRECT(\"'Space-by-Space Method'!D\"&ROUNDDOWN((ROW(A214)-52)/50,0)+4)","v":0},{"$f":"INDIRECT(\"'Space-by-Space Method'!E\"&ROUNDDOWN((ROW(A214)-52)/50,0)+4)","v":1}]
[{"$f":"IF(InteriorCalcType=2,IF(OR(AM215=0,AN215=\"DNQ\")=TRUE,\"\",INDIRECT(\"'Fixture Schedule'!M\"&MOD(ROW(A215)-52,50)+9)),\"\")","v":""},{"$f":"IF(A215=\"\",\"\",INDIRECT(\"'Fixture Schedule'!E\"&MOD(ROW(A215)-52,50)+9))","v":""},{"$f":"IF(A215=\"\",\"\",INDIRECT(\"'Fixture Schedule'!F\"&MOD(ROW(A215)-52,50)+9))","v":""},{"$f":"IF(A215=\"\",\"\",INDIRECT(\"'Fixture Schedule'!L\"&MOD(ROW(A215)-52,50)+9))","v":""},"",null,null,{"$f":"IF(A215=\"\",\"\",IF(AP215=1,Summary!$C$12*(AO215)/(SUM('Space-by-Space Method'!$BO$4:$BO$78,SUM('Exterior Lighting'!$BL$5:$BL$25))),0))","v":""},{"$f":"IF(A215=\"\",\"\",IF(START!$B$34=1,INDIRECT(\"'Space-by-Space Method'!\"&SUBSTITUTE(ADDRESS(1,MOD(ROW(A215)-52,50)+10,4),\"1\",\"\")&ROUNDDOWN((ROW(A215)-52)/50,0)+4),\"\"))","v":""},{"$f":"IF(A215=\"\",\"\",IF(AP215=1,Summary!$F$11*(AO215)/(SUM('Space-by-Space Method'!$BO$4:$BO$78,SUM('Exterior Lighting'!$BL$5:$BL$25))),0))","v":""},{"$f":"IF(A215=\"\",\"\",IF(AP215=1,Summary!$E$11*(AO215)/(SUM('Space-by-Space Method'!$BO$4:$BO$78,SUM('Exterior Lighting'!$BL$5:$BL$25))),0))","v":""},{"$f":"IF(A215=\"\",\"\",IF(AP215=1,Summary!$G$11*(AO215)/(SUM('Space-by-Space Method'!$BO$4:$BO$78,SUM('Exterior Lighting'!$BL$5:$BL$25))),0))","v":""},{"$f":"IF(A215=\"\",\"\",IF(AP215=1,Summary!$H$11*(AO215)/(SUM('Space-by-Space Method'!$BO$4:$BO$78)),0))","v":""},{"$f":"IF(A215=\"\",\"\",IF(AP215=1,Summary!$I$11*(AO215)/(SUM('Space-by-Space Method'!$BO$4:$BO$78)),0))","v":""},null,null,null,{"$f":"IF(A215=\"\",\"\",IF(START!$B$34=2,INDIRECT(\"'Space-by-Space Method'!\"&SUBSTITUTE(ADDRESS(1,MOD(ROW(A215)-52,50)+10,4),\"1\",\"\")&ROUNDDOWN((ROW(A215)-52)/50,0)+4),\"\"))","v":""},{"$f":"IF(A215=\"\",\"\",INDIRECT(\"'Space-by-Space Method'!C\"&ROUNDDOWN((ROW(A215)-52)/50,0)+4))","v":""},{"$f":"IF(A215=\"\",\"\",IF(COUNTIF(CommonSpaceTypes,AQ215)>0,INDIRECT(\"'Space-by-Space Method'!F\"&ROUNDDOWN((ROW(A215)-52)/50,0)+4),\"\"))","v":""},{"$f":"IF(A215=\"\",\"\",IF(COUNTIF(BuildingSpecificSpaceTypes,AQ215)>0,INDIRECT(\"'Space-by-Space Method'!F\"&ROUNDDOWN((ROW(A215)-52)/50,0)+4),\"\"))","v":""},{"$f":"IF(A215=\"\",\"\",INDIRECT(\"'Fixture Schedule'!D\"&MOD(ROW(A215)-52,50)+9))","v":""},{"$f":"IF(A215=\"\",\"\",IF(AR215=\"\",\"\",INDIRECT(\"'Fixture Schedule'!K\"&MOD(ROW(A215)-52,50)+9)))","v":""},"",{"$f":"IF(A215=\"\",\"\",INDIRECT(\"'Fixture Schedule'!L\"&MOD(ROW(A215)-52,50)+9))","v":""},null,null,null,null,null,null,null,null,null,null,null,null,null,{"$f":"INDIRECT(\"'Space-by-Space Method'!\"&SUBSTITUTE(ADDRESS(1,MOD(ROW(A215)-52,50)+10,4),\"1\",\"\")&ROUNDDOWN((ROW(A215)-52)/50,0)+4)","v":0},{"$f":"LEFT(INDIRECT(\"'Space-by-Space Method'!BJ\"&ROUNDDOWN((ROW(A215)-52)/50,0)+4),3)","v":""},{"$f":"INDIRECT(\"'Fixture Schedule'!L\"&MOD(ROW(A215)-52,50)+9)","v":0},{"$f":"INDIRECT(\"'Fixture Schedule'!O\"&MOD(ROW(A215)-52,50)+9)","v":0},{"$f":"INDIRECT(\"'Space-by-Space Method'!F\"&ROUNDDOWN((ROW(A215)-52)/50,0)+4)","v":0},{"$f":"INDIRECT(\"'Fixture Schedule'!L\"&MOD(ROW(A215)-52,50)+9)","v":0},{"$f":"INDIRECT(\"'Space-by-Space Method'!D\"&ROUNDDOWN((ROW(A215)-52)/50,0)+4)","v":0},{"$f":"INDIRECT(\"'Space-by-Space Method'!E\"&ROUNDDOWN((ROW(A215)-52)/50,0)+4)","v":1}]
[{"$f":"IF(InteriorCalcType=2,IF(OR(AM216=0,AN216=\"DNQ\")=TRUE,\"\",INDIRECT(\"'Fixture Schedule'!M\"&MOD(ROW(A216)-52,50)+9)),\"\")","v":""},{"$f":"IF(A216=\"\",\"\",INDIRECT(\"'Fixture Schedule'!E\"&MOD(ROW(A216)-52,50)+9))","v":""},{"$f":"IF(A216=\"\",\"\",INDIRECT(\"'Fixture Schedule'!F\"&MOD(ROW(A216)-52,50)+9))","v":""},{"$f":"IF(A216=\"\",\"\",INDIRECT(\"'Fixture Schedule'!L\"&MOD(ROW(A216)-52,50)+9))","v":""},"",null,null,{"$f":"IF(A216=\"\",\"\",IF(AP216=1,Summary!$C$12*(AO216)/(SUM('Space-by-Space Method'!$BO$4:$BO$78,SUM('Exterior Lighting'!$BL$5:$BL$25))),0))","v":""},{"$f":"IF(A216=\"\",\"\",IF(START!$B$34=1,INDIRECT(\"'Space-by-Space Method'!\"&SUBSTITUTE(ADDRESS(1,MOD(ROW(A216)-52,50)+10,4),\"1\",\"\")&ROUNDDOWN((ROW(A216)-52)/50,0)+4),\"\"))","v":""},{"$f":"IF(A216=\"\",\"\",IF(AP216=1,Summary!$F$11*(AO216)/(SUM('Space-by-Space Method'!$BO$4:$BO$78,SUM('Exterior Lighting'!$BL$5:$BL$25))),0))","v":""},{"$f":"IF(A216=\"\",\"\",IF(AP216=1,Summary!$E$11*(AO216)/(SUM('Space-by-Space Method'!$BO$4:$BO$78,SUM('Exterior Lighting'!$BL$5:$BL$25))),0))","v":""},{"$f":"IF(A216=\"\",\"\",IF(AP216=1,Summary!$G$11*(AO216)/(SUM('Space-by-Space Method'!$BO$4:$BO$78,SUM('Exterior Lighting'!$BL$5:$BL$25))),0))","v":""},{"$f":"IF(A216=\"\",\"\",IF(AP216=1,Summary!$H$11*(AO216)/(SUM('Space-by-Space Method'!$BO$4:$BO$78)),0))","v":""},{"$f":"IF(A216=\"\",\"\",IF(AP216=1,Summary!$I$11*(AO216)/(SUM('Space-by-Space Method'!$BO$4:$BO$78)),0))","v":""},null,null,null,{"$f":"IF(A216=\"\",\"\",IF(START!$B$34=2,INDIRECT(\"'Space-by-Space Method'!\"&SUBSTITUTE(ADDRESS(1,MOD(ROW(A216)-52,50)+10,4),\"1\",\"\")&ROUNDDOWN((ROW(A216)-52)/50,0)+4),\"\"))","v":""},{"$f":"IF(A216=\"\",\"\",INDIRECT(\"'Space-by-Space Method'!C\"&ROUNDDOWN((ROW(A216)-52)/50,0)+4))","v":""},{"$f":"IF(A216=\"\",\"\",IF(COUNTIF(CommonSpaceTypes,AQ216)>0,INDIRECT(\"'Space-by-Space Method'!F\"&ROUNDDOWN((ROW(A216)-52)/50,0)+4),\"\"))","v":""},{"$f":"IF(A216=\"\",\"\",IF(COUNTIF(BuildingSpecificSpaceTypes,AQ216)>0,INDIRECT(\"'Space-by-Space Method'!F\"&ROUNDDOWN((ROW(A216)-52)/50,0)+4),\"\"))","v":""},{"$f":"IF(A216=\"\",\"\",INDIRECT(\"'Fixture Schedule'!D\"&MOD(ROW(A216)-52,50)+9))","v":""},{"$f":"IF(A216=\"\",\"\",IF(AR216=\"\",\"\",INDIRECT(\"'Fixture Schedule'!K\"&MOD(ROW(A216)-52,50)+9)))","v":""},"",{"$f":"IF(A216=\"\",\"\",INDIRECT(\"'Fixture Schedule'!L\"&MOD(ROW(A216)-52,50)+9))","v":""},null,null,null,null,null,null,null,null,null,null,null,null,null,{"$f":"INDIRECT(\"'Space-by-Space Method'!\"&SUBSTITUTE(ADDRESS(1,MOD(ROW(A216)-52,50)+10,4),\"1\",\"\")&ROUNDDOWN((ROW(A216)-52)/50,0)+4)","v":0},{"$f":"LEFT(INDIRECT(\"'Space-by-Space Method'!BJ\"&ROUNDDOWN((ROW(A216)-52)/50,0)+4),3)","v":""},{"$f":"INDIRECT(\"'Fixture Schedule'!L\"&MOD(ROW(A216)-52,50)+9)","v":0},{"$f":"INDIRECT(\"'Fixture Schedule'!O\"&MOD(ROW(A216)-52,50)+9)","v":0},{"$f":"INDIRECT(\"'Space-by-Space Method'!F\"&ROUNDDOWN((ROW(A216)-52)/50,0)+4)","v":0},{"$f":"INDIRECT(\"'Fixture Schedule'!L\"&MOD(ROW(A216)-52,50)+9)","v":0},{"$f":"INDIRECT(\"'Space-by-Space Method'!D\"&ROUNDDOWN((ROW(A216)-52)/50,0)+4)","v":0},{"$f":"INDIRECT(\"'Space-by-Space Method'!E\"&ROUNDDOWN((ROW(A216)-52)/50,0)+4)","v":1}]
[{"$f":"IF(InteriorCalcType=2,IF(OR(AM217=0,AN217=\"DNQ\")=TRUE,\"\",INDIRECT(\"'Fixture Schedule'!M\"&MOD(ROW(A217)-52,50)+9)),\"\")","v":""},{"$f":"IF(A217=\"\",\"\",INDIRECT(\"'Fixture Schedule'!E\"&MOD(ROW(A217)-52,50)+9))","v":""},{"$f":"IF(A217=\"\",\"\",INDIRECT(\"'Fixture Schedule'!F\"&MOD(ROW(A217)-52,50)+9))","v":""},{"$f":"IF(A217=\"\",\"\",INDIRECT(\"'Fixture Schedule'!L\"&MOD(ROW(A217)-52,50)+9))","v":""},"",null,null,{"$f":"IF(A217=\"\",\"\",IF(AP217=1,Summary!$C$12*(AO217)/(SUM('Space-by-Space Method'!$BO$4:$BO$78,SUM('Exterior Lighting'!$BL$5:$BL$25))),0))","v":""},{"$f":"IF(A217=\"\",\"\",IF(START!$B$34=1,INDIRECT(\"'Space-by-Space Method'!\"&SUBSTITUTE(ADDRESS(1,MOD(ROW(A217)-52,50)+10,4),\"1\",\"\")&ROUNDDOWN((ROW(A217)-52)/50,0)+4),\"\"))","v":""},{"$f":"IF(A217=\"\",\"\",IF(AP217=1,Summary!$F$11*(AO217)/(SUM('Space-by-Space Method'!$BO$4:$BO$78,SUM('Exterior Lighting'!$BL$5:$BL$25))),0))","v":""},{"$f":"IF(A217=\"\",\"\",IF(AP217=1,Summary!$E$11*(AO217)/(SUM('Space-by-Space Method'!$BO$4:$BO$78,SUM('Exterior Lighting'!$BL$5:$BL$25))),0))","v":""},{"$f":"IF(A217=\"\",\"\",IF(AP217=1,Summary!$G$11*(AO217)/(SUM('Space-by-Space Method'!$BO$4:$BO$78,SUM('Exterior Lighting'!$BL$5:$BL$25))),0))","v":""},{"$f":"IF(A217=\"\",\"\",IF(AP217=1,Summary!$H$11*(AO217)/(SUM('Space-by-Space Method'!$BO$4:$BO$78)),0))","v":""},{"$f":"IF(A217=\"\",\"\",IF(AP217=1,Summary!$I$11*(AO217)/(SUM('Space-by-Space Method'!$BO$4:$BO$78)),0))","v":""},null,null,null,{"$f":"IF(A217=\"\",\"\",IF(START!$B$34=2,INDIRECT(\"'Space-by-Space Method'!\"&SUBSTITUTE(ADDRESS(1,MOD(ROW(A217)-52,50)+10,4),\"1\",\"\")&ROUNDDOWN((ROW(A217)-52)/50,0)+4),\"\"))","v":""},{"$f":"IF(A217=\"\",\"\",INDIRECT(\"'Space-by-Space Method'!C\"&ROUNDDOWN((ROW(A217)-52)/50,0)+4))","v":""},{"$f":"IF(A217=\"\",\"\",IF(COUNTIF(CommonSpaceTypes,AQ217)>0,INDIRECT(\"'Space-by-Space Method'!F\"&ROUNDDOWN((ROW(A217)-52)/50,0)+4),\"\"))","v":""},{"$f":"IF(A217=\"\",\"\",IF(COUNTIF(BuildingSpecificSpaceTypes,AQ217)>0,INDIRECT(\"'Space-by-Space Method'!F\"&ROUNDDOWN((ROW(A217)-52)/50,0)+4),\"\"))","v":""},{"$f":"IF(A217=\"\",\"\",INDIRECT(\"'Fixture Schedule'!D\"&MOD(ROW(A217)-52,50)+9))","v":""},{"$f":"IF(A217=\"\",\"\",IF(AR217=\"\",\"\",INDIRECT(\"'Fixture Schedule'!K\"&MOD(ROW(A217)-52,50)+9)))","v":""},"",{"$f":"IF(A217=\"\",\"\",INDIRECT(\"'Fixture Schedule'!L\"&MOD(ROW(A217)-52,50)+9))","v":""},null,null,null,null,null,null,null,null,null,null,null,null,null,{"$f":"INDIRECT(\"'Space-by-Space Method'!\"&SUBSTITUTE(ADDRESS(1,MOD(ROW(A217)-52,50)+10,4),\"1\",\"\")&ROUNDDOWN((ROW(A217)-52)/50,0)+4)","v":0},{"$f":"LEFT(INDIRECT(\"'Space-by-Space Method'!BJ\"&ROUNDDOWN((ROW(A217)-52)/50,0)+4),3)","v":""},{"$f":"INDIRECT(\"'Fixture Schedule'!L\"&MOD(ROW(A217)-52,50)+9)","v":0},{"$f":"INDIRECT(\"'Fixture Schedule'!O\"&MOD(ROW(A217)-52,50)+9)","v":0},{"$f":"INDIRECT(\"'Space-by-Space Method'!F\"&ROUNDDOWN((ROW(A217)-52)/50,0)+4)","v":0},{"$f":"INDIRECT(\"'Fixture Schedule'!L\"&MOD(ROW(A217)-52,50)+9)","v":0},{"$f":"INDIRECT(\"'Space-by-Space Method'!D\"&ROUNDDOWN((ROW(A217)-52)/50,0)+4)","v":0},{"$f":"INDIRECT(\"'Space-by-Space Method'!E\"&ROUNDDOWN((ROW(A217)-52)/50,0)+4)","v":1}]
[{"$f":"IF(InteriorCalcType=2,IF(OR(AM218=0,AN218=\"DNQ\")=TRUE,\"\",INDIRECT(\"'Fixture Schedule'!M\"&MOD(ROW(A218)-52,50)+9)),\"\")","v":""},{"$f":"IF(A218=\"\",\"\",INDIRECT(\"'Fixture Schedule'!E\"&MOD(ROW(A218)-52,50)+9))","v":""},{"$f":"IF(A218=\"\",\"\",INDIRECT(\"'Fixture Schedule'!F\"&MOD(ROW(A218)-52,50)+9))","v":""},{"$f":"IF(A218=\"\",\"\",INDIRECT(\"'Fixture Schedule'!L\"&MOD(ROW(A218)-52,50)+9))","v":""},"",null,null,{"$f":"IF(A218=\"\",\"\",IF(AP218=1,Summary!$C$12*(AO218)/(SUM('Space-by-Space Method'!$BO$4:$BO$78,SUM('Exterior Lighting'!$BL$5:$BL$25))),0))","v":""},{"$f":"IF(A218=\"\",\"\",IF(START!$B$34=1,INDIRECT(\"'Space-by-Space Method'!\"&SUBSTITUTE(ADDRESS(1,MOD(ROW(A218)-52,50)+10,4),\"1\",\"\")&ROUNDDOWN((ROW(A218)-52)/50,0)+4),\"\"))","v":""},{"$f":"IF(A218=\"\",\"\",IF(AP218=1,Summary!$F$11*(AO218)/(SUM('Space-by-Space Method'!$BO$4:$BO$78,SUM('Exterior Lighting'!$BL$5:$BL$25))),0))","v":""},{"$f":"IF(A218=\"\",\"\",IF(AP218=1,Summary!$E$11*(AO218)/(SUM('Space-by-Space Method'!$BO$4:$BO$78,SUM('Exterior Lighting'!$BL$5:$BL$25))),0))","v":""},{"$f":"IF(A218=\"\",\"\",IF(AP218=1,Summary!$G$11*(AO218)/(SUM('Space-by-Space Method'!$BO$4:$BO$78,SUM('Exterior Lighting'!$BL$5:$BL$25))),0))","v":""},{"$f":"IF(A218=\"\",\"\",IF(AP218=1,Summary!$H$11*(AO218)/(SUM('Space-by-Space Method'!$BO$4:$BO$78)),0))","v":""},{"$f":"IF(A218=\"\",\"\",IF(AP218=1,Summary!$I$11*(AO218)/(SUM('Space-by-Space Method'!$BO$4:$BO$78)),0))","v":""},null,null,null,{"$f":"IF(A218=\"\",\"\",IF(START!$B$34=2,INDIRECT(\"'Space-by-Space Method'!\"&SUBSTITUTE(ADDRESS(1,MOD(ROW(A218)-52,50)+10,4),\"1\",\"\")&ROUNDDOWN((ROW(A218)-52)/50,0)+4),\"\"))","v":""},{"$f":"IF(A218=\"\",\"\",INDIRECT(\"'Space-by-Space Method'!C\"&ROUNDDOWN((ROW(A218)-52)/50,0)+4))","v":""},{"$f":"IF(A218=\"\",\"\",IF(COUNTIF(CommonSpaceTypes,AQ218)>0,INDIRECT(\"'Space-by-Space Method'!F\"&ROUNDDOWN((ROW(A218)-52)/50,0)+4),\"\"))","v":""},{"$f":"IF(A218=\"\",\"\",IF(COUNTIF(BuildingSpecificSpaceTypes,AQ218)>0,INDIRECT(\"'Space-by-Space Method'!F\"&ROUNDDOWN((ROW(A218)-52)/50,0)+4),\"\"))","v":""},{"$f":"IF(A218=\"\",\"\",INDIRECT(\"'Fixture Schedule'!D\"&MOD(ROW(A218)-52,50)+9))","v":""},{"$f":"IF(A218=\"\",\"\",IF(AR218=\"\",\"\",INDIRECT(\"'Fixture Schedule'!K\"&MOD(ROW(A218)-52,50)+9)))","v":""},"",{"$f":"IF(A218=\"\",\"\",INDIRECT(\"'Fixture Schedule'!L\"&MOD(ROW(A218)-52,50)+9))","v":""},null,null,null,null,null,null,null,null,null,null,null,null,null,{"$f":"INDIRECT(\"'Space-by-Space Method'!\"&SUBSTITUTE(ADDRESS(1,MOD(ROW(A218)-52,50)+10,4),\"1\",\"\")&ROUNDDOWN((ROW(A218)-52)/50,0)+4)","v":0},{"$f":"LEFT(INDIRECT(\"'Space-by-Space Method'!BJ\"&ROUNDDOWN((ROW(A218)-52)/50,0)+4),3)","v":""},{"$f":"INDIRECT(\"'Fixture Schedule'!L\"&MOD(ROW(A218)-52,50)+9)","v":0},{"$f":"INDIRECT(\"'Fixture Schedule'!O\"&MOD(ROW(A218)-52,50)+9)","v":0},{"$f":"INDIRECT(\"'Space-by-Space Method'!F\"&ROUNDDOWN((ROW(A218)-52)/50,0)+4)","v":0},{"$f":"INDIRECT(\"'Fixture Schedule'!L\"&MOD(ROW(A218)-52,50)+9)","v":0},{"$f":"INDIRECT(\"'Space-by-Space Method'!D\"&ROUNDDOWN((ROW(A218)-52)/50,0)+4)","v":0},{"$f":"INDIRECT(\"'Space-by-Space Method'!E\"&ROUNDDOWN((ROW(A218)-52)/50,0)+4)","v":1}]
[{"$f":"IF(InteriorCalcType=2,IF(OR(AM219=0,AN219=\"DNQ\")=TRUE,\"\",INDIRECT(\"'Fixture Schedule'!M\"&MOD(ROW(A219)-52,50)+9)),\"\")","v":""},{"$f":"IF(A219=\"\",\"\",INDIRECT(\"'Fixture Schedule'!E\"&MOD(ROW(A219)-52,50)+9))","v":""},{"$f":"IF(A219=\"\",\"\",INDIRECT(\"'Fixture Schedule'!F\"&MOD(ROW(A219)-52,50)+9))","v":""},{"$f":"IF(A219=\"\",\"\",INDIRECT(\"'Fixture Schedule'!L\"&MOD(ROW(A219)-52,50)+9))","v":""},"",null,null,{"$f":"IF(A219=\"\",\"\",IF(AP219=1,Summary!$C$12*(AO219)/(SUM('Space-by-Space Method'!$BO$4:$BO$78,SUM('Exterior Lighting'!$BL$5:$BL$25))),0))","v":""},{"$f":"IF(A219=\"\",\"\",IF(START!$B$34=1,INDIRECT(\"'Space-by-Space Method'!\"&SUBSTITUTE(ADDRESS(1,MOD(ROW(A219)-52,50)+10,4),\"1\",\"\")&ROUNDDOWN((ROW(A219)-52)/50,0)+4),\"\"))","v":""},{"$f":"IF(A219=\"\",\"\",IF(AP219=1,Summary!$F$11*(AO219)/(SUM('Space-by-Space Method'!$BO$4:$BO$78,SUM('Exterior Lighting'!$BL$5:$BL$25))),0))","v":""},{"$f":"IF(A219=\"\",\"\",IF(AP219=1,Summary!$E$11*(AO219)/(SUM('Space-by-Space Method'!$BO$4:$BO$78,SUM('Exterior Lighting'!$BL$5:$BL$25))),0))","v":""},{"$f":"IF(A219=\"\",\"\",IF(AP219=1,Summary!$G$11*(AO219)/(SUM('Space-by-Space Method'!$BO$4:$BO$78,SUM('Exterior Lighting'!$BL$5:$BL$25))),0))","v":""},{"$f":"IF(A219=\"\",\"\",IF(AP219=1,Summary!$H$11*(AO219)/(SUM('Space-by-Space Method'!$BO$4:$BO$78)),0))","v":""},{"$f":"IF(A219=\"\",\"\",IF(AP219=1,Summary!$I$11*(AO219)/(SUM('Space-by-Space Method'!$BO$4:$BO$78)),0))","v":""},null,null,null,{"$f":"IF(A219=\"\",\"\",IF(START!$B$34=2,INDIRECT(\"'Space-by-Space Method'!\"&SUBSTITUTE(ADDRESS(1,MOD(ROW(A219)-52,50)+10,4),\"1\",\"\")&ROUNDDOWN((ROW(A219)-52)/50,0)+4),\"\"))","v":""},{"$f":"IF(A219=\"\",\"\",INDIRECT(\"'Space-by-Space Method'!C\"&ROUNDDOWN((ROW(A219)-52)/50,0)+4))","v":""},{"$f":"IF(A219=\"\",\"\",IF(COUNTIF(CommonSpaceTypes,AQ219)>0,INDIRECT(\"'Space-by-Space Method'!F\"&ROUNDDOWN((ROW(A219)-52)/50,0)+4),\"\"))","v":""},{"$f":"IF(A219=\"\",\"\",IF(COUNTIF(BuildingSpecificSpaceTypes,AQ219)>0,INDIRECT(\"'Space-by-Space Method'!F\"&ROUNDDOWN((ROW(A219)-52)/50,0)+4),\"\"))","v":""},{"$f":"IF(A219=\"\",\"\",INDIRECT(\"'Fixture Schedule'!D\"&MOD(ROW(A219)-52,50)+9))","v":""},{"$f":"IF(A219=\"\",\"\",IF(AR219=\"\",\"\",INDIRECT(\"'Fixture Schedule'!K\"&MOD(ROW(A219)-52,50)+9)))","v":""},"",{"$f":"IF(A219=\"\",\"\",INDIRECT(\"'Fixture Schedule'!L\"&MOD(ROW(A219)-52,50)+9))","v":""},null,null,null,null,null,null,null,null,null,null,null,null,null,{"$f":"INDIRECT(\"'Space-by-Space Method'!\"&SUBSTITUTE(ADDRESS(1,MOD(ROW(A219)-52,50)+10,4),\"1\",\"\")&ROUNDDOWN((ROW(A219)-52)/50,0)+4)","v":0},{"$f":"LEFT(INDIRECT(\"'Space-by-Space Method'!BJ\"&ROUNDDOWN((ROW(A219)-52)/50,0)+4),3)","v":""},{"$f":"INDIRECT(\"'Fixture Schedule'!L\"&MOD(ROW(A219)-52,50)+9)","v":0},{"$f":"INDIRECT(\"'Fixture Schedule'!O\"&MOD(ROW(A219)-52,50)+9)","v":0},{"$f":"INDIRECT(\"'Space-by-Space Method'!F\"&ROUNDDOWN((ROW(A219)-52)/50,0)+4)","v":0},{"$f":"INDIRECT(\"'Fixture Schedule'!L\"&MOD(ROW(A219)-52,50)+9)","v":0},{"$f":"INDIRECT(\"'Space-by-Space Method'!D\"&ROUNDDOWN((ROW(A219)-52)/50,0)+4)","v":0},{"$f":"INDIRECT(\"'Space-by-Space Method'!E\"&ROUNDDOWN((ROW(A219)-52)/50,0)+4)","v":1}]
[{"$f":"IF(InteriorCalcType=2,IF(OR(AM220=0,AN220=\"DNQ\")=TRUE,\"\",INDIRECT(\"'Fixture Schedule'!M\"&MOD(ROW(A220)-52,50)+9)),\"\")","v":""},{"$f":"IF(A220=\"\",\"\",INDIRECT(\"'Fixture Schedule'!E\"&MOD(ROW(A220)-52,50)+9))","v":""},{"$f":"IF(A220=\"\",\"\",INDIRECT(\"'Fixture Schedule'!F\"&MOD(ROW(A220)-52,50)+9))","v":""},{"$f":"IF(A220=\"\",\"\",INDIRECT(\"'Fixture Schedule'!L\"&MOD(ROW(A220)-52,50)+9))","v":""},"",null,null,{"$f":"IF(A220=\"\",\"\",IF(AP220=1,Summary!$C$12*(AO220)/(SUM('Space-by-Space Method'!$BO$4:$BO$78,SUM('Exterior Lighting'!$BL$5:$BL$25))),0))","v":""},{"$f":"IF(A220=\"\",\"\",IF(START!$B$34=1,INDIRECT(\"'Space-by-Space Method'!\"&SUBSTITUTE(ADDRESS(1,MOD(ROW(A220)-52,50)+10,4),\"1\",\"\")&ROUNDDOWN((ROW(A220)-52)/50,0)+4),\"\"))","v":""},{"$f":"IF(A220=\"\",\"\",IF(AP220=1,Summary!$F$11*(AO220)/(SUM('Space-by-Space Method'!$BO$4:$BO$78,SUM('Exterior Lighting'!$BL$5:$BL$25))),0))","v":""},{"$f":"IF(A220=\"\",\"\",IF(AP220=1,Summary!$E$11*(AO220)/(SUM('Space-by-Space Method'!$BO$4:$BO$78,SUM('Exterior Lighting'!$BL$5:$BL$25))),0))","v":""},{"$f":"IF(A220=\"\",\"\",IF(AP220=1,Summary!$G$11*(AO220)/(SUM('Space-by-Space Method'!$BO$4:$BO$78,SUM('Exterior Lighting'!$BL$5:$BL$25))),0))","v":""},{"$f":"IF(A220=\"\",\"\",IF(AP220=1,Summary!$H$11*(AO220)/(SUM('Space-by-Space Method'!$BO$4:$BO$78)),0))","v":""},{"$f":"IF(A220=\"\",\"\",IF(AP220=1,Summary!$I$11*(AO220)/(SUM('Space-by-Space Method'!$BO$4:$BO$78)),0))","v":""},null,null,null,{"$f":"IF(A220=\"\",\"\",IF(START!$B$34=2,INDIRECT(\"'Space-by-Space Method'!\"&SUBSTITUTE(ADDRESS(1,MOD(ROW(A220)-52,50)+10,4),\"1\",\"\")&ROUNDDOWN((ROW(A220)-52)/50,0)+4),\"\"))","v":""},{"$f":"IF(A220=\"\",\"\",INDIRECT(\"'Space-by-Space Method'!C\"&ROUNDDOWN((ROW(A220)-52)/50,0)+4))","v":""},{"$f":"IF(A220=\"\",\"\",IF(COUNTIF(CommonSpaceTypes,AQ220)>0,INDIRECT(\"'Space-by-Space Method'!F\"&ROUNDDOWN((ROW(A220)-52)/50,0)+4),\"\"))","v":""},{"$f":"IF(A220=\"\",\"\",IF(COUNTIF(BuildingSpecificSpaceTypes,AQ220)>0,INDIRECT(\"'Space-by-Space Method'!F\"&ROUNDDOWN((ROW(A220)-52)/50,0)+4),\"\"))","v":""},{"$f":"IF(A220=\"\",\"\",INDIRECT(\"'Fixture Schedule'!D\"&MOD(ROW(A220)-52,50)+9))","v":""},{"$f":"IF(A220=\"\",\"\",IF(AR220=\"\",\"\",INDIRECT(\"'Fixture Schedule'!K\"&MOD(ROW(A220)-52,50)+9)))","v":""},"",{"$f":"IF(A220=\"\",\"\",INDIRECT(\"'Fixture Schedule'!L\"&MOD(ROW(A220)-52,50)+9))","v":""},null,null,null,null,null,null,null,null,null,null,null,null,null,{"$f":"INDIRECT(\"'Space-by-Space Method'!\"&SUBSTITUTE(ADDRESS(1,MOD(ROW(A220)-52,50)+10,4),\"1\",\"\")&ROUNDDOWN((ROW(A220)-52)/50,0)+4)","v":0},{"$f":"LEFT(INDIRECT(\"'Space-by-Space Method'!BJ\"&ROUNDDOWN((ROW(A220)-52)/50,0)+4),3)","v":""},{"$f":"INDIRECT(\"'Fixture Schedule'!L\"&MOD(ROW(A220)-52,50)+9)","v":0},{"$f":"INDIRECT(\"'Fixture Schedule'!O\"&MOD(ROW(A220)-52,50)+9)","v":0},{"$f":"INDIRECT(\"'Space-by-Space Method'!F\"&ROUNDDOWN((ROW(A220)-52)/50,0)+4)","v":0},{"$f":"INDIRECT(\"'Fixture Schedule'!L\"&MOD(ROW(A220)-52,50)+9)","v":0},{"$f":"INDIRECT(\"'Space-by-Space Method'!D\"&ROUNDDOWN((ROW(A220)-52)/50,0)+4)","v":0},{"$f":"INDIRECT(\"'Space-by-Space Method'!E\"&ROUNDDOWN((ROW(A220)-52)/50,0)+4)","v":1}]
[{"$f":"IF(InteriorCalcType=2,IF(OR(AM221=0,AN221=\"DNQ\")=TRUE,\"\",INDIRECT(\"'Fixture Schedule'!M\"&MOD(ROW(A221)-52,50)+9)),\"\")","v":""},{"$f":"IF(A221=\"\",\"\",INDIRECT(\"'Fixture Schedule'!E\"&MOD(ROW(A221)-52,50)+9))","v":""},{"$f":"IF(A221=\"\",\"\",INDIRECT(\"'Fixture Schedule'!F\"&MOD(ROW(A221)-52,50)+9))","v":""},{"$f":"IF(A221=\"\",\"\",INDIRECT(\"'Fixture Schedule'!L\"&MOD(ROW(A221)-52,50)+9))","v":""},"",null,null,{"$f":"IF(A221=\"\",\"\",IF(AP221=1,Summary!$C$12*(AO221)/(SUM('Space-by-Space Method'!$BO$4:$BO$78,SUM('Exterior Lighting'!$BL$5:$BL$25))),0))","v":""},{"$f":"IF(A221=\"\",\"\",IF(START!$B$34=1,INDIRECT(\"'Space-by-Space Method'!\"&SUBSTITUTE(ADDRESS(1,MOD(ROW(A221)-52,50)+10,4),\"1\",\"\")&ROUNDDOWN((ROW(A221)-52)/50,0)+4),\"\"))","v":""},{"$f":"IF(A221=\"\",\"\",IF(AP221=1,Summary!$F$11*(AO221)/(SUM('Space-by-Space Method'!$BO$4:$BO$78,SUM('Exterior Lighting'!$BL$5:$BL$25))),0))","v":""},{"$f":"IF(A221=\"\",\"\",IF(AP221=1,Summary!$E$11*(AO221)/(SUM('Space-by-Space Method'!$BO$4:$BO$78,SUM('Exterior Lighting'!$BL$5:$BL$25))),0))","v":""},{"$f":"IF(A221=\"\",\"\",IF(AP221=1,Summary!$G$11*(AO221)/(SUM('Space-by-Space Method'!$BO$4:$BO$78,SUM('Exterior Lighting'!$BL$5:$BL$25))),0))","v":""},{"$f":"IF(A221=\"\",\"\",IF(AP221=1,Summary!$H$11*(AO221)/(SUM('Space-by-Space Method'!$BO$4:$BO$78)),0))","v":""},{"$f":"IF(A221=\"\",\"\",IF(AP221=1,Summary!$I$11*(AO221)/(SUM('Space-by-Space Method'!$BO$4:$BO$78)),0))","v":""},null,null,null,{"$f":"IF(A221=\"\",\"\",IF(START!$B$34=2,INDIRECT(\"'Space-by-Space Method'!\"&SUBSTITUTE(ADDRESS(1,MOD(ROW(A221)-52,50)+10,4),\"1\",\"\")&ROUNDDOWN((ROW(A221)-52)/50,0)+4),\"\"))","v":""},{"$f":"IF(A221=\"\",\"\",INDIRECT(\"'Space-by-Space Method'!C\"&ROUNDDOWN((ROW(A221)-52)/50,0)+4))","v":""},{"$f":"IF(A221=\"\",\"\",IF(COUNTIF(CommonSpaceTypes,AQ221)>0,INDIRECT(\"'Space-by-Space Method'!F\"&ROUNDDOWN((ROW(A221)-52)/50,0)+4),\"\"))","v":""},{"$f":"IF(A221=\"\",\"\",IF(COUNTIF(BuildingSpecificSpaceTypes,AQ221)>0,INDIRECT(\"'Space-by-Space Method'!F\"&ROUNDDOWN((ROW(A221)-52)/50,0)+4),\"\"))","v":""},{"$f":"IF(A221=\"\",\"\",INDIRECT(\"'Fixture Schedule'!D\"&MOD(ROW(A221)-52,50)+9))","v":""},{"$f":"IF(A221=\"\",\"\",IF(AR221=\"\",\"\",INDIRECT(\"'Fixture Schedule'!K\"&MOD(ROW(A221)-52,50)+9)))","v":""},"",{"$f":"IF(A221=\"\",\"\",INDIRECT(\"'Fixture Schedule'!L\"&MOD(ROW(A221)-52,50)+9))","v":""},null,null,null,null,null,null,null,null,null,null,null,null,null,{"$f":"INDIRECT(\"'Space-by-Space Method'!\"&SUBSTITUTE(ADDRESS(1,MOD(ROW(A221)-52,50)+10,4),\"1\",\"\")&ROUNDDOWN((ROW(A221)-52)/50,0)+4)","v":0},{"$f":"LEFT(INDIRECT(\"'Space-by-Space Method'!BJ\"&ROUNDDOWN((ROW(A221)-52)/50,0)+4),3)","v":""},{"$f":"INDIRECT(\"'Fixture Schedule'!L\"&MOD(ROW(A221)-52,50)+9)","v":0},{"$f":"INDIRECT(\"'Fixture Schedule'!O\"&MOD(ROW(A221)-52,50)+9)","v":0},{"$f":"INDIRECT(\"'Space-by-Space Method'!F\"&ROUNDDOWN((ROW(A221)-52)/50,0)+4)","v":0},{"$f":"INDIRECT(\"'Fixture Schedule'!L\"&MOD(ROW(A221)-52,50)+9)","v":0},{"$f":"INDIRECT(\"'Space-by-Space Method'!D\"&ROUNDDOWN((ROW(A221)-52)/50,0)+4)","v":0},{"$f":"INDIRECT(\"'Space-by-Space Method'!E\"&ROUNDDOWN((ROW(A221)-52)/50,0)+4)","v":1}]
[{"$f":"IF(InteriorCalcType=2,IF(OR(AM222=0,AN222=\"DNQ\")=TRUE,\"\",INDIRECT(\"'Fixture Schedule'!M\"&MOD(ROW(A222)-52,50)+9)),\"\")","v":""},{"$f":"IF(A222=\"\",\"\",INDIRECT(\"'Fixture Schedule'!E\"&MOD(ROW(A222)-52,50)+9))","v":""},{"$f":"IF(A222=\"\",\"\",INDIRECT(\"'Fixture Schedule'!F\"&MOD(ROW(A222)-52,50)+9))","v":""},{"$f":"IF(A222=\"\",\"\",INDIRECT(\"'Fixture Schedule'!L\"&MOD(ROW(A222)-52,50)+9))","v":""},"",null,null,{"$f":"IF(A222=\"\",\"\",IF(AP222=1,Summary!$C$12*(AO222)/(SUM('Space-by-Space Method'!$BO$4:$BO$78,SUM('Exterior Lighting'!$BL$5:$BL$25))),0))","v":""},{"$f":"IF(A222=\"\",\"\",IF(START!$B$34=1,INDIRECT(\"'Space-by-Space Method'!\"&SUBSTITUTE(ADDRESS(1,MOD(ROW(A222)-52,50)+10,4),\"1\",\"\")&ROUNDDOWN((ROW(A222)-52)/50,0)+4),\"\"))","v":""},{"$f":"IF(A222=\"\",\"\",IF(AP222=1,Summary!$F$11*(AO222)/(SUM('Space-by-Space Method'!$BO$4:$BO$78,SUM('Exterior Lighting'!$BL$5:$BL$25))),0))","v":""},{"$f":"IF(A222=\"\",\"\",IF(AP222=1,Summary!$E$11*(AO222)/(SUM('Space-by-Space Method'!$BO$4:$BO$78,SUM('Exterior Lighting'!$BL$5:$BL$25))),0))","v":""},{"$f":"IF(A222=\"\",\"\",IF(AP222=1,Summary!$G$11*(AO222)/(SUM('Space-by-Space Method'!$BO$4:$BO$78,SUM('Exterior Lighting'!$BL$5:$BL$25))),0))","v":""},{"$f":"IF(A222=\"\",\"\",IF(AP222=1,Summary!$H$11*(AO222)/(SUM('Space-by-Space Method'!$BO$4:$BO$78)),0))","v":""},{"$f":"IF(A222=\"\",\"\",IF(AP222=1,Summary!$I$11*(AO222)/(SUM('Space-by-Space Method'!$BO$4:$BO$78)),0))","v":""},null,null,null,{"$f":"IF(A222=\"\",\"\",IF(START!$B$34=2,INDIRECT(\"'Space-by-Space Method'!\"&SUBSTITUTE(ADDRESS(1,MOD(ROW(A222)-52,50)+10,4),\"1\",\"\")&ROUNDDOWN((ROW(A222)-52)/50,0)+4),\"\"))","v":""},{"$f":"IF(A222=\"\",\"\",INDIRECT(\"'Space-by-Space Method'!C\"&ROUNDDOWN((ROW(A222)-52)/50,0)+4))","v":""},{"$f":"IF(A222=\"\",\"\",IF(COUNTIF(CommonSpaceTypes,AQ222)>0,INDIRECT(\"'Space-by-Space Method'!F\"&ROUNDDOWN((ROW(A222)-52)/50,0)+4),\"\"))","v":""},{"$f":"IF(A222=\"\",\"\",IF(COUNTIF(BuildingSpecificSpaceTypes,AQ222)>0,INDIRECT(\"'Space-by-Space Method'!F\"&ROUNDDOWN((ROW(A222)-52)/50,0)+4),\"\"))","v":""},{"$f":"IF(A222=\"\",\"\",INDIRECT(\"'Fixture Schedule'!D\"&MOD(ROW(A222)-52,50)+9))","v":""},{"$f":"IF(A222=\"\",\"\",IF(AR222=\"\",\"\",INDIRECT(\"'Fixture Schedule'!K\"&MOD(ROW(A222)-52,50)+9)))","v":""},"",{"$f":"IF(A222=\"\",\"\",INDIRECT(\"'Fixture Schedule'!L\"&MOD(ROW(A222)-52,50)+9))","v":""},null,null,null,null,null,null,null,null,null,null,null,null,null,{"$f":"INDIRECT(\"'Space-by-Space Method'!\"&SUBSTITUTE(ADDRESS(1,MOD(ROW(A222)-52,50)+10,4),\"1\",\"\")&ROUNDDOWN((ROW(A222)-52)/50,0)+4)","v":0},{"$f":"LEFT(INDIRECT(\"'Space-by-Space Method'!BJ\"&ROUNDDOWN((ROW(A222)-52)/50,0)+4),3)","v":""},{"$f":"INDIRECT(\"'Fixture Schedule'!L\"&MOD(ROW(A222)-52,50)+9)","v":0},{"$f":"INDIRECT(\"'Fixture Schedule'!O\"&MOD(ROW(A222)-52,50)+9)","v":0},{"$f":"INDIRECT(\"'Space-by-Space Method'!F\"&ROUNDDOWN((ROW(A222)-52)/50,0)+4)","v":0},{"$f":"INDIRECT(\"'Fixture Schedule'!L\"&MOD(ROW(A222)-52,50)+9)","v":0},{"$f":"INDIRECT(\"'Space-by-Space Method'!D\"&ROUNDDOWN((ROW(A222)-52)/50,0)+4)","v":0},{"$f":"INDIRECT(\"'Space-by-Space Method'!E\"&ROUNDDOWN((ROW(A222)-52)/50,0)+4)","v":1}]
[{"$f":"IF(InteriorCalcType=2,IF(OR(AM223=0,AN223=\"DNQ\")=TRUE,\"\",INDIRECT(\"'Fixture Schedule'!M\"&MOD(ROW(A223)-52,50)+9)),\"\")","v":""},{"$f":"IF(A223=\"\",\"\",INDIRECT(\"'Fixture Schedule'!E\"&MOD(ROW(A223)-52,50)+9))","v":""},{"$f":"IF(A223=\"\",\"\",INDIRECT(\"'Fixture Schedule'!F\"&MOD(ROW(A223)-52,50)+9))","v":""},{"$f":"IF(A223=\"\",\"\",INDIRECT(\"'Fixture Schedule'!L\"&MOD(ROW(A223)-52,50)+9))","v":""},"",null,null,{"$f":"IF(A223=\"\",\"\",IF(AP223=1,Summary!$C$12*(AO223)/(SUM('Space-by-Space Method'!$BO$4:$BO$78,SUM('Exterior Lighting'!$BL$5:$BL$25))),0))","v":""},{"$f":"IF(A223=\"\",\"\",IF(START!$B$34=1,INDIRECT(\"'Space-by-Space Method'!\"&SUBSTITUTE(ADDRESS(1,MOD(ROW(A223)-52,50)+10,4),\"1\",\"\")&ROUNDDOWN((ROW(A223)-52)/50,0)+4),\"\"))","v":""},{"$f":"IF(A223=\"\",\"\",IF(AP223=1,Summary!$F$11*(AO223)/(SUM('Space-by-Space Method'!$BO$4:$BO$78,SUM('Exterior Lighting'!$BL$5:$BL$25))),0))","v":""},{"$f":"IF(A223=\"\",\"\",IF(AP223=1,Summary!$E$11*(AO223)/(SUM('Space-by-Space Method'!$BO$4:$BO$78,SUM('Exterior Lighting'!$BL$5:$BL$25))),0))","v":""},{"$f":"IF(A223=\"\",\"\",IF(AP223=1,Summary!$G$11*(AO223)/(SUM('Space-by-Space Method'!$BO$4:$BO$78,SUM('Exterior Lighting'!$BL$5:$BL$25))),0))","v":""},{"$f":"IF(A223=\"\",\"\",IF(AP223=1,Summary!$H$11*(AO223)/(SUM('Space-by-Space Method'!$BO$4:$BO$78)),0))","v":""},{"$f":"IF(A223=\"\",\"\",IF(AP223=1,Summary!$I$11*(AO223)/(SUM('Space-by-Space Method'!$BO$4:$BO$78)),0))","v":""},null,null,null,{"$f":"IF(A223=\"\",\"\",IF(START!$B$34=2,INDIRECT(\"'Space-by-Space Method'!\"&SUBSTITUTE(ADDRESS(1,MOD(ROW(A223)-52,50)+10,4),\"1\",\"\")&ROUNDDOWN((ROW(A223)-52)/50,0)+4),\"\"))","v":""},{"$f":"IF(A223=\"\",\"\",INDIRECT(\"'Space-by-Space Method'!C\"&ROUNDDOWN((ROW(A223)-52)/50,0)+4))","v":""},{"$f":"IF(A223=\"\",\"\",IF(COUNTIF(CommonSpaceTypes,AQ223)>0,INDIRECT(\"'Space-by-Space Method'!F\"&ROUNDDOWN((ROW(A223)-52)/50,0)+4),\"\"))","v":""},{"$f":"IF(A223=\"\",\"\",IF(COUNTIF(BuildingSpecificSpaceTypes,AQ223)>0,INDIRECT(\"'Space-by-Space Method'!F\"&ROUNDDOWN((ROW(A223)-52)/50,0)+4),\"\"))","v":""},{"$f":"IF(A223=\"\",\"\",INDIRECT(\"'Fixture Schedule'!D\"&MOD(ROW(A223)-52,50)+9))","v":""},{"$f":"IF(A223=\"\",\"\",IF(AR223=\"\",\"\",INDIRECT(\"'Fixture Schedule'!K\"&MOD(ROW(A223)-52,50)+9)))","v":""},"",{"$f":"IF(A223=\"\",\"\",INDIRECT(\"'Fixture Schedule'!L\"&MOD(ROW(A223)-52,50)+9))","v":""},null,null,null,null,null,null,null,null,null,null,null,null,null,{"$f":"INDIRECT(\"'Space-by-Space Method'!\"&SUBSTITUTE(ADDRESS(1,MOD(ROW(A223)-52,50)+10,4),\"1\",\"\")&ROUNDDOWN((ROW(A223)-52)/50,0)+4)","v":0},{"$f":"LEFT(INDIRECT(\"'Space-by-Space Method'!BJ\"&ROUNDDOWN((ROW(A223)-52)/50,0)+4),3)","v":""},{"$f":"INDIRECT(\"'Fixture Schedule'!L\"&MOD(ROW(A223)-52,50)+9)","v":0},{"$f":"INDIRECT(\"'Fixture Schedule'!O\"&MOD(ROW(A223)-52,50)+9)","v":0},{"$f":"INDIRECT(\"'Space-by-Space Method'!F\"&ROUNDDOWN((ROW(A223)-52)/50,0)+4)","v":0},{"$f":"INDIRECT(\"'Fixture Schedule'!L\"&MOD(ROW(A223)-52,50)+9)","v":0},{"$f":"INDIRECT(\"'Space-by-Space Method'!D\"&ROUNDDOWN((ROW(A223)-52)/50,0)+4)","v":0},{"$f":"INDIRECT(\"'Space-by-Space Method'!E\"&ROUNDDOWN((ROW(A223)-52)/50,0)+4)","v":1}]
[{"$f":"IF(InteriorCalcType=2,IF(OR(AM224=0,AN224=\"DNQ\")=TRUE,\"\",INDIRECT(\"'Fixture Schedule'!M\"&MOD(ROW(A224)-52,50)+9)),\"\")","v":""},{"$f":"IF(A224=\"\",\"\",INDIRECT(\"'Fixture Schedule'!E\"&MOD(ROW(A224)-52,50)+9))","v":""},{"$f":"IF(A224=\"\",\"\",INDIRECT(\"'Fixture Schedule'!F\"&MOD(ROW(A224)-52,50)+9))","v":""},{"$f":"IF(A224=\"\",\"\",INDIRECT(\"'Fixture Schedule'!L\"&MOD(ROW(A224)-52,50)+9))","v":""},"",null,null,{"$f":"IF(A224=\"\",\"\",IF(AP224=1,Summary!$C$12*(AO224)/(SUM('Space-by-Space Method'!$BO$4:$BO$78,SUM('Exterior Lighting'!$BL$5:$BL$25))),0))","v":""},{"$f":"IF(A224=\"\",\"\",IF(START!$B$34=1,INDIRECT(\"'Space-by-Space Method'!\"&SUBSTITUTE(ADDRESS(1,MOD(ROW(A224)-52,50)+10,4),\"1\",\"\")&ROUNDDOWN((ROW(A224)-52)/50,0)+4),\"\"))","v":""},{"$f":"IF(A224=\"\",\"\",IF(AP224=1,Summary!$F$11*(AO224)/(SUM('Space-by-Space Method'!$BO$4:$BO$78,SUM('Exterior Lighting'!$BL$5:$BL$25))),0))","v":""},{"$f":"IF(A224=\"\",\"\",IF(AP224=1,Summary!$E$11*(AO224)/(SUM('Space-by-Space Method'!$BO$4:$BO$78,SUM('Exterior Lighting'!$BL$5:$BL$25))),0))","v":""},{"$f":"IF(A224=\"\",\"\",IF(AP224=1,Summary!$G$11*(AO224)/(SUM('Space-by-Space Method'!$BO$4:$BO$78,SUM('Exterior Lighting'!$BL$5:$BL$25))),0))","v":""},{"$f":"IF(A224=\"\",\"\",IF(AP224=1,Summary!$H$11*(AO224)/(SUM('Space-by-Space Method'!$BO$4:$BO$78)),0))","v":""},{"$f":"IF(A224=\"\",\"\",IF(AP224=1,Summary!$I$11*(AO224)/(SUM('Space-by-Space Method'!$BO$4:$BO$78)),0))","v":""},null,null,null,{"$f":"IF(A224=\"\",\"\",IF(START!$B$34=2,INDIRECT(\"'Space-by-Space Method'!\"&SUBSTITUTE(ADDRESS(1,MOD(ROW(A224)-52,50)+10,4),\"1\",\"\")&ROUNDDOWN((ROW(A224)-52)/50,0)+4),\"\"))","v":""},{"$f":"IF(A224=\"\",\"\",INDIRECT(\"'Space-by-Space Method'!C\"&ROUNDDOWN((ROW(A224)-52)/50,0)+4))","v":""},{"$f":"IF(A224=\"\",\"\",IF(COUNTIF(CommonSpaceTypes,AQ224)>0,INDIRECT(\"'Space-by-Space Method'!F\"&ROUNDDOWN((ROW(A224)-52)/50,0)+4),\"\"))","v":""},{"$f":"IF(A224=\"\",\"\",IF(COUNTIF(BuildingSpecificSpaceTypes,AQ224)>0,INDIRECT(\"'Space-by-Space Method'!F\"&ROUNDDOWN((ROW(A224)-52)/50,0)+4),\"\"))","v":""},{"$f":"IF(A224=\"\",\"\",INDIRECT(\"'Fixture Schedule'!D\"&MOD(ROW(A224)-52,50)+9))","v":""},{"$f":"IF(A224=\"\",\"\",IF(AR224=\"\",\"\",INDIRECT(\"'Fixture Schedule'!K\"&MOD(ROW(A224)-52,50)+9)))","v":""},"",{"$f":"IF(A224=\"\",\"\",INDIRECT(\"'Fixture Schedule'!L\"&MOD(ROW(A224)-52,50)+9))","v":""},null,null,null,null,null,null,null,null,null,null,null,null,null,{"$f":"INDIRECT(\"'Space-by-Space Method'!\"&SUBSTITUTE(ADDRESS(1,MOD(ROW(A224)-52,50)+10,4),\"1\",\"\")&ROUNDDOWN((ROW(A224)-52)/50,0)+4)","v":0},{"$f":"LEFT(INDIRECT(\"'Space-by-Space Method'!BJ\"&ROUNDDOWN((ROW(A224)-52)/50,0)+4),3)","v":""},{"$f":"INDIRECT(\"'Fixture Schedule'!L\"&MOD(ROW(A224)-52,50)+9)","v":0},{"$f":"INDIRECT(\"'Fixture Schedule'!O\"&MOD(ROW(A224)-52,50)+9)","v":0},{"$f":"INDIRECT(\"'Space-by-Space Method'!F\"&ROUNDDOWN((ROW(A224)-52)/50,0)+4)","v":0},{"$f":"INDIRECT(\"'Fixture Schedule'!L\"&MOD(ROW(A224)-52,50)+9)","v":0},{"$f":"INDIRECT(\"'Space-by-Space Method'!D\"&ROUNDDOWN((ROW(A224)-52)/50,0)+4)","v":0},{"$f":"INDIRECT(\"'Space-by-Space Method'!E\"&ROUNDDOWN((ROW(A224)-52)/50,0)+4)","v":1}]
[{"$f":"IF(InteriorCalcType=2,IF(OR(AM225=0,AN225=\"DNQ\")=TRUE,\"\",INDIRECT(\"'Fixture Schedule'!M\"&MOD(ROW(A225)-52,50)+9)),\"\")","v":""},{"$f":"IF(A225=\"\",\"\",INDIRECT(\"'Fixture Schedule'!E\"&MOD(ROW(A225)-52,50)+9))","v":""},{"$f":"IF(A225=\"\",\"\",INDIRECT(\"'Fixture Schedule'!F\"&MOD(ROW(A225)-52,50)+9))","v":""},{"$f":"IF(A225=\"\",\"\",INDIRECT(\"'Fixture Schedule'!L\"&MOD(ROW(A225)-52,50)+9))","v":""},"",null,null,{"$f":"IF(A225=\"\",\"\",IF(AP225=1,Summary!$C$12*(AO225)/(SUM('Space-by-Space Method'!$BO$4:$BO$78,SUM('Exterior Lighting'!$BL$5:$BL$25))),0))","v":""},{"$f":"IF(A225=\"\",\"\",IF(START!$B$34=1,INDIRECT(\"'Space-by-Space Method'!\"&SUBSTITUTE(ADDRESS(1,MOD(ROW(A225)-52,50)+10,4),\"1\",\"\")&ROUNDDOWN((ROW(A225)-52)/50,0)+4),\"\"))","v":""},{"$f":"IF(A225=\"\",\"\",IF(AP225=1,Summary!$F$11*(AO225)/(SUM('Space-by-Space Method'!$BO$4:$BO$78,SUM('Exterior Lighting'!$BL$5:$BL$25))),0))","v":""},{"$f":"IF(A225=\"\",\"\",IF(AP225=1,Summary!$E$11*(AO225)/(SUM('Space-by-Space Method'!$BO$4:$BO$78,SUM('Exterior Lighting'!$BL$5:$BL$25))),0))","v":""},{"$f":"IF(A225=\"\",\"\",IF(AP225=1,Summary!$G$11*(AO225)/(SUM('Space-by-Space Method'!$BO$4:$BO$78,SUM('Exterior Lighting'!$BL$5:$BL$25))),0))","v":""},{"$f":"IF(A225=\"\",\"\",IF(AP225=1,Summary!$H$11*(AO225)/(SUM('Space-by-Space Method'!$BO$4:$BO$78)),0))","v":""},{"$f":"IF(A225=\"\",\"\",IF(AP225=1,Summary!$I$11*(AO225)/(SUM('Space-by-Space Method'!$BO$4:$BO$78)),0))","v":""},null,null,null,{"$f":"IF(A225=\"\",\"\",IF(START!$B$34=2,INDIRECT(\"'Space-by-Space Method'!\"&SUBSTITUTE(ADDRESS(1,MOD(ROW(A225)-52,50)+10,4),\"1\",\"\")&ROUNDDOWN((ROW(A225)-52)/50,0)+4),\"\"))","v":""},{"$f":"IF(A225=\"\",\"\",INDIRECT(\"'Space-by-Space Method'!C\"&ROUNDDOWN((ROW(A225)-52)/50,0)+4))","v":""},{"$f":"IF(A225=\"\",\"\",IF(COUNTIF(CommonSpaceTypes,AQ225)>0,INDIRECT(\"'Space-by-Space Method'!F\"&ROUNDDOWN((ROW(A225)-52)/50,0)+4),\"\"))","v":""},{"$f":"IF(A225=\"\",\"\",IF(COUNTIF(BuildingSpecificSpaceTypes,AQ225)>0,INDIRECT(\"'Space-by-Space Method'!F\"&ROUNDDOWN((ROW(A225)-52)/50,0)+4),\"\"))","v":""},{"$f":"IF(A225=\"\",\"\",INDIRECT(\"'Fixture Schedule'!D\"&MOD(ROW(A225)-52,50)+9))","v":""},{"$f":"IF(A225=\"\",\"\",IF(AR225=\"\",\"\",INDIRECT(\"'Fixture Schedule'!K\"&MOD(ROW(A225)-52,50)+9)))","v":""},"",{"$f":"IF(A225=\"\",\"\",INDIRECT(\"'Fixture Schedule'!L\"&MOD(ROW(A225)-52,50)+9))","v":""},null,null,null,null,null,null,null,null,null,null,null,null,null,{"$f":"INDIRECT(\"'Space-by-Space Method'!\"&SUBSTITUTE(ADDRESS(1,MOD(ROW(A225)-52,50)+10,4),\"1\",\"\")&ROUNDDOWN((ROW(A225)-52)/50,0)+4)","v":0},{"$f":"LEFT(INDIRECT(\"'Space-by-Space Method'!BJ\"&ROUNDDOWN((ROW(A225)-52)/50,0)+4),3)","v":""},{"$f":"INDIRECT(\"'Fixture Schedule'!L\"&MOD(ROW(A225)-52,50)+9)","v":0},{"$f":"INDIRECT(\"'Fixture Schedule'!O\"&MOD(ROW(A225)-52,50)+9)","v":0},{"$f":"INDIRECT(\"'Space-by-Space Method'!F\"&ROUNDDOWN((ROW(A225)-52)/50,0)+4)","v":0},{"$f":"INDIRECT(\"'Fixture Schedule'!L\"&MOD(ROW(A225)-52,50)+9)","v":0},{"$f":"INDIRECT(\"'Space-by-Space Method'!D\"&ROUNDDOWN((ROW(A225)-52)/50,0)+4)","v":0},{"$f":"INDIRECT(\"'Space-by-Space Method'!E\"&ROUNDDOWN((ROW(A225)-52)/50,0)+4)","v":1}]
[{"$f":"IF(InteriorCalcType=2,IF(OR(AM226=0,AN226=\"DNQ\")=TRUE,\"\",INDIRECT(\"'Fixture Schedule'!M\"&MOD(ROW(A226)-52,50)+9)),\"\")","v":""},{"$f":"IF(A226=\"\",\"\",INDIRECT(\"'Fixture Schedule'!E\"&MOD(ROW(A226)-52,50)+9))","v":""},{"$f":"IF(A226=\"\",\"\",INDIRECT(\"'Fixture Schedule'!F\"&MOD(ROW(A226)-52,50)+9))","v":""},{"$f":"IF(A226=\"\",\"\",INDIRECT(\"'Fixture Schedule'!L\"&MOD(ROW(A226)-52,50)+9))","v":""},"",null,null,{"$f":"IF(A226=\"\",\"\",IF(AP226=1,Summary!$C$12*(AO226)/(SUM('Space-by-Space Method'!$BO$4:$BO$78,SUM('Exterior Lighting'!$BL$5:$BL$25))),0))","v":""},{"$f":"IF(A226=\"\",\"\",IF(START!$B$34=1,INDIRECT(\"'Space-by-Space Method'!\"&SUBSTITUTE(ADDRESS(1,MOD(ROW(A226)-52,50)+10,4),\"1\",\"\")&ROUNDDOWN((ROW(A226)-52)/50,0)+4),\"\"))","v":""},{"$f":"IF(A226=\"\",\"\",IF(AP226=1,Summary!$F$11*(AO226)/(SUM('Space-by-Space Method'!$BO$4:$BO$78,SUM('Exterior Lighting'!$BL$5:$BL$25))),0))","v":""},{"$f":"IF(A226=\"\",\"\",IF(AP226=1,Summary!$E$11*(AO226)/(SUM('Space-by-Space Method'!$BO$4:$BO$78,SUM('Exterior Lighting'!$BL$5:$BL$25))),0))","v":""},{"$f":"IF(A226=\"\",\"\",IF(AP226=1,Summary!$G$11*(AO226)/(SUM('Space-by-Space Method'!$BO$4:$BO$78,SUM('Exterior Lighting'!$BL$5:$BL$25))),0))","v":""},{"$f":"IF(A226=\"\",\"\",IF(AP226=1,Summary!$H$11*(AO226)/(SUM('Space-by-Space Method'!$BO$4:$BO$78)),0))","v":""},{"$f":"IF(A226=\"\",\"\",IF(AP226=1,Summary!$I$11*(AO226)/(SUM('Space-by-Space Method'!$BO$4:$BO$78)),0))","v":""},null,null,null,{"$f":"IF(A226=\"\",\"\",IF(START!$B$34=2,INDIRECT(\"'Space-by-Space Method'!\"&SUBSTITUTE(ADDRESS(1,MOD(ROW(A226)-52,50)+10,4),\"1\",\"\")&ROUNDDOWN((ROW(A226)-52)/50,0)+4),\"\"))","v":""},{"$f":"IF(A226=\"\",\"\",INDIRECT(\"'Space-by-Space Method'!C\"&ROUNDDOWN((ROW(A226)-52)/50,0)+4))","v":""},{"$f":"IF(A226=\"\",\"\",IF(COUNTIF(CommonSpaceTypes,AQ226)>0,INDIRECT(\"'Space-by-Space Method'!F\"&ROUNDDOWN((ROW(A226)-52)/50,0)+4),\"\"))","v":""},{"$f":"IF(A226=\"\",\"\",IF(COUNTIF(BuildingSpecificSpaceTypes,AQ226)>0,INDIRECT(\"'Space-by-Space Method'!F\"&ROUNDDOWN((ROW(A226)-52)/50,0)+4),\"\"))","v":""},{"$f":"IF(A226=\"\",\"\",INDIRECT(\"'Fixture Schedule'!D\"&MOD(ROW(A226)-52,50)+9))","v":""},{"$f":"IF(A226=\"\",\"\",IF(AR226=\"\",\"\",INDIRECT(\"'Fixture Schedule'!K\"&MOD(ROW(A226)-52,50)+9)))","v":""},"",{"$f":"IF(A226=\"\",\"\",INDIRECT(\"'Fixture Schedule'!L\"&MOD(ROW(A226)-52,50)+9))","v":""},null,null,null,null,null,null,null,null,null,null,null,null,null,{"$f":"INDIRECT(\"'Space-by-Space Method'!\"&SUBSTITUTE(ADDRESS(1,MOD(ROW(A226)-52,50)+10,4),\"1\",\"\")&ROUNDDOWN((ROW(A226)-52)/50,0)+4)","v":0},{"$f":"LEFT(INDIRECT(\"'Space-by-Space Method'!BJ\"&ROUNDDOWN((ROW(A226)-52)/50,0)+4),3)","v":""},{"$f":"INDIRECT(\"'Fixture Schedule'!L\"&MOD(ROW(A226)-52,50)+9)","v":0},{"$f":"INDIRECT(\"'Fixture Schedule'!O\"&MOD(ROW(A226)-52,50)+9)","v":0},{"$f":"INDIRECT(\"'Space-by-Space Method'!F\"&ROUNDDOWN((ROW(A226)-52)/50,0)+4)","v":0},{"$f":"INDIRECT(\"'Fixture Schedule'!L\"&MOD(ROW(A226)-52,50)+9)","v":0},{"$f":"INDIRECT(\"'Space-by-Space Method'!D\"&ROUNDDOWN((ROW(A226)-52)/50,0)+4)","v":0},{"$f":"INDIRECT(\"'Space-by-Space Method'!E\"&ROUNDDOWN((ROW(A226)-52)/50,0)+4)","v":1}]
[{"$f":"IF(InteriorCalcType=2,IF(OR(AM227=0,AN227=\"DNQ\")=TRUE,\"\",INDIRECT(\"'Fixture Schedule'!M\"&MOD(ROW(A227)-52,50)+9)),\"\")","v":""},{"$f":"IF(A227=\"\",\"\",INDIRECT(\"'Fixture Schedule'!E\"&MOD(ROW(A227)-52,50)+9))","v":""},{"$f":"IF(A227=\"\",\"\",INDIRECT(\"'Fixture Schedule'!F\"&MOD(ROW(A227)-52,50)+9))","v":""},{"$f":"IF(A227=\"\",\"\",INDIRECT(\"'Fixture Schedule'!L\"&MOD(ROW(A227)-52,50)+9))","v":""},"",null,null,{"$f":"IF(A227=\"\",\"\",IF(AP227=1,Summary!$C$12*(AO227)/(SUM('Space-by-Space Method'!$BO$4:$BO$78,SUM('Exterior Lighting'!$BL$5:$BL$25))),0))","v":""},{"$f":"IF(A227=\"\",\"\",IF(START!$B$34=1,INDIRECT(\"'Space-by-Space Method'!\"&SUBSTITUTE(ADDRESS(1,MOD(ROW(A227)-52,50)+10,4),\"1\",\"\")&ROUNDDOWN((ROW(A227)-52)/50,0)+4),\"\"))","v":""},{"$f":"IF(A227=\"\",\"\",IF(AP227=1,Summary!$F$11*(AO227)/(SUM('Space-by-Space Method'!$BO$4:$BO$78,SUM('Exterior Lighting'!$BL$5:$BL$25))),0))","v":""},{"$f":"IF(A227=\"\",\"\",IF(AP227=1,Summary!$E$11*(AO227)/(SUM('Space-by-Space Method'!$BO$4:$BO$78,SUM('Exterior Lighting'!$BL$5:$BL$25))),0))","v":""},{"$f":"IF(A227=\"\",\"\",IF(AP227=1,Summary!$G$11*(AO227)/(SUM('Space-by-Space Method'!$BO$4:$BO$78,SUM('Exterior Lighting'!$BL$5:$BL$25))),0))","v":""},{"$f":"IF(A227=\"\",\"\",IF(AP227=1,Summary!$H$11*(AO227)/(SUM('Space-by-Space Method'!$BO$4:$BO$78)),0))","v":""},{"$f":"IF(A227=\"\",\"\",IF(AP227=1,Summary!$I$11*(AO227)/(SUM('Space-by-Space Method'!$BO$4:$BO$78)),0))","v":""},null,null,null,{"$f":"IF(A227=\"\",\"\",IF(START!$B$34=2,INDIRECT(\"'Space-by-Space Method'!\"&SUBSTITUTE(ADDRESS(1,MOD(ROW(A227)-52,50)+10,4),\"1\",\"\")&ROUNDDOWN((ROW(A227)-52)/50,0)+4),\"\"))","v":""},{"$f":"IF(A227=\"\",\"\",INDIRECT(\"'Space-by-Space Method'!C\"&ROUNDDOWN((ROW(A227)-52)/50,0)+4))","v":""},{"$f":"IF(A227=\"\",\"\",IF(COUNTIF(CommonSpaceTypes,AQ227)>0,INDIRECT(\"'Space-by-Space Method'!F\"&ROUNDDOWN((ROW(A227)-52)/50,0)+4),\"\"))","v":""},{"$f":"IF(A227=\"\",\"\",IF(COUNTIF(BuildingSpecificSpaceTypes,AQ227)>0,INDIRECT(\"'Space-by-Space Method'!F\"&ROUNDDOWN((ROW(A227)-52)/50,0)+4),\"\"))","v":""},{"$f":"IF(A227=\"\",\"\",INDIRECT(\"'Fixture Schedule'!D\"&MOD(ROW(A227)-52,50)+9))","v":""},{"$f":"IF(A227=\"\",\"\",IF(AR227=\"\",\"\",INDIRECT(\"'Fixture Schedule'!K\"&MOD(ROW(A227)-52,50)+9)))","v":""},"",{"$f":"IF(A227=\"\",\"\",INDIRECT(\"'Fixture Schedule'!L\"&MOD(ROW(A227)-52,50)+9))","v":""},null,null,null,null,null,null,null,null,null,null,null,null,null,{"$f":"INDIRECT(\"'Space-by-Space Method'!\"&SUBSTITUTE(ADDRESS(1,MOD(ROW(A227)-52,50)+10,4),\"1\",\"\")&ROUNDDOWN((ROW(A227)-52)/50,0)+4)","v":0},{"$f":"LEFT(INDIRECT(\"'Space-by-Space Method'!BJ\"&ROUNDDOWN((ROW(A227)-52)/50,0)+4),3)","v":""},{"$f":"INDIRECT(\"'Fixture Schedule'!L\"&MOD(ROW(A227)-52,50)+9)","v":0},{"$f":"INDIRECT(\"'Fixture Schedule'!O\"&MOD(ROW(A227)-52,50)+9)","v":0},{"$f":"INDIRECT(\"'Space-by-Space Method'!F\"&ROUNDDOWN((ROW(A227)-52)/50,0)+4)","v":0},{"$f":"INDIRECT(\"'Fixture Schedule'!L\"&MOD(ROW(A227)-52,50)+9)","v":0},{"$f":"INDIRECT(\"'Space-by-Space Method'!D\"&ROUNDDOWN((ROW(A227)-52)/50,0)+4)","v":0},{"$f":"INDIRECT(\"'Space-by-Space Method'!E\"&ROUNDDOWN((ROW(A227)-52)/50,0)+4)","v":1}]
[{"$f":"IF(InteriorCalcType=2,IF(OR(AM228=0,AN228=\"DNQ\")=TRUE,\"\",INDIRECT(\"'Fixture Schedule'!M\"&MOD(ROW(A228)-52,50)+9)),\"\")","v":""},{"$f":"IF(A228=\"\",\"\",INDIRECT(\"'Fixture Schedule'!E\"&MOD(ROW(A228)-52,50)+9))","v":""},{"$f":"IF(A228=\"\",\"\",INDIRECT(\"'Fixture Schedule'!F\"&MOD(ROW(A228)-52,50)+9))","v":""},{"$f":"IF(A228=\"\",\"\",INDIRECT(\"'Fixture Schedule'!L\"&MOD(ROW(A228)-52,50)+9))","v":""},"",null,null,{"$f":"IF(A228=\"\",\"\",IF(AP228=1,Summary!$C$12*(AO228)/(SUM('Space-by-Space Method'!$BO$4:$BO$78,SUM('Exterior Lighting'!$BL$5:$BL$25))),0))","v":""},{"$f":"IF(A228=\"\",\"\",IF(START!$B$34=1,INDIRECT(\"'Space-by-Space Method'!\"&SUBSTITUTE(ADDRESS(1,MOD(ROW(A228)-52,50)+10,4),\"1\",\"\")&ROUNDDOWN((ROW(A228)-52)/50,0)+4),\"\"))","v":""},{"$f":"IF(A228=\"\",\"\",IF(AP228=1,Summary!$F$11*(AO228)/(SUM('Space-by-Space Method'!$BO$4:$BO$78,SUM('Exterior Lighting'!$BL$5:$BL$25))),0))","v":""},{"$f":"IF(A228=\"\",\"\",IF(AP228=1,Summary!$E$11*(AO228)/(SUM('Space-by-Space Method'!$BO$4:$BO$78,SUM('Exterior Lighting'!$BL$5:$BL$25))),0))","v":""},{"$f":"IF(A228=\"\",\"\",IF(AP228=1,Summary!$G$11*(AO228)/(SUM('Space-by-Space Method'!$BO$4:$BO$78,SUM('Exterior Lighting'!$BL$5:$BL$25))),0))","v":""},{"$f":"IF(A228=\"\",\"\",IF(AP228=1,Summary!$H$11*(AO228)/(SUM('Space-by-Space Method'!$BO$4:$BO$78)),0))","v":""},{"$f":"IF(A228=\"\",\"\",IF(AP228=1,Summary!$I$11*(AO228)/(SUM('Space-by-Space Method'!$BO$4:$BO$78)),0))","v":""},null,null,null,{"$f":"IF(A228=\"\",\"\",IF(START!$B$34=2,INDIRECT(\"'Space-by-Space Method'!\"&SUBSTITUTE(ADDRESS(1,MOD(ROW(A228)-52,50)+10,4),\"1\",\"\")&ROUNDDOWN((ROW(A228)-52)/50,0)+4),\"\"))","v":""},{"$f":"IF(A228=\"\",\"\",INDIRECT(\"'Space-by-Space Method'!C\"&ROUNDDOWN((ROW(A228)-52)/50,0)+4))","v":""},{"$f":"IF(A228=\"\",\"\",IF(COUNTIF(CommonSpaceTypes,AQ228)>0,INDIRECT(\"'Space-by-Space Method'!F\"&ROUNDDOWN((ROW(A228)-52)/50,0)+4),\"\"))","v":""},{"$f":"IF(A228=\"\",\"\",IF(COUNTIF(BuildingSpecificSpaceTypes,AQ228)>0,INDIRECT(\"'Space-by-Space Method'!F\"&ROUNDDOWN((ROW(A228)-52)/50,0)+4),\"\"))","v":""},{"$f":"IF(A228=\"\",\"\",INDIRECT(\"'Fixture Schedule'!D\"&MOD(ROW(A228)-52,50)+9))","v":""},{"$f":"IF(A228=\"\",\"\",IF(AR228=\"\",\"\",INDIRECT(\"'Fixture Schedule'!K\"&MOD(ROW(A228)-52,50)+9)))","v":""},"",{"$f":"IF(A228=\"\",\"\",INDIRECT(\"'Fixture Schedule'!L\"&MOD(ROW(A228)-52,50)+9))","v":""},null,null,null,null,null,null,null,null,null,null,null,null,null,{"$f":"INDIRECT(\"'Space-by-Space Method'!\"&SUBSTITUTE(ADDRESS(1,MOD(ROW(A228)-52,50)+10,4),\"1\",\"\")&ROUNDDOWN((ROW(A228)-52)/50,0)+4)","v":0},{"$f":"LEFT(INDIRECT(\"'Space-by-Space Method'!BJ\"&ROUNDDOWN((ROW(A228)-52)/50,0)+4),3)","v":""},{"$f":"INDIRECT(\"'Fixture Schedule'!L\"&MOD(ROW(A228)-52,50)+9)","v":0},{"$f":"INDIRECT(\"'Fixture Schedule'!O\"&MOD(ROW(A228)-52,50)+9)","v":0},{"$f":"INDIRECT(\"'Space-by-Space Method'!F\"&ROUNDDOWN((ROW(A228)-52)/50,0)+4)","v":0},{"$f":"INDIRECT(\"'Fixture Schedule'!L\"&MOD(ROW(A228)-52,50)+9)","v":0},{"$f":"INDIRECT(\"'Space-by-Space Method'!D\"&ROUNDDOWN((ROW(A228)-52)/50,0)+4)","v":0},{"$f":"INDIRECT(\"'Space-by-Space Method'!E\"&ROUNDDOWN((ROW(A228)-52)/50,0)+4)","v":1}]
[{"$f":"IF(InteriorCalcType=2,IF(OR(AM229=0,AN229=\"DNQ\")=TRUE,\"\",INDIRECT(\"'Fixture Schedule'!M\"&MOD(ROW(A229)-52,50)+9)),\"\")","v":""},{"$f":"IF(A229=\"\",\"\",INDIRECT(\"'Fixture Schedule'!E\"&MOD(ROW(A229)-52,50)+9))","v":""},{"$f":"IF(A229=\"\",\"\",INDIRECT(\"'Fixture Schedule'!F\"&MOD(ROW(A229)-52,50)+9))","v":""},{"$f":"IF(A229=\"\",\"\",INDIRECT(\"'Fixture Schedule'!L\"&MOD(ROW(A229)-52,50)+9))","v":""},"",null,null,{"$f":"IF(A229=\"\",\"\",IF(AP229=1,Summary!$C$12*(AO229)/(SUM('Space-by-Space Method'!$BO$4:$BO$78,SUM('Exterior Lighting'!$BL$5:$BL$25))),0))","v":""},{"$f":"IF(A229=\"\",\"\",IF(START!$B$34=1,INDIRECT(\"'Space-by-Space Method'!\"&SUBSTITUTE(ADDRESS(1,MOD(ROW(A229)-52,50)+10,4),\"1\",\"\")&ROUNDDOWN((ROW(A229)-52)/50,0)+4),\"\"))","v":""},{"$f":"IF(A229=\"\",\"\",IF(AP229=1,Summary!$F$11*(AO229)/(SUM('Space-by-Space Method'!$BO$4:$BO$78,SUM('Exterior Lighting'!$BL$5:$BL$25))),0))","v":""},{"$f":"IF(A229=\"\",\"\",IF(AP229=1,Summary!$E$11*(AO229)/(SUM('Space-by-Space Method'!$BO$4:$BO$78,SUM('Exterior Lighting'!$BL$5:$BL$25))),0))","v":""},{"$f":"IF(A229=\"\",\"\",IF(AP229=1,Summary!$G$11*(AO229)/(SUM('Space-by-Space Method'!$BO$4:$BO$78,SUM('Exterior Lighting'!$BL$5:$BL$25))),0))","v":""},{"$f":"IF(A229=\"\",\"\",IF(AP229=1,Summary!$H$11*(AO229)/(SUM('Space-by-Space Method'!$BO$4:$BO$78)),0))","v":""},{"$f":"IF(A229=\"\",\"\",IF(AP229=1,Summary!$I$11*(AO229)/(SUM('Space-by-Space Method'!$BO$4:$BO$78)),0))","v":""},null,null,null,{"$f":"IF(A229=\"\",\"\",IF(START!$B$34=2,INDIRECT(\"'Space-by-Space Method'!\"&SUBSTITUTE(ADDRESS(1,MOD(ROW(A229)-52,50)+10,4),\"1\",\"\")&ROUNDDOWN((ROW(A229)-52)/50,0)+4),\"\"))","v":""},{"$f":"IF(A229=\"\",\"\",INDIRECT(\"'Space-by-Space Method'!C\"&ROUNDDOWN((ROW(A229)-52)/50,0)+4))","v":""},{"$f":"IF(A229=\"\",\"\",IF(COUNTIF(CommonSpaceTypes,AQ229)>0,INDIRECT(\"'Space-by-Space Method'!F\"&ROUNDDOWN((ROW(A229)-52)/50,0)+4),\"\"))","v":""},{"$f":"IF(A229=\"\",\"\",IF(COUNTIF(BuildingSpecificSpaceTypes,AQ229)>0,INDIRECT(\"'Space-by-Space Method'!F\"&ROUNDDOWN((ROW(A229)-52)/50,0)+4),\"\"))","v":""},{"$f":"IF(A229=\"\",\"\",INDIRECT(\"'Fixture Schedule'!D\"&MOD(ROW(A229)-52,50)+9))","v":""},{"$f":"IF(A229=\"\",\"\",IF(AR229=\"\",\"\",INDIRECT(\"'Fixture Schedule'!K\"&MOD(ROW(A229)-52,50)+9)))","v":""},"",{"$f":"IF(A229=\"\",\"\",INDIRECT(\"'Fixture Schedule'!L\"&MOD(ROW(A229)-52,50)+9))","v":""},null,null,null,null,null,null,null,null,null,null,null,null,null,{"$f":"INDIRECT(\"'Space-by-Space Method'!\"&SUBSTITUTE(ADDRESS(1,MOD(ROW(A229)-52,50)+10,4),\"1\",\"\")&ROUNDDOWN((ROW(A229)-52)/50,0)+4)","v":0},{"$f":"LEFT(INDIRECT(\"'Space-by-Space Method'!BJ\"&ROUNDDOWN((ROW(A229)-52)/50,0)+4),3)","v":""},{"$f":"INDIRECT(\"'Fixture Schedule'!L\"&MOD(ROW(A229)-52,50)+9)","v":0},{"$f":"INDIRECT(\"'Fixture Schedule'!O\"&MOD(ROW(A229)-52,50)+9)","v":0},{"$f":"INDIRECT(\"'Space-by-Space Method'!F\"&ROUNDDOWN((ROW(A229)-52)/50,0)+4)","v":0},{"$f":"INDIRECT(\"'Fixture Schedule'!L\"&MOD(ROW(A229)-52,50)+9)","v":0},{"$f":"INDIRECT(\"'Space-by-Space Method'!D\"&ROUNDDOWN((ROW(A229)-52)/50,0)+4)","v":0},{"$f":"INDIRECT(\"'Space-by-Space Method'!E\"&ROUNDDOWN((ROW(A229)-52)/50,0)+4)","v":1}]
[{"$f":"IF(InteriorCalcType=2,IF(OR(AM230=0,AN230=\"DNQ\")=TRUE,\"\",INDIRECT(\"'Fixture Schedule'!M\"&MOD(ROW(A230)-52,50)+9)),\"\")","v":""},{"$f":"IF(A230=\"\",\"\",INDIRECT(\"'Fixture Schedule'!E\"&MOD(ROW(A230)-52,50)+9))","v":""},{"$f":"IF(A230=\"\",\"\",INDIRECT(\"'Fixture Schedule'!F\"&MOD(ROW(A230)-52,50)+9))","v":""},{"$f":"IF(A230=\"\",\"\",INDIRECT(\"'Fixture Schedule'!L\"&MOD(ROW(A230)-52,50)+9))","v":""},"",null,null,{"$f":"IF(A230=\"\",\"\",IF(AP230=1,Summary!$C$12*(AO230)/(SUM('Space-by-Space Method'!$BO$4:$BO$78,SUM('Exterior Lighting'!$BL$5:$BL$25))),0))","v":""},{"$f":"IF(A230=\"\",\"\",IF(START!$B$34=1,INDIRECT(\"'Space-by-Space Method'!\"&SUBSTITUTE(ADDRESS(1,MOD(ROW(A230)-52,50)+10,4),\"1\",\"\")&ROUNDDOWN((ROW(A230)-52)/50,0)+4),\"\"))","v":""},{"$f":"IF(A230=\"\",\"\",IF(AP230=1,Summary!$F$11*(AO230)/(SUM('Space-by-Space Method'!$BO$4:$BO$78,SUM('Exterior Lighting'!$BL$5:$BL$25))),0))","v":""},{"$f":"IF(A230=\"\",\"\",IF(AP230=1,Summary!$E$11*(AO230)/(SUM('Space-by-Space Method'!$BO$4:$BO$78,SUM('Exterior Lighting'!$BL$5:$BL$25))),0))","v":""},{"$f":"IF(A230=\"\",\"\",IF(AP230=1,Summary!$G$11*(AO230)/(SUM('Space-by-Space Method'!$BO$4:$BO$78,SUM('Exterior Lighting'!$BL$5:$BL$25))),0))","v":""},{"$f":"IF(A230=\"\",\"\",IF(AP230=1,Summary!$H$11*(AO230)/(SUM('Space-by-Space Method'!$BO$4:$BO$78)),0))","v":""},{"$f":"IF(A230=\"\",\"\",IF(AP230=1,Summary!$I$11*(AO230)/(SUM('Space-by-Space Method'!$BO$4:$BO$78)),0))","v":""},null,null,null,{"$f":"IF(A230=\"\",\"\",IF(START!$B$34=2,INDIRECT(\"'Space-by-Space Method'!\"&SUBSTITUTE(ADDRESS(1,MOD(ROW(A230)-52,50)+10,4),\"1\",\"\")&ROUNDDOWN((ROW(A230)-52)/50,0)+4),\"\"))","v":""},{"$f":"IF(A230=\"\",\"\",INDIRECT(\"'Space-by-Space Method'!C\"&ROUNDDOWN((ROW(A230)-52)/50,0)+4))","v":""},{"$f":"IF(A230=\"\",\"\",IF(COUNTIF(CommonSpaceTypes,AQ230)>0,INDIRECT(\"'Space-by-Space Method'!F\"&ROUNDDOWN((ROW(A230)-52)/50,0)+4),\"\"))","v":""},{"$f":"IF(A230=\"\",\"\",IF(COUNTIF(BuildingSpecificSpaceTypes,AQ230)>0,INDIRECT(\"'Space-by-Space Method'!F\"&ROUNDDOWN((ROW(A230)-52)/50,0)+4),\"\"))","v":""},{"$f":"IF(A230=\"\",\"\",INDIRECT(\"'Fixture Schedule'!D\"&MOD(ROW(A230)-52,50)+9))","v":""},{"$f":"IF(A230=\"\",\"\",IF(AR230=\"\",\"\",INDIRECT(\"'Fixture Schedule'!K\"&MOD(ROW(A230)-52,50)+9)))","v":""},"",{"$f":"IF(A230=\"\",\"\",INDIRECT(\"'Fixture Schedule'!L\"&MOD(ROW(A230)-52,50)+9))","v":""},null,null,null,null,null,null,null,null,null,null,null,null,null,{"$f":"INDIRECT(\"'Space-by-Space Method'!\"&SUBSTITUTE(ADDRESS(1,MOD(ROW(A230)-52,50)+10,4),\"1\",\"\")&ROUNDDOWN((ROW(A230)-52)/50,0)+4)","v":0},{"$f":"LEFT(INDIRECT(\"'Space-by-Space Method'!BJ\"&ROUNDDOWN((ROW(A230)-52)/50,0)+4),3)","v":""},{"$f":"INDIRECT(\"'Fixture Schedule'!L\"&MOD(ROW(A230)-52,50)+9)","v":0},{"$f":"INDIRECT(\"'Fixture Schedule'!O\"&MOD(ROW(A230)-52,50)+9)","v":0},{"$f":"INDIRECT(\"'Space-by-Space Method'!F\"&ROUNDDOWN((ROW(A230)-52)/50,0)+4)","v":0},{"$f":"INDIRECT(\"'Fixture Schedule'!L\"&MOD(ROW(A230)-52,50)+9)","v":0},{"$f":"INDIRECT(\"'Space-by-Space Method'!D\"&ROUNDDOWN((ROW(A230)-52)/50,0)+4)","v":0},{"$f":"INDIRECT(\"'Space-by-Space Method'!E\"&ROUNDDOWN((ROW(A230)-52)/50,0)+4)","v":1}]
[{"$f":"IF(InteriorCalcType=2,IF(OR(AM231=0,AN231=\"DNQ\")=TRUE,\"\",INDIRECT(\"'Fixture Schedule'!M\"&MOD(ROW(A231)-52,50)+9)),\"\")","v":""},{"$f":"IF(A231=\"\",\"\",INDIRECT(\"'Fixture Schedule'!E\"&MOD(ROW(A231)-52,50)+9))","v":""},{"$f":"IF(A231=\"\",\"\",INDIRECT(\"'Fixture Schedule'!F\"&MOD(ROW(A231)-52,50)+9))","v":""},{"$f":"IF(A231=\"\",\"\",INDIRECT(\"'Fixture Schedule'!L\"&MOD(ROW(A231)-52,50)+9))","v":""},"",null,null,{"$f":"IF(A231=\"\",\"\",IF(AP231=1,Summary!$C$12*(AO231)/(SUM('Space-by-Space Method'!$BO$4:$BO$78,SUM('Exterior Lighting'!$BL$5:$BL$25))),0))","v":""},{"$f":"IF(A231=\"\",\"\",IF(START!$B$34=1,INDIRECT(\"'Space-by-Space Method'!\"&SUBSTITUTE(ADDRESS(1,MOD(ROW(A231)-52,50)+10,4),\"1\",\"\")&ROUNDDOWN((ROW(A231)-52)/50,0)+4),\"\"))","v":""},{"$f":"IF(A231=\"\",\"\",IF(AP231=1,Summary!$F$11*(AO231)/(SUM('Space-by-Space Method'!$BO$4:$BO$78,SUM('Exterior Lighting'!$BL$5:$BL$25))),0))","v":""},{"$f":"IF(A231=\"\",\"\",IF(AP231=1,Summary!$E$11*(AO231)/(SUM('Space-by-Space Method'!$BO$4:$BO$78,SUM('Exterior Lighting'!$BL$5:$BL$25))),0))","v":""},{"$f":"IF(A231=\"\",\"\",IF(AP231=1,Summary!$G$11*(AO231)/(SUM('Space-by-Space Method'!$BO$4:$BO$78,SUM('Exterior Lighting'!$BL$5:$BL$25))),0))","v":""},{"$f":"IF(A231=\"\",\"\",IF(AP231=1,Summary!$H$11*(AO231)/(SUM('Space-by-Space Method'!$BO$4:$BO$78)),0))","v":""},{"$f":"IF(A231=\"\",\"\",IF(AP231=1,Summary!$I$11*(AO231)/(SUM('Space-by-Space Method'!$BO$4:$BO$78)),0))","v":""},null,null,null,{"$f":"IF(A231=\"\",\"\",IF(START!$B$34=2,INDIRECT(\"'Space-by-Space Method'!\"&SUBSTITUTE(ADDRESS(1,MOD(ROW(A231)-52,50)+10,4),\"1\",\"\")&ROUNDDOWN((ROW(A231)-52)/50,0)+4),\"\"))","v":""},{"$f":"IF(A231=\"\",\"\",INDIRECT(\"'Space-by-Space Method'!C\"&ROUNDDOWN((ROW(A231)-52)/50,0)+4))","v":""},{"$f":"IF(A231=\"\",\"\",IF(COUNTIF(CommonSpaceTypes,AQ231)>0,INDIRECT(\"'Space-by-Space Method'!F\"&ROUNDDOWN((ROW(A231)-52)/50,0)+4),\"\"))","v":""},{"$f":"IF(A231=\"\",\"\",IF(COUNTIF(BuildingSpecificSpaceTypes,AQ231)>0,INDIRECT(\"'Space-by-Space Method'!F\"&ROUNDDOWN((ROW(A231)-52)/50,0)+4),\"\"))","v":""},{"$f":"IF(A231=\"\",\"\",INDIRECT(\"'Fixture Schedule'!D\"&MOD(ROW(A231)-52,50)+9))","v":""},{"$f":"IF(A231=\"\",\"\",IF(AR231=\"\",\"\",INDIRECT(\"'Fixture Schedule'!K\"&MOD(ROW(A231)-52,50)+9)))","v":""},"",{"$f":"IF(A231=\"\",\"\",INDIRECT(\"'Fixture Schedule'!L\"&MOD(ROW(A231)-52,50)+9))","v":""},null,null,null,null,null,null,null,null,null,null,null,null,null,{"$f":"INDIRECT(\"'Space-by-Space Method'!\"&SUBSTITUTE(ADDRESS(1,MOD(ROW(A231)-52,50)+10,4),\"1\",\"\")&ROUNDDOWN((ROW(A231)-52)/50,0)+4)","v":0},{"$f":"LEFT(INDIRECT(\"'Space-by-Space Method'!BJ\"&ROUNDDOWN((ROW(A231)-52)/50,0)+4),3)","v":""},{"$f":"INDIRECT(\"'Fixture Schedule'!L\"&MOD(ROW(A231)-52,50)+9)","v":0},{"$f":"INDIRECT(\"'Fixture Schedule'!O\"&MOD(ROW(A231)-52,50)+9)","v":0},{"$f":"INDIRECT(\"'Space-by-Space Method'!F\"&ROUNDDOWN((ROW(A231)-52)/50,0)+4)","v":0},{"$f":"INDIRECT(\"'Fixture Schedule'!L\"&MOD(ROW(A231)-52,50)+9)","v":0},{"$f":"INDIRECT(\"'Space-by-Space Method'!D\"&ROUNDDOWN((ROW(A231)-52)/50,0)+4)","v":0},{"$f":"INDIRECT(\"'Space-by-Space Method'!E\"&ROUNDDOWN((ROW(A231)-52)/50,0)+4)","v":1}]
[{"$f":"IF(InteriorCalcType=2,IF(OR(AM232=0,AN232=\"DNQ\")=TRUE,\"\",INDIRECT(\"'Fixture Schedule'!M\"&MOD(ROW(A232)-52,50)+9)),\"\")","v":""},{"$f":"IF(A232=\"\",\"\",INDIRECT(\"'Fixture Schedule'!E\"&MOD(ROW(A232)-52,50)+9))","v":""},{"$f":"IF(A232=\"\",\"\",INDIRECT(\"'Fixture Schedule'!F\"&MOD(ROW(A232)-52,50)+9))","v":""},{"$f":"IF(A232=\"\",\"\",INDIRECT(\"'Fixture Schedule'!L\"&MOD(ROW(A232)-52,50)+9))","v":""},"",null,null,{"$f":"IF(A232=\"\",\"\",IF(AP232=1,Summary!$C$12*(AO232)/(SUM('Space-by-Space Method'!$BO$4:$BO$78,SUM('Exterior Lighting'!$BL$5:$BL$25))),0))","v":""},{"$f":"IF(A232=\"\",\"\",IF(START!$B$34=1,INDIRECT(\"'Space-by-Space Method'!\"&SUBSTITUTE(ADDRESS(1,MOD(ROW(A232)-52,50)+10,4),\"1\",\"\")&ROUNDDOWN((ROW(A232)-52)/50,0)+4),\"\"))","v":""},{"$f":"IF(A232=\"\",\"\",IF(AP232=1,Summary!$F$11*(AO232)/(SUM('Space-by-Space Method'!$BO$4:$BO$78,SUM('Exterior Lighting'!$BL$5:$BL$25))),0))","v":""},{"$f":"IF(A232=\"\",\"\",IF(AP232=1,Summary!$E$11*(AO232)/(SUM('Space-by-Space Method'!$BO$4:$BO$78,SUM('Exterior Lighting'!$BL$5:$BL$25))),0))","v":""},{"$f":"IF(A232=\"\",\"\",IF(AP232=1,Summary!$G$11*(AO232)/(SUM('Space-by-Space Method'!$BO$4:$BO$78,SUM('Exterior Lighting'!$BL$5:$BL$25))),0))","v":""},{"$f":"IF(A232=\"\",\"\",IF(AP232=1,Summary!$H$11*(AO232)/(SUM('Space-by-Space Method'!$BO$4:$BO$78)),0))","v":""},{"$f":"IF(A232=\"\",\"\",IF(AP232=1,Summary!$I$11*(AO232)/(SUM('Space-by-Space Method'!$BO$4:$BO$78)),0))","v":""},null,null,null,{"$f":"IF(A232=\"\",\"\",IF(START!$B$34=2,INDIRECT(\"'Space-by-Space Method'!\"&SUBSTITUTE(ADDRESS(1,MOD(ROW(A232)-52,50)+10,4),\"1\",\"\")&ROUNDDOWN((ROW(A232)-52)/50,0)+4),\"\"))","v":""},{"$f":"IF(A232=\"\",\"\",INDIRECT(\"'Space-by-Space Method'!C\"&ROUNDDOWN((ROW(A232)-52)/50,0)+4))","v":""},{"$f":"IF(A232=\"\",\"\",IF(COUNTIF(CommonSpaceTypes,AQ232)>0,INDIRECT(\"'Space-by-Space Method'!F\"&ROUNDDOWN((ROW(A232)-52)/50,0)+4),\"\"))","v":""},{"$f":"IF(A232=\"\",\"\",IF(COUNTIF(BuildingSpecificSpaceTypes,AQ232)>0,INDIRECT(\"'Space-by-Space Method'!F\"&ROUNDDOWN((ROW(A232)-52)/50,0)+4),\"\"))","v":""},{"$f":"IF(A232=\"\",\"\",INDIRECT(\"'Fixture Schedule'!D\"&MOD(ROW(A232)-52,50)+9))","v":""},{"$f":"IF(A232=\"\",\"\",IF(AR232=\"\",\"\",INDIRECT(\"'Fixture Schedule'!K\"&MOD(ROW(A232)-52,50)+9)))","v":""},"",{"$f":"IF(A232=\"\",\"\",INDIRECT(\"'Fixture Schedule'!L\"&MOD(ROW(A232)-52,50)+9))","v":""},null,null,null,null,null,null,null,null,null,null,null,null,null,{"$f":"INDIRECT(\"'Space-by-Space Method'!\"&SUBSTITUTE(ADDRESS(1,MOD(ROW(A232)-52,50)+10,4),\"1\",\"\")&ROUNDDOWN((ROW(A232)-52)/50,0)+4)","v":0},{"$f":"LEFT(INDIRECT(\"'Space-by-Space Method'!BJ\"&ROUNDDOWN((ROW(A232)-52)/50,0)+4),3)","v":""},{"$f":"INDIRECT(\"'Fixture Schedule'!L\"&MOD(ROW(A232)-52,50)+9)","v":0},{"$f":"INDIRECT(\"'Fixture Schedule'!O\"&MOD(ROW(A232)-52,50)+9)","v":0},{"$f":"INDIRECT(\"'Space-by-Space Method'!F\"&ROUNDDOWN((ROW(A232)-52)/50,0)+4)","v":0},{"$f":"INDIRECT(\"'Fixture Schedule'!L\"&MOD(ROW(A232)-52,50)+9)","v":0},{"$f":"INDIRECT(\"'Space-by-Space Method'!D\"&ROUNDDOWN((ROW(A232)-52)/50,0)+4)","v":0},{"$f":"INDIRECT(\"'Space-by-Space Method'!E\"&ROUNDDOWN((ROW(A232)-52)/50,0)+4)","v":1}]
[{"$f":"IF(InteriorCalcType=2,IF(OR(AM233=0,AN233=\"DNQ\")=TRUE,\"\",INDIRECT(\"'Fixture Schedule'!M\"&MOD(ROW(A233)-52,50)+9)),\"\")","v":""},{"$f":"IF(A233=\"\",\"\",INDIRECT(\"'Fixture Schedule'!E\"&MOD(ROW(A233)-52,50)+9))","v":""},{"$f":"IF(A233=\"\",\"\",INDIRECT(\"'Fixture Schedule'!F\"&MOD(ROW(A233)-52,50)+9))","v":""},{"$f":"IF(A233=\"\",\"\",INDIRECT(\"'Fixture Schedule'!L\"&MOD(ROW(A233)-52,50)+9))","v":""},"",null,null,{"$f":"IF(A233=\"\",\"\",IF(AP233=1,Summary!$C$12*(AO233)/(SUM('Space-by-Space Method'!$BO$4:$BO$78,SUM('Exterior Lighting'!$BL$5:$BL$25))),0))","v":""},{"$f":"IF(A233=\"\",\"\",IF(START!$B$34=1,INDIRECT(\"'Space-by-Space Method'!\"&SUBSTITUTE(ADDRESS(1,MOD(ROW(A233)-52,50)+10,4),\"1\",\"\")&ROUNDDOWN((ROW(A233)-52)/50,0)+4),\"\"))","v":""},{"$f":"IF(A233=\"\",\"\",IF(AP233=1,Summary!$F$11*(AO233)/(SUM('Space-by-Space Method'!$BO$4:$BO$78,SUM('Exterior Lighting'!$BL$5:$BL$25))),0))","v":""},{"$f":"IF(A233=\"\",\"\",IF(AP233=1,Summary!$E$11*(AO233)/(SUM('Space-by-Space Method'!$BO$4:$BO$78,SUM('Exterior Lighting'!$BL$5:$BL$25))),0))","v":""},{"$f":"IF(A233=\"\",\"\",IF(AP233=1,Summary!$G$11*(AO233)/(SUM('Space-by-Space Method'!$BO$4:$BO$78,SUM('Exterior Lighting'!$BL$5:$BL$25))),0))","v":""},{"$f":"IF(A233=\"\",\"\",IF(AP233=1,Summary!$H$11*(AO233)/(SUM('Space-by-Space Method'!$BO$4:$BO$78)),0))","v":""},{"$f":"IF(A233=\"\",\"\",IF(AP233=1,Summary!$I$11*(AO233)/(SUM('Space-by-Space Method'!$BO$4:$BO$78)),0))","v":""},null,null,null,{"$f":"IF(A233=\"\",\"\",IF(START!$B$34=2,INDIRECT(\"'Space-by-Space Method'!\"&SUBSTITUTE(ADDRESS(1,MOD(ROW(A233)-52,50)+10,4),\"1\",\"\")&ROUNDDOWN((ROW(A233)-52)/50,0)+4),\"\"))","v":""},{"$f":"IF(A233=\"\",\"\",INDIRECT(\"'Space-by-Space Method'!C\"&ROUNDDOWN((ROW(A233)-52)/50,0)+4))","v":""},{"$f":"IF(A233=\"\",\"\",IF(COUNTIF(CommonSpaceTypes,AQ233)>0,INDIRECT(\"'Space-by-Space Method'!F\"&ROUNDDOWN((ROW(A233)-52)/50,0)+4),\"\"))","v":""},{"$f":"IF(A233=\"\",\"\",IF(COUNTIF(BuildingSpecificSpaceTypes,AQ233)>0,INDIRECT(\"'Space-by-Space Method'!F\"&ROUNDDOWN((ROW(A233)-52)/50,0)+4),\"\"))","v":""},{"$f":"IF(A233=\"\",\"\",INDIRECT(\"'Fixture Schedule'!D\"&MOD(ROW(A233)-52,50)+9))","v":""},{"$f":"IF(A233=\"\",\"\",IF(AR233=\"\",\"\",INDIRECT(\"'Fixture Schedule'!K\"&MOD(ROW(A233)-52,50)+9)))","v":""},"",{"$f":"IF(A233=\"\",\"\",INDIRECT(\"'Fixture Schedule'!L\"&MOD(ROW(A233)-52,50)+9))","v":""},null,null,null,null,null,null,null,null,null,null,null,null,null,{"$f":"INDIRECT(\"'Space-by-Space Method'!\"&SUBSTITUTE(ADDRESS(1,MOD(ROW(A233)-52,50)+10,4),\"1\",\"\")&ROUNDDOWN((ROW(A233)-52)/50,0)+4)","v":0},{"$f":"LEFT(INDIRECT(\"'Space-by-Space Method'!BJ\"&ROUNDDOWN((ROW(A233)-52)/50,0)+4),3)","v":""},{"$f":"INDIRECT(\"'Fixture Schedule'!L\"&MOD(ROW(A233)-52,50)+9)","v":0},{"$f":"INDIRECT(\"'Fixture Schedule'!O\"&MOD(ROW(A233)-52,50)+9)","v":0},{"$f":"INDIRECT(\"'Space-by-Space Method'!F\"&ROUNDDOWN((ROW(A233)-52)/50,0)+4)","v":0},{"$f":"INDIRECT(\"'Fixture Schedule'!L\"&MOD(ROW(A233)-52,50)+9)","v":0},{"$f":"INDIRECT(\"'Space-by-Space Method'!D\"&ROUNDDOWN((ROW(A233)-52)/50,0)+4)","v":0},{"$f":"INDIRECT(\"'Space-by-Space Method'!E\"&ROUNDDOWN((ROW(A233)-52)/50,0)+4)","v":1}]
[{"$f":"IF(InteriorCalcType=2,IF(OR(AM234=0,AN234=\"DNQ\")=TRUE,\"\",INDIRECT(\"'Fixture Schedule'!M\"&MOD(ROW(A234)-52,50)+9)),\"\")","v":""},{"$f":"IF(A234=\"\",\"\",INDIRECT(\"'Fixture Schedule'!E\"&MOD(ROW(A234)-52,50)+9))","v":""},{"$f":"IF(A234=\"\",\"\",INDIRECT(\"'Fixture Schedule'!F\"&MOD(ROW(A234)-52,50)+9))","v":""},{"$f":"IF(A234=\"\",\"\",INDIRECT(\"'Fixture Schedule'!L\"&MOD(ROW(A234)-52,50)+9))","v":""},"",null,null,{"$f":"IF(A234=\"\",\"\",IF(AP234=1,Summary!$C$12*(AO234)/(SUM('Space-by-Space Method'!$BO$4:$BO$78,SUM('Exterior Lighting'!$BL$5:$BL$25))),0))","v":""},{"$f":"IF(A234=\"\",\"\",IF(START!$B$34=1,INDIRECT(\"'Space-by-Space Method'!\"&SUBSTITUTE(ADDRESS(1,MOD(ROW(A234)-52,50)+10,4),\"1\",\"\")&ROUNDDOWN((ROW(A234)-52)/50,0)+4),\"\"))","v":""},{"$f":"IF(A234=\"\",\"\",IF(AP234=1,Summary!$F$11*(AO234)/(SUM('Space-by-Space Method'!$BO$4:$BO$78,SUM('Exterior Lighting'!$BL$5:$BL$25))),0))","v":""},{"$f":"IF(A234=\"\",\"\",IF(AP234=1,Summary!$E$11*(AO234)/(SUM('Space-by-Space Method'!$BO$4:$BO$78,SUM('Exterior Lighting'!$BL$5:$BL$25))),0))","v":""},{"$f":"IF(A234=\"\",\"\",IF(AP234=1,Summary!$G$11*(AO234)/(SUM('Space-by-Space Method'!$BO$4:$BO$78,SUM('Exterior Lighting'!$BL$5:$BL$25))),0))","v":""},{"$f":"IF(A234=\"\",\"\",IF(AP234=1,Summary!$H$11*(AO234)/(SUM('Space-by-Space Method'!$BO$4:$BO$78)),0))","v":""},{"$f":"IF(A234=\"\",\"\",IF(AP234=1,Summary!$I$11*(AO234)/(SUM('Space-by-Space Method'!$BO$4:$BO$78)),0))","v":""},null,null,null,{"$f":"IF(A234=\"\",\"\",IF(START!$B$34=2,INDIRECT(\"'Space-by-Space Method'!\"&SUBSTITUTE(ADDRESS(1,MOD(ROW(A234)-52,50)+10,4),\"1\",\"\")&ROUNDDOWN((ROW(A234)-52)/50,0)+4),\"\"))","v":""},{"$f":"IF(A234=\"\",\"\",INDIRECT(\"'Space-by-Space Method'!C\"&ROUNDDOWN((ROW(A234)-52)/50,0)+4))","v":""},{"$f":"IF(A234=\"\",\"\",IF(COUNTIF(CommonSpaceTypes,AQ234)>0,INDIRECT(\"'Space-by-Space Method'!F\"&ROUNDDOWN((ROW(A234)-52)/50,0)+4),\"\"))","v":""},{"$f":"IF(A234=\"\",\"\",IF(COUNTIF(BuildingSpecificSpaceTypes,AQ234)>0,INDIRECT(\"'Space-by-Space Method'!F\"&ROUNDDOWN((ROW(A234)-52)/50,0)+4),\"\"))","v":""},{"$f":"IF(A234=\"\",\"\",INDIRECT(\"'Fixture Schedule'!D\"&MOD(ROW(A234)-52,50)+9))","v":""},{"$f":"IF(A234=\"\",\"\",IF(AR234=\"\",\"\",INDIRECT(\"'Fixture Schedule'!K\"&MOD(ROW(A234)-52,50)+9)))","v":""},"",{"$f":"IF(A234=\"\",\"\",INDIRECT(\"'Fixture Schedule'!L\"&MOD(ROW(A234)-52,50)+9))","v":""},null,null,null,null,null,null,null,null,null,null,null,null,null,{"$f":"INDIRECT(\"'Space-by-Space Method'!\"&SUBSTITUTE(ADDRESS(1,MOD(ROW(A234)-52,50)+10,4),\"1\",\"\")&ROUNDDOWN((ROW(A234)-52)/50,0)+4)","v":0},{"$f":"LEFT(INDIRECT(\"'Space-by-Space Method'!BJ\"&ROUNDDOWN((ROW(A234)-52)/50,0)+4),3)","v":""},{"$f":"INDIRECT(\"'Fixture Schedule'!L\"&MOD(ROW(A234)-52,50)+9)","v":0},{"$f":"INDIRECT(\"'Fixture Schedule'!O\"&MOD(ROW(A234)-52,50)+9)","v":0},{"$f":"INDIRECT(\"'Space-by-Space Method'!F\"&ROUNDDOWN((ROW(A234)-52)/50,0)+4)","v":0},{"$f":"INDIRECT(\"'Fixture Schedule'!L\"&MOD(ROW(A234)-52,50)+9)","v":0},{"$f":"INDIRECT(\"'Space-by-Space Method'!D\"&ROUNDDOWN((ROW(A234)-52)/50,0)+4)","v":0},{"$f":"INDIRECT(\"'Space-by-Space Method'!E\"&ROUNDDOWN((ROW(A234)-52)/50,0)+4)","v":1}]
[{"$f":"IF(InteriorCalcType=2,IF(OR(AM235=0,AN235=\"DNQ\")=TRUE,\"\",INDIRECT(\"'Fixture Schedule'!M\"&MOD(ROW(A235)-52,50)+9)),\"\")","v":""},{"$f":"IF(A235=\"\",\"\",INDIRECT(\"'Fixture Schedule'!E\"&MOD(ROW(A235)-52,50)+9))","v":""},{"$f":"IF(A235=\"\",\"\",INDIRECT(\"'Fixture Schedule'!F\"&MOD(ROW(A235)-52,50)+9))","v":""},{"$f":"IF(A235=\"\",\"\",INDIRECT(\"'Fixture Schedule'!L\"&MOD(ROW(A235)-52,50)+9))","v":""},"",null,null,{"$f":"IF(A235=\"\",\"\",IF(AP235=1,Summary!$C$12*(AO235)/(SUM('Space-by-Space Method'!$BO$4:$BO$78,SUM('Exterior Lighting'!$BL$5:$BL$25))),0))","v":""},{"$f":"IF(A235=\"\",\"\",IF(START!$B$34=1,INDIRECT(\"'Space-by-Space Method'!\"&SUBSTITUTE(ADDRESS(1,MOD(ROW(A235)-52,50)+10,4),\"1\",\"\")&ROUNDDOWN((ROW(A235)-52)/50,0)+4),\"\"))","v":""},{"$f":"IF(A235=\"\",\"\",IF(AP235=1,Summary!$F$11*(AO235)/(SUM('Space-by-Space Method'!$BO$4:$BO$78,SUM('Exterior Lighting'!$BL$5:$BL$25))),0))","v":""},{"$f":"IF(A235=\"\",\"\",IF(AP235=1,Summary!$E$11*(AO235)/(SUM('Space-by-Space Method'!$BO$4:$BO$78,SUM('Exterior Lighting'!$BL$5:$BL$25))),0))","v":""},{"$f":"IF(A235=\"\",\"\",IF(AP235=1,Summary!$G$11*(AO235)/(SUM('Space-by-Space Method'!$BO$4:$BO$78,SUM('Exterior Lighting'!$BL$5:$BL$25))),0))","v":""},{"$f":"IF(A235=\"\",\"\",IF(AP235=1,Summary!$H$11*(AO235)/(SUM('Space-by-Space Method'!$BO$4:$BO$78)),0))","v":""},{"$f":"IF(A235=\"\",\"\",IF(AP235=1,Summary!$I$11*(AO235)/(SUM('Space-by-Space Method'!$BO$4:$BO$78)),0))","v":""},null,null,null,{"$f":"IF(A235=\"\",\"\",IF(START!$B$34=2,INDIRECT(\"'Space-by-Space Method'!\"&SUBSTITUTE(ADDRESS(1,MOD(ROW(A235)-52,50)+10,4),\"1\",\"\")&ROUNDDOWN((ROW(A235)-52)/50,0)+4),\"\"))","v":""},{"$f":"IF(A235=\"\",\"\",INDIRECT(\"'Space-by-Space Method'!C\"&ROUNDDOWN((ROW(A235)-52)/50,0)+4))","v":""},{"$f":"IF(A235=\"\",\"\",IF(COUNTIF(CommonSpaceTypes,AQ235)>0,INDIRECT(\"'Space-by-Space Method'!F\"&ROUNDDOWN((ROW(A235)-52)/50,0)+4),\"\"))","v":""},{"$f":"IF(A235=\"\",\"\",IF(COUNTIF(BuildingSpecificSpaceTypes,AQ235)>0,INDIRECT(\"'Space-by-Space Method'!F\"&ROUNDDOWN((ROW(A235)-52)/50,0)+4),\"\"))","v":""},{"$f":"IF(A235=\"\",\"\",INDIRECT(\"'Fixture Schedule'!D\"&MOD(ROW(A235)-52,50)+9))","v":""},{"$f":"IF(A235=\"\",\"\",IF(AR235=\"\",\"\",INDIRECT(\"'Fixture Schedule'!K\"&MOD(ROW(A235)-52,50)+9)))","v":""},"",{"$f":"IF(A235=\"\",\"\",INDIRECT(\"'Fixture Schedule'!L\"&MOD(ROW(A235)-52,50)+9))","v":""},null,null,null,null,null,null,null,null,null,null,null,null,null,{"$f":"INDIRECT(\"'Space-by-Space Method'!\"&SUBSTITUTE(ADDRESS(1,MOD(ROW(A235)-52,50)+10,4),\"1\",\"\")&ROUNDDOWN((ROW(A235)-52)/50,0)+4)","v":0},{"$f":"LEFT(INDIRECT(\"'Space-by-Space Method'!BJ\"&ROUNDDOWN((ROW(A235)-52)/50,0)+4),3)","v":""},{"$f":"INDIRECT(\"'Fixture Schedule'!L\"&MOD(ROW(A235)-52,50)+9)","v":0},{"$f":"INDIRECT(\"'Fixture Schedule'!O\"&MOD(ROW(A235)-52,50)+9)","v":0},{"$f":"INDIRECT(\"'Space-by-Space Method'!F\"&ROUNDDOWN((ROW(A235)-52)/50,0)+4)","v":0},{"$f":"INDIRECT(\"'Fixture Schedule'!L\"&MOD(ROW(A235)-52,50)+9)","v":0},{"$f":"INDIRECT(\"'Space-by-Space Method'!D\"&ROUNDDOWN((ROW(A235)-52)/50,0)+4)","v":0},{"$f":"INDIRECT(\"'Space-by-Space Method'!E\"&ROUNDDOWN((ROW(A235)-52)/50,0)+4)","v":1}]
[{"$f":"IF(InteriorCalcType=2,IF(OR(AM236=0,AN236=\"DNQ\")=TRUE,\"\",INDIRECT(\"'Fixture Schedule'!M\"&MOD(ROW(A236)-52,50)+9)),\"\")","v":""},{"$f":"IF(A236=\"\",\"\",INDIRECT(\"'Fixture Schedule'!E\"&MOD(ROW(A236)-52,50)+9))","v":""},{"$f":"IF(A236=\"\",\"\",INDIRECT(\"'Fixture Schedule'!F\"&MOD(ROW(A236)-52,50)+9))","v":""},{"$f":"IF(A236=\"\",\"\",INDIRECT(\"'Fixture Schedule'!L\"&MOD(ROW(A236)-52,50)+9))","v":""},"",null,null,{"$f":"IF(A236=\"\",\"\",IF(AP236=1,Summary!$C$12*(AO236)/(SUM('Space-by-Space Method'!$BO$4:$BO$78,SUM('Exterior Lighting'!$BL$5:$BL$25))),0))","v":""},{"$f":"IF(A236=\"\",\"\",IF(START!$B$34=1,INDIRECT(\"'Space-by-Space Method'!\"&SUBSTITUTE(ADDRESS(1,MOD(ROW(A236)-52,50)+10,4),\"1\",\"\")&ROUNDDOWN((ROW(A236)-52)/50,0)+4),\"\"))","v":""},{"$f":"IF(A236=\"\",\"\",IF(AP236=1,Summary!$F$11*(AO236)/(SUM('Space-by-Space Method'!$BO$4:$BO$78,SUM('Exterior Lighting'!$BL$5:$BL$25))),0))","v":""},{"$f":"IF(A236=\"\",\"\",IF(AP236=1,Summary!$E$11*(AO236)/(SUM('Space-by-Space Method'!$BO$4:$BO$78,SUM('Exterior Lighting'!$BL$5:$BL$25))),0))","v":""},{"$f":"IF(A236=\"\",\"\",IF(AP236=1,Summary!$G$11*(AO236)/(SUM('Space-by-Space Method'!$BO$4:$BO$78,SUM('Exterior Lighting'!$BL$5:$BL$25))),0))","v":""},{"$f":"IF(A236=\"\",\"\",IF(AP236=1,Summary!$H$11*(AO236)/(SUM('Space-by-Space Method'!$BO$4:$BO$78)),0))","v":""},{"$f":"IF(A236=\"\",\"\",IF(AP236=1,Summary!$I$11*(AO236)/(SUM('Space-by-Space Method'!$BO$4:$BO$78)),0))","v":""},null,null,null,{"$f":"IF(A236=\"\",\"\",IF(START!$B$34=2,INDIRECT(\"'Space-by-Space Method'!\"&SUBSTITUTE(ADDRESS(1,MOD(ROW(A236)-52,50)+10,4),\"1\",\"\")&ROUNDDOWN((ROW(A236)-52)/50,0)+4),\"\"))","v":""},{"$f":"IF(A236=\"\",\"\",INDIRECT(\"'Space-by-Space Method'!C\"&ROUNDDOWN((ROW(A236)-52)/50,0)+4))","v":""},{"$f":"IF(A236=\"\",\"\",IF(COUNTIF(CommonSpaceTypes,AQ236)>0,INDIRECT(\"'Space-by-Space Method'!F\"&ROUNDDOWN((ROW(A236)-52)/50,0)+4),\"\"))","v":""},{"$f":"IF(A236=\"\",\"\",IF(COUNTIF(BuildingSpecificSpaceTypes,AQ236)>0,INDIRECT(\"'Space-by-Space Method'!F\"&ROUNDDOWN((ROW(A236)-52)/50,0)+4),\"\"))","v":""},{"$f":"IF(A236=\"\",\"\",INDIRECT(\"'Fixture Schedule'!D\"&MOD(ROW(A236)-52,50)+9))","v":""},{"$f":"IF(A236=\"\",\"\",IF(AR236=\"\",\"\",INDIRECT(\"'Fixture Schedule'!K\"&MOD(ROW(A236)-52,50)+9)))","v":""},"",{"$f":"IF(A236=\"\",\"\",INDIRECT(\"'Fixture Schedule'!L\"&MOD(ROW(A236)-52,50)+9))","v":""},null,null,null,null,null,null,null,null,null,null,null,null,null,{"$f":"INDIRECT(\"'Space-by-Space Method'!\"&SUBSTITUTE(ADDRESS(1,MOD(ROW(A236)-52,50)+10,4),\"1\",\"\")&ROUNDDOWN((ROW(A236)-52)/50,0)+4)","v":0},{"$f":"LEFT(INDIRECT(\"'Space-by-Space Method'!BJ\"&ROUNDDOWN((ROW(A236)-52)/50,0)+4),3)","v":""},{"$f":"INDIRECT(\"'Fixture Schedule'!L\"&MOD(ROW(A236)-52,50)+9)","v":0},{"$f":"INDIRECT(\"'Fixture Schedule'!O\"&MOD(ROW(A236)-52,50)+9)","v":0},{"$f":"INDIRECT(\"'Space-by-Space Method'!F\"&ROUNDDOWN((ROW(A236)-52)/50,0)+4)","v":0},{"$f":"INDIRECT(\"'Fixture Schedule'!L\"&MOD(ROW(A236)-52,50)+9)","v":0},{"$f":"INDIRECT(\"'Space-by-Space Method'!D\"&ROUNDDOWN((ROW(A236)-52)/50,0)+4)","v":0},{"$f":"INDIRECT(\"'Space-by-Space Method'!E\"&ROUNDDOWN((ROW(A236)-52)/50,0)+4)","v":1}]
[{"$f":"IF(InteriorCalcType=2,IF(OR(AM237=0,AN237=\"DNQ\")=TRUE,\"\",INDIRECT(\"'Fixture Schedule'!M\"&MOD(ROW(A237)-52,50)+9)),\"\")","v":""},{"$f":"IF(A237=\"\",\"\",INDIRECT(\"'Fixture Schedule'!E\"&MOD(ROW(A237)-52,50)+9))","v":""},{"$f":"IF(A237=\"\",\"\",INDIRECT(\"'Fixture Schedule'!F\"&MOD(ROW(A237)-52,50)+9))","v":""},{"$f":"IF(A237=\"\",\"\",INDIRECT(\"'Fixture Schedule'!L\"&MOD(ROW(A237)-52,50)+9))","v":""},"",null,null,{"$f":"IF(A237=\"\",\"\",IF(AP237=1,Summary!$C$12*(AO237)/(SUM('Space-by-Space Method'!$BO$4:$BO$78,SUM('Exterior Lighting'!$BL$5:$BL$25))),0))","v":""},{"$f":"IF(A237=\"\",\"\",IF(START!$B$34=1,INDIRECT(\"'Space-by-Space Method'!\"&SUBSTITUTE(ADDRESS(1,MOD(ROW(A237)-52,50)+10,4),\"1\",\"\")&ROUNDDOWN((ROW(A237)-52)/50,0)+4),\"\"))","v":""},{"$f":"IF(A237=\"\",\"\",IF(AP237=1,Summary!$F$11*(AO237)/(SUM('Space-by-Space Method'!$BO$4:$BO$78,SUM('Exterior Lighting'!$BL$5:$BL$25))),0))","v":""},{"$f":"IF(A237=\"\",\"\",IF(AP237=1,Summary!$E$11*(AO237)/(SUM('Space-by-Space Method'!$BO$4:$BO$78,SUM('Exterior Lighting'!$BL$5:$BL$25))),0))","v":""},{"$f":"IF(A237=\"\",\"\",IF(AP237=1,Summary!$G$11*(AO237)/(SUM('Space-by-Space Method'!$BO$4:$BO$78,SUM('Exterior Lighting'!$BL$5:$BL$25))),0))","v":""},{"$f":"IF(A237=\"\",\"\",IF(AP237=1,Summary!$H$11*(AO237)/(SUM('Space-by-Space Method'!$BO$4:$BO$78)),0))","v":""},{"$f":"IF(A237=\"\",\"\",IF(AP237=1,Summary!$I$11*(AO237)/(SUM('Space-by-Space Method'!$BO$4:$BO$78)),0))","v":""},null,null,null,{"$f":"IF(A237=\"\",\"\",IF(START!$B$34=2,INDIRECT(\"'Space-by-Space Method'!\"&SUBSTITUTE(ADDRESS(1,MOD(ROW(A237)-52,50)+10,4),\"1\",\"\")&ROUNDDOWN((ROW(A237)-52)/50,0)+4),\"\"))","v":""},{"$f":"IF(A237=\"\",\"\",INDIRECT(\"'Space-by-Space Method'!C\"&ROUNDDOWN((ROW(A237)-52)/50,0)+4))","v":""},{"$f":"IF(A237=\"\",\"\",IF(COUNTIF(CommonSpaceTypes,AQ237)>0,INDIRECT(\"'Space-by-Space Method'!F\"&ROUNDDOWN((ROW(A237)-52)/50,0)+4),\"\"))","v":""},{"$f":"IF(A237=\"\",\"\",IF(COUNTIF(BuildingSpecificSpaceTypes,AQ237)>0,INDIRECT(\"'Space-by-Space Method'!F\"&ROUNDDOWN((ROW(A237)-52)/50,0)+4),\"\"))","v":""},{"$f":"IF(A237=\"\",\"\",INDIRECT(\"'Fixture Schedule'!D\"&MOD(ROW(A237)-52,50)+9))","v":""},{"$f":"IF(A237=\"\",\"\",IF(AR237=\"\",\"\",INDIRECT(\"'Fixture Schedule'!K\"&MOD(ROW(A237)-52,50)+9)))","v":""},"",{"$f":"IF(A237=\"\",\"\",INDIRECT(\"'Fixture Schedule'!L\"&MOD(ROW(A237)-52,50)+9))","v":""},null,null,null,null,null,null,null,null,null,null,null,null,null,{"$f":"INDIRECT(\"'Space-by-Space Method'!\"&SUBSTITUTE(ADDRESS(1,MOD(ROW(A237)-52,50)+10,4),\"1\",\"\")&ROUNDDOWN((ROW(A237)-52)/50,0)+4)","v":0},{"$f":"LEFT(INDIRECT(\"'Space-by-Space Method'!BJ\"&ROUNDDOWN((ROW(A237)-52)/50,0)+4),3)","v":""},{"$f":"INDIRECT(\"'Fixture Schedule'!L\"&MOD(ROW(A237)-52,50)+9)","v":0},{"$f":"INDIRECT(\"'Fixture Schedule'!O\"&MOD(ROW(A237)-52,50)+9)","v":0},{"$f":"INDIRECT(\"'Space-by-Space Method'!F\"&ROUNDDOWN((ROW(A237)-52)/50,0)+4)","v":0},{"$f":"INDIRECT(\"'Fixture Schedule'!L\"&MOD(ROW(A237)-52,50)+9)","v":0},{"$f":"INDIRECT(\"'Space-by-Space Method'!D\"&ROUNDDOWN((ROW(A237)-52)/50,0)+4)","v":0},{"$f":"INDIRECT(\"'Space-by-Space Method'!E\"&ROUNDDOWN((ROW(A237)-52)/50,0)+4)","v":1}]
[{"$f":"IF(InteriorCalcType=2,IF(OR(AM238=0,AN238=\"DNQ\")=TRUE,\"\",INDIRECT(\"'Fixture Schedule'!M\"&MOD(ROW(A238)-52,50)+9)),\"\")","v":""},{"$f":"IF(A238=\"\",\"\",INDIRECT(\"'Fixture Schedule'!E\"&MOD(ROW(A238)-52,50)+9))","v":""},{"$f":"IF(A238=\"\",\"\",INDIRECT(\"'Fixture Schedule'!F\"&MOD(ROW(A238)-52,50)+9))","v":""},{"$f":"IF(A238=\"\",\"\",INDIRECT(\"'Fixture Schedule'!L\"&MOD(ROW(A238)-52,50)+9))","v":""},"",null,null,{"$f":"IF(A238=\"\",\"\",IF(AP238=1,Summary!$C$12*(AO238)/(SUM('Space-by-Space Method'!$BO$4:$BO$78,SUM('Exterior Lighting'!$BL$5:$BL$25))),0))","v":""},{"$f":"IF(A238=\"\",\"\",IF(START!$B$34=1,INDIRECT(\"'Space-by-Space Method'!\"&SUBSTITUTE(ADDRESS(1,MOD(ROW(A238)-52,50)+10,4),\"1\",\"\")&ROUNDDOWN((ROW(A238)-52)/50,0)+4),\"\"))","v":""},{"$f":"IF(A238=\"\",\"\",IF(AP238=1,Summary!$F$11*(AO238)/(SUM('Space-by-Space Method'!$BO$4:$BO$78,SUM('Exterior Lighting'!$BL$5:$BL$25))),0))","v":""},{"$f":"IF(A238=\"\",\"\",IF(AP238=1,Summary!$E$11*(AO238)/(SUM('Space-by-Space Method'!$BO$4:$BO$78,SUM('Exterior Lighting'!$BL$5:$BL$25))),0))","v":""},{"$f":"IF(A238=\"\",\"\",IF(AP238=1,Summary!$G$11*(AO238)/(SUM('Space-by-Space Method'!$BO$4:$BO$78,SUM('Exterior Lighting'!$BL$5:$BL$25))),0))","v":""},{"$f":"IF(A238=\"\",\"\",IF(AP238=1,Summary!$H$11*(AO238)/(SUM('Space-by-Space Method'!$BO$4:$BO$78)),0))","v":""},{"$f":"IF(A238=\"\",\"\",IF(AP238=1,Summary!$I$11*(AO238)/(SUM('Space-by-Space Method'!$BO$4:$BO$78)),0))","v":""},null,null,null,{"$f":"IF(A238=\"\",\"\",IF(START!$B$34=2,INDIRECT(\"'Space-by-Space Method'!\"&SUBSTITUTE(ADDRESS(1,MOD(ROW(A238)-52,50)+10,4),\"1\",\"\")&ROUNDDOWN((ROW(A238)-52)/50,0)+4),\"\"))","v":""},{"$f":"IF(A238=\"\",\"\",INDIRECT(\"'Space-by-Space Method'!C\"&ROUNDDOWN((ROW(A238)-52)/50,0)+4))","v":""},{"$f":"IF(A238=\"\",\"\",IF(COUNTIF(CommonSpaceTypes,AQ238)>0,INDIRECT(\"'Space-by-Space Method'!F\"&ROUNDDOWN((ROW(A238)-52)/50,0)+4),\"\"))","v":""},{"$f":"IF(A238=\"\",\"\",IF(COUNTIF(BuildingSpecificSpaceTypes,AQ238)>0,INDIRECT(\"'Space-by-Space Method'!F\"&ROUNDDOWN((ROW(A238)-52)/50,0)+4),\"\"))","v":""},{"$f":"IF(A238=\"\",\"\",INDIRECT(\"'Fixture Schedule'!D\"&MOD(ROW(A238)-52,50)+9))","v":""},{"$f":"IF(A238=\"\",\"\",IF(AR238=\"\",\"\",INDIRECT(\"'Fixture Schedule'!K\"&MOD(ROW(A238)-52,50)+9)))","v":""},"",{"$f":"IF(A238=\"\",\"\",INDIRECT(\"'Fixture Schedule'!L\"&MOD(ROW(A238)-52,50)+9))","v":""},null,null,null,null,null,null,null,null,null,null,null,null,null,{"$f":"INDIRECT(\"'Space-by-Space Method'!\"&SUBSTITUTE(ADDRESS(1,MOD(ROW(A238)-52,50)+10,4),\"1\",\"\")&ROUNDDOWN((ROW(A238)-52)/50,0)+4)","v":0},{"$f":"LEFT(INDIRECT(\"'Space-by-Space Method'!BJ\"&ROUNDDOWN((ROW(A238)-52)/50,0)+4),3)","v":""},{"$f":"INDIRECT(\"'Fixture Schedule'!L\"&MOD(ROW(A238)-52,50)+9)","v":0},{"$f":"INDIRECT(\"'Fixture Schedule'!O\"&MOD(ROW(A238)-52,50)+9)","v":0},{"$f":"INDIRECT(\"'Space-by-Space Method'!F\"&ROUNDDOWN((ROW(A238)-52)/50,0)+4)","v":0},{"$f":"INDIRECT(\"'Fixture Schedule'!L\"&MOD(ROW(A238)-52,50)+9)","v":0},{"$f":"INDIRECT(\"'Space-by-Space Method'!D\"&ROUNDDOWN((ROW(A238)-52)/50,0)+4)","v":0},{"$f":"INDIRECT(\"'Space-by-Space Method'!E\"&ROUNDDOWN((ROW(A238)-52)/50,0)+4)","v":1}]
[{"$f":"IF(InteriorCalcType=2,IF(OR(AM239=0,AN239=\"DNQ\")=TRUE,\"\",INDIRECT(\"'Fixture Schedule'!M\"&MOD(ROW(A239)-52,50)+9)),\"\")","v":""},{"$f":"IF(A239=\"\",\"\",INDIRECT(\"'Fixture Schedule'!E\"&MOD(ROW(A239)-52,50)+9))","v":""},{"$f":"IF(A239=\"\",\"\",INDIRECT(\"'Fixture Schedule'!F\"&MOD(ROW(A239)-52,50)+9))","v":""},{"$f":"IF(A239=\"\",\"\",INDIRECT(\"'Fixture Schedule'!L\"&MOD(ROW(A239)-52,50)+9))","v":""},"",null,null,{"$f":"IF(A239=\"\",\"\",IF(AP239=1,Summary!$C$12*(AO239)/(SUM('Space-by-Space Method'!$BO$4:$BO$78,SUM('Exterior Lighting'!$BL$5:$BL$25))),0))","v":""},{"$f":"IF(A239=\"\",\"\",IF(START!$B$34=1,INDIRECT(\"'Space-by-Space Method'!\"&SUBSTITUTE(ADDRESS(1,MOD(ROW(A239)-52,50)+10,4),\"1\",\"\")&ROUNDDOWN((ROW(A239)-52)/50,0)+4),\"\"))","v":""},{"$f":"IF(A239=\"\",\"\",IF(AP239=1,Summary!$F$11*(AO239)/(SUM('Space-by-Space Method'!$BO$4:$BO$78,SUM('Exterior Lighting'!$BL$5:$BL$25))),0))","v":""},{"$f":"IF(A239=\"\",\"\",IF(AP239=1,Summary!$E$11*(AO239)/(SUM('Space-by-Space Method'!$BO$4:$BO$78,SUM('Exterior Lighting'!$BL$5:$BL$25))),0))","v":""},{"$f":"IF(A239=\"\",\"\",IF(AP239=1,Summary!$G$11*(AO239)/(SUM('Space-by-Space Method'!$BO$4:$BO$78,SUM('Exterior Lighting'!$BL$5:$BL$25))),0))","v":""},{"$f":"IF(A239=\"\",\"\",IF(AP239=1,Summary!$H$11*(AO239)/(SUM('Space-by-Space Method'!$BO$4:$BO$78)),0))","v":""},{"$f":"IF(A239=\"\",\"\",IF(AP239=1,Summary!$I$11*(AO239)/(SUM('Space-by-Space Method'!$BO$4:$BO$78)),0))","v":""},null,null,null,{"$f":"IF(A239=\"\",\"\",IF(START!$B$34=2,INDIRECT(\"'Space-by-Space Method'!\"&SUBSTITUTE(ADDRESS(1,MOD(ROW(A239)-52,50)+10,4),\"1\",\"\")&ROUNDDOWN((ROW(A239)-52)/50,0)+4),\"\"))","v":""},{"$f":"IF(A239=\"\",\"\",INDIRECT(\"'Space-by-Space Method'!C\"&ROUNDDOWN((ROW(A239)-52)/50,0)+4))","v":""},{"$f":"IF(A239=\"\",\"\",IF(COUNTIF(CommonSpaceTypes,AQ239)>0,INDIRECT(\"'Space-by-Space Method'!F\"&ROUNDDOWN((ROW(A239)-52)/50,0)+4),\"\"))","v":""},{"$f":"IF(A239=\"\",\"\",IF(COUNTIF(BuildingSpecificSpaceTypes,AQ239)>0,INDIRECT(\"'Space-by-Space Method'!F\"&ROUNDDOWN((ROW(A239)-52)/50,0)+4),\"\"))","v":""},{"$f":"IF(A239=\"\",\"\",INDIRECT(\"'Fixture Schedule'!D\"&MOD(ROW(A239)-52,50)+9))","v":""},{"$f":"IF(A239=\"\",\"\",IF(AR239=\"\",\"\",INDIRECT(\"'Fixture Schedule'!K\"&MOD(ROW(A239)-52,50)+9)))","v":""},"",{"$f":"IF(A239=\"\",\"\",INDIRECT(\"'Fixture Schedule'!L\"&MOD(ROW(A239)-52,50)+9))","v":""},null,null,null,null,null,null,null,null,null,null,null,null,null,{"$f":"INDIRECT(\"'Space-by-Space Method'!\"&SUBSTITUTE(ADDRESS(1,MOD(ROW(A239)-52,50)+10,4),\"1\",\"\")&ROUNDDOWN((ROW(A239)-52)/50,0)+4)","v":0},{"$f":"LEFT(INDIRECT(\"'Space-by-Space Method'!BJ\"&ROUNDDOWN((ROW(A239)-52)/50,0)+4),3)","v":""},{"$f":"INDIRECT(\"'Fixture Schedule'!L\"&MOD(ROW(A239)-52,50)+9)","v":0},{"$f":"INDIRECT(\"'Fixture Schedule'!O\"&MOD(ROW(A239)-52,50)+9)","v":0},{"$f":"INDIRECT(\"'Space-by-Space Method'!F\"&ROUNDDOWN((ROW(A239)-52)/50,0)+4)","v":0},{"$f":"INDIRECT(\"'Fixture Schedule'!L\"&MOD(ROW(A239)-52,50)+9)","v":0},{"$f":"INDIRECT(\"'Space-by-Space Method'!D\"&ROUNDDOWN((ROW(A239)-52)/50,0)+4)","v":0},{"$f":"INDIRECT(\"'Space-by-Space Method'!E\"&ROUNDDOWN((ROW(A239)-52)/50,0)+4)","v":1}]
[{"$f":"IF(InteriorCalcType=2,IF(OR(AM240=0,AN240=\"DNQ\")=TRUE,\"\",INDIRECT(\"'Fixture Schedule'!M\"&MOD(ROW(A240)-52,50)+9)),\"\")","v":""},{"$f":"IF(A240=\"\",\"\",INDIRECT(\"'Fixture Schedule'!E\"&MOD(ROW(A240)-52,50)+9))","v":""},{"$f":"IF(A240=\"\",\"\",INDIRECT(\"'Fixture Schedule'!F\"&MOD(ROW(A240)-52,50)+9))","v":""},{"$f":"IF(A240=\"\",\"\",INDIRECT(\"'Fixture Schedule'!L\"&MOD(ROW(A240)-52,50)+9))","v":""},"",null,null,{"$f":"IF(A240=\"\",\"\",IF(AP240=1,Summary!$C$12*(AO240)/(SUM('Space-by-Space Method'!$BO$4:$BO$78,SUM('Exterior Lighting'!$BL$5:$BL$25))),0))","v":""},{"$f":"IF(A240=\"\",\"\",IF(START!$B$34=1,INDIRECT(\"'Space-by-Space Method'!\"&SUBSTITUTE(ADDRESS(1,MOD(ROW(A240)-52,50)+10,4),\"1\",\"\")&ROUNDDOWN((ROW(A240)-52)/50,0)+4),\"\"))","v":""},{"$f":"IF(A240=\"\",\"\",IF(AP240=1,Summary!$F$11*(AO240)/(SUM('Space-by-Space Method'!$BO$4:$BO$78,SUM('Exterior Lighting'!$BL$5:$BL$25))),0))","v":""},{"$f":"IF(A240=\"\",\"\",IF(AP240=1,Summary!$E$11*(AO240)/(SUM('Space-by-Space Method'!$BO$4:$BO$78,SUM('Exterior Lighting'!$BL$5:$BL$25))),0))","v":""},{"$f":"IF(A240=\"\",\"\",IF(AP240=1,Summary!$G$11*(AO240)/(SUM('Space-by-Space Method'!$BO$4:$BO$78,SUM('Exterior Lighting'!$BL$5:$BL$25))),0))","v":""},{"$f":"IF(A240=\"\",\"\",IF(AP240=1,Summary!$H$11*(AO240)/(SUM('Space-by-Space Method'!$BO$4:$BO$78)),0))","v":""},{"$f":"IF(A240=\"\",\"\",IF(AP240=1,Summary!$I$11*(AO240)/(SUM('Space-by-Space Method'!$BO$4:$BO$78)),0))","v":""},null,null,null,{"$f":"IF(A240=\"\",\"\",IF(START!$B$34=2,INDIRECT(\"'Space-by-Space Method'!\"&SUBSTITUTE(ADDRESS(1,MOD(ROW(A240)-52,50)+10,4),\"1\",\"\")&ROUNDDOWN((ROW(A240)-52)/50,0)+4),\"\"))","v":""},{"$f":"IF(A240=\"\",\"\",INDIRECT(\"'Space-by-Space Method'!C\"&ROUNDDOWN((ROW(A240)-52)/50,0)+4))","v":""},{"$f":"IF(A240=\"\",\"\",IF(COUNTIF(CommonSpaceTypes,AQ240)>0,INDIRECT(\"'Space-by-Space Method'!F\"&ROUNDDOWN((ROW(A240)-52)/50,0)+4),\"\"))","v":""},{"$f":"IF(A240=\"\",\"\",IF(COUNTIF(BuildingSpecificSpaceTypes,AQ240)>0,INDIRECT(\"'Space-by-Space Method'!F\"&ROUNDDOWN((ROW(A240)-52)/50,0)+4),\"\"))","v":""},{"$f":"IF(A240=\"\",\"\",INDIRECT(\"'Fixture Schedule'!D\"&MOD(ROW(A240)-52,50)+9))","v":""},{"$f":"IF(A240=\"\",\"\",IF(AR240=\"\",\"\",INDIRECT(\"'Fixture Schedule'!K\"&MOD(ROW(A240)-52,50)+9)))","v":""},"",{"$f":"IF(A240=\"\",\"\",INDIRECT(\"'Fixture Schedule'!L\"&MOD(ROW(A240)-52,50)+9))","v":""},null,null,null,null,null,null,null,null,null,null,null,null,null,{"$f":"INDIRECT(\"'Space-by-Space Method'!\"&SUBSTITUTE(ADDRESS(1,MOD(ROW(A240)-52,50)+10,4),\"1\",\"\")&ROUNDDOWN((ROW(A240)-52)/50,0)+4)","v":0},{"$f":"LEFT(INDIRECT(\"'Space-by-Space Method'!BJ\"&ROUNDDOWN((ROW(A240)-52)/50,0)+4),3)","v":""},{"$f":"INDIRECT(\"'Fixture Schedule'!L\"&MOD(ROW(A240)-52,50)+9)","v":0},{"$f":"INDIRECT(\"'Fixture Schedule'!O\"&MOD(ROW(A240)-52,50)+9)","v":0},{"$f":"INDIRECT(\"'Space-by-Space Method'!F\"&ROUNDDOWN((ROW(A240)-52)/50,0)+4)","v":0},{"$f":"INDIRECT(\"'Fixture Schedule'!L\"&MOD(ROW(A240)-52,50)+9)","v":0},{"$f":"INDIRECT(\"'Space-by-Space Method'!D\"&ROUNDDOWN((ROW(A240)-52)/50,0)+4)","v":0},{"$f":"INDIRECT(\"'Space-by-Space Method'!E\"&ROUNDDOWN((ROW(A240)-52)/50,0)+4)","v":1}]
[{"$f":"IF(InteriorCalcType=2,IF(OR(AM241=0,AN241=\"DNQ\")=TRUE,\"\",INDIRECT(\"'Fixture Schedule'!M\"&MOD(ROW(A241)-52,50)+9)),\"\")","v":""},{"$f":"IF(A241=\"\",\"\",INDIRECT(\"'Fixture Schedule'!E\"&MOD(ROW(A241)-52,50)+9))","v":""},{"$f":"IF(A241=\"\",\"\",INDIRECT(\"'Fixture Schedule'!F\"&MOD(ROW(A241)-52,50)+9))","v":""},{"$f":"IF(A241=\"\",\"\",INDIRECT(\"'Fixture Schedule'!L\"&MOD(ROW(A241)-52,50)+9))","v":""},"",null,null,{"$f":"IF(A241=\"\",\"\",IF(AP241=1,Summary!$C$12*(AO241)/(SUM('Space-by-Space Method'!$BO$4:$BO$78,SUM('Exterior Lighting'!$BL$5:$BL$25))),0))","v":""},{"$f":"IF(A241=\"\",\"\",IF(START!$B$34=1,INDIRECT(\"'Space-by-Space Method'!\"&SUBSTITUTE(ADDRESS(1,MOD(ROW(A241)-52,50)+10,4),\"1\",\"\")&ROUNDDOWN((ROW(A241)-52)/50,0)+4),\"\"))","v":""},{"$f":"IF(A241=\"\",\"\",IF(AP241=1,Summary!$F$11*(AO241)/(SUM('Space-by-Space Method'!$BO$4:$BO$78,SUM('Exterior Lighting'!$BL$5:$BL$25))),0))","v":""},{"$f":"IF(A241=\"\",\"\",IF(AP241=1,Summary!$E$11*(AO241)/(SUM('Space-by-Space Method'!$BO$4:$BO$78,SUM('Exterior Lighting'!$BL$5:$BL$25))),0))","v":""},{"$f":"IF(A241=\"\",\"\",IF(AP241=1,Summary!$G$11*(AO241)/(SUM('Space-by-Space Method'!$BO$4:$BO$78,SUM('Exterior Lighting'!$BL$5:$BL$25))),0))","v":""},{"$f":"IF(A241=\"\",\"\",IF(AP241=1,Summary!$H$11*(AO241)/(SUM('Space-by-Space Method'!$BO$4:$BO$78)),0))","v":""},{"$f":"IF(A241=\"\",\"\",IF(AP241=1,Summary!$I$11*(AO241)/(SUM('Space-by-Space Method'!$BO$4:$BO$78)),0))","v":""},null,null,null,{"$f":"IF(A241=\"\",\"\",IF(START!$B$34=2,INDIRECT(\"'Space-by-Space Method'!\"&SUBSTITUTE(ADDRESS(1,MOD(ROW(A241)-52,50)+10,4),\"1\",\"\")&ROUNDDOWN((ROW(A241)-52)/50,0)+4),\"\"))","v":""},{"$f":"IF(A241=\"\",\"\",INDIRECT(\"'Space-by-Space Method'!C\"&ROUNDDOWN((ROW(A241)-52)/50,0)+4))","v":""},{"$f":"IF(A241=\"\",\"\",IF(COUNTIF(CommonSpaceTypes,AQ241)>0,INDIRECT(\"'Space-by-Space Method'!F\"&ROUNDDOWN((ROW(A241)-52)/50,0)+4),\"\"))","v":""},{"$f":"IF(A241=\"\",\"\",IF(COUNTIF(BuildingSpecificSpaceTypes,AQ241)>0,INDIRECT(\"'Space-by-Space Method'!F\"&ROUNDDOWN((ROW(A241)-52)/50,0)+4),\"\"))","v":""},{"$f":"IF(A241=\"\",\"\",INDIRECT(\"'Fixture Schedule'!D\"&MOD(ROW(A241)-52,50)+9))","v":""},{"$f":"IF(A241=\"\",\"\",IF(AR241=\"\",\"\",INDIRECT(\"'Fixture Schedule'!K\"&MOD(ROW(A241)-52,50)+9)))","v":""},"",{"$f":"IF(A241=\"\",\"\",INDIRECT(\"'Fixture Schedule'!L\"&MOD(ROW(A241)-52,50)+9))","v":""},null,null,null,null,null,null,null,null,null,null,null,null,null,{"$f":"INDIRECT(\"'Space-by-Space Method'!\"&SUBSTITUTE(ADDRESS(1,MOD(ROW(A241)-52,50)+10,4),\"1\",\"\")&ROUNDDOWN((ROW(A241)-52)/50,0)+4)","v":0},{"$f":"LEFT(INDIRECT(\"'Space-by-Space Method'!BJ\"&ROUNDDOWN((ROW(A241)-52)/50,0)+4),3)","v":""},{"$f":"INDIRECT(\"'Fixture Schedule'!L\"&MOD(ROW(A241)-52,50)+9)","v":0},{"$f":"INDIRECT(\"'Fixture Schedule'!O\"&MOD(ROW(A241)-52,50)+9)","v":0},{"$f":"INDIRECT(\"'Space-by-Space Method'!F\"&ROUNDDOWN((ROW(A241)-52)/50,0)+4)","v":0},{"$f":"INDIRECT(\"'Fixture Schedule'!L\"&MOD(ROW(A241)-52,50)+9)","v":0},{"$f":"INDIRECT(\"'Space-by-Space Method'!D\"&ROUNDDOWN((ROW(A241)-52)/50,0)+4)","v":0},{"$f":"INDIRECT(\"'Space-by-Space Method'!E\"&ROUNDDOWN((ROW(A241)-52)/50,0)+4)","v":1}]
[{"$f":"IF(InteriorCalcType=2,IF(OR(AM242=0,AN242=\"DNQ\")=TRUE,\"\",INDIRECT(\"'Fixture Schedule'!M\"&MOD(ROW(A242)-52,50)+9)),\"\")","v":""},{"$f":"IF(A242=\"\",\"\",INDIRECT(\"'Fixture Schedule'!E\"&MOD(ROW(A242)-52,50)+9))","v":""},{"$f":"IF(A242=\"\",\"\",INDIRECT(\"'Fixture Schedule'!F\"&MOD(ROW(A242)-52,50)+9))","v":""},{"$f":"IF(A242=\"\",\"\",INDIRECT(\"'Fixture Schedule'!L\"&MOD(ROW(A242)-52,50)+9))","v":""},"",null,null,{"$f":"IF(A242=\"\",\"\",IF(AP242=1,Summary!$C$12*(AO242)/(SUM('Space-by-Space Method'!$BO$4:$BO$78,SUM('Exterior Lighting'!$BL$5:$BL$25))),0))","v":""},{"$f":"IF(A242=\"\",\"\",IF(START!$B$34=1,INDIRECT(\"'Space-by-Space Method'!\"&SUBSTITUTE(ADDRESS(1,MOD(ROW(A242)-52,50)+10,4),\"1\",\"\")&ROUNDDOWN((ROW(A242)-52)/50,0)+4),\"\"))","v":""},{"$f":"IF(A242=\"\",\"\",IF(AP242=1,Summary!$F$11*(AO242)/(SUM('Space-by-Space Method'!$BO$4:$BO$78,SUM('Exterior Lighting'!$BL$5:$BL$25))),0))","v":""},{"$f":"IF(A242=\"\",\"\",IF(AP242=1,Summary!$E$11*(AO242)/(SUM('Space-by-Space Method'!$BO$4:$BO$78,SUM('Exterior Lighting'!$BL$5:$BL$25))),0))","v":""},{"$f":"IF(A242=\"\",\"\",IF(AP242=1,Summary!$G$11*(AO242)/(SUM('Space-by-Space Method'!$BO$4:$BO$78,SUM('Exterior Lighting'!$BL$5:$BL$25))),0))","v":""},{"$f":"IF(A242=\"\",\"\",IF(AP242=1,Summary!$H$11*(AO242)/(SUM('Space-by-Space Method'!$BO$4:$BO$78)),0))","v":""},{"$f":"IF(A242=\"\",\"\",IF(AP242=1,Summary!$I$11*(AO242)/(SUM('Space-by-Space Method'!$BO$4:$BO$78)),0))","v":""},null,null,null,{"$f":"IF(A242=\"\",\"\",IF(START!$B$34=2,INDIRECT(\"'Space-by-Space Method'!\"&SUBSTITUTE(ADDRESS(1,MOD(ROW(A242)-52,50)+10,4),\"1\",\"\")&ROUNDDOWN((ROW(A242)-52)/50,0)+4),\"\"))","v":""},{"$f":"IF(A242=\"\",\"\",INDIRECT(\"'Space-by-Space Method'!C\"&ROUNDDOWN((ROW(A242)-52)/50,0)+4))","v":""},{"$f":"IF(A242=\"\",\"\",IF(COUNTIF(CommonSpaceTypes,AQ242)>0,INDIRECT(\"'Space-by-Space Method'!F\"&ROUNDDOWN((ROW(A242)-52)/50,0)+4),\"\"))","v":""},{"$f":"IF(A242=\"\",\"\",IF(COUNTIF(BuildingSpecificSpaceTypes,AQ242)>0,INDIRECT(\"'Space-by-Space Method'!F\"&ROUNDDOWN((ROW(A242)-52)/50,0)+4),\"\"))","v":""},{"$f":"IF(A242=\"\",\"\",INDIRECT(\"'Fixture Schedule'!D\"&MOD(ROW(A242)-52,50)+9))","v":""},{"$f":"IF(A242=\"\",\"\",IF(AR242=\"\",\"\",INDIRECT(\"'Fixture Schedule'!K\"&MOD(ROW(A242)-52,50)+9)))","v":""},"",{"$f":"IF(A242=\"\",\"\",INDIRECT(\"'Fixture Schedule'!L\"&MOD(ROW(A242)-52,50)+9))","v":""},null,null,null,null,null,null,null,null,null,null,null,null,null,{"$f":"INDIRECT(\"'Space-by-Space Method'!\"&SUBSTITUTE(ADDRESS(1,MOD(ROW(A242)-52,50)+10,4),\"1\",\"\")&ROUNDDOWN((ROW(A242)-52)/50,0)+4)","v":0},{"$f":"LEFT(INDIRECT(\"'Space-by-Space Method'!BJ\"&ROUNDDOWN((ROW(A242)-52)/50,0)+4),3)","v":""},{"$f":"INDIRECT(\"'Fixture Schedule'!L\"&MOD(ROW(A242)-52,50)+9)","v":0},{"$f":"INDIRECT(\"'Fixture Schedule'!O\"&MOD(ROW(A242)-52,50)+9)","v":0},{"$f":"INDIRECT(\"'Space-by-Space Method'!F\"&ROUNDDOWN((ROW(A242)-52)/50,0)+4)","v":0},{"$f":"INDIRECT(\"'Fixture Schedule'!L\"&MOD(ROW(A242)-52,50)+9)","v":0},{"$f":"INDIRECT(\"'Space-by-Space Method'!D\"&ROUNDDOWN((ROW(A242)-52)/50,0)+4)","v":0},{"$f":"INDIRECT(\"'Space-by-Space Method'!E\"&ROUNDDOWN((ROW(A242)-52)/50,0)+4)","v":1}]
[{"$f":"IF(InteriorCalcType=2,IF(OR(AM243=0,AN243=\"DNQ\")=TRUE,\"\",INDIRECT(\"'Fixture Schedule'!M\"&MOD(ROW(A243)-52,50)+9)),\"\")","v":""},{"$f":"IF(A243=\"\",\"\",INDIRECT(\"'Fixture Schedule'!E\"&MOD(ROW(A243)-52,50)+9))","v":""},{"$f":"IF(A243=\"\",\"\",INDIRECT(\"'Fixture Schedule'!F\"&MOD(ROW(A243)-52,50)+9))","v":""},{"$f":"IF(A243=\"\",\"\",INDIRECT(\"'Fixture Schedule'!L\"&MOD(ROW(A243)-52,50)+9))","v":""},"",null,null,{"$f":"IF(A243=\"\",\"\",IF(AP243=1,Summary!$C$12*(AO243)/(SUM('Space-by-Space Method'!$BO$4:$BO$78,SUM('Exterior Lighting'!$BL$5:$BL$25))),0))","v":""},{"$f":"IF(A243=\"\",\"\",IF(START!$B$34=1,INDIRECT(\"'Space-by-Space Method'!\"&SUBSTITUTE(ADDRESS(1,MOD(ROW(A243)-52,50)+10,4),\"1\",\"\")&ROUNDDOWN((ROW(A243)-52)/50,0)+4),\"\"))","v":""},{"$f":"IF(A243=\"\",\"\",IF(AP243=1,Summary!$F$11*(AO243)/(SUM('Space-by-Space Method'!$BO$4:$BO$78,SUM('Exterior Lighting'!$BL$5:$BL$25))),0))","v":""},{"$f":"IF(A243=\"\",\"\",IF(AP243=1,Summary!$E$11*(AO243)/(SUM('Space-by-Space Method'!$BO$4:$BO$78,SUM('Exterior Lighting'!$BL$5:$BL$25))),0))","v":""},{"$f":"IF(A243=\"\",\"\",IF(AP243=1,Summary!$G$11*(AO243)/(SUM('Space-by-Space Method'!$BO$4:$BO$78,SUM('Exterior Lighting'!$BL$5:$BL$25))),0))","v":""},{"$f":"IF(A243=\"\",\"\",IF(AP243=1,Summary!$H$11*(AO243)/(SUM('Space-by-Space Method'!$BO$4:$BO$78)),0))","v":""},{"$f":"IF(A243=\"\",\"\",IF(AP243=1,Summary!$I$11*(AO243)/(SUM('Space-by-Space Method'!$BO$4:$BO$78)),0))","v":""},null,null,null,{"$f":"IF(A243=\"\",\"\",IF(START!$B$34=2,INDIRECT(\"'Space-by-Space Method'!\"&SUBSTITUTE(ADDRESS(1,MOD(ROW(A243)-52,50)+10,4),\"1\",\"\")&ROUNDDOWN((ROW(A243)-52)/50,0)+4),\"\"))","v":""},{"$f":"IF(A243=\"\",\"\",INDIRECT(\"'Space-by-Space Method'!C\"&ROUNDDOWN((ROW(A243)-52)/50,0)+4))","v":""},{"$f":"IF(A243=\"\",\"\",IF(COUNTIF(CommonSpaceTypes,AQ243)>0,INDIRECT(\"'Space-by-Space Method'!F\"&ROUNDDOWN((ROW(A243)-52)/50,0)+4),\"\"))","v":""},{"$f":"IF(A243=\"\",\"\",IF(COUNTIF(BuildingSpecificSpaceTypes,AQ243)>0,INDIRECT(\"'Space-by-Space Method'!F\"&ROUNDDOWN((ROW(A243)-52)/50,0)+4),\"\"))","v":""},{"$f":"IF(A243=\"\",\"\",INDIRECT(\"'Fixture Schedule'!D\"&MOD(ROW(A243)-52,50)+9))","v":""},{"$f":"IF(A243=\"\",\"\",IF(AR243=\"\",\"\",INDIRECT(\"'Fixture Schedule'!K\"&MOD(ROW(A243)-52,50)+9)))","v":""},"",{"$f":"IF(A243=\"\",\"\",INDIRECT(\"'Fixture Schedule'!L\"&MOD(ROW(A243)-52,50)+9))","v":""},null,null,null,null,null,null,null,null,null,null,null,null,null,{"$f":"INDIRECT(\"'Space-by-Space Method'!\"&SUBSTITUTE(ADDRESS(1,MOD(ROW(A243)-52,50)+10,4),\"1\",\"\")&ROUNDDOWN((ROW(A243)-52)/50,0)+4)","v":0},{"$f":"LEFT(INDIRECT(\"'Space-by-Space Method'!BJ\"&ROUNDDOWN((ROW(A243)-52)/50,0)+4),3)","v":""},{"$f":"INDIRECT(\"'Fixture Schedule'!L\"&MOD(ROW(A243)-52,50)+9)","v":0},{"$f":"INDIRECT(\"'Fixture Schedule'!O\"&MOD(ROW(A243)-52,50)+9)","v":0},{"$f":"INDIRECT(\"'Space-by-Space Method'!F\"&ROUNDDOWN((ROW(A243)-52)/50,0)+4)","v":0},{"$f":"INDIRECT(\"'Fixture Schedule'!L\"&MOD(ROW(A243)-52,50)+9)","v":0},{"$f":"INDIRECT(\"'Space-by-Space Method'!D\"&ROUNDDOWN((ROW(A243)-52)/50,0)+4)","v":0},{"$f":"INDIRECT(\"'Space-by-Space Method'!E\"&ROUNDDOWN((ROW(A243)-52)/50,0)+4)","v":1}]
[{"$f":"IF(InteriorCalcType=2,IF(OR(AM244=0,AN244=\"DNQ\")=TRUE,\"\",INDIRECT(\"'Fixture Schedule'!M\"&MOD(ROW(A244)-52,50)+9)),\"\")","v":""},{"$f":"IF(A244=\"\",\"\",INDIRECT(\"'Fixture Schedule'!E\"&MOD(ROW(A244)-52,50)+9))","v":""},{"$f":"IF(A244=\"\",\"\",INDIRECT(\"'Fixture Schedule'!F\"&MOD(ROW(A244)-52,50)+9))","v":""},{"$f":"IF(A244=\"\",\"\",INDIRECT(\"'Fixture Schedule'!L\"&MOD(ROW(A244)-52,50)+9))","v":""},"",null,null,{"$f":"IF(A244=\"\",\"\",IF(AP244=1,Summary!$C$12*(AO244)/(SUM('Space-by-Space Method'!$BO$4:$BO$78,SUM('Exterior Lighting'!$BL$5:$BL$25))),0))","v":""},{"$f":"IF(A244=\"\",\"\",IF(START!$B$34=1,INDIRECT(\"'Space-by-Space Method'!\"&SUBSTITUTE(ADDRESS(1,MOD(ROW(A244)-52,50)+10,4),\"1\",\"\")&ROUNDDOWN((ROW(A244)-52)/50,0)+4),\"\"))","v":""},{"$f":"IF(A244=\"\",\"\",IF(AP244=1,Summary!$F$11*(AO244)/(SUM('Space-by-Space Method'!$BO$4:$BO$78,SUM('Exterior Lighting'!$BL$5:$BL$25))),0))","v":""},{"$f":"IF(A244=\"\",\"\",IF(AP244=1,Summary!$E$11*(AO244)/(SUM('Space-by-Space Method'!$BO$4:$BO$78,SUM('Exterior Lighting'!$BL$5:$BL$25))),0))","v":""},{"$f":"IF(A244=\"\",\"\",IF(AP244=1,Summary!$G$11*(AO244)/(SUM('Space-by-Space Method'!$BO$4:$BO$78,SUM('Exterior Lighting'!$BL$5:$BL$25))),0))","v":""},{"$f":"IF(A244=\"\",\"\",IF(AP244=1,Summary!$H$11*(AO244)/(SUM('Space-by-Space Method'!$BO$4:$BO$78)),0))","v":""},{"$f":"IF(A244=\"\",\"\",IF(AP244=1,Summary!$I$11*(AO244)/(SUM('Space-by-Space Method'!$BO$4:$BO$78)),0))","v":""},null,null,null,{"$f":"IF(A244=\"\",\"\",IF(START!$B$34=2,INDIRECT(\"'Space-by-Space Method'!\"&SUBSTITUTE(ADDRESS(1,MOD(ROW(A244)-52,50)+10,4),\"1\",\"\")&ROUNDDOWN((ROW(A244)-52)/50,0)+4),\"\"))","v":""},{"$f":"IF(A244=\"\",\"\",INDIRECT(\"'Space-by-Space Method'!C\"&ROUNDDOWN((ROW(A244)-52)/50,0)+4))","v":""},{"$f":"IF(A244=\"\",\"\",IF(COUNTIF(CommonSpaceTypes,AQ244)>0,INDIRECT(\"'Space-by-Space Method'!F\"&ROUNDDOWN((ROW(A244)-52)/50,0)+4),\"\"))","v":""},{"$f":"IF(A244=\"\",\"\",IF(COUNTIF(BuildingSpecificSpaceTypes,AQ244)>0,INDIRECT(\"'Space-by-Space Method'!F\"&ROUNDDOWN((ROW(A244)-52)/50,0)+4),\"\"))","v":""},{"$f":"IF(A244=\"\",\"\",INDIRECT(\"'Fixture Schedule'!D\"&MOD(ROW(A244)-52,50)+9))","v":""},{"$f":"IF(A244=\"\",\"\",IF(AR244=\"\",\"\",INDIRECT(\"'Fixture Schedule'!K\"&MOD(ROW(A244)-52,50)+9)))","v":""},"",{"$f":"IF(A244=\"\",\"\",INDIRECT(\"'Fixture Schedule'!L\"&MOD(ROW(A244)-52,50)+9))","v":""},null,null,null,null,null,null,null,null,null,null,null,null,null,{"$f":"INDIRECT(\"'Space-by-Space Method'!\"&SUBSTITUTE(ADDRESS(1,MOD(ROW(A244)-52,50)+10,4),\"1\",\"\")&ROUNDDOWN((ROW(A244)-52)/50,0)+4)","v":0},{"$f":"LEFT(INDIRECT(\"'Space-by-Space Method'!BJ\"&ROUNDDOWN((ROW(A244)-52)/50,0)+4),3)","v":""},{"$f":"INDIRECT(\"'Fixture Schedule'!L\"&MOD(ROW(A244)-52,50)+9)","v":0},{"$f":"INDIRECT(\"'Fixture Schedule'!O\"&MOD(ROW(A244)-52,50)+9)","v":0},{"$f":"INDIRECT(\"'Space-by-Space Method'!F\"&ROUNDDOWN((ROW(A244)-52)/50,0)+4)","v":0},{"$f":"INDIRECT(\"'Fixture Schedule'!L\"&MOD(ROW(A244)-52,50)+9)","v":0},{"$f":"INDIRECT(\"'Space-by-Space Method'!D\"&ROUNDDOWN((ROW(A244)-52)/50,0)+4)","v":0},{"$f":"INDIRECT(\"'Space-by-Space Method'!E\"&ROUNDDOWN((ROW(A244)-52)/50,0)+4)","v":1}]
[{"$f":"IF(InteriorCalcType=2,IF(OR(AM245=0,AN245=\"DNQ\")=TRUE,\"\",INDIRECT(\"'Fixture Schedule'!M\"&MOD(ROW(A245)-52,50)+9)),\"\")","v":""},{"$f":"IF(A245=\"\",\"\",INDIRECT(\"'Fixture Schedule'!E\"&MOD(ROW(A245)-52,50)+9))","v":""},{"$f":"IF(A245=\"\",\"\",INDIRECT(\"'Fixture Schedule'!F\"&MOD(ROW(A245)-52,50)+9))","v":""},{"$f":"IF(A245=\"\",\"\",INDIRECT(\"'Fixture Schedule'!L\"&MOD(ROW(A245)-52,50)+9))","v":""},{"$f":"IF(A245=\"\",\"\",\"Watts\")","v":""},null,null,{"$f":"IF(A245=\"\",\"\",IF(AP245=1,Summary!$C$12*(AO245)/(SUM('Space-by-Space Method'!$BO$4:$BO$78,SUM('Exterior Lighting'!$BL$5:$BL$25))),0))","v":""},{"$f":"IF(A245=\"\",\"\",IF(START!$B$34=1,INDIRECT(\"'Space-by-Space Method'!\"&SUBSTITUTE(ADDRESS(1,MOD(ROW(A245)-52,50)+10,4),\"1\",\"\")&ROUNDDOWN((ROW(A245)-52)/50,0)+4),\"\"))","v":""},{"$f":"IF(A245=\"\",\"\",IF(AP245=1,Summary!$F$11*(AO245)/(SUM('Space-by-Space Method'!$BO$4:$BO$78,SUM('Exterior Lighting'!$BL$5:$BL$25))),0))","v":""},{"$f":"IF(A245=\"\",\"\",IF(AP245=1,Summary!$E$11*(AO245)/(SUM('Space-by-Space Method'!$BO$4:$BO$78,SUM('Exterior Lighting'!$BL$5:$BL$25))),0))","v":""},{"$f":"IF(A245=\"\",\"\",IF(AP245=1,Summary!$G$11*(AO245)/(SUM('Space-by-Space Method'!$BO$4:$BO$78,SUM('Exterior Lighting'!$BL$5:$BL$25))),0))","v":""},{"$f":"IF(A245=\"\",\"\",IF(AP245=1,Summary!$H$11*(AO245)/(SUM('Space-by-Space Method'!$BO$4:$BO$78)),0))","v":""},{"$f":"IF(A245=\"\",\"\",IF(AP245=1,Summary!$I$11*(AO245)/(SUM('Space-by-Space Method'!$BO$4:$BO$78)),0))","v":""},null,null,null,{"$f":"IF(A245=\"\",\"\",IF(START!$B$34=2,INDIRECT(\"'Space-by-Space Method'!\"&SUBSTITUTE(ADDRESS(1,MOD(ROW(A245)-52,50)+10,4),\"1\",\"\")&ROUNDDOWN((ROW(A245)-52)/50,0)+4),\"\"))","v":""},{"$f":"IF(A245=\"\",\"\",INDIRECT(\"'Space-by-Space Method'!C\"&ROUNDDOWN((ROW(A245)-52)/50,0)+4))","v":""},{"$f":"IF(A245=\"\",\"\",IF(COUNTIF(CommonSpaceTypes,AQ245)>0,INDIRECT(\"'Space-by-Space Method'!F\"&ROUNDDOWN((ROW(A245)-52)/50,0)+4),\"\"))","v":""},{"$f":"IF(A245=\"\",\"\",IF(COUNTIF(BuildingSpecificSpaceTypes,AQ245)>0,INDIRECT(\"'Space-by-Space Method'!F\"&ROUNDDOWN((ROW(A245)-52)/50,0)+4),\"\"))","v":""},{"$f":"IF(A245=\"\",\"\",INDIRECT(\"'Fixture Schedule'!D\"&MOD(ROW(A245)-52,50)+9))","v":""},{"$f":"IF(A245=\"\",\"\",IF(AR245=\"\",\"\",INDIRECT(\"'Fixture Schedule'!K\"&MOD(ROW(A245)-52,50)+9)))","v":""},{"$f":"IF(A245=\"\",\"\",AS245*AT245)","v":""},{"$f":"IF(A245=\"\",\"\",INDIRECT(\"'Fixture Schedule'!L\"&MOD(ROW(A245)-52,50)+9))","v":""},null,null,null,null,null,null,null,null,null,null,null,null,null,{"$f":"INDIRECT(\"'Space-by-Space Method'!\"&SUBSTITUTE(ADDRESS(1,MOD(ROW(A245)-52,50)+10,4),\"1\",\"\")&ROUNDDOWN((ROW(A245)-52)/50,0)+4)","v":0},{"$f":"LEFT(INDIRECT(\"'Space-by-Space Method'!BJ\"&ROUNDDOWN((ROW(A245)-52)/50,0)+4),3)","v":""},{"$f":"INDIRECT(\"'Fixture Schedule'!L\"&MOD(ROW(A245)-52,50)+9)","v":0},{"$f":"INDIRECT(\"'Fixture Schedule'!O\"&MOD(ROW(A245)-52,50)+9)","v":0},{"$f":"INDIRECT(\"'Space-by-Space Method'!F\"&ROUNDDOWN((ROW(A245)-52)/50,0)+4)","v":0},{"$f":"INDIRECT(\"'Fixture Schedule'!L\"&MOD(ROW(A245)-52,50)+9)","v":0},{"$f":"INDIRECT(\"'Space-by-Space Method'!D\"&ROUNDDOWN((ROW(A245)-52)/50,0)+4)","v":0},{"$f":"INDIRECT(\"'Space-by-Space Method'!E\"&ROUNDDOWN((ROW(A245)-52)/50,0)+4)","v":1}]
[{"$f":"IF(InteriorCalcType=2,IF(OR(AM246=0,AN246=\"DNQ\")=TRUE,\"\",INDIRECT(\"'Fixture Schedule'!M\"&MOD(ROW(A246)-52,50)+9)),\"\")","v":""},{"$f":"IF(A246=\"\",\"\",INDIRECT(\"'Fixture Schedule'!E\"&MOD(ROW(A246)-52,50)+9))","v":""},{"$f":"IF(A246=\"\",\"\",INDIRECT(\"'Fixture Schedule'!F\"&MOD(ROW(A246)-52,50)+9))","v":""},{"$f":"IF(A246=\"\",\"\",INDIRECT(\"'Fixture Schedule'!L\"&MOD(ROW(A246)-52,50)+9))","v":""},"",null,null,{"$f":"IF(A246=\"\",\"\",IF(AP246=1,Summary!$C$12*(AO246)/(SUM('Space-by-Space Method'!$BO$4:$BO$78,SUM('Exterior Lighting'!$BL$5:$BL$25))),0))","v":""},{"$f":"IF(A246=\"\",\"\",IF(START!$B$34=1,INDIRECT(\"'Space-by-Space Method'!\"&SUBSTITUTE(ADDRESS(1,MOD(ROW(A246)-52,50)+10,4),\"1\",\"\")&ROUNDDOWN((ROW(A246)-52)/50,0)+4),\"\"))","v":""},{"$f":"IF(A246=\"\",\"\",IF(AP246=1,Summary!$F$11*(AO246)/(SUM('Space-by-Space Method'!$BO$4:$BO$78,SUM('Exterior Lighting'!$BL$5:$BL$25))),0))","v":""},{"$f":"IF(A246=\"\",\"\",IF(AP246=1,Summary!$E$11*(AO246)/(SUM('Space-by-Space Method'!$BO$4:$BO$78,SUM('Exterior Lighting'!$BL$5:$BL$25))),0))","v":""},{"$f":"IF(A246=\"\",\"\",IF(AP246=1,Summary!$G$11*(AO246)/(SUM('Space-by-Space Method'!$BO$4:$BO$78,SUM('Exterior Lighting'!$BL$5:$BL$25))),0))","v":""},{"$f":"IF(A246=\"\",\"\",IF(AP246=1,Summary!$H$11*(AO246)/(SUM('Space-by-Space Method'!$BO$4:$BO$78)),0))","v":""},{"$f":"IF(A246=\"\",\"\",IF(AP246=1,Summary!$I$11*(AO246)/(SUM('Space-by-Space Method'!$BO$4:$BO$78)),0))","v":""},null,null,null,{"$f":"IF(A246=\"\",\"\",IF(START!$B$34=2,INDIRECT(\"'Space-by-Space Method'!\"&SUBSTITUTE(ADDRESS(1,MOD(ROW(A246)-52,50)+10,4),\"1\",\"\")&ROUNDDOWN((ROW(A246)-52)/50,0)+4),\"\"))","v":""},{"$f":"IF(A246=\"\",\"\",INDIRECT(\"'Space-by-Space Method'!C\"&ROUNDDOWN((ROW(A246)-52)/50,0)+4))","v":""},{"$f":"IF(A246=\"\",\"\",IF(COUNTIF(CommonSpaceTypes,AQ246)>0,INDIRECT(\"'Space-by-Space Method'!F\"&ROUNDDOWN((ROW(A246)-52)/50,0)+4),\"\"))","v":""},{"$f":"IF(A246=\"\",\"\",IF(COUNTIF(BuildingSpecificSpaceTypes,AQ246)>0,INDIRECT(\"'Space-by-Space Method'!F\"&ROUNDDOWN((ROW(A246)-52)/50,0)+4),\"\"))","v":""},{"$f":"IF(A246=\"\",\"\",INDIRECT(\"'Fixture Schedule'!D\"&MOD(ROW(A246)-52,50)+9))","v":""},{"$f":"IF(A246=\"\",\"\",IF(AR246=\"\",\"\",INDIRECT(\"'Fixture Schedule'!K\"&MOD(ROW(A246)-52,50)+9)))","v":""},"",{"$f":"IF(A246=\"\",\"\",INDIRECT(\"'Fixture Schedule'!L\"&MOD(ROW(A246)-52,50)+9))","v":""},null,null,null,null,null,null,null,null,null,null,null,null,null,{"$f":"INDIRECT(\"'Space-by-Space Method'!\"&SUBSTITUTE(ADDRESS(1,MOD(ROW(A246)-52,50)+10,4),\"1\",\"\")&ROUNDDOWN((ROW(A246)-52)/50,0)+4)","v":0},{"$f":"LEFT(INDIRECT(\"'Space-by-Space Method'!BJ\"&ROUNDDOWN((ROW(A246)-52)/50,0)+4),3)","v":""},{"$f":"INDIRECT(\"'Fixture Schedule'!L\"&MOD(ROW(A246)-52,50)+9)","v":0},{"$f":"INDIRECT(\"'Fixture Schedule'!O\"&MOD(ROW(A246)-52,50)+9)","v":0},{"$f":"INDIRECT(\"'Space-by-Space Method'!F\"&ROUNDDOWN((ROW(A246)-52)/50,0)+4)","v":0},{"$f":"INDIRECT(\"'Fixture Schedule'!L\"&MOD(ROW(A246)-52,50)+9)","v":0},{"$f":"INDIRECT(\"'Space-by-Space Method'!D\"&ROUNDDOWN((ROW(A246)-52)/50,0)+4)","v":0},{"$f":"INDIRECT(\"'Space-by-Space Method'!E\"&ROUNDDOWN((ROW(A246)-52)/50,0)+4)","v":1}]
[{"$f":"IF(InteriorCalcType=2,IF(OR(AM247=0,AN247=\"DNQ\")=TRUE,\"\",INDIRECT(\"'Fixture Schedule'!M\"&MOD(ROW(A247)-52,50)+9)),\"\")","v":""},{"$f":"IF(A247=\"\",\"\",INDIRECT(\"'Fixture Schedule'!E\"&MOD(ROW(A247)-52,50)+9))","v":""},{"$f":"IF(A247=\"\",\"\",INDIRECT(\"'Fixture Schedule'!F\"&MOD(ROW(A247)-52,50)+9))","v":""},{"$f":"IF(A247=\"\",\"\",INDIRECT(\"'Fixture Schedule'!L\"&MOD(ROW(A247)-52,50)+9))","v":""},"",null,null,{"$f":"IF(A247=\"\",\"\",IF(AP247=1,Summary!$C$12*(AO247)/(SUM('Space-by-Space Method'!$BO$4:$BO$78,SUM('Exterior Lighting'!$BL$5:$BL$25))),0))","v":""},{"$f":"IF(A247=\"\",\"\",IF(START!$B$34=1,INDIRECT(\"'Space-by-Space Method'!\"&SUBSTITUTE(ADDRESS(1,MOD(ROW(A247)-52,50)+10,4),\"1\",\"\")&ROUNDDOWN((ROW(A247)-52)/50,0)+4),\"\"))","v":""},{"$f":"IF(A247=\"\",\"\",IF(AP247=1,Summary!$F$11*(AO247)/(SUM('Space-by-Space Method'!$BO$4:$BO$78,SUM('Exterior Lighting'!$BL$5:$BL$25))),0))","v":""},{"$f":"IF(A247=\"\",\"\",IF(AP247=1,Summary!$E$11*(AO247)/(SUM('Space-by-Space Method'!$BO$4:$BO$78,SUM('Exterior Lighting'!$BL$5:$BL$25))),0))","v":""},{"$f":"IF(A247=\"\",\"\",IF(AP247=1,Summary!$G$11*(AO247)/(SUM('Space-by-Space Method'!$BO$4:$BO$78,SUM('Exterior Lighting'!$BL$5:$BL$25))),0))","v":""},{"$f":"IF(A247=\"\",\"\",IF(AP247=1,Summary!$H$11*(AO247)/(SUM('Space-by-Space Method'!$BO$4:$BO$78)),0))","v":""},{"$f":"IF(A247=\"\",\"\",IF(AP247=1,Summary!$I$11*(AO247)/(SUM('Space-by-Space Method'!$BO$4:$BO$78)),0))","v":""},null,null,null,{"$f":"IF(A247=\"\",\"\",IF(START!$B$34=2,INDIRECT(\"'Space-by-Space Method'!\"&SUBSTITUTE(ADDRESS(1,MOD(ROW(A247)-52,50)+10,4),\"1\",\"\")&ROUNDDOWN((ROW(A247)-52)/50,0)+4),\"\"))","v":""},{"$f":"IF(A247=\"\",\"\",INDIRECT(\"'Space-by-Space Method'!C\"&ROUNDDOWN((ROW(A247)-52)/50,0)+4))","v":""},{"$f":"IF(A247=\"\",\"\",IF(COUNTIF(CommonSpaceTypes,AQ247)>0,INDIRECT(\"'Space-by-Space Method'!F\"&ROUNDDOWN((ROW(A247)-52)/50,0)+4),\"\"))","v":""},{"$f":"IF(A247=\"\",\"\",IF(COUNTIF(BuildingSpecificSpaceTypes,AQ247)>0,INDIRECT(\"'Space-by-Space Method'!F\"&ROUNDDOWN((ROW(A247)-52)/50,0)+4),\"\"))","v":""},{"$f":"IF(A247=\"\",\"\",INDIRECT(\"'Fixture Schedule'!D\"&MOD(ROW(A247)-52,50)+9))","v":""},{"$f":"IF(A247=\"\",\"\",IF(AR247=\"\",\"\",INDIRECT(\"'Fixture Schedule'!K\"&MOD(ROW(A247)-52,50)+9)))","v":""},"",{"$f":"IF(A247=\"\",\"\",INDIRECT(\"'Fixture Schedule'!L\"&MOD(ROW(A247)-52,50)+9))","v":""},null,null,null,null,null,null,null,null,null,null,null,null,null,{"$f":"INDIRECT(\"'Space-by-Space Method'!\"&SUBSTITUTE(ADDRESS(1,MOD(ROW(A247)-52,50)+10,4),\"1\",\"\")&ROUNDDOWN((ROW(A247)-52)/50,0)+4)","v":0},{"$f":"LEFT(INDIRECT(\"'Space-by-Space Method'!BJ\"&ROUNDDOWN((ROW(A247)-52)/50,0)+4),3)","v":""},{"$f":"INDIRECT(\"'Fixture Schedule'!L\"&MOD(ROW(A247)-52,50)+9)","v":0},{"$f":"INDIRECT(\"'Fixture Schedule'!O\"&MOD(ROW(A247)-52,50)+9)","v":0},{"$f":"INDIRECT(\"'Space-by-Space Method'!F\"&ROUNDDOWN((ROW(A247)-52)/50,0)+4)","v":0},{"$f":"INDIRECT(\"'Fixture Schedule'!L\"&MOD(ROW(A247)-52,50)+9)","v":0},{"$f":"INDIRECT(\"'Space-by-Space Method'!D\"&ROUNDDOWN((ROW(A247)-52)/50,0)+4)","v":0},{"$f":"INDIRECT(\"'Space-by-Space Method'!E\"&ROUNDDOWN((ROW(A247)-52)/50,0)+4)","v":1}]
[{"$f":"IF(InteriorCalcType=2,IF(OR(AM248=0,AN248=\"DNQ\")=TRUE,\"\",INDIRECT(\"'Fixture Schedule'!M\"&MOD(ROW(A248)-52,50)+9)),\"\")","v":""},{"$f":"IF(A248=\"\",\"\",INDIRECT(\"'Fixture Schedule'!E\"&MOD(ROW(A248)-52,50)+9))","v":""},{"$f":"IF(A248=\"\",\"\",INDIRECT(\"'Fixture Schedule'!F\"&MOD(ROW(A248)-52,50)+9))","v":""},{"$f":"IF(A248=\"\",\"\",INDIRECT(\"'Fixture Schedule'!L\"&MOD(ROW(A248)-52,50)+9))","v":""},"",null,null,{"$f":"IF(A248=\"\",\"\",IF(AP248=1,Summary!$C$12*(AO248)/(SUM('Space-by-Space Method'!$BO$4:$BO$78,SUM('Exterior Lighting'!$BL$5:$BL$25))),0))","v":""},{"$f":"IF(A248=\"\",\"\",IF(START!$B$34=1,INDIRECT(\"'Space-by-Space Method'!\"&SUBSTITUTE(ADDRESS(1,MOD(ROW(A248)-52,50)+10,4),\"1\",\"\")&ROUNDDOWN((ROW(A248)-52)/50,0)+4),\"\"))","v":""},{"$f":"IF(A248=\"\",\"\",IF(AP248=1,Summary!$F$11*(AO248)/(SUM('Space-by-Space Method'!$BO$4:$BO$78,SUM('Exterior Lighting'!$BL$5:$BL$25))),0))","v":""},{"$f":"IF(A248=\"\",\"\",IF(AP248=1,Summary!$E$11*(AO248)/(SUM('Space-by-Space Method'!$BO$4:$BO$78,SUM('Exterior Lighting'!$BL$5:$BL$25))),0))","v":""},{"$f":"IF(A248=\"\",\"\",IF(AP248=1,Summary!$G$11*(AO248)/(SUM('Space-by-Space Method'!$BO$4:$BO$78,SUM('Exterior Lighting'!$BL$5:$BL$25))),0))","v":""},{"$f":"IF(A248=\"\",\"\",IF(AP248=1,Summary!$H$11*(AO248)/(SUM('Space-by-Space Method'!$BO$4:$BO$78)),0))","v":""},{"$f":"IF(A248=\"\",\"\",IF(AP248=1,Summary!$I$11*(AO248)/(SUM('Space-by-Space Method'!$BO$4:$BO$78)),0))","v":""},null,null,null,{"$f":"IF(A248=\"\",\"\",IF(START!$B$34=2,INDIRECT(\"'Space-by-Space Method'!\"&SUBSTITUTE(ADDRESS(1,MOD(ROW(A248)-52,50)+10,4),\"1\",\"\")&ROUNDDOWN((ROW(A248)-52)/50,0)+4),\"\"))","v":""},{"$f":"IF(A248=\"\",\"\",INDIRECT(\"'Space-by-Space Method'!C\"&ROUNDDOWN((ROW(A248)-52)/50,0)+4))","v":""},{"$f":"IF(A248=\"\",\"\",IF(COUNTIF(CommonSpaceTypes,AQ248)>0,INDIRECT(\"'Space-by-Space Method'!F\"&ROUNDDOWN((ROW(A248)-52)/50,0)+4),\"\"))","v":""},{"$f":"IF(A248=\"\",\"\",IF(COUNTIF(BuildingSpecificSpaceTypes,AQ248)>0,INDIRECT(\"'Space-by-Space Method'!F\"&ROUNDDOWN((ROW(A248)-52)/50,0)+4),\"\"))","v":""},{"$f":"IF(A248=\"\",\"\",INDIRECT(\"'Fixture Schedule'!D\"&MOD(ROW(A248)-52,50)+9))","v":""},{"$f":"IF(A248=\"\",\"\",IF(AR248=\"\",\"\",INDIRECT(\"'Fixture Schedule'!K\"&MOD(ROW(A248)-52,50)+9)))","v":""},"",{"$f":"IF(A248=\"\",\"\",INDIRECT(\"'Fixture Schedule'!L\"&MOD(ROW(A248)-52,50)+9))","v":""},null,null,null,null,null,null,null,null,null,null,null,null,null,{"$f":"INDIRECT(\"'Space-by-Space Method'!\"&SUBSTITUTE(ADDRESS(1,MOD(ROW(A248)-52,50)+10,4),\"1\",\"\")&ROUNDDOWN((ROW(A248)-52)/50,0)+4)","v":0},{"$f":"LEFT(INDIRECT(\"'Space-by-Space Method'!BJ\"&ROUNDDOWN((ROW(A248)-52)/50,0)+4),3)","v":""},{"$f":"INDIRECT(\"'Fixture Schedule'!L\"&MOD(ROW(A248)-52,50)+9)","v":0},{"$f":"INDIRECT(\"'Fixture Schedule'!O\"&MOD(ROW(A248)-52,50)+9)","v":0},{"$f":"INDIRECT(\"'Space-by-Space Method'!F\"&ROUNDDOWN((ROW(A248)-52)/50,0)+4)","v":0},{"$f":"INDIRECT(\"'Fixture Schedule'!L\"&MOD(ROW(A248)-52,50)+9)","v":0},{"$f":"INDIRECT(\"'Space-by-Space Method'!D\"&ROUNDDOWN((ROW(A248)-52)/50,0)+4)","v":0},{"$f":"INDIRECT(\"'Space-by-Space Method'!E\"&ROUNDDOWN((ROW(A248)-52)/50,0)+4)","v":1}]
[{"$f":"IF(InteriorCalcType=2,IF(OR(AM249=0,AN249=\"DNQ\")=TRUE,\"\",INDIRECT(\"'Fixture Schedule'!M\"&MOD(ROW(A249)-52,50)+9)),\"\")","v":""},{"$f":"IF(A249=\"\",\"\",INDIRECT(\"'Fixture Schedule'!E\"&MOD(ROW(A249)-52,50)+9))","v":""},{"$f":"IF(A249=\"\",\"\",INDIRECT(\"'Fixture Schedule'!F\"&MOD(ROW(A249)-52,50)+9))","v":""},{"$f":"IF(A249=\"\",\"\",INDIRECT(\"'Fixture Schedule'!L\"&MOD(ROW(A249)-52,50)+9))","v":""},"",null,null,{"$f":"IF(A249=\"\",\"\",IF(AP249=1,Summary!$C$12*(AO249)/(SUM('Space-by-Space Method'!$BO$4:$BO$78,SUM('Exterior Lighting'!$BL$5:$BL$25))),0))","v":""},{"$f":"IF(A249=\"\",\"\",IF(START!$B$34=1,INDIRECT(\"'Space-by-Space Method'!\"&SUBSTITUTE(ADDRESS(1,MOD(ROW(A249)-52,50)+10,4),\"1\",\"\")&ROUNDDOWN((ROW(A249)-52)/50,0)+4),\"\"))","v":""},{"$f":"IF(A249=\"\",\"\",IF(AP249=1,Summary!$F$11*(AO249)/(SUM('Space-by-Space Method'!$BO$4:$BO$78,SUM('Exterior Lighting'!$BL$5:$BL$25))),0))","v":""},{"$f":"IF(A249=\"\",\"\",IF(AP249=1,Summary!$E$11*(AO249)/(SUM('Space-by-Space Method'!$BO$4:$BO$78,SUM('Exterior Lighting'!$BL$5:$BL$25))),0))","v":""},{"$f":"IF(A249=\"\",\"\",IF(AP249=1,Summary!$G$11*(AO249)/(SUM('Space-by-Space Method'!$BO$4:$BO$78,SUM('Exterior Lighting'!$BL$5:$BL$25))),0))","v":""},{"$f":"IF(A249=\"\",\"\",IF(AP249=1,Summary!$H$11*(AO249)/(SUM('Space-by-Space Method'!$BO$4:$BO$78)),0))","v":""},{"$f":"IF(A249=\"\",\"\",IF(AP249=1,Summary!$I$11*(AO249)/(SUM('Space-by-Space Method'!$BO$4:$BO$78)),0))","v":""},null,null,null,{"$f":"IF(A249=\"\",\"\",IF(START!$B$34=2,INDIRECT(\"'Space-by-Space Method'!\"&SUBSTITUTE(ADDRESS(1,MOD(ROW(A249)-52,50)+10,4),\"1\",\"\")&ROUNDDOWN((ROW(A249)-52)/50,0)+4),\"\"))","v":""},{"$f":"IF(A249=\"\",\"\",INDIRECT(\"'Space-by-Space Method'!C\"&ROUNDDOWN((ROW(A249)-52)/50,0)+4))","v":""},{"$f":"IF(A249=\"\",\"\",IF(COUNTIF(CommonSpaceTypes,AQ249)>0,INDIRECT(\"'Space-by-Space Method'!F\"&ROUNDDOWN((ROW(A249)-52)/50,0)+4),\"\"))","v":""},{"$f":"IF(A249=\"\",\"\",IF(COUNTIF(BuildingSpecificSpaceTypes,AQ249)>0,INDIRECT(\"'Space-by-Space Method'!F\"&ROUNDDOWN((ROW(A249)-52)/50,0)+4),\"\"))","v":""},{"$f":"IF(A249=\"\",\"\",INDIRECT(\"'Fixture Schedule'!D\"&MOD(ROW(A249)-52,50)+9))","v":""},{"$f":"IF(A249=\"\",\"\",IF(AR249=\"\",\"\",INDIRECT(\"'Fixture Schedule'!K\"&MOD(ROW(A249)-52,50)+9)))","v":""},"",{"$f":"IF(A249=\"\",\"\",INDIRECT(\"'Fixture Schedule'!L\"&MOD(ROW(A249)-52,50)+9))","v":""},null,null,null,null,null,null,null,null,null,null,null,null,null,{"$f":"INDIRECT(\"'Space-by-Space Method'!\"&SUBSTITUTE(ADDRESS(1,MOD(ROW(A249)-52,50)+10,4),\"1\",\"\")&ROUNDDOWN((ROW(A249)-52)/50,0)+4)","v":0},{"$f":"LEFT(INDIRECT(\"'Space-by-Space Method'!BJ\"&ROUNDDOWN((ROW(A249)-52)/50,0)+4),3)","v":""},{"$f":"INDIRECT(\"'Fixture Schedule'!L\"&MOD(ROW(A249)-52,50)+9)","v":0},{"$f":"INDIRECT(\"'Fixture Schedule'!O\"&MOD(ROW(A249)-52,50)+9)","v":0},{"$f":"INDIRECT(\"'Space-by-Space Method'!F\"&ROUNDDOWN((ROW(A249)-52)/50,0)+4)","v":0},{"$f":"INDIRECT(\"'Fixture Schedule'!L\"&MOD(ROW(A249)-52,50)+9)","v":0},{"$f":"INDIRECT(\"'Space-by-Space Method'!D\"&ROUNDDOWN((ROW(A249)-52)/50,0)+4)","v":0},{"$f":"INDIRECT(\"'Space-by-Space Method'!E\"&ROUNDDOWN((ROW(A249)-52)/50,0)+4)","v":1}]
[{"$f":"IF(InteriorCalcType=2,IF(OR(AM250=0,AN250=\"DNQ\")=TRUE,\"\",INDIRECT(\"'Fixture Schedule'!M\"&MOD(ROW(A250)-52,50)+9)),\"\")","v":""},{"$f":"IF(A250=\"\",\"\",INDIRECT(\"'Fixture Schedule'!E\"&MOD(ROW(A250)-52,50)+9))","v":""},{"$f":"IF(A250=\"\",\"\",INDIRECT(\"'Fixture Schedule'!F\"&MOD(ROW(A250)-52,50)+9))","v":""},{"$f":"IF(A250=\"\",\"\",INDIRECT(\"'Fixture Schedule'!L\"&MOD(ROW(A250)-52,50)+9))","v":""},"",null,null,{"$f":"IF(A250=\"\",\"\",IF(AP250=1,Summary!$C$12*(AO250)/(SUM('Space-by-Space Method'!$BO$4:$BO$78,SUM('Exterior Lighting'!$BL$5:$BL$25))),0))","v":""},{"$f":"IF(A250=\"\",\"\",IF(START!$B$34=1,INDIRECT(\"'Space-by-Space Method'!\"&SUBSTITUTE(ADDRESS(1,MOD(ROW(A250)-52,50)+10,4),\"1\",\"\")&ROUNDDOWN((ROW(A250)-52)/50,0)+4),\"\"))","v":""},{"$f":"IF(A250=\"\",\"\",IF(AP250=1,Summary!$F$11*(AO250)/(SUM('Space-by-Space Method'!$BO$4:$BO$78,SUM('Exterior Lighting'!$BL$5:$BL$25))),0))","v":""},{"$f":"IF(A250=\"\",\"\",IF(AP250=1,Summary!$E$11*(AO250)/(SUM('Space-by-Space Method'!$BO$4:$BO$78,SUM('Exterior Lighting'!$BL$5:$BL$25))),0))","v":""},{"$f":"IF(A250=\"\",\"\",IF(AP250=1,Summary!$G$11*(AO250)/(SUM('Space-by-Space Method'!$BO$4:$BO$78,SUM('Exterior Lighting'!$BL$5:$BL$25))),0))","v":""},{"$f":"IF(A250=\"\",\"\",IF(AP250=1,Summary!$H$11*(AO250)/(SUM('Space-by-Space Method'!$BO$4:$BO$78)),0))","v":""},{"$f":"IF(A250=\"\",\"\",IF(AP250=1,Summary!$I$11*(AO250)/(SUM('Space-by-Space Method'!$BO$4:$BO$78)),0))","v":""},null,null,null,{"$f":"IF(A250=\"\",\"\",IF(START!$B$34=2,INDIRECT(\"'Space-by-Space Method'!\"&SUBSTITUTE(ADDRESS(1,MOD(ROW(A250)-52,50)+10,4),\"1\",\"\")&ROUNDDOWN((ROW(A250)-52)/50,0)+4),\"\"))","v":""},{"$f":"IF(A250=\"\",\"\",INDIRECT(\"'Space-by-Space Method'!C\"&ROUNDDOWN((ROW(A250)-52)/50,0)+4))","v":""},{"$f":"IF(A250=\"\",\"\",IF(COUNTIF(CommonSpaceTypes,AQ250)>0,INDIRECT(\"'Space-by-Space Method'!F\"&ROUNDDOWN((ROW(A250)-52)/50,0)+4),\"\"))","v":""},{"$f":"IF(A250=\"\",\"\",IF(COUNTIF(BuildingSpecificSpaceTypes,AQ250)>0,INDIRECT(\"'Space-by-Space Method'!F\"&ROUNDDOWN((ROW(A250)-52)/50,0)+4),\"\"))","v":""},{"$f":"IF(A250=\"\",\"\",INDIRECT(\"'Fixture Schedule'!D\"&MOD(ROW(A250)-52,50)+9))","v":""},{"$f":"IF(A250=\"\",\"\",IF(AR250=\"\",\"\",INDIRECT(\"'Fixture Schedule'!K\"&MOD(ROW(A250)-52,50)+9)))","v":""},"",{"$f":"IF(A250=\"\",\"\",INDIRECT(\"'Fixture Schedule'!L\"&MOD(ROW(A250)-52,50)+9))","v":""},null,null,null,null,null,null,null,null,null,null,null,null,null,{"$f":"INDIRECT(\"'Space-by-Space Method'!\"&SUBSTITUTE(ADDRESS(1,MOD(ROW(A250)-52,50)+10,4),\"1\",\"\")&ROUNDDOWN((ROW(A250)-52)/50,0)+4)","v":0},{"$f":"LEFT(INDIRECT(\"'Space-by-Space Method'!BJ\"&ROUNDDOWN((ROW(A250)-52)/50,0)+4),3)","v":""},{"$f":"INDIRECT(\"'Fixture Schedule'!L\"&MOD(ROW(A250)-52,50)+9)","v":0},{"$f":"INDIRECT(\"'Fixture Schedule'!O\"&MOD(ROW(A250)-52,50)+9)","v":0},{"$f":"INDIRECT(\"'Space-by-Space Method'!F\"&ROUNDDOWN((ROW(A250)-52)/50,0)+4)","v":0},{"$f":"INDIRECT(\"'Fixture Schedule'!L\"&MOD(ROW(A250)-52,50)+9)","v":0},{"$f":"INDIRECT(\"'Space-by-Space Method'!D\"&ROUNDDOWN((ROW(A250)-52)/50,0)+4)","v":0},{"$f":"INDIRECT(\"'Space-by-Space Method'!E\"&ROUNDDOWN((ROW(A250)-52)/50,0)+4)","v":1}]
[{"$f":"IF(InteriorCalcType=2,IF(OR(AM251=0,AN251=\"DNQ\")=TRUE,\"\",INDIRECT(\"'Fixture Schedule'!M\"&MOD(ROW(A251)-52,50)+9)),\"\")","v":""},{"$f":"IF(A251=\"\",\"\",INDIRECT(\"'Fixture Schedule'!E\"&MOD(ROW(A251)-52,50)+9))","v":""},{"$f":"IF(A251=\"\",\"\",INDIRECT(\"'Fixture Schedule'!F\"&MOD(ROW(A251)-52,50)+9))","v":""},{"$f":"IF(A251=\"\",\"\",INDIRECT(\"'Fixture Schedule'!L\"&MOD(ROW(A251)-52,50)+9))","v":""},"",null,null,{"$f":"IF(A251=\"\",\"\",IF(AP251=1,Summary!$C$12*(AO251)/(SUM('Space-by-Space Method'!$BO$4:$BO$78,SUM('Exterior Lighting'!$BL$5:$BL$25))),0))","v":""},{"$f":"IF(A251=\"\",\"\",IF(START!$B$34=1,INDIRECT(\"'Space-by-Space Method'!\"&SUBSTITUTE(ADDRESS(1,MOD(ROW(A251)-52,50)+10,4),\"1\",\"\")&ROUNDDOWN((ROW(A251)-52)/50,0)+4),\"\"))","v":""},{"$f":"IF(A251=\"\",\"\",IF(AP251=1,Summary!$F$11*(AO251)/(SUM('Space-by-Space Method'!$BO$4:$BO$78,SUM('Exterior Lighting'!$BL$5:$BL$25))),0))","v":""},{"$f":"IF(A251=\"\",\"\",IF(AP251=1,Summary!$E$11*(AO251)/(SUM('Space-by-Space Method'!$BO$4:$BO$78,SUM('Exterior Lighting'!$BL$5:$BL$25))),0))","v":""},{"$f":"IF(A251=\"\",\"\",IF(AP251=1,Summary!$G$11*(AO251)/(SUM('Space-by-Space Method'!$BO$4:$BO$78,SUM('Exterior Lighting'!$BL$5:$BL$25))),0))","v":""},{"$f":"IF(A251=\"\",\"\",IF(AP251=1,Summary!$H$11*(AO251)/(SUM('Space-by-Space Method'!$BO$4:$BO$78)),0))","v":""},{"$f":"IF(A251=\"\",\"\",IF(AP251=1,Summary!$I$11*(AO251)/(SUM('Space-by-Space Method'!$BO$4:$BO$78)),0))","v":""},null,null,null,{"$f":"IF(A251=\"\",\"\",IF(START!$B$34=2,INDIRECT(\"'Space-by-Space Method'!\"&SUBSTITUTE(ADDRESS(1,MOD(ROW(A251)-52,50)+10,4),\"1\",\"\")&ROUNDDOWN((ROW(A251)-52)/50,0)+4),\"\"))","v":""},{"$f":"IF(A251=\"\",\"\",INDIRECT(\"'Space-by-Space Method'!C\"&ROUNDDOWN((ROW(A251)-52)/50,0)+4))","v":""},{"$f":"IF(A251=\"\",\"\",IF(COUNTIF(CommonSpaceTypes,AQ251)>0,INDIRECT(\"'Space-by-Space Method'!F\"&ROUNDDOWN((ROW(A251)-52)/50,0)+4),\"\"))","v":""},{"$f":"IF(A251=\"\",\"\",IF(COUNTIF(BuildingSpecificSpaceTypes,AQ251)>0,INDIRECT(\"'Space-by-Space Method'!F\"&ROUNDDOWN((ROW(A251)-52)/50,0)+4),\"\"))","v":""},{"$f":"IF(A251=\"\",\"\",INDIRECT(\"'Fixture Schedule'!D\"&MOD(ROW(A251)-52,50)+9))","v":""},{"$f":"IF(A251=\"\",\"\",IF(AR251=\"\",\"\",INDIRECT(\"'Fixture Schedule'!K\"&MOD(ROW(A251)-52,50)+9)))","v":""},"",{"$f":"IF(A251=\"\",\"\",INDIRECT(\"'Fixture Schedule'!L\"&MOD(ROW(A251)-52,50)+9))","v":""},null,null,null,null,null,null,null,null,null,null,null,null,null,{"$f":"INDIRECT(\"'Space-by-Space Method'!\"&SUBSTITUTE(ADDRESS(1,MOD(ROW(A251)-52,50)+10,4),\"1\",\"\")&ROUNDDOWN((ROW(A251)-52)/50,0)+4)","v":0},{"$f":"LEFT(INDIRECT(\"'Space-by-Space Method'!BJ\"&ROUNDDOWN((ROW(A251)-52)/50,0)+4),3)","v":""},{"$f":"INDIRECT(\"'Fixture Schedule'!L\"&MOD(ROW(A251)-52,50)+9)","v":0},{"$f":"INDIRECT(\"'Fixture Schedule'!O\"&MOD(ROW(A251)-52,50)+9)","v":0},{"$f":"INDIRECT(\"'Space-by-Space Method'!F\"&ROUNDDOWN((ROW(A251)-52)/50,0)+4)","v":0},{"$f":"INDIRECT(\"'Fixture Schedule'!L\"&MOD(ROW(A251)-52,50)+9)","v":0},{"$f":"INDIRECT(\"'Space-by-Space Method'!D\"&ROUNDDOWN((ROW(A251)-52)/50,0)+4)","v":0},{"$f":"INDIRECT(\"'Space-by-Space Method'!E\"&ROUNDDOWN((ROW(A251)-52)/50,0)+4)","v":1}]
[{"$f":"IF(InteriorCalcType=2,IF(OR(AM252=0,AN252=\"DNQ\")=TRUE,\"\",INDIRECT(\"'Fixture Schedule'!M\"&MOD(ROW(A252)-52,50)+9)),\"\")","v":""},{"$f":"IF(A252=\"\",\"\",INDIRECT(\"'Fixture Schedule'!E\"&MOD(ROW(A252)-52,50)+9))","v":""},{"$f":"IF(A252=\"\",\"\",INDIRECT(\"'Fixture Schedule'!F\"&MOD(ROW(A252)-52,50)+9))","v":""},{"$f":"IF(A252=\"\",\"\",INDIRECT(\"'Fixture Schedule'!L\"&MOD(ROW(A252)-52,50)+9))","v":""},"",null,null,{"$f":"IF(A252=\"\",\"\",IF(AP252=1,Summary!$C$12*(AO252)/(SUM('Space-by-Space Method'!$BO$4:$BO$78,SUM('Exterior Lighting'!$BL$5:$BL$25))),0))","v":""},{"$f":"IF(A252=\"\",\"\",IF(START!$B$34=1,INDIRECT(\"'Space-by-Space Method'!\"&SUBSTITUTE(ADDRESS(1,MOD(ROW(A252)-52,50)+10,4),\"1\",\"\")&ROUNDDOWN((ROW(A252)-52)/50,0)+4),\"\"))","v":""},{"$f":"IF(A252=\"\",\"\",IF(AP252=1,Summary!$F$11*(AO252)/(SUM('Space-by-Space Method'!$BO$4:$BO$78,SUM('Exterior Lighting'!$BL$5:$BL$25))),0))","v":""},{"$f":"IF(A252=\"\",\"\",IF(AP252=1,Summary!$E$11*(AO252)/(SUM('Space-by-Space Method'!$BO$4:$BO$78,SUM('Exterior Lighting'!$BL$5:$BL$25))),0))","v":""},{"$f":"IF(A252=\"\",\"\",IF(AP252=1,Summary!$G$11*(AO252)/(SUM('Space-by-Space Method'!$BO$4:$BO$78,SUM('Exterior Lighting'!$BL$5:$BL$25))),0))","v":""},{"$f":"IF(A252=\"\",\"\",IF(AP252=1,Summary!$H$11*(AO252)/(SUM('Space-by-Space Method'!$BO$4:$BO$78)),0))","v":""},{"$f":"IF(A252=\"\",\"\",IF(AP252=1,Summary!$I$11*(AO252)/(SUM('Space-by-Space Method'!$BO$4:$BO$78)),0))","v":""},null,null,null,{"$f":"IF(A252=\"\",\"\",IF(START!$B$34=2,INDIRECT(\"'Space-by-Space Method'!\"&SUBSTITUTE(ADDRESS(1,MOD(ROW(A252)-52,50)+10,4),\"1\",\"\")&ROUNDDOWN((ROW(A252)-52)/50,0)+4),\"\"))","v":""},{"$f":"IF(A252=\"\",\"\",INDIRECT(\"'Space-by-Space Method'!C\"&ROUNDDOWN((ROW(A252)-52)/50,0)+4))","v":""},{"$f":"IF(A252=\"\",\"\",IF(COUNTIF(CommonSpaceTypes,AQ252)>0,INDIRECT(\"'Space-by-Space Method'!F\"&ROUNDDOWN((ROW(A252)-52)/50,0)+4),\"\"))","v":""},{"$f":"IF(A252=\"\",\"\",IF(COUNTIF(BuildingSpecificSpaceTypes,AQ252)>0,INDIRECT(\"'Space-by-Space Method'!F\"&ROUNDDOWN((ROW(A252)-52)/50,0)+4),\"\"))","v":""},{"$f":"IF(A252=\"\",\"\",INDIRECT(\"'Fixture Schedule'!D\"&MOD(ROW(A252)-52,50)+9))","v":""},{"$f":"IF(A252=\"\",\"\",IF(AR252=\"\",\"\",INDIRECT(\"'Fixture Schedule'!K\"&MOD(ROW(A252)-52,50)+9)))","v":""},"",{"$f":"IF(A252=\"\",\"\",INDIRECT(\"'Fixture Schedule'!L\"&MOD(ROW(A252)-52,50)+9))","v":""},null,null,null,null,null,null,null,null,null,null,null,null,null,{"$f":"INDIRECT(\"'Space-by-Space Method'!\"&SUBSTITUTE(ADDRESS(1,MOD(ROW(A252)-52,50)+10,4),\"1\",\"\")&ROUNDDOWN((ROW(A252)-52)/50,0)+4)","v":0},{"$f":"LEFT(INDIRECT(\"'Space-by-Space Method'!BJ\"&ROUNDDOWN((ROW(A252)-52)/50,0)+4),3)","v":""},{"$f":"INDIRECT(\"'Fixture Schedule'!L\"&MOD(ROW(A252)-52,50)+9)","v":0},{"$f":"INDIRECT(\"'Fixture Schedule'!O\"&MOD(ROW(A252)-52,50)+9)","v":0},{"$f":"INDIRECT(\"'Space-by-Space Method'!F\"&ROUNDDOWN((ROW(A252)-52)/50,0)+4)","v":0},{"$f":"INDIRECT(\"'Fixture Schedule'!L\"&MOD(ROW(A252)-52,50)+9)","v":0},{"$f":"INDIRECT(\"'Space-by-Space Method'!D\"&ROUNDDOWN((ROW(A252)-52)/50,0)+4)","v":0},{"$f":"INDIRECT(\"'Space-by-Space Method'!E\"&ROUNDDOWN((ROW(A252)-52)/50,0)+4)","v":1}]
[{"$f":"IF(InteriorCalcType=2,IF(OR(AM253=0,AN253=\"DNQ\")=TRUE,\"\",INDIRECT(\"'Fixture Schedule'!M\"&MOD(ROW(A253)-52,50)+9)),\"\")","v":""},{"$f":"IF(A253=\"\",\"\",INDIRECT(\"'Fixture Schedule'!E\"&MOD(ROW(A253)-52,50)+9))","v":""},{"$f":"IF(A253=\"\",\"\",INDIRECT(\"'Fixture Schedule'!F\"&MOD(ROW(A253)-52,50)+9))","v":""},{"$f":"IF(A253=\"\",\"\",INDIRECT(\"'Fixture Schedule'!L\"&MOD(ROW(A253)-52,50)+9))","v":""},"",null,null,{"$f":"IF(A253=\"\",\"\",IF(AP253=1,Summary!$C$12*(AO253)/(SUM('Space-by-Space Method'!$BO$4:$BO$78,SUM('Exterior Lighting'!$BL$5:$BL$25))),0))","v":""},{"$f":"IF(A253=\"\",\"\",IF(START!$B$34=1,INDIRECT(\"'Space-by-Space Method'!\"&SUBSTITUTE(ADDRESS(1,MOD(ROW(A253)-52,50)+10,4),\"1\",\"\")&ROUNDDOWN((ROW(A253)-52)/50,0)+4),\"\"))","v":""},{"$f":"IF(A253=\"\",\"\",IF(AP253=1,Summary!$F$11*(AO253)/(SUM('Space-by-Space Method'!$BO$4:$BO$78,SUM('Exterior Lighting'!$BL$5:$BL$25))),0))","v":""},{"$f":"IF(A253=\"\",\"\",IF(AP253=1,Summary!$E$11*(AO253)/(SUM('Space-by-Space Method'!$BO$4:$BO$78,SUM('Exterior Lighting'!$BL$5:$BL$25))),0))","v":""},{"$f":"IF(A253=\"\",\"\",IF(AP253=1,Summary!$G$11*(AO253)/(SUM('Space-by-Space Method'!$BO$4:$BO$78,SUM('Exterior Lighting'!$BL$5:$BL$25))),0))","v":""},{"$f":"IF(A253=\"\",\"\",IF(AP253=1,Summary!$H$11*(AO253)/(SUM('Space-by-Space Method'!$BO$4:$BO$78)),0))","v":""},{"$f":"IF(A253=\"\",\"\",IF(AP253=1,Summary!$I$11*(AO253)/(SUM('Space-by-Space Method'!$BO$4:$BO$78)),0))","v":""},null,null,null,{"$f":"IF(A253=\"\",\"\",IF(START!$B$34=2,INDIRECT(\"'Space-by-Space Method'!\"&SUBSTITUTE(ADDRESS(1,MOD(ROW(A253)-52,50)+10,4),\"1\",\"\")&ROUNDDOWN((ROW(A253)-52)/50,0)+4),\"\"))","v":""},{"$f":"IF(A253=\"\",\"\",INDIRECT(\"'Space-by-Space Method'!C\"&ROUNDDOWN((ROW(A253)-52)/50,0)+4))","v":""},{"$f":"IF(A253=\"\",\"\",IF(COUNTIF(CommonSpaceTypes,AQ253)>0,INDIRECT(\"'Space-by-Space Method'!F\"&ROUNDDOWN((ROW(A253)-52)/50,0)+4),\"\"))","v":""},{"$f":"IF(A253=\"\",\"\",IF(COUNTIF(BuildingSpecificSpaceTypes,AQ253)>0,INDIRECT(\"'Space-by-Space Method'!F\"&ROUNDDOWN((ROW(A253)-52)/50,0)+4),\"\"))","v":""},{"$f":"IF(A253=\"\",\"\",INDIRECT(\"'Fixture Schedule'!D\"&MOD(ROW(A253)-52,50)+9))","v":""},{"$f":"IF(A253=\"\",\"\",IF(AR253=\"\",\"\",INDIRECT(\"'Fixture Schedule'!K\"&MOD(ROW(A253)-52,50)+9)))","v":""},"",{"$f":"IF(A253=\"\",\"\",INDIRECT(\"'Fixture Schedule'!L\"&MOD(ROW(A253)-52,50)+9))","v":""},null,null,null,null,null,null,null,null,null,null,null,null,null,{"$f":"INDIRECT(\"'Space-by-Space Method'!\"&SUBSTITUTE(ADDRESS(1,MOD(ROW(A253)-52,50)+10,4),\"1\",\"\")&ROUNDDOWN((ROW(A253)-52)/50,0)+4)","v":0},{"$f":"LEFT(INDIRECT(\"'Space-by-Space Method'!BJ\"&ROUNDDOWN((ROW(A253)-52)/50,0)+4),3)","v":""},{"$f":"INDIRECT(\"'Fixture Schedule'!L\"&MOD(ROW(A253)-52,50)+9)","v":0},{"$f":"INDIRECT(\"'Fixture Schedule'!O\"&MOD(ROW(A253)-52,50)+9)","v":0},{"$f":"INDIRECT(\"'Space-by-Space Method'!F\"&ROUNDDOWN((ROW(A253)-52)/50,0)+4)","v":0},{"$f":"INDIRECT(\"'Fixture Schedule'!L\"&MOD(ROW(A253)-52,50)+9)","v":0},{"$f":"INDIRECT(\"'Space-by-Space Method'!D\"&ROUNDDOWN((ROW(A253)-52)/50,0)+4)","v":0},{"$f":"INDIRECT(\"'Space-by-Space Method'!E\"&ROUNDDOWN((ROW(A253)-52)/50,0)+4)","v":1}]
[{"$f":"IF(InteriorCalcType=2,IF(OR(AM254=0,AN254=\"DNQ\")=TRUE,\"\",INDIRECT(\"'Fixture Schedule'!M\"&MOD(ROW(A254)-52,50)+9)),\"\")","v":""},{"$f":"IF(A254=\"\",\"\",INDIRECT(\"'Fixture Schedule'!E\"&MOD(ROW(A254)-52,50)+9))","v":""},{"$f":"IF(A254=\"\",\"\",INDIRECT(\"'Fixture Schedule'!F\"&MOD(ROW(A254)-52,50)+9))","v":""},{"$f":"IF(A254=\"\",\"\",INDIRECT(\"'Fixture Schedule'!L\"&MOD(ROW(A254)-52,50)+9))","v":""},"",null,null,{"$f":"IF(A254=\"\",\"\",IF(AP254=1,Summary!$C$12*(AO254)/(SUM('Space-by-Space Method'!$BO$4:$BO$78,SUM('Exterior Lighting'!$BL$5:$BL$25))),0))","v":""},{"$f":"IF(A254=\"\",\"\",IF(START!$B$34=1,INDIRECT(\"'Space-by-Space Method'!\"&SUBSTITUTE(ADDRESS(1,MOD(ROW(A254)-52,50)+10,4),\"1\",\"\")&ROUNDDOWN((ROW(A254)-52)/50,0)+4),\"\"))","v":""},{"$f":"IF(A254=\"\",\"\",IF(AP254=1,Summary!$F$11*(AO254)/(SUM('Space-by-Space Method'!$BO$4:$BO$78,SUM('Exterior Lighting'!$BL$5:$BL$25))),0))","v":""},{"$f":"IF(A254=\"\",\"\",IF(AP254=1,Summary!$E$11*(AO254)/(SUM('Space-by-Space Method'!$BO$4:$BO$78,SUM('Exterior Lighting'!$BL$5:$BL$25))),0))","v":""},{"$f":"IF(A254=\"\",\"\",IF(AP254=1,Summary!$G$11*(AO254)/(SUM('Space-by-Space Method'!$BO$4:$BO$78,SUM('Exterior Lighting'!$BL$5:$BL$25))),0))","v":""},{"$f":"IF(A254=\"\",\"\",IF(AP254=1,Summary!$H$11*(AO254)/(SUM('Space-by-Space Method'!$BO$4:$BO$78)),0))","v":""},{"$f":"IF(A254=\"\",\"\",IF(AP254=1,Summary!$I$11*(AO254)/(SUM('Space-by-Space Method'!$BO$4:$BO$78)),0))","v":""},null,null,null,{"$f":"IF(A254=\"\",\"\",IF(START!$B$34=2,INDIRECT(\"'Space-by-Space Method'!\"&SUBSTITUTE(ADDRESS(1,MOD(ROW(A254)-52,50)+10,4),\"1\",\"\")&ROUNDDOWN((ROW(A254)-52)/50,0)+4),\"\"))","v":""},{"$f":"IF(A254=\"\",\"\",INDIRECT(\"'Space-by-Space Method'!C\"&ROUNDDOWN((ROW(A254)-52)/50,0)+4))","v":""},{"$f":"IF(A254=\"\",\"\",IF(COUNTIF(CommonSpaceTypes,AQ254)>0,INDIRECT(\"'Space-by-Space Method'!F\"&ROUNDDOWN((ROW(A254)-52)/50,0)+4),\"\"))","v":""},{"$f":"IF(A254=\"\",\"\",IF(COUNTIF(BuildingSpecificSpaceTypes,AQ254)>0,INDIRECT(\"'Space-by-Space Method'!F\"&ROUNDDOWN((ROW(A254)-52)/50,0)+4),\"\"))","v":""},{"$f":"IF(A254=\"\",\"\",INDIRECT(\"'Fixture Schedule'!D\"&MOD(ROW(A254)-52,50)+9))","v":""},{"$f":"IF(A254=\"\",\"\",IF(AR254=\"\",\"\",INDIRECT(\"'Fixture Schedule'!K\"&MOD(ROW(A254)-52,50)+9)))","v":""},"",{"$f":"IF(A254=\"\",\"\",INDIRECT(\"'Fixture Schedule'!L\"&MOD(ROW(A254)-52,50)+9))","v":""},null,null,null,null,null,null,null,null,null,null,null,null,null,{"$f":"INDIRECT(\"'Space-by-Space Method'!\"&SUBSTITUTE(ADDRESS(1,MOD(ROW(A254)-52,50)+10,4),\"1\",\"\")&ROUNDDOWN((ROW(A254)-52)/50,0)+4)","v":0},{"$f":"LEFT(INDIRECT(\"'Space-by-Space Method'!BJ\"&ROUNDDOWN((ROW(A254)-52)/50,0)+4),3)","v":""},{"$f":"INDIRECT(\"'Fixture Schedule'!L\"&MOD(ROW(A254)-52,50)+9)","v":0},{"$f":"INDIRECT(\"'Fixture Schedule'!O\"&MOD(ROW(A254)-52,50)+9)","v":0},{"$f":"INDIRECT(\"'Space-by-Space Method'!F\"&ROUNDDOWN((ROW(A254)-52)/50,0)+4)","v":0},{"$f":"INDIRECT(\"'Fixture Schedule'!L\"&MOD(ROW(A254)-52,50)+9)","v":0},{"$f":"INDIRECT(\"'Space-by-Space Method'!D\"&ROUNDDOWN((ROW(A254)-52)/50,0)+4)","v":0},{"$f":"INDIRECT(\"'Space-by-Space Method'!E\"&ROUNDDOWN((ROW(A254)-52)/50,0)+4)","v":1}]
[{"$f":"IF(InteriorCalcType=2,IF(OR(AM255=0,AN255=\"DNQ\")=TRUE,\"\",INDIRECT(\"'Fixture Schedule'!M\"&MOD(ROW(A255)-52,50)+9)),\"\")","v":""},{"$f":"IF(A255=\"\",\"\",INDIRECT(\"'Fixture Schedule'!E\"&MOD(ROW(A255)-52,50)+9))","v":""},{"$f":"IF(A255=\"\",\"\",INDIRECT(\"'Fixture Schedule'!F\"&MOD(ROW(A255)-52,50)+9))","v":""},{"$f":"IF(A255=\"\",\"\",INDIRECT(\"'Fixture Schedule'!L\"&MOD(ROW(A255)-52,50)+9))","v":""},"",null,null,{"$f":"IF(A255=\"\",\"\",IF(AP255=1,Summary!$C$12*(AO255)/(SUM('Space-by-Space Method'!$BO$4:$BO$78,SUM('Exterior Lighting'!$BL$5:$BL$25))),0))","v":""},{"$f":"IF(A255=\"\",\"\",IF(START!$B$34=1,INDIRECT(\"'Space-by-Space Method'!\"&SUBSTITUTE(ADDRESS(1,MOD(ROW(A255)-52,50)+10,4),\"1\",\"\")&ROUNDDOWN((ROW(A255)-52)/50,0)+4),\"\"))","v":""},{"$f":"IF(A255=\"\",\"\",IF(AP255=1,Summary!$F$11*(AO255)/(SUM('Space-by-Space Method'!$BO$4:$BO$78,SUM('Exterior Lighting'!$BL$5:$BL$25))),0))","v":""},{"$f":"IF(A255=\"\",\"\",IF(AP255=1,Summary!$E$11*(AO255)/(SUM('Space-by-Space Method'!$BO$4:$BO$78,SUM('Exterior Lighting'!$BL$5:$BL$25))),0))","v":""},{"$f":"IF(A255=\"\",\"\",IF(AP255=1,Summary!$G$11*(AO255)/(SUM('Space-by-Space Method'!$BO$4:$BO$78,SUM('Exterior Lighting'!$BL$5:$BL$25))),0))","v":""},{"$f":"IF(A255=\"\",\"\",IF(AP255=1,Summary!$H$11*(AO255)/(SUM('Space-by-Space Method'!$BO$4:$BO$78)),0))","v":""},{"$f":"IF(A255=\"\",\"\",IF(AP255=1,Summary!$I$11*(AO255)/(SUM('Space-by-Space Method'!$BO$4:$BO$78)),0))","v":""},null,null,null,{"$f":"IF(A255=\"\",\"\",IF(START!$B$34=2,INDIRECT(\"'Space-by-Space Method'!\"&SUBSTITUTE(ADDRESS(1,MOD(ROW(A255)-52,50)+10,4),\"1\",\"\")&ROUNDDOWN((ROW(A255)-52)/50,0)+4),\"\"))","v":""},{"$f":"IF(A255=\"\",\"\",INDIRECT(\"'Space-by-Space Method'!C\"&ROUNDDOWN((ROW(A255)-52)/50,0)+4))","v":""},{"$f":"IF(A255=\"\",\"\",IF(COUNTIF(CommonSpaceTypes,AQ255)>0,INDIRECT(\"'Space-by-Space Method'!F\"&ROUNDDOWN((ROW(A255)-52)/50,0)+4),\"\"))","v":""},{"$f":"IF(A255=\"\",\"\",IF(COUNTIF(BuildingSpecificSpaceTypes,AQ255)>0,INDIRECT(\"'Space-by-Space Method'!F\"&ROUNDDOWN((ROW(A255)-52)/50,0)+4),\"\"))","v":""},{"$f":"IF(A255=\"\",\"\",INDIRECT(\"'Fixture Schedule'!D\"&MOD(ROW(A255)-52,50)+9))","v":""},{"$f":"IF(A255=\"\",\"\",IF(AR255=\"\",\"\",INDIRECT(\"'Fixture Schedule'!K\"&MOD(ROW(A255)-52,50)+9)))","v":""},"",{"$f":"IF(A255=\"\",\"\",INDIRECT(\"'Fixture Schedule'!L\"&MOD(ROW(A255)-52,50)+9))","v":""},null,null,null,null,null,null,null,null,null,null,null,null,null,{"$f":"INDIRECT(\"'Space-by-Space Method'!\"&SUBSTITUTE(ADDRESS(1,MOD(ROW(A255)-52,50)+10,4),\"1\",\"\")&ROUNDDOWN((ROW(A255)-52)/50,0)+4)","v":0},{"$f":"LEFT(INDIRECT(\"'Space-by-Space Method'!BJ\"&ROUNDDOWN((ROW(A255)-52)/50,0)+4),3)","v":""},{"$f":"INDIRECT(\"'Fixture Schedule'!L\"&MOD(ROW(A255)-52,50)+9)","v":0},{"$f":"INDIRECT(\"'Fixture Schedule'!O\"&MOD(ROW(A255)-52,50)+9)","v":0},{"$f":"INDIRECT(\"'Space-by-Space Method'!F\"&ROUNDDOWN((ROW(A255)-52)/50,0)+4)","v":0},{"$f":"INDIRECT(\"'Fixture Schedule'!L\"&MOD(ROW(A255)-52,50)+9)","v":0},{"$f":"INDIRECT(\"'Space-by-Space Method'!D\"&ROUNDDOWN((ROW(A255)-52)/50,0)+4)","v":0},{"$f":"INDIRECT(\"'Space-by-Space Method'!E\"&ROUNDDOWN((ROW(A255)-52)/50,0)+4)","v":1}]
[{"$f":"IF(InteriorCalcType=2,IF(OR(AM256=0,AN256=\"DNQ\")=TRUE,\"\",INDIRECT(\"'Fixture Schedule'!M\"&MOD(ROW(A256)-52,50)+9)),\"\")","v":""},{"$f":"IF(A256=\"\",\"\",INDIRECT(\"'Fixture Schedule'!E\"&MOD(ROW(A256)-52,50)+9))","v":""},{"$f":"IF(A256=\"\",\"\",INDIRECT(\"'Fixture Schedule'!F\"&MOD(ROW(A256)-52,50)+9))","v":""},{"$f":"IF(A256=\"\",\"\",INDIRECT(\"'Fixture Schedule'!L\"&MOD(ROW(A256)-52,50)+9))","v":""},"",null,null,{"$f":"IF(A256=\"\",\"\",IF(AP256=1,Summary!$C$12*(AO256)/(SUM('Space-by-Space Method'!$BO$4:$BO$78,SUM('Exterior Lighting'!$BL$5:$BL$25))),0))","v":""},{"$f":"IF(A256=\"\",\"\",IF(START!$B$34=1,INDIRECT(\"'Space-by-Space Method'!\"&SUBSTITUTE(ADDRESS(1,MOD(ROW(A256)-52,50)+10,4),\"1\",\"\")&ROUNDDOWN((ROW(A256)-52)/50,0)+4),\"\"))","v":""},{"$f":"IF(A256=\"\",\"\",IF(AP256=1,Summary!$F$11*(AO256)/(SUM('Space-by-Space Method'!$BO$4:$BO$78,SUM('Exterior Lighting'!$BL$5:$BL$25))),0))","v":""},{"$f":"IF(A256=\"\",\"\",IF(AP256=1,Summary!$E$11*(AO256)/(SUM('Space-by-Space Method'!$BO$4:$BO$78,SUM('Exterior Lighting'!$BL$5:$BL$25))),0))","v":""},{"$f":"IF(A256=\"\",\"\",IF(AP256=1,Summary!$G$11*(AO256)/(SUM('Space-by-Space Method'!$BO$4:$BO$78,SUM('Exterior Lighting'!$BL$5:$BL$25))),0))","v":""},{"$f":"IF(A256=\"\",\"\",IF(AP256=1,Summary!$H$11*(AO256)/(SUM('Space-by-Space Method'!$BO$4:$BO$78)),0))","v":""},{"$f":"IF(A256=\"\",\"\",IF(AP256=1,Summary!$I$11*(AO256)/(SUM('Space-by-Space Method'!$BO$4:$BO$78)),0))","v":""},null,null,null,{"$f":"IF(A256=\"\",\"\",IF(START!$B$34=2,INDIRECT(\"'Space-by-Space Method'!\"&SUBSTITUTE(ADDRESS(1,MOD(ROW(A256)-52,50)+10,4),\"1\",\"\")&ROUNDDOWN((ROW(A256)-52)/50,0)+4),\"\"))","v":""},{"$f":"IF(A256=\"\",\"\",INDIRECT(\"'Space-by-Space Method'!C\"&ROUNDDOWN((ROW(A256)-52)/50,0)+4))","v":""},{"$f":"IF(A256=\"\",\"\",IF(COUNTIF(CommonSpaceTypes,AQ256)>0,INDIRECT(\"'Space-by-Space Method'!F\"&ROUNDDOWN((ROW(A256)-52)/50,0)+4),\"\"))","v":""},{"$f":"IF(A256=\"\",\"\",IF(COUNTIF(BuildingSpecificSpaceTypes,AQ256)>0,INDIRECT(\"'Space-by-Space Method'!F\"&ROUNDDOWN((ROW(A256)-52)/50,0)+4),\"\"))","v":""},{"$f":"IF(A256=\"\",\"\",INDIRECT(\"'Fixture Schedule'!D\"&MOD(ROW(A256)-52,50)+9))","v":""},{"$f":"IF(A256=\"\",\"\",IF(AR256=\"\",\"\",INDIRECT(\"'Fixture Schedule'!K\"&MOD(ROW(A256)-52,50)+9)))","v":""},"",{"$f":"IF(A256=\"\",\"\",INDIRECT(\"'Fixture Schedule'!L\"&MOD(ROW(A256)-52,50)+9))","v":""},null,null,null,null,null,null,null,null,null,null,null,null,null,{"$f":"INDIRECT(\"'Space-by-Space Method'!\"&SUBSTITUTE(ADDRESS(1,MOD(ROW(A256)-52,50)+10,4),\"1\",\"\")&ROUNDDOWN((ROW(A256)-52)/50,0)+4)","v":0},{"$f":"LEFT(INDIRECT(\"'Space-by-Space Method'!BJ\"&ROUNDDOWN((ROW(A256)-52)/50,0)+4),3)","v":""},{"$f":"INDIRECT(\"'Fixture Schedule'!L\"&MOD(ROW(A256)-52,50)+9)","v":0},{"$f":"INDIRECT(\"'Fixture Schedule'!O\"&MOD(ROW(A256)-52,50)+9)","v":0},{"$f":"INDIRECT(\"'Space-by-Space Method'!F\"&ROUNDDOWN((ROW(A256)-52)/50,0)+4)","v":0},{"$f":"INDIRECT(\"'Fixture Schedule'!L\"&MOD(ROW(A256)-52,50)+9)","v":0},{"$f":"INDIRECT(\"'Space-by-Space Method'!D\"&ROUNDDOWN((ROW(A256)-52)/50,0)+4)","v":0},{"$f":"INDIRECT(\"'Space-by-Space Method'!E\"&ROUNDDOWN((ROW(A256)-52)/50,0)+4)","v":1}]
[{"$f":"IF(InteriorCalcType=2,IF(OR(AM257=0,AN257=\"DNQ\")=TRUE,\"\",INDIRECT(\"'Fixture Schedule'!M\"&MOD(ROW(A257)-52,50)+9)),\"\")","v":""},{"$f":"IF(A257=\"\",\"\",INDIRECT(\"'Fixture Schedule'!E\"&MOD(ROW(A257)-52,50)+9))","v":""},{"$f":"IF(A257=\"\",\"\",INDIRECT(\"'Fixture Schedule'!F\"&MOD(ROW(A257)-52,50)+9))","v":""},{"$f":"IF(A257=\"\",\"\",INDIRECT(\"'Fixture Schedule'!L\"&MOD(ROW(A257)-52,50)+9))","v":""},"",null,null,{"$f":"IF(A257=\"\",\"\",IF(AP257=1,Summary!$C$12*(AO257)/(SUM('Space-by-Space Method'!$BO$4:$BO$78,SUM('Exterior Lighting'!$BL$5:$BL$25))),0))","v":""},{"$f":"IF(A257=\"\",\"\",IF(START!$B$34=1,INDIRECT(\"'Space-by-Space Method'!\"&SUBSTITUTE(ADDRESS(1,MOD(ROW(A257)-52,50)+10,4),\"1\",\"\")&ROUNDDOWN((ROW(A257)-52)/50,0)+4),\"\"))","v":""},{"$f":"IF(A257=\"\",\"\",IF(AP257=1,Summary!$F$11*(AO257)/(SUM('Space-by-Space Method'!$BO$4:$BO$78,SUM('Exterior Lighting'!$BL$5:$BL$25))),0))","v":""},{"$f":"IF(A257=\"\",\"\",IF(AP257=1,Summary!$E$11*(AO257)/(SUM('Space-by-Space Method'!$BO$4:$BO$78,SUM('Exterior Lighting'!$BL$5:$BL$25))),0))","v":""},{"$f":"IF(A257=\"\",\"\",IF(AP257=1,Summary!$G$11*(AO257)/(SUM('Space-by-Space Method'!$BO$4:$BO$78,SUM('Exterior Lighting'!$BL$5:$BL$25))),0))","v":""},{"$f":"IF(A257=\"\",\"\",IF(AP257=1,Summary!$H$11*(AO257)/(SUM('Space-by-Space Method'!$BO$4:$BO$78)),0))","v":""},{"$f":"IF(A257=\"\",\"\",IF(AP257=1,Summary!$I$11*(AO257)/(SUM('Space-by-Space Method'!$BO$4:$BO$78)),0))","v":""},null,null,null,{"$f":"IF(A257=\"\",\"\",IF(START!$B$34=2,INDIRECT(\"'Space-by-Space Method'!\"&SUBSTITUTE(ADDRESS(1,MOD(ROW(A257)-52,50)+10,4),\"1\",\"\")&ROUNDDOWN((ROW(A257)-52)/50,0)+4),\"\"))","v":""},{"$f":"IF(A257=\"\",\"\",INDIRECT(\"'Space-by-Space Method'!C\"&ROUNDDOWN((ROW(A257)-52)/50,0)+4))","v":""},{"$f":"IF(A257=\"\",\"\",IF(COUNTIF(CommonSpaceTypes,AQ257)>0,INDIRECT(\"'Space-by-Space Method'!F\"&ROUNDDOWN((ROW(A257)-52)/50,0)+4),\"\"))","v":""},{"$f":"IF(A257=\"\",\"\",IF(COUNTIF(BuildingSpecificSpaceTypes,AQ257)>0,INDIRECT(\"'Space-by-Space Method'!F\"&ROUNDDOWN((ROW(A257)-52)/50,0)+4),\"\"))","v":""},{"$f":"IF(A257=\"\",\"\",INDIRECT(\"'Fixture Schedule'!D\"&MOD(ROW(A257)-52,50)+9))","v":""},{"$f":"IF(A257=\"\",\"\",IF(AR257=\"\",\"\",INDIRECT(\"'Fixture Schedule'!K\"&MOD(ROW(A257)-52,50)+9)))","v":""},"",{"$f":"IF(A257=\"\",\"\",INDIRECT(\"'Fixture Schedule'!L\"&MOD(ROW(A257)-52,50)+9))","v":""},null,null,null,null,null,null,null,null,null,null,null,null,null,{"$f":"INDIRECT(\"'Space-by-Space Method'!\"&SUBSTITUTE(ADDRESS(1,MOD(ROW(A257)-52,50)+10,4),\"1\",\"\")&ROUNDDOWN((ROW(A257)-52)/50,0)+4)","v":0},{"$f":"LEFT(INDIRECT(\"'Space-by-Space Method'!BJ\"&ROUNDDOWN((ROW(A257)-52)/50,0)+4),3)","v":""},{"$f":"INDIRECT(\"'Fixture Schedule'!L\"&MOD(ROW(A257)-52,50)+9)","v":0},{"$f":"INDIRECT(\"'Fixture Schedule'!O\"&MOD(ROW(A257)-52,50)+9)","v":0},{"$f":"INDIRECT(\"'Space-by-Space Method'!F\"&ROUNDDOWN((ROW(A257)-52)/50,0)+4)","v":0},{"$f":"INDIRECT(\"'Fixture Schedule'!L\"&MOD(ROW(A257)-52,50)+9)","v":0},{"$f":"INDIRECT(\"'Space-by-Space Method'!D\"&ROUNDDOWN((ROW(A257)-52)/50,0)+4)","v":0},{"$f":"INDIRECT(\"'Space-by-Space Method'!E\"&ROUNDDOWN((ROW(A257)-52)/50,0)+4)","v":1}]
[{"$f":"IF(InteriorCalcType=2,IF(OR(AM258=0,AN258=\"DNQ\")=TRUE,\"\",INDIRECT(\"'Fixture Schedule'!M\"&MOD(ROW(A258)-52,50)+9)),\"\")","v":""},{"$f":"IF(A258=\"\",\"\",INDIRECT(\"'Fixture Schedule'!E\"&MOD(ROW(A258)-52,50)+9))","v":""},{"$f":"IF(A258=\"\",\"\",INDIRECT(\"'Fixture Schedule'!F\"&MOD(ROW(A258)-52,50)+9))","v":""},{"$f":"IF(A258=\"\",\"\",INDIRECT(\"'Fixture Schedule'!L\"&MOD(ROW(A258)-52,50)+9))","v":""},"",null,null,{"$f":"IF(A258=\"\",\"\",IF(AP258=1,Summary!$C$12*(AO258)/(SUM('Space-by-Space Method'!$BO$4:$BO$78,SUM('Exterior Lighting'!$BL$5:$BL$25))),0))","v":""},{"$f":"IF(A258=\"\",\"\",IF(START!$B$34=1,INDIRECT(\"'Space-by-Space Method'!\"&SUBSTITUTE(ADDRESS(1,MOD(ROW(A258)-52,50)+10,4),\"1\",\"\")&ROUNDDOWN((ROW(A258)-52)/50,0)+4),\"\"))","v":""},{"$f":"IF(A258=\"\",\"\",IF(AP258=1,Summary!$F$11*(AO258)/(SUM('Space-by-Space Method'!$BO$4:$BO$78,SUM('Exterior Lighting'!$BL$5:$BL$25))),0))","v":""},{"$f":"IF(A258=\"\",\"\",IF(AP258=1,Summary!$E$11*(AO258)/(SUM('Space-by-Space Method'!$BO$4:$BO$78,SUM('Exterior Lighting'!$BL$5:$BL$25))),0))","v":""},{"$f":"IF(A258=\"\",\"\",IF(AP258=1,Summary!$G$11*(AO258)/(SUM('Space-by-Space Method'!$BO$4:$BO$78,SUM('Exterior Lighting'!$BL$5:$BL$25))),0))","v":""},{"$f":"IF(A258=\"\",\"\",IF(AP258=1,Summary!$H$11*(AO258)/(SUM('Space-by-Space Method'!$BO$4:$BO$78)),0))","v":""},{"$f":"IF(A258=\"\",\"\",IF(AP258=1,Summary!$I$11*(AO258)/(SUM('Space-by-Space Method'!$BO$4:$BO$78)),0))","v":""},null,null,null,{"$f":"IF(A258=\"\",\"\",IF(START!$B$34=2,INDIRECT(\"'Space-by-Space Method'!\"&SUBSTITUTE(ADDRESS(1,MOD(ROW(A258)-52,50)+10,4),\"1\",\"\")&ROUNDDOWN((ROW(A258)-52)/50,0)+4),\"\"))","v":""},{"$f":"IF(A258=\"\",\"\",INDIRECT(\"'Space-by-Space Method'!C\"&ROUNDDOWN((ROW(A258)-52)/50,0)+4))","v":""},{"$f":"IF(A258=\"\",\"\",IF(COUNTIF(CommonSpaceTypes,AQ258)>0,INDIRECT(\"'Space-by-Space Method'!F\"&ROUNDDOWN((ROW(A258)-52)/50,0)+4),\"\"))","v":""},{"$f":"IF(A258=\"\",\"\",IF(COUNTIF(BuildingSpecificSpaceTypes,AQ258)>0,INDIRECT(\"'Space-by-Space Method'!F\"&ROUNDDOWN((ROW(A258)-52)/50,0)+4),\"\"))","v":""},{"$f":"IF(A258=\"\",\"\",INDIRECT(\"'Fixture Schedule'!D\"&MOD(ROW(A258)-52,50)+9))","v":""},{"$f":"IF(A258=\"\",\"\",IF(AR258=\"\",\"\",INDIRECT(\"'Fixture Schedule'!K\"&MOD(ROW(A258)-52,50)+9)))","v":""},"",{"$f":"IF(A258=\"\",\"\",INDIRECT(\"'Fixture Schedule'!L\"&MOD(ROW(A258)-52,50)+9))","v":""},null,null,null,null,null,null,null,null,null,null,null,null,null,{"$f":"INDIRECT(\"'Space-by-Space Method'!\"&SUBSTITUTE(ADDRESS(1,MOD(ROW(A258)-52,50)+10,4),\"1\",\"\")&ROUNDDOWN((ROW(A258)-52)/50,0)+4)","v":0},{"$f":"LEFT(INDIRECT(\"'Space-by-Space Method'!BJ\"&ROUNDDOWN((ROW(A258)-52)/50,0)+4),3)","v":""},{"$f":"INDIRECT(\"'Fixture Schedule'!L\"&MOD(ROW(A258)-52,50)+9)","v":0},{"$f":"INDIRECT(\"'Fixture Schedule'!O\"&MOD(ROW(A258)-52,50)+9)","v":0},{"$f":"INDIRECT(\"'Space-by-Space Method'!F\"&ROUNDDOWN((ROW(A258)-52)/50,0)+4)","v":0},{"$f":"INDIRECT(\"'Fixture Schedule'!L\"&MOD(ROW(A258)-52,50)+9)","v":0},{"$f":"INDIRECT(\"'Space-by-Space Method'!D\"&ROUNDDOWN((ROW(A258)-52)/50,0)+4)","v":0},{"$f":"INDIRECT(\"'Space-by-Space Method'!E\"&ROUNDDOWN((ROW(A258)-52)/50,0)+4)","v":1}]
[{"$f":"IF(InteriorCalcType=2,IF(OR(AM259=0,AN259=\"DNQ\")=TRUE,\"\",INDIRECT(\"'Fixture Schedule'!M\"&MOD(ROW(A259)-52,50)+9)),\"\")","v":""},{"$f":"IF(A259=\"\",\"\",INDIRECT(\"'Fixture Schedule'!E\"&MOD(ROW(A259)-52,50)+9))","v":""},{"$f":"IF(A259=\"\",\"\",INDIRECT(\"'Fixture Schedule'!F\"&MOD(ROW(A259)-52,50)+9))","v":""},{"$f":"IF(A259=\"\",\"\",INDIRECT(\"'Fixture Schedule'!L\"&MOD(ROW(A259)-52,50)+9))","v":""},"",null,null,{"$f":"IF(A259=\"\",\"\",IF(AP259=1,Summary!$C$12*(AO259)/(SUM('Space-by-Space Method'!$BO$4:$BO$78,SUM('Exterior Lighting'!$BL$5:$BL$25))),0))","v":""},{"$f":"IF(A259=\"\",\"\",IF(START!$B$34=1,INDIRECT(\"'Space-by-Space Method'!\"&SUBSTITUTE(ADDRESS(1,MOD(ROW(A259)-52,50)+10,4),\"1\",\"\")&ROUNDDOWN((ROW(A259)-52)/50,0)+4),\"\"))","v":""},{"$f":"IF(A259=\"\",\"\",IF(AP259=1,Summary!$F$11*(AO259)/(SUM('Space-by-Space Method'!$BO$4:$BO$78,SUM('Exterior Lighting'!$BL$5:$BL$25))),0))","v":""},{"$f":"IF(A259=\"\",\"\",IF(AP259=1,Summary!$E$11*(AO259)/(SUM('Space-by-Space Method'!$BO$4:$BO$78,SUM('Exterior Lighting'!$BL$5:$BL$25))),0))","v":""},{"$f":"IF(A259=\"\",\"\",IF(AP259=1,Summary!$G$11*(AO259)/(SUM('Space-by-Space Method'!$BO$4:$BO$78,SUM('Exterior Lighting'!$BL$5:$BL$25))),0))","v":""},{"$f":"IF(A259=\"\",\"\",IF(AP259=1,Summary!$H$11*(AO259)/(SUM('Space-by-Space Method'!$BO$4:$BO$78)),0))","v":""},{"$f":"IF(A259=\"\",\"\",IF(AP259=1,Summary!$I$11*(AO259)/(SUM('Space-by-Space Method'!$BO$4:$BO$78)),0))","v":""},null,null,null,{"$f":"IF(A259=\"\",\"\",IF(START!$B$34=2,INDIRECT(\"'Space-by-Space Method'!\"&SUBSTITUTE(ADDRESS(1,MOD(ROW(A259)-52,50)+10,4),\"1\",\"\")&ROUNDDOWN((ROW(A259)-52)/50,0)+4),\"\"))","v":""},{"$f":"IF(A259=\"\",\"\",INDIRECT(\"'Space-by-Space Method'!C\"&ROUNDDOWN((ROW(A259)-52)/50,0)+4))","v":""},{"$f":"IF(A259=\"\",\"\",IF(COUNTIF(CommonSpaceTypes,AQ259)>0,INDIRECT(\"'Space-by-Space Method'!F\"&ROUNDDOWN((ROW(A259)-52)/50,0)+4),\"\"))","v":""},{"$f":"IF(A259=\"\",\"\",IF(COUNTIF(BuildingSpecificSpaceTypes,AQ259)>0,INDIRECT(\"'Space-by-Space Method'!F\"&ROUNDDOWN((ROW(A259)-52)/50,0)+4),\"\"))","v":""},{"$f":"IF(A259=\"\",\"\",INDIRECT(\"'Fixture Schedule'!D\"&MOD(ROW(A259)-52,50)+9))","v":""},{"$f":"IF(A259=\"\",\"\",IF(AR259=\"\",\"\",INDIRECT(\"'Fixture Schedule'!K\"&MOD(ROW(A259)-52,50)+9)))","v":""},"",{"$f":"IF(A259=\"\",\"\",INDIRECT(\"'Fixture Schedule'!L\"&MOD(ROW(A259)-52,50)+9))","v":""},null,null,null,null,null,null,null,null,null,null,null,null,null,{"$f":"INDIRECT(\"'Space-by-Space Method'!\"&SUBSTITUTE(ADDRESS(1,MOD(ROW(A259)-52,50)+10,4),\"1\",\"\")&ROUNDDOWN((ROW(A259)-52)/50,0)+4)","v":0},{"$f":"LEFT(INDIRECT(\"'Space-by-Space Method'!BJ\"&ROUNDDOWN((ROW(A259)-52)/50,0)+4),3)","v":""},{"$f":"INDIRECT(\"'Fixture Schedule'!L\"&MOD(ROW(A259)-52,50)+9)","v":0},{"$f":"INDIRECT(\"'Fixture Schedule'!O\"&MOD(ROW(A259)-52,50)+9)","v":0},{"$f":"INDIRECT(\"'Space-by-Space Method'!F\"&ROUNDDOWN((ROW(A259)-52)/50,0)+4)","v":0},{"$f":"INDIRECT(\"'Fixture Schedule'!L\"&MOD(ROW(A259)-52,50)+9)","v":0},{"$f":"INDIRECT(\"'Space-by-Space Method'!D\"&ROUNDDOWN((ROW(A259)-52)/50,0)+4)","v":0},{"$f":"INDIRECT(\"'Space-by-Space Method'!E\"&ROUNDDOWN((ROW(A259)-52)/50,0)+4)","v":1}]
[{"$f":"IF(InteriorCalcType=2,IF(OR(AM260=0,AN260=\"DNQ\")=TRUE,\"\",INDIRECT(\"'Fixture Schedule'!M\"&MOD(ROW(A260)-52,50)+9)),\"\")","v":""},{"$f":"IF(A260=\"\",\"\",INDIRECT(\"'Fixture Schedule'!E\"&MOD(ROW(A260)-52,50)+9))","v":""},{"$f":"IF(A260=\"\",\"\",INDIRECT(\"'Fixture Schedule'!F\"&MOD(ROW(A260)-52,50)+9))","v":""},{"$f":"IF(A260=\"\",\"\",INDIRECT(\"'Fixture Schedule'!L\"&MOD(ROW(A260)-52,50)+9))","v":""},"",null,null,{"$f":"IF(A260=\"\",\"\",IF(AP260=1,Summary!$C$12*(AO260)/(SUM('Space-by-Space Method'!$BO$4:$BO$78,SUM('Exterior Lighting'!$BL$5:$BL$25))),0))","v":""},{"$f":"IF(A260=\"\",\"\",IF(START!$B$34=1,INDIRECT(\"'Space-by-Space Method'!\"&SUBSTITUTE(ADDRESS(1,MOD(ROW(A260)-52,50)+10,4),\"1\",\"\")&ROUNDDOWN((ROW(A260)-52)/50,0)+4),\"\"))","v":""},{"$f":"IF(A260=\"\",\"\",IF(AP260=1,Summary!$F$11*(AO260)/(SUM('Space-by-Space Method'!$BO$4:$BO$78,SUM('Exterior Lighting'!$BL$5:$BL$25))),0))","v":""},{"$f":"IF(A260=\"\",\"\",IF(AP260=1,Summary!$E$11*(AO260)/(SUM('Space-by-Space Method'!$BO$4:$BO$78,SUM('Exterior Lighting'!$BL$5:$BL$25))),0))","v":""},{"$f":"IF(A260=\"\",\"\",IF(AP260=1,Summary!$G$11*(AO260)/(SUM('Space-by-Space Method'!$BO$4:$BO$78,SUM('Exterior Lighting'!$BL$5:$BL$25))),0))","v":""},{"$f":"IF(A260=\"\",\"\",IF(AP260=1,Summary!$H$11*(AO260)/(SUM('Space-by-Space Method'!$BO$4:$BO$78)),0))","v":""},{"$f":"IF(A260=\"\",\"\",IF(AP260=1,Summary!$I$11*(AO260)/(SUM('Space-by-Space Method'!$BO$4:$BO$78)),0))","v":""},null,null,null,{"$f":"IF(A260=\"\",\"\",IF(START!$B$34=2,INDIRECT(\"'Space-by-Space Method'!\"&SUBSTITUTE(ADDRESS(1,MOD(ROW(A260)-52,50)+10,4),\"1\",\"\")&ROUNDDOWN((ROW(A260)-52)/50,0)+4),\"\"))","v":""},{"$f":"IF(A260=\"\",\"\",INDIRECT(\"'Space-by-Space Method'!C\"&ROUNDDOWN((ROW(A260)-52)/50,0)+4))","v":""},{"$f":"IF(A260=\"\",\"\",IF(COUNTIF(CommonSpaceTypes,AQ260)>0,INDIRECT(\"'Space-by-Space Method'!F\"&ROUNDDOWN((ROW(A260)-52)/50,0)+4),\"\"))","v":""},{"$f":"IF(A260=\"\",\"\",IF(COUNTIF(BuildingSpecificSpaceTypes,AQ260)>0,INDIRECT(\"'Space-by-Space Method'!F\"&ROUNDDOWN((ROW(A260)-52)/50,0)+4),\"\"))","v":""},{"$f":"IF(A260=\"\",\"\",INDIRECT(\"'Fixture Schedule'!D\"&MOD(ROW(A260)-52,50)+9))","v":""},{"$f":"IF(A260=\"\",\"\",IF(AR260=\"\",\"\",INDIRECT(\"'Fixture Schedule'!K\"&MOD(ROW(A260)-52,50)+9)))","v":""},"",{"$f":"IF(A260=\"\",\"\",INDIRECT(\"'Fixture Schedule'!L\"&MOD(ROW(A260)-52,50)+9))","v":""},null,null,null,null,null,null,null,null,null,null,null,null,null,{"$f":"INDIRECT(\"'Space-by-Space Method'!\"&SUBSTITUTE(ADDRESS(1,MOD(ROW(A260)-52,50)+10,4),\"1\",\"\")&ROUNDDOWN((ROW(A260)-52)/50,0)+4)","v":0},{"$f":"LEFT(INDIRECT(\"'Space-by-Space Method'!BJ\"&ROUNDDOWN((ROW(A260)-52)/50,0)+4),3)","v":""},{"$f":"INDIRECT(\"'Fixture Schedule'!L\"&MOD(ROW(A260)-52,50)+9)","v":0},{"$f":"INDIRECT(\"'Fixture Schedule'!O\"&MOD(ROW(A260)-52,50)+9)","v":0},{"$f":"INDIRECT(\"'Space-by-Space Method'!F\"&ROUNDDOWN((ROW(A260)-52)/50,0)+4)","v":0},{"$f":"INDIRECT(\"'Fixture Schedule'!L\"&MOD(ROW(A260)-52,50)+9)","v":0},{"$f":"INDIRECT(\"'Space-by-Space Method'!D\"&ROUNDDOWN((ROW(A260)-52)/50,0)+4)","v":0},{"$f":"INDIRECT(\"'Space-by-Space Method'!E\"&ROUNDDOWN((ROW(A260)-52)/50,0)+4)","v":1}]
[{"$f":"IF(InteriorCalcType=2,IF(OR(AM261=0,AN261=\"DNQ\")=TRUE,\"\",INDIRECT(\"'Fixture Schedule'!M\"&MOD(ROW(A261)-52,50)+9)),\"\")","v":""},{"$f":"IF(A261=\"\",\"\",INDIRECT(\"'Fixture Schedule'!E\"&MOD(ROW(A261)-52,50)+9))","v":""},{"$f":"IF(A261=\"\",\"\",INDIRECT(\"'Fixture Schedule'!F\"&MOD(ROW(A261)-52,50)+9))","v":""},{"$f":"IF(A261=\"\",\"\",INDIRECT(\"'Fixture Schedule'!L\"&MOD(ROW(A261)-52,50)+9))","v":""},"",null,null,{"$f":"IF(A261=\"\",\"\",IF(AP261=1,Summary!$C$12*(AO261)/(SUM('Space-by-Space Method'!$BO$4:$BO$78,SUM('Exterior Lighting'!$BL$5:$BL$25))),0))","v":""},{"$f":"IF(A261=\"\",\"\",IF(START!$B$34=1,INDIRECT(\"'Space-by-Space Method'!\"&SUBSTITUTE(ADDRESS(1,MOD(ROW(A261)-52,50)+10,4),\"1\",\"\")&ROUNDDOWN((ROW(A261)-52)/50,0)+4),\"\"))","v":""},{"$f":"IF(A261=\"\",\"\",IF(AP261=1,Summary!$F$11*(AO261)/(SUM('Space-by-Space Method'!$BO$4:$BO$78,SUM('Exterior Lighting'!$BL$5:$BL$25))),0))","v":""},{"$f":"IF(A261=\"\",\"\",IF(AP261=1,Summary!$E$11*(AO261)/(SUM('Space-by-Space Method'!$BO$4:$BO$78,SUM('Exterior Lighting'!$BL$5:$BL$25))),0))","v":""},{"$f":"IF(A261=\"\",\"\",IF(AP261=1,Summary!$G$11*(AO261)/(SUM('Space-by-Space Method'!$BO$4:$BO$78,SUM('Exterior Lighting'!$BL$5:$BL$25))),0))","v":""},{"$f":"IF(A261=\"\",\"\",IF(AP261=1,Summary!$H$11*(AO261)/(SUM('Space-by-Space Method'!$BO$4:$BO$78)),0))","v":""},{"$f":"IF(A261=\"\",\"\",IF(AP261=1,Summary!$I$11*(AO261)/(SUM('Space-by-Space Method'!$BO$4:$BO$78)),0))","v":""},null,null,null,{"$f":"IF(A261=\"\",\"\",IF(START!$B$34=2,INDIRECT(\"'Space-by-Space Method'!\"&SUBSTITUTE(ADDRESS(1,MOD(ROW(A261)-52,50)+10,4),\"1\",\"\")&ROUNDDOWN((ROW(A261)-52)/50,0)+4),\"\"))","v":""},{"$f":"IF(A261=\"\",\"\",INDIRECT(\"'Space-by-Space Method'!C\"&ROUNDDOWN((ROW(A261)-52)/50,0)+4))","v":""},{"$f":"IF(A261=\"\",\"\",IF(COUNTIF(CommonSpaceTypes,AQ261)>0,INDIRECT(\"'Space-by-Space Method'!F\"&ROUNDDOWN((ROW(A261)-52)/50,0)+4),\"\"))","v":""},{"$f":"IF(A261=\"\",\"\",IF(COUNTIF(BuildingSpecificSpaceTypes,AQ261)>0,INDIRECT(\"'Space-by-Space Method'!F\"&ROUNDDOWN((ROW(A261)-52)/50,0)+4),\"\"))","v":""},{"$f":"IF(A261=\"\",\"\",INDIRECT(\"'Fixture Schedule'!D\"&MOD(ROW(A261)-52,50)+9))","v":""},{"$f":"IF(A261=\"\",\"\",IF(AR261=\"\",\"\",INDIRECT(\"'Fixture Schedule'!K\"&MOD(ROW(A261)-52,50)+9)))","v":""},"",{"$f":"IF(A261=\"\",\"\",INDIRECT(\"'Fixture Schedule'!L\"&MOD(ROW(A261)-52,50)+9))","v":""},null,null,null,null,null,null,null,null,null,null,null,null,null,{"$f":"INDIRECT(\"'Space-by-Space Method'!\"&SUBSTITUTE(ADDRESS(1,MOD(ROW(A261)-52,50)+10,4),\"1\",\"\")&ROUNDDOWN((ROW(A261)-52)/50,0)+4)","v":0},{"$f":"LEFT(INDIRECT(\"'Space-by-Space Method'!BJ\"&ROUNDDOWN((ROW(A261)-52)/50,0)+4),3)","v":""},{"$f":"INDIRECT(\"'Fixture Schedule'!L\"&MOD(ROW(A261)-52,50)+9)","v":0},{"$f":"INDIRECT(\"'Fixture Schedule'!O\"&MOD(ROW(A261)-52,50)+9)","v":0},{"$f":"INDIRECT(\"'Space-by-Space Method'!F\"&ROUNDDOWN((ROW(A261)-52)/50,0)+4)","v":0},{"$f":"INDIRECT(\"'Fixture Schedule'!L\"&MOD(ROW(A261)-52,50)+9)","v":0},{"$f":"INDIRECT(\"'Space-by-Space Method'!D\"&ROUNDDOWN((ROW(A261)-52)/50,0)+4)","v":0},{"$f":"INDIRECT(\"'Space-by-Space Method'!E\"&ROUNDDOWN((ROW(A261)-52)/50,0)+4)","v":1}]
[{"$f":"IF(InteriorCalcType=2,IF(OR(AM262=0,AN262=\"DNQ\")=TRUE,\"\",INDIRECT(\"'Fixture Schedule'!M\"&MOD(ROW(A262)-52,50)+9)),\"\")","v":""},{"$f":"IF(A262=\"\",\"\",INDIRECT(\"'Fixture Schedule'!E\"&MOD(ROW(A262)-52,50)+9))","v":""},{"$f":"IF(A262=\"\",\"\",INDIRECT(\"'Fixture Schedule'!F\"&MOD(ROW(A262)-52,50)+9))","v":""},{"$f":"IF(A262=\"\",\"\",INDIRECT(\"'Fixture Schedule'!L\"&MOD(ROW(A262)-52,50)+9))","v":""},"",null,null,{"$f":"IF(A262=\"\",\"\",IF(AP262=1,Summary!$C$12*(AO262)/(SUM('Space-by-Space Method'!$BO$4:$BO$78,SUM('Exterior Lighting'!$BL$5:$BL$25))),0))","v":""},{"$f":"IF(A262=\"\",\"\",IF(START!$B$34=1,INDIRECT(\"'Space-by-Space Method'!\"&SUBSTITUTE(ADDRESS(1,MOD(ROW(A262)-52,50)+10,4),\"1\",\"\")&ROUNDDOWN((ROW(A262)-52)/50,0)+4),\"\"))","v":""},{"$f":"IF(A262=\"\",\"\",IF(AP262=1,Summary!$F$11*(AO262)/(SUM('Space-by-Space Method'!$BO$4:$BO$78,SUM('Exterior Lighting'!$BL$5:$BL$25))),0))","v":""},{"$f":"IF(A262=\"\",\"\",IF(AP262=1,Summary!$E$11*(AO262)/(SUM('Space-by-Space Method'!$BO$4:$BO$78,SUM('Exterior Lighting'!$BL$5:$BL$25))),0))","v":""},{"$f":"IF(A262=\"\",\"\",IF(AP262=1,Summary!$G$11*(AO262)/(SUM('Space-by-Space Method'!$BO$4:$BO$78,SUM('Exterior Lighting'!$BL$5:$BL$25))),0))","v":""},{"$f":"IF(A262=\"\",\"\",IF(AP262=1,Summary!$H$11*(AO262)/(SUM('Space-by-Space Method'!$BO$4:$BO$78)),0))","v":""},{"$f":"IF(A262=\"\",\"\",IF(AP262=1,Summary!$I$11*(AO262)/(SUM('Space-by-Space Method'!$BO$4:$BO$78)),0))","v":""},null,null,null,{"$f":"IF(A262=\"\",\"\",IF(START!$B$34=2,INDIRECT(\"'Space-by-Space Method'!\"&SUBSTITUTE(ADDRESS(1,MOD(ROW(A262)-52,50)+10,4),\"1\",\"\")&ROUNDDOWN((ROW(A262)-52)/50,0)+4),\"\"))","v":""},{"$f":"IF(A262=\"\",\"\",INDIRECT(\"'Space-by-Space Method'!C\"&ROUNDDOWN((ROW(A262)-52)/50,0)+4))","v":""},{"$f":"IF(A262=\"\",\"\",IF(COUNTIF(CommonSpaceTypes,AQ262)>0,INDIRECT(\"'Space-by-Space Method'!F\"&ROUNDDOWN((ROW(A262)-52)/50,0)+4),\"\"))","v":""},{"$f":"IF(A262=\"\",\"\",IF(COUNTIF(BuildingSpecificSpaceTypes,AQ262)>0,INDIRECT(\"'Space-by-Space Method'!F\"&ROUNDDOWN((ROW(A262)-52)/50,0)+4),\"\"))","v":""},{"$f":"IF(A262=\"\",\"\",INDIRECT(\"'Fixture Schedule'!D\"&MOD(ROW(A262)-52,50)+9))","v":""},{"$f":"IF(A262=\"\",\"\",IF(AR262=\"\",\"\",INDIRECT(\"'Fixture Schedule'!K\"&MOD(ROW(A262)-52,50)+9)))","v":""},"",{"$f":"IF(A262=\"\",\"\",INDIRECT(\"'Fixture Schedule'!L\"&MOD(ROW(A262)-52,50)+9))","v":""},null,null,null,null,null,null,null,null,null,null,null,null,null,{"$f":"INDIRECT(\"'Space-by-Space Method'!\"&SUBSTITUTE(ADDRESS(1,MOD(ROW(A262)-52,50)+10,4),\"1\",\"\")&ROUNDDOWN((ROW(A262)-52)/50,0)+4)","v":0},{"$f":"LEFT(INDIRECT(\"'Space-by-Space Method'!BJ\"&ROUNDDOWN((ROW(A262)-52)/50,0)+4),3)","v":""},{"$f":"INDIRECT(\"'Fixture Schedule'!L\"&MOD(ROW(A262)-52,50)+9)","v":0},{"$f":"INDIRECT(\"'Fixture Schedule'!O\"&MOD(ROW(A262)-52,50)+9)","v":0},{"$f":"INDIRECT(\"'Space-by-Space Method'!F\"&ROUNDDOWN((ROW(A262)-52)/50,0)+4)","v":0},{"$f":"INDIRECT(\"'Fixture Schedule'!L\"&MOD(ROW(A262)-52,50)+9)","v":0},{"$f":"INDIRECT(\"'Space-by-Space Method'!D\"&ROUNDDOWN((ROW(A262)-52)/50,0)+4)","v":0},{"$f":"INDIRECT(\"'Space-by-Space Method'!E\"&ROUNDDOWN((ROW(A262)-52)/50,0)+4)","v":1}]
[{"$f":"IF(InteriorCalcType=2,IF(OR(AM263=0,AN263=\"DNQ\")=TRUE,\"\",INDIRECT(\"'Fixture Schedule'!M\"&MOD(ROW(A263)-52,50)+9)),\"\")","v":""},{"$f":"IF(A263=\"\",\"\",INDIRECT(\"'Fixture Schedule'!E\"&MOD(ROW(A263)-52,50)+9))","v":""},{"$f":"IF(A263=\"\",\"\",INDIRECT(\"'Fixture Schedule'!F\"&MOD(ROW(A263)-52,50)+9))","v":""},{"$f":"IF(A263=\"\",\"\",INDIRECT(\"'Fixture Schedule'!L\"&MOD(ROW(A263)-52,50)+9))","v":""},"",null,null,{"$f":"IF(A263=\"\",\"\",IF(AP263=1,Summary!$C$12*(AO263)/(SUM('Space-by-Space Method'!$BO$4:$BO$78,SUM('Exterior Lighting'!$BL$5:$BL$25))),0))","v":""},{"$f":"IF(A263=\"\",\"\",IF(START!$B$34=1,INDIRECT(\"'Space-by-Space Method'!\"&SUBSTITUTE(ADDRESS(1,MOD(ROW(A263)-52,50)+10,4),\"1\",\"\")&ROUNDDOWN((ROW(A263)-52)/50,0)+4),\"\"))","v":""},{"$f":"IF(A263=\"\",\"\",IF(AP263=1,Summary!$F$11*(AO263)/(SUM('Space-by-Space Method'!$BO$4:$BO$78,SUM('Exterior Lighting'!$BL$5:$BL$25))),0))","v":""},{"$f":"IF(A263=\"\",\"\",IF(AP263=1,Summary!$E$11*(AO263)/(SUM('Space-by-Space Method'!$BO$4:$BO$78,SUM('Exterior Lighting'!$BL$5:$BL$25))),0))","v":""},{"$f":"IF(A263=\"\",\"\",IF(AP263=1,Summary!$G$11*(AO263)/(SUM('Space-by-Space Method'!$BO$4:$BO$78,SUM('Exterior Lighting'!$BL$5:$BL$25))),0))","v":""},{"$f":"IF(A263=\"\",\"\",IF(AP263=1,Summary!$H$11*(AO263)/(SUM('Space-by-Space Method'!$BO$4:$BO$78)),0))","v":""},{"$f":"IF(A263=\"\",\"\",IF(AP263=1,Summary!$I$11*(AO263)/(SUM('Space-by-Space Method'!$BO$4:$BO$78)),0))","v":""},null,null,null,{"$f":"IF(A263=\"\",\"\",IF(START!$B$34=2,INDIRECT(\"'Space-by-Space Method'!\"&SUBSTITUTE(ADDRESS(1,MOD(ROW(A263)-52,50)+10,4),\"1\",\"\")&ROUNDDOWN((ROW(A263)-52)/50,0)+4),\"\"))","v":""},{"$f":"IF(A263=\"\",\"\",INDIRECT(\"'Space-by-Space Method'!C\"&ROUNDDOWN((ROW(A263)-52)/50,0)+4))","v":""},{"$f":"IF(A263=\"\",\"\",IF(COUNTIF(CommonSpaceTypes,AQ263)>0,INDIRECT(\"'Space-by-Space Method'!F\"&ROUNDDOWN((ROW(A263)-52)/50,0)+4),\"\"))","v":""},{"$f":"IF(A263=\"\",\"\",IF(COUNTIF(BuildingSpecificSpaceTypes,AQ263)>0,INDIRECT(\"'Space-by-Space Method'!F\"&ROUNDDOWN((ROW(A263)-52)/50,0)+4),\"\"))","v":""},{"$f":"IF(A263=\"\",\"\",INDIRECT(\"'Fixture Schedule'!D\"&MOD(ROW(A263)-52,50)+9))","v":""},{"$f":"IF(A263=\"\",\"\",IF(AR263=\"\",\"\",INDIRECT(\"'Fixture Schedule'!K\"&MOD(ROW(A263)-52,50)+9)))","v":""},"",{"$f":"IF(A263=\"\",\"\",INDIRECT(\"'Fixture Schedule'!L\"&MOD(ROW(A263)-52,50)+9))","v":""},null,null,null,null,null,null,null,null,null,null,null,null,null,{"$f":"INDIRECT(\"'Space-by-Space Method'!\"&SUBSTITUTE(ADDRESS(1,MOD(ROW(A263)-52,50)+10,4),\"1\",\"\")&ROUNDDOWN((ROW(A263)-52)/50,0)+4)","v":0},{"$f":"LEFT(INDIRECT(\"'Space-by-Space Method'!BJ\"&ROUNDDOWN((ROW(A263)-52)/50,0)+4),3)","v":""},{"$f":"INDIRECT(\"'Fixture Schedule'!L\"&MOD(ROW(A263)-52,50)+9)","v":0},{"$f":"INDIRECT(\"'Fixture Schedule'!O\"&MOD(ROW(A263)-52,50)+9)","v":0},{"$f":"INDIRECT(\"'Space-by-Space Method'!F\"&ROUNDDOWN((ROW(A263)-52)/50,0)+4)","v":0},{"$f":"INDIRECT(\"'Fixture Schedule'!L\"&MOD(ROW(A263)-52,50)+9)","v":0},{"$f":"INDIRECT(\"'Space-by-Space Method'!D\"&ROUNDDOWN((ROW(A263)-52)/50,0)+4)","v":0},{"$f":"INDIRECT(\"'Space-by-Space Method'!E\"&ROUNDDOWN((ROW(A263)-52)/50,0)+4)","v":1}]
[{"$f":"IF(InteriorCalcType=2,IF(OR(AM264=0,AN264=\"DNQ\")=TRUE,\"\",INDIRECT(\"'Fixture Schedule'!M\"&MOD(ROW(A264)-52,50)+9)),\"\")","v":""},{"$f":"IF(A264=\"\",\"\",INDIRECT(\"'Fixture Schedule'!E\"&MOD(ROW(A264)-52,50)+9))","v":""},{"$f":"IF(A264=\"\",\"\",INDIRECT(\"'Fixture Schedule'!F\"&MOD(ROW(A264)-52,50)+9))","v":""},{"$f":"IF(A264=\"\",\"\",INDIRECT(\"'Fixture Schedule'!L\"&MOD(ROW(A264)-52,50)+9))","v":""},"",null,null,{"$f":"IF(A264=\"\",\"\",IF(AP264=1,Summary!$C$12*(AO264)/(SUM('Space-by-Space Method'!$BO$4:$BO$78,SUM('Exterior Lighting'!$BL$5:$BL$25))),0))","v":""},{"$f":"IF(A264=\"\",\"\",IF(START!$B$34=1,INDIRECT(\"'Space-by-Space Method'!\"&SUBSTITUTE(ADDRESS(1,MOD(ROW(A264)-52,50)+10,4),\"1\",\"\")&ROUNDDOWN((ROW(A264)-52)/50,0)+4),\"\"))","v":""},{"$f":"IF(A264=\"\",\"\",IF(AP264=1,Summary!$F$11*(AO264)/(SUM('Space-by-Space Method'!$BO$4:$BO$78,SUM('Exterior Lighting'!$BL$5:$BL$25))),0))","v":""},{"$f":"IF(A264=\"\",\"\",IF(AP264=1,Summary!$E$11*(AO264)/(SUM('Space-by-Space Method'!$BO$4:$BO$78,SUM('Exterior Lighting'!$BL$5:$BL$25))),0))","v":""},{"$f":"IF(A264=\"\",\"\",IF(AP264=1,Summary!$G$11*(AO264)/(SUM('Space-by-Space Method'!$BO$4:$BO$78,SUM('Exterior Lighting'!$BL$5:$BL$25))),0))","v":""},{"$f":"IF(A264=\"\",\"\",IF(AP264=1,Summary!$H$11*(AO264)/(SUM('Space-by-Space Method'!$BO$4:$BO$78)),0))","v":""},{"$f":"IF(A264=\"\",\"\",IF(AP264=1,Summary!$I$11*(AO264)/(SUM('Space-by-Space Method'!$BO$4:$BO$78)),0))","v":""},null,null,null,{"$f":"IF(A264=\"\",\"\",IF(START!$B$34=2,INDIRECT(\"'Space-by-Space Method'!\"&SUBSTITUTE(ADDRESS(1,MOD(ROW(A264)-52,50)+10,4),\"1\",\"\")&ROUNDDOWN((ROW(A264)-52)/50,0)+4),\"\"))","v":""},{"$f":"IF(A264=\"\",\"\",INDIRECT(\"'Space-by-Space Method'!C\"&ROUNDDOWN((ROW(A264)-52)/50,0)+4))","v":""},{"$f":"IF(A264=\"\",\"\",IF(COUNTIF(CommonSpaceTypes,AQ264)>0,INDIRECT(\"'Space-by-Space Method'!F\"&ROUNDDOWN((ROW(A264)-52)/50,0)+4),\"\"))","v":""},{"$f":"IF(A264=\"\",\"\",IF(COUNTIF(BuildingSpecificSpaceTypes,AQ264)>0,INDIRECT(\"'Space-by-Space Method'!F\"&ROUNDDOWN((ROW(A264)-52)/50,0)+4),\"\"))","v":""},{"$f":"IF(A264=\"\",\"\",INDIRECT(\"'Fixture Schedule'!D\"&MOD(ROW(A264)-52,50)+9))","v":""},{"$f":"IF(A264=\"\",\"\",IF(AR264=\"\",\"\",INDIRECT(\"'Fixture Schedule'!K\"&MOD(ROW(A264)-52,50)+9)))","v":""},"",{"$f":"IF(A264=\"\",\"\",INDIRECT(\"'Fixture Schedule'!L\"&MOD(ROW(A264)-52,50)+9))","v":""},null,null,null,null,null,null,null,null,null,null,null,null,null,{"$f":"INDIRECT(\"'Space-by-Space Method'!\"&SUBSTITUTE(ADDRESS(1,MOD(ROW(A264)-52,50)+10,4),\"1\",\"\")&ROUNDDOWN((ROW(A264)-52)/50,0)+4)","v":0},{"$f":"LEFT(INDIRECT(\"'Space-by-Space Method'!BJ\"&ROUNDDOWN((ROW(A264)-52)/50,0)+4),3)","v":""},{"$f":"INDIRECT(\"'Fixture Schedule'!L\"&MOD(ROW(A264)-52,50)+9)","v":0},{"$f":"INDIRECT(\"'Fixture Schedule'!O\"&MOD(ROW(A264)-52,50)+9)","v":0},{"$f":"INDIRECT(\"'Space-by-Space Method'!F\"&ROUNDDOWN((ROW(A264)-52)/50,0)+4)","v":0},{"$f":"INDIRECT(\"'Fixture Schedule'!L\"&MOD(ROW(A264)-52,50)+9)","v":0},{"$f":"INDIRECT(\"'Space-by-Space Method'!D\"&ROUNDDOWN((ROW(A264)-52)/50,0)+4)","v":0},{"$f":"INDIRECT(\"'Space-by-Space Method'!E\"&ROUNDDOWN((ROW(A264)-52)/50,0)+4)","v":1}]
[{"$f":"IF(InteriorCalcType=2,IF(OR(AM265=0,AN265=\"DNQ\")=TRUE,\"\",INDIRECT(\"'Fixture Schedule'!M\"&MOD(ROW(A265)-52,50)+9)),\"\")","v":""},{"$f":"IF(A265=\"\",\"\",INDIRECT(\"'Fixture Schedule'!E\"&MOD(ROW(A265)-52,50)+9))","v":""},{"$f":"IF(A265=\"\",\"\",INDIRECT(\"'Fixture Schedule'!F\"&MOD(ROW(A265)-52,50)+9))","v":""},{"$f":"IF(A265=\"\",\"\",INDIRECT(\"'Fixture Schedule'!L\"&MOD(ROW(A265)-52,50)+9))","v":""},"",null,null,{"$f":"IF(A265=\"\",\"\",IF(AP265=1,Summary!$C$12*(AO265)/(SUM('Space-by-Space Method'!$BO$4:$BO$78,SUM('Exterior Lighting'!$BL$5:$BL$25))),0))","v":""},{"$f":"IF(A265=\"\",\"\",IF(START!$B$34=1,INDIRECT(\"'Space-by-Space Method'!\"&SUBSTITUTE(ADDRESS(1,MOD(ROW(A265)-52,50)+10,4),\"1\",\"\")&ROUNDDOWN((ROW(A265)-52)/50,0)+4),\"\"))","v":""},{"$f":"IF(A265=\"\",\"\",IF(AP265=1,Summary!$F$11*(AO265)/(SUM('Space-by-Space Method'!$BO$4:$BO$78,SUM('Exterior Lighting'!$BL$5:$BL$25))),0))","v":""},{"$f":"IF(A265=\"\",\"\",IF(AP265=1,Summary!$E$11*(AO265)/(SUM('Space-by-Space Method'!$BO$4:$BO$78,SUM('Exterior Lighting'!$BL$5:$BL$25))),0))","v":""},{"$f":"IF(A265=\"\",\"\",IF(AP265=1,Summary!$G$11*(AO265)/(SUM('Space-by-Space Method'!$BO$4:$BO$78,SUM('Exterior Lighting'!$BL$5:$BL$25))),0))","v":""},{"$f":"IF(A265=\"\",\"\",IF(AP265=1,Summary!$H$11*(AO265)/(SUM('Space-by-Space Method'!$BO$4:$BO$78)),0))","v":""},{"$f":"IF(A265=\"\",\"\",IF(AP265=1,Summary!$I$11*(AO265)/(SUM('Space-by-Space Method'!$BO$4:$BO$78)),0))","v":""},null,null,null,{"$f":"IF(A265=\"\",\"\",IF(START!$B$34=2,INDIRECT(\"'Space-by-Space Method'!\"&SUBSTITUTE(ADDRESS(1,MOD(ROW(A265)-52,50)+10,4),\"1\",\"\")&ROUNDDOWN((ROW(A265)-52)/50,0)+4),\"\"))","v":""},{"$f":"IF(A265=\"\",\"\",INDIRECT(\"'Space-by-Space Method'!C\"&ROUNDDOWN((ROW(A265)-52)/50,0)+4))","v":""},{"$f":"IF(A265=\"\",\"\",IF(COUNTIF(CommonSpaceTypes,AQ265)>0,INDIRECT(\"'Space-by-Space Method'!F\"&ROUNDDOWN((ROW(A265)-52)/50,0)+4),\"\"))","v":""},{"$f":"IF(A265=\"\",\"\",IF(COUNTIF(BuildingSpecificSpaceTypes,AQ265)>0,INDIRECT(\"'Space-by-Space Method'!F\"&ROUNDDOWN((ROW(A265)-52)/50,0)+4),\"\"))","v":""},{"$f":"IF(A265=\"\",\"\",INDIRECT(\"'Fixture Schedule'!D\"&MOD(ROW(A265)-52,50)+9))","v":""},{"$f":"IF(A265=\"\",\"\",IF(AR265=\"\",\"\",INDIRECT(\"'Fixture Schedule'!K\"&MOD(ROW(A265)-52,50)+9)))","v":""},"",{"$f":"IF(A265=\"\",\"\",INDIRECT(\"'Fixture Schedule'!L\"&MOD(ROW(A265)-52,50)+9))","v":""},null,null,null,null,null,null,null,null,null,null,null,null,null,{"$f":"INDIRECT(\"'Space-by-Space Method'!\"&SUBSTITUTE(ADDRESS(1,MOD(ROW(A265)-52,50)+10,4),\"1\",\"\")&ROUNDDOWN((ROW(A265)-52)/50,0)+4)","v":0},{"$f":"LEFT(INDIRECT(\"'Space-by-Space Method'!BJ\"&ROUNDDOWN((ROW(A265)-52)/50,0)+4),3)","v":""},{"$f":"INDIRECT(\"'Fixture Schedule'!L\"&MOD(ROW(A265)-52,50)+9)","v":0},{"$f":"INDIRECT(\"'Fixture Schedule'!O\"&MOD(ROW(A265)-52,50)+9)","v":0},{"$f":"INDIRECT(\"'Space-by-Space Method'!F\"&ROUNDDOWN((ROW(A265)-52)/50,0)+4)","v":0},{"$f":"INDIRECT(\"'Fixture Schedule'!L\"&MOD(ROW(A265)-52,50)+9)","v":0},{"$f":"INDIRECT(\"'Space-by-Space Method'!D\"&ROUNDDOWN((ROW(A265)-52)/50,0)+4)","v":0},{"$f":"INDIRECT(\"'Space-by-Space Method'!E\"&ROUNDDOWN((ROW(A265)-52)/50,0)+4)","v":1}]
[{"$f":"IF(InteriorCalcType=2,IF(OR(AM266=0,AN266=\"DNQ\")=TRUE,\"\",INDIRECT(\"'Fixture Schedule'!M\"&MOD(ROW(A266)-52,50)+9)),\"\")","v":""},{"$f":"IF(A266=\"\",\"\",INDIRECT(\"'Fixture Schedule'!E\"&MOD(ROW(A266)-52,50)+9))","v":""},{"$f":"IF(A266=\"\",\"\",INDIRECT(\"'Fixture Schedule'!F\"&MOD(ROW(A266)-52,50)+9))","v":""},{"$f":"IF(A266=\"\",\"\",INDIRECT(\"'Fixture Schedule'!L\"&MOD(ROW(A266)-52,50)+9))","v":""},"",null,null,{"$f":"IF(A266=\"\",\"\",IF(AP266=1,Summary!$C$12*(AO266)/(SUM('Space-by-Space Method'!$BO$4:$BO$78,SUM('Exterior Lighting'!$BL$5:$BL$25))),0))","v":""},{"$f":"IF(A266=\"\",\"\",IF(START!$B$34=1,INDIRECT(\"'Space-by-Space Method'!\"&SUBSTITUTE(ADDRESS(1,MOD(ROW(A266)-52,50)+10,4),\"1\",\"\")&ROUNDDOWN((ROW(A266)-52)/50,0)+4),\"\"))","v":""},{"$f":"IF(A266=\"\",\"\",IF(AP266=1,Summary!$F$11*(AO266)/(SUM('Space-by-Space Method'!$BO$4:$BO$78,SUM('Exterior Lighting'!$BL$5:$BL$25))),0))","v":""},{"$f":"IF(A266=\"\",\"\",IF(AP266=1,Summary!$E$11*(AO266)/(SUM('Space-by-Space Method'!$BO$4:$BO$78,SUM('Exterior Lighting'!$BL$5:$BL$25))),0))","v":""},{"$f":"IF(A266=\"\",\"\",IF(AP266=1,Summary!$G$11*(AO266)/(SUM('Space-by-Space Method'!$BO$4:$BO$78,SUM('Exterior Lighting'!$BL$5:$BL$25))),0))","v":""},{"$f":"IF(A266=\"\",\"\",IF(AP266=1,Summary!$H$11*(AO266)/(SUM('Space-by-Space Method'!$BO$4:$BO$78)),0))","v":""},{"$f":"IF(A266=\"\",\"\",IF(AP266=1,Summary!$I$11*(AO266)/(SUM('Space-by-Space Method'!$BO$4:$BO$78)),0))","v":""},null,null,null,{"$f":"IF(A266=\"\",\"\",IF(START!$B$34=2,INDIRECT(\"'Space-by-Space Method'!\"&SUBSTITUTE(ADDRESS(1,MOD(ROW(A266)-52,50)+10,4),\"1\",\"\")&ROUNDDOWN((ROW(A266)-52)/50,0)+4),\"\"))","v":""},{"$f":"IF(A266=\"\",\"\",INDIRECT(\"'Space-by-Space Method'!C\"&ROUNDDOWN((ROW(A266)-52)/50,0)+4))","v":""},{"$f":"IF(A266=\"\",\"\",IF(COUNTIF(CommonSpaceTypes,AQ266)>0,INDIRECT(\"'Space-by-Space Method'!F\"&ROUNDDOWN((ROW(A266)-52)/50,0)+4),\"\"))","v":""},{"$f":"IF(A266=\"\",\"\",IF(COUNTIF(BuildingSpecificSpaceTypes,AQ266)>0,INDIRECT(\"'Space-by-Space Method'!F\"&ROUNDDOWN((ROW(A266)-52)/50,0)+4),\"\"))","v":""},{"$f":"IF(A266=\"\",\"\",INDIRECT(\"'Fixture Schedule'!D\"&MOD(ROW(A266)-52,50)+9))","v":""},{"$f":"IF(A266=\"\",\"\",IF(AR266=\"\",\"\",INDIRECT(\"'Fixture Schedule'!K\"&MOD(ROW(A266)-52,50)+9)))","v":""},"",{"$f":"IF(A266=\"\",\"\",INDIRECT(\"'Fixture Schedule'!L\"&MOD(ROW(A266)-52,50)+9))","v":""},null,null,null,null,null,null,null,null,null,null,null,null,null,{"$f":"INDIRECT(\"'Space-by-Space Method'!\"&SUBSTITUTE(ADDRESS(1,MOD(ROW(A266)-52,50)+10,4),\"1\",\"\")&ROUNDDOWN((ROW(A266)-52)/50,0)+4)","v":0},{"$f":"LEFT(INDIRECT(\"'Space-by-Space Method'!BJ\"&ROUNDDOWN((ROW(A266)-52)/50,0)+4),3)","v":""},{"$f":"INDIRECT(\"'Fixture Schedule'!L\"&MOD(ROW(A266)-52,50)+9)","v":0},{"$f":"INDIRECT(\"'Fixture Schedule'!O\"&MOD(ROW(A266)-52,50)+9)","v":0},{"$f":"INDIRECT(\"'Space-by-Space Method'!F\"&ROUNDDOWN((ROW(A266)-52)/50,0)+4)","v":0},{"$f":"INDIRECT(\"'Fixture Schedule'!L\"&MOD(ROW(A266)-52,50)+9)","v":0},{"$f":"INDIRECT(\"'Space-by-Space Method'!D\"&ROUNDDOWN((ROW(A266)-52)/50,0)+4)","v":0},{"$f":"INDIRECT(\"'Space-by-Space Method'!E\"&ROUNDDOWN((ROW(A266)-52)/50,0)+4)","v":1}]
[{"$f":"IF(InteriorCalcType=2,IF(OR(AM267=0,AN267=\"DNQ\")=TRUE,\"\",INDIRECT(\"'Fixture Schedule'!M\"&MOD(ROW(A267)-52,50)+9)),\"\")","v":""},{"$f":"IF(A267=\"\",\"\",INDIRECT(\"'Fixture Schedule'!E\"&MOD(ROW(A267)-52,50)+9))","v":""},{"$f":"IF(A267=\"\",\"\",INDIRECT(\"'Fixture Schedule'!F\"&MOD(ROW(A267)-52,50)+9))","v":""},{"$f":"IF(A267=\"\",\"\",INDIRECT(\"'Fixture Schedule'!L\"&MOD(ROW(A267)-52,50)+9))","v":""},"",null,null,{"$f":"IF(A267=\"\",\"\",IF(AP267=1,Summary!$C$12*(AO267)/(SUM('Space-by-Space Method'!$BO$4:$BO$78,SUM('Exterior Lighting'!$BL$5:$BL$25))),0))","v":""},{"$f":"IF(A267=\"\",\"\",IF(START!$B$34=1,INDIRECT(\"'Space-by-Space Method'!\"&SUBSTITUTE(ADDRESS(1,MOD(ROW(A267)-52,50)+10,4),\"1\",\"\")&ROUNDDOWN((ROW(A267)-52)/50,0)+4),\"\"))","v":""},{"$f":"IF(A267=\"\",\"\",IF(AP267=1,Summary!$F$11*(AO267)/(SUM('Space-by-Space Method'!$BO$4:$BO$78,SUM('Exterior Lighting'!$BL$5:$BL$25))),0))","v":""},{"$f":"IF(A267=\"\",\"\",IF(AP267=1,Summary!$E$11*(AO267)/(SUM('Space-by-Space Method'!$BO$4:$BO$78,SUM('Exterior Lighting'!$BL$5:$BL$25))),0))","v":""},{"$f":"IF(A267=\"\",\"\",IF(AP267=1,Summary!$G$11*(AO267)/(SUM('Space-by-Space Method'!$BO$4:$BO$78,SUM('Exterior Lighting'!$BL$5:$BL$25))),0))","v":""},{"$f":"IF(A267=\"\",\"\",IF(AP267=1,Summary!$H$11*(AO267)/(SUM('Space-by-Space Method'!$BO$4:$BO$78)),0))","v":""},{"$f":"IF(A267=\"\",\"\",IF(AP267=1,Summary!$I$11*(AO267)/(SUM('Space-by-Space Method'!$BO$4:$BO$78)),0))","v":""},null,null,null,{"$f":"IF(A267=\"\",\"\",IF(START!$B$34=2,INDIRECT(\"'Space-by-Space Method'!\"&SUBSTITUTE(ADDRESS(1,MOD(ROW(A267)-52,50)+10,4),\"1\",\"\")&ROUNDDOWN((ROW(A267)-52)/50,0)+4),\"\"))","v":""},{"$f":"IF(A267=\"\",\"\",INDIRECT(\"'Space-by-Space Method'!C\"&ROUNDDOWN((ROW(A267)-52)/50,0)+4))","v":""},{"$f":"IF(A267=\"\",\"\",IF(COUNTIF(CommonSpaceTypes,AQ267)>0,INDIRECT(\"'Space-by-Space Method'!F\"&ROUNDDOWN((ROW(A267)-52)/50,0)+4),\"\"))","v":""},{"$f":"IF(A267=\"\",\"\",IF(COUNTIF(BuildingSpecificSpaceTypes,AQ267)>0,INDIRECT(\"'Space-by-Space Method'!F\"&ROUNDDOWN((ROW(A267)-52)/50,0)+4),\"\"))","v":""},{"$f":"IF(A267=\"\",\"\",INDIRECT(\"'Fixture Schedule'!D\"&MOD(ROW(A267)-52,50)+9))","v":""},{"$f":"IF(A267=\"\",\"\",IF(AR267=\"\",\"\",INDIRECT(\"'Fixture Schedule'!K\"&MOD(ROW(A267)-52,50)+9)))","v":""},"",{"$f":"IF(A267=\"\",\"\",INDIRECT(\"'Fixture Schedule'!L\"&MOD(ROW(A267)-52,50)+9))","v":""},null,null,null,null,null,null,null,null,null,null,null,null,null,{"$f":"INDIRECT(\"'Space-by-Space Method'!\"&SUBSTITUTE(ADDRESS(1,MOD(ROW(A267)-52,50)+10,4),\"1\",\"\")&ROUNDDOWN((ROW(A267)-52)/50,0)+4)","v":0},{"$f":"LEFT(INDIRECT(\"'Space-by-Space Method'!BJ\"&ROUNDDOWN((ROW(A267)-52)/50,0)+4),3)","v":""},{"$f":"INDIRECT(\"'Fixture Schedule'!L\"&MOD(ROW(A267)-52,50)+9)","v":0},{"$f":"INDIRECT(\"'Fixture Schedule'!O\"&MOD(ROW(A267)-52,50)+9)","v":0},{"$f":"INDIRECT(\"'Space-by-Space Method'!F\"&ROUNDDOWN((ROW(A267)-52)/50,0)+4)","v":0},{"$f":"INDIRECT(\"'Fixture Schedule'!L\"&MOD(ROW(A267)-52,50)+9)","v":0},{"$f":"INDIRECT(\"'Space-by-Space Method'!D\"&ROUNDDOWN((ROW(A267)-52)/50,0)+4)","v":0},{"$f":"INDIRECT(\"'Space-by-Space Method'!E\"&ROUNDDOWN((ROW(A267)-52)/50,0)+4)","v":1}]
[{"$f":"IF(InteriorCalcType=2,IF(OR(AM268=0,AN268=\"DNQ\")=TRUE,\"\",INDIRECT(\"'Fixture Schedule'!M\"&MOD(ROW(A268)-52,50)+9)),\"\")","v":""},{"$f":"IF(A268=\"\",\"\",INDIRECT(\"'Fixture Schedule'!E\"&MOD(ROW(A268)-52,50)+9))","v":""},{"$f":"IF(A268=\"\",\"\",INDIRECT(\"'Fixture Schedule'!F\"&MOD(ROW(A268)-52,50)+9))","v":""},{"$f":"IF(A268=\"\",\"\",INDIRECT(\"'Fixture Schedule'!L\"&MOD(ROW(A268)-52,50)+9))","v":""},"",null,null,{"$f":"IF(A268=\"\",\"\",IF(AP268=1,Summary!$C$12*(AO268)/(SUM('Space-by-Space Method'!$BO$4:$BO$78,SUM('Exterior Lighting'!$BL$5:$BL$25))),0))","v":""},{"$f":"IF(A268=\"\",\"\",IF(START!$B$34=1,INDIRECT(\"'Space-by-Space Method'!\"&SUBSTITUTE(ADDRESS(1,MOD(ROW(A268)-52,50)+10,4),\"1\",\"\")&ROUNDDOWN((ROW(A268)-52)/50,0)+4),\"\"))","v":""},{"$f":"IF(A268=\"\",\"\",IF(AP268=1,Summary!$F$11*(AO268)/(SUM('Space-by-Space Method'!$BO$4:$BO$78,SUM('Exterior Lighting'!$BL$5:$BL$25))),0))","v":""},{"$f":"IF(A268=\"\",\"\",IF(AP268=1,Summary!$E$11*(AO268)/(SUM('Space-by-Space Method'!$BO$4:$BO$78,SUM('Exterior Lighting'!$BL$5:$BL$25))),0))","v":""},{"$f":"IF(A268=\"\",\"\",IF(AP268=1,Summary!$G$11*(AO268)/(SUM('Space-by-Space Method'!$BO$4:$BO$78,SUM('Exterior Lighting'!$BL$5:$BL$25))),0))","v":""},{"$f":"IF(A268=\"\",\"\",IF(AP268=1,Summary!$H$11*(AO268)/(SUM('Space-by-Space Method'!$BO$4:$BO$78)),0))","v":""},{"$f":"IF(A268=\"\",\"\",IF(AP268=1,Summary!$I$11*(AO268)/(SUM('Space-by-Space Method'!$BO$4:$BO$78)),0))","v":""},null,null,null,{"$f":"IF(A268=\"\",\"\",IF(START!$B$34=2,INDIRECT(\"'Space-by-Space Method'!\"&SUBSTITUTE(ADDRESS(1,MOD(ROW(A268)-52,50)+10,4),\"1\",\"\")&ROUNDDOWN((ROW(A268)-52)/50,0)+4),\"\"))","v":""},{"$f":"IF(A268=\"\",\"\",INDIRECT(\"'Space-by-Space Method'!C\"&ROUNDDOWN((ROW(A268)-52)/50,0)+4))","v":""},{"$f":"IF(A268=\"\",\"\",IF(COUNTIF(CommonSpaceTypes,AQ268)>0,INDIRECT(\"'Space-by-Space Method'!F\"&ROUNDDOWN((ROW(A268)-52)/50,0)+4),\"\"))","v":""},{"$f":"IF(A268=\"\",\"\",IF(COUNTIF(BuildingSpecificSpaceTypes,AQ268)>0,INDIRECT(\"'Space-by-Space Method'!F\"&ROUNDDOWN((ROW(A268)-52)/50,0)+4),\"\"))","v":""},{"$f":"IF(A268=\"\",\"\",INDIRECT(\"'Fixture Schedule'!D\"&MOD(ROW(A268)-52,50)+9))","v":""},{"$f":"IF(A268=\"\",\"\",IF(AR268=\"\",\"\",INDIRECT(\"'Fixture Schedule'!K\"&MOD(ROW(A268)-52,50)+9)))","v":""},"",{"$f":"IF(A268=\"\",\"\",INDIRECT(\"'Fixture Schedule'!L\"&MOD(ROW(A268)-52,50)+9))","v":""},null,null,null,null,null,null,null,null,null,null,null,null,null,{"$f":"INDIRECT(\"'Space-by-Space Method'!\"&SUBSTITUTE(ADDRESS(1,MOD(ROW(A268)-52,50)+10,4),\"1\",\"\")&ROUNDDOWN((ROW(A268)-52)/50,0)+4)","v":0},{"$f":"LEFT(INDIRECT(\"'Space-by-Space Method'!BJ\"&ROUNDDOWN((ROW(A268)-52)/50,0)+4),3)","v":""},{"$f":"INDIRECT(\"'Fixture Schedule'!L\"&MOD(ROW(A268)-52,50)+9)","v":0},{"$f":"INDIRECT(\"'Fixture Schedule'!O\"&MOD(ROW(A268)-52,50)+9)","v":0},{"$f":"INDIRECT(\"'Space-by-Space Method'!F\"&ROUNDDOWN((ROW(A268)-52)/50,0)+4)","v":0},{"$f":"INDIRECT(\"'Fixture Schedule'!L\"&MOD(ROW(A268)-52,50)+9)","v":0},{"$f":"INDIRECT(\"'Space-by-Space Method'!D\"&ROUNDDOWN((ROW(A268)-52)/50,0)+4)","v":0},{"$f":"INDIRECT(\"'Space-by-Space Method'!E\"&ROUNDDOWN((ROW(A268)-52)/50,0)+4)","v":1}]
[{"$f":"IF(InteriorCalcType=2,IF(OR(AM269=0,AN269=\"DNQ\")=TRUE,\"\",INDIRECT(\"'Fixture Schedule'!M\"&MOD(ROW(A269)-52,50)+9)),\"\")","v":""},{"$f":"IF(A269=\"\",\"\",INDIRECT(\"'Fixture Schedule'!E\"&MOD(ROW(A269)-52,50)+9))","v":""},{"$f":"IF(A269=\"\",\"\",INDIRECT(\"'Fixture Schedule'!F\"&MOD(ROW(A269)-52,50)+9))","v":""},{"$f":"IF(A269=\"\",\"\",INDIRECT(\"'Fixture Schedule'!L\"&MOD(ROW(A269)-52,50)+9))","v":""},"",null,null,{"$f":"IF(A269=\"\",\"\",IF(AP269=1,Summary!$C$12*(AO269)/(SUM('Space-by-Space Method'!$BO$4:$BO$78,SUM('Exterior Lighting'!$BL$5:$BL$25))),0))","v":""},{"$f":"IF(A269=\"\",\"\",IF(START!$B$34=1,INDIRECT(\"'Space-by-Space Method'!\"&SUBSTITUTE(ADDRESS(1,MOD(ROW(A269)-52,50)+10,4),\"1\",\"\")&ROUNDDOWN((ROW(A269)-52)/50,0)+4),\"\"))","v":""},{"$f":"IF(A269=\"\",\"\",IF(AP269=1,Summary!$F$11*(AO269)/(SUM('Space-by-Space Method'!$BO$4:$BO$78,SUM('Exterior Lighting'!$BL$5:$BL$25))),0))","v":""},{"$f":"IF(A269=\"\",\"\",IF(AP269=1,Summary!$E$11*(AO269)/(SUM('Space-by-Space Method'!$BO$4:$BO$78,SUM('Exterior Lighting'!$BL$5:$BL$25))),0))","v":""},{"$f":"IF(A269=\"\",\"\",IF(AP269=1,Summary!$G$11*(AO269)/(SUM('Space-by-Space Method'!$BO$4:$BO$78,SUM('Exterior Lighting'!$BL$5:$BL$25))),0))","v":""},{"$f":"IF(A269=\"\",\"\",IF(AP269=1,Summary!$H$11*(AO269)/(SUM('Space-by-Space Method'!$BO$4:$BO$78)),0))","v":""},{"$f":"IF(A269=\"\",\"\",IF(AP269=1,Summary!$I$11*(AO269)/(SUM('Space-by-Space Method'!$BO$4:$BO$78)),0))","v":""},null,null,null,{"$f":"IF(A269=\"\",\"\",IF(START!$B$34=2,INDIRECT(\"'Space-by-Space Method'!\"&SUBSTITUTE(ADDRESS(1,MOD(ROW(A269)-52,50)+10,4),\"1\",\"\")&ROUNDDOWN((ROW(A269)-52)/50,0)+4),\"\"))","v":""},{"$f":"IF(A269=\"\",\"\",INDIRECT(\"'Space-by-Space Method'!C\"&ROUNDDOWN((ROW(A269)-52)/50,0)+4))","v":""},{"$f":"IF(A269=\"\",\"\",IF(COUNTIF(CommonSpaceTypes,AQ269)>0,INDIRECT(\"'Space-by-Space Method'!F\"&ROUNDDOWN((ROW(A269)-52)/50,0)+4),\"\"))","v":""},{"$f":"IF(A269=\"\",\"\",IF(COUNTIF(BuildingSpecificSpaceTypes,AQ269)>0,INDIRECT(\"'Space-by-Space Method'!F\"&ROUNDDOWN((ROW(A269)-52)/50,0)+4),\"\"))","v":""},{"$f":"IF(A269=\"\",\"\",INDIRECT(\"'Fixture Schedule'!D\"&MOD(ROW(A269)-52,50)+9))","v":""},{"$f":"IF(A269=\"\",\"\",IF(AR269=\"\",\"\",INDIRECT(\"'Fixture Schedule'!K\"&MOD(ROW(A269)-52,50)+9)))","v":""},"",{"$f":"IF(A269=\"\",\"\",INDIRECT(\"'Fixture Schedule'!L\"&MOD(ROW(A269)-52,50)+9))","v":""},null,null,null,null,null,null,null,null,null,null,null,null,null,{"$f":"INDIRECT(\"'Space-by-Space Method'!\"&SUBSTITUTE(ADDRESS(1,MOD(ROW(A269)-52,50)+10,4),\"1\",\"\")&ROUNDDOWN((ROW(A269)-52)/50,0)+4)","v":0},{"$f":"LEFT(INDIRECT(\"'Space-by-Space Method'!BJ\"&ROUNDDOWN((ROW(A269)-52)/50,0)+4),3)","v":""},{"$f":"INDIRECT(\"'Fixture Schedule'!L\"&MOD(ROW(A269)-52,50)+9)","v":0},{"$f":"INDIRECT(\"'Fixture Schedule'!O\"&MOD(ROW(A269)-52,50)+9)","v":0},{"$f":"INDIRECT(\"'Space-by-Space Method'!F\"&ROUNDDOWN((ROW(A269)-52)/50,0)+4)","v":0},{"$f":"INDIRECT(\"'Fixture Schedule'!L\"&MOD(ROW(A269)-52,50)+9)","v":0},{"$f":"INDIRECT(\"'Space-by-Space Method'!D\"&ROUNDDOWN((ROW(A269)-52)/50,0)+4)","v":0},{"$f":"INDIRECT(\"'Space-by-Space Method'!E\"&ROUNDDOWN((ROW(A269)-52)/50,0)+4)","v":1}]
[{"$f":"IF(InteriorCalcType=2,IF(OR(AM270=0,AN270=\"DNQ\")=TRUE,\"\",INDIRECT(\"'Fixture Schedule'!M\"&MOD(ROW(A270)-52,50)+9)),\"\")","v":""},{"$f":"IF(A270=\"\",\"\",INDIRECT(\"'Fixture Schedule'!E\"&MOD(ROW(A270)-52,50)+9))","v":""},{"$f":"IF(A270=\"\",\"\",INDIRECT(\"'Fixture Schedule'!F\"&MOD(ROW(A270)-52,50)+9))","v":""},{"$f":"IF(A270=\"\",\"\",INDIRECT(\"'Fixture Schedule'!L\"&MOD(ROW(A270)-52,50)+9))","v":""},"",null,null,{"$f":"IF(A270=\"\",\"\",IF(AP270=1,Summary!$C$12*(AO270)/(SUM('Space-by-Space Method'!$BO$4:$BO$78,SUM('Exterior Lighting'!$BL$5:$BL$25))),0))","v":""},{"$f":"IF(A270=\"\",\"\",IF(START!$B$34=1,INDIRECT(\"'Space-by-Space Method'!\"&SUBSTITUTE(ADDRESS(1,MOD(ROW(A270)-52,50)+10,4),\"1\",\"\")&ROUNDDOWN((ROW(A270)-52)/50,0)+4),\"\"))","v":""},{"$f":"IF(A270=\"\",\"\",IF(AP270=1,Summary!$F$11*(AO270)/(SUM('Space-by-Space Method'!$BO$4:$BO$78,SUM('Exterior Lighting'!$BL$5:$BL$25))),0))","v":""},{"$f":"IF(A270=\"\",\"\",IF(AP270=1,Summary!$E$11*(AO270)/(SUM('Space-by-Space Method'!$BO$4:$BO$78,SUM('Exterior Lighting'!$BL$5:$BL$25))),0))","v":""},{"$f":"IF(A270=\"\",\"\",IF(AP270=1,Summary!$G$11*(AO270)/(SUM('Space-by-Space Method'!$BO$4:$BO$78,SUM('Exterior Lighting'!$BL$5:$BL$25))),0))","v":""},{"$f":"IF(A270=\"\",\"\",IF(AP270=1,Summary!$H$11*(AO270)/(SUM('Space-by-Space Method'!$BO$4:$BO$78)),0))","v":""},{"$f":"IF(A270=\"\",\"\",IF(AP270=1,Summary!$I$11*(AO270)/(SUM('Space-by-Space Method'!$BO$4:$BO$78)),0))","v":""},null,null,null,{"$f":"IF(A270=\"\",\"\",IF(START!$B$34=2,INDIRECT(\"'Space-by-Space Method'!\"&SUBSTITUTE(ADDRESS(1,MOD(ROW(A270)-52,50)+10,4),\"1\",\"\")&ROUNDDOWN((ROW(A270)-52)/50,0)+4),\"\"))","v":""},{"$f":"IF(A270=\"\",\"\",INDIRECT(\"'Space-by-Space Method'!C\"&ROUNDDOWN((ROW(A270)-52)/50,0)+4))","v":""},{"$f":"IF(A270=\"\",\"\",IF(COUNTIF(CommonSpaceTypes,AQ270)>0,INDIRECT(\"'Space-by-Space Method'!F\"&ROUNDDOWN((ROW(A270)-52)/50,0)+4),\"\"))","v":""},{"$f":"IF(A270=\"\",\"\",IF(COUNTIF(BuildingSpecificSpaceTypes,AQ270)>0,INDIRECT(\"'Space-by-Space Method'!F\"&ROUNDDOWN((ROW(A270)-52)/50,0)+4),\"\"))","v":""},{"$f":"IF(A270=\"\",\"\",INDIRECT(\"'Fixture Schedule'!D\"&MOD(ROW(A270)-52,50)+9))","v":""},{"$f":"IF(A270=\"\",\"\",IF(AR270=\"\",\"\",INDIRECT(\"'Fixture Schedule'!K\"&MOD(ROW(A270)-52,50)+9)))","v":""},"",{"$f":"IF(A270=\"\",\"\",INDIRECT(\"'Fixture Schedule'!L\"&MOD(ROW(A270)-52,50)+9))","v":""},null,null,null,null,null,null,null,null,null,null,null,null,null,{"$f":"INDIRECT(\"'Space-by-Space Method'!\"&SUBSTITUTE(ADDRESS(1,MOD(ROW(A270)-52,50)+10,4),\"1\",\"\")&ROUNDDOWN((ROW(A270)-52)/50,0)+4)","v":0},{"$f":"LEFT(INDIRECT(\"'Space-by-Space Method'!BJ\"&ROUNDDOWN((ROW(A270)-52)/50,0)+4),3)","v":""},{"$f":"INDIRECT(\"'Fixture Schedule'!L\"&MOD(ROW(A270)-52,50)+9)","v":0},{"$f":"INDIRECT(\"'Fixture Schedule'!O\"&MOD(ROW(A270)-52,50)+9)","v":0},{"$f":"INDIRECT(\"'Space-by-Space Method'!F\"&ROUNDDOWN((ROW(A270)-52)/50,0)+4)","v":0},{"$f":"INDIRECT(\"'Fixture Schedule'!L\"&MOD(ROW(A270)-52,50)+9)","v":0},{"$f":"INDIRECT(\"'Space-by-Space Method'!D\"&ROUNDDOWN((ROW(A270)-52)/50,0)+4)","v":0},{"$f":"INDIRECT(\"'Space-by-Space Method'!E\"&ROUNDDOWN((ROW(A270)-52)/50,0)+4)","v":1}]
[{"$f":"IF(InteriorCalcType=2,IF(OR(AM271=0,AN271=\"DNQ\")=TRUE,\"\",INDIRECT(\"'Fixture Schedule'!M\"&MOD(ROW(A271)-52,50)+9)),\"\")","v":""},{"$f":"IF(A271=\"\",\"\",INDIRECT(\"'Fixture Schedule'!E\"&MOD(ROW(A271)-52,50)+9))","v":""},{"$f":"IF(A271=\"\",\"\",INDIRECT(\"'Fixture Schedule'!F\"&MOD(ROW(A271)-52,50)+9))","v":""},{"$f":"IF(A271=\"\",\"\",INDIRECT(\"'Fixture Schedule'!L\"&MOD(ROW(A271)-52,50)+9))","v":""},"",null,null,{"$f":"IF(A271=\"\",\"\",IF(AP271=1,Summary!$C$12*(AO271)/(SUM('Space-by-Space Method'!$BO$4:$BO$78,SUM('Exterior Lighting'!$BL$5:$BL$25))),0))","v":""},{"$f":"IF(A271=\"\",\"\",IF(START!$B$34=1,INDIRECT(\"'Space-by-Space Method'!\"&SUBSTITUTE(ADDRESS(1,MOD(ROW(A271)-52,50)+10,4),\"1\",\"\")&ROUNDDOWN((ROW(A271)-52)/50,0)+4),\"\"))","v":""},{"$f":"IF(A271=\"\",\"\",IF(AP271=1,Summary!$F$11*(AO271)/(SUM('Space-by-Space Method'!$BO$4:$BO$78,SUM('Exterior Lighting'!$BL$5:$BL$25))),0))","v":""},{"$f":"IF(A271=\"\",\"\",IF(AP271=1,Summary!$E$11*(AO271)/(SUM('Space-by-Space Method'!$BO$4:$BO$78,SUM('Exterior Lighting'!$BL$5:$BL$25))),0))","v":""},{"$f":"IF(A271=\"\",\"\",IF(AP271=1,Summary!$G$11*(AO271)/(SUM('Space-by-Space Method'!$BO$4:$BO$78,SUM('Exterior Lighting'!$BL$5:$BL$25))),0))","v":""},{"$f":"IF(A271=\"\",\"\",IF(AP271=1,Summary!$H$11*(AO271)/(SUM('Space-by-Space Method'!$BO$4:$BO$78)),0))","v":""},{"$f":"IF(A271=\"\",\"\",IF(AP271=1,Summary!$I$11*(AO271)/(SUM('Space-by-Space Method'!$BO$4:$BO$78)),0))","v":""},null,null,null,{"$f":"IF(A271=\"\",\"\",IF(START!$B$34=2,INDIRECT(\"'Space-by-Space Method'!\"&SUBSTITUTE(ADDRESS(1,MOD(ROW(A271)-52,50)+10,4),\"1\",\"\")&ROUNDDOWN((ROW(A271)-52)/50,0)+4),\"\"))","v":""},{"$f":"IF(A271=\"\",\"\",INDIRECT(\"'Space-by-Space Method'!C\"&ROUNDDOWN((ROW(A271)-52)/50,0)+4))","v":""},{"$f":"IF(A271=\"\",\"\",IF(COUNTIF(CommonSpaceTypes,AQ271)>0,INDIRECT(\"'Space-by-Space Method'!F\"&ROUNDDOWN((ROW(A271)-52)/50,0)+4),\"\"))","v":""},{"$f":"IF(A271=\"\",\"\",IF(COUNTIF(BuildingSpecificSpaceTypes,AQ271)>0,INDIRECT(\"'Space-by-Space Method'!F\"&ROUNDDOWN((ROW(A271)-52)/50,0)+4),\"\"))","v":""},{"$f":"IF(A271=\"\",\"\",INDIRECT(\"'Fixture Schedule'!D\"&MOD(ROW(A271)-52,50)+9))","v":""},{"$f":"IF(A271=\"\",\"\",IF(AR271=\"\",\"\",INDIRECT(\"'Fixture Schedule'!K\"&MOD(ROW(A271)-52,50)+9)))","v":""},"",{"$f":"IF(A271=\"\",\"\",INDIRECT(\"'Fixture Schedule'!L\"&MOD(ROW(A271)-52,50)+9))","v":""},null,null,null,null,null,null,null,null,null,null,null,null,null,{"$f":"INDIRECT(\"'Space-by-Space Method'!\"&SUBSTITUTE(ADDRESS(1,MOD(ROW(A271)-52,50)+10,4),\"1\",\"\")&ROUNDDOWN((ROW(A271)-52)/50,0)+4)","v":0},{"$f":"LEFT(INDIRECT(\"'Space-by-Space Method'!BJ\"&ROUNDDOWN((ROW(A271)-52)/50,0)+4),3)","v":""},{"$f":"INDIRECT(\"'Fixture Schedule'!L\"&MOD(ROW(A271)-52,50)+9)","v":0},{"$f":"INDIRECT(\"'Fixture Schedule'!O\"&MOD(ROW(A271)-52,50)+9)","v":0},{"$f":"INDIRECT(\"'Space-by-Space Method'!F\"&ROUNDDOWN((ROW(A271)-52)/50,0)+4)","v":0},{"$f":"INDIRECT(\"'Fixture Schedule'!L\"&MOD(ROW(A271)-52,50)+9)","v":0},{"$f":"INDIRECT(\"'Space-by-Space Method'!D\"&ROUNDDOWN((ROW(A271)-52)/50,0)+4)","v":0},{"$f":"INDIRECT(\"'Space-by-Space Method'!E\"&ROUNDDOWN((ROW(A271)-52)/50,0)+4)","v":1}]
[{"$f":"IF(InteriorCalcType=2,IF(OR(AM272=0,AN272=\"DNQ\")=TRUE,\"\",INDIRECT(\"'Fixture Schedule'!M\"&MOD(ROW(A272)-52,50)+9)),\"\")","v":""},{"$f":"IF(A272=\"\",\"\",INDIRECT(\"'Fixture Schedule'!E\"&MOD(ROW(A272)-52,50)+9))","v":""},{"$f":"IF(A272=\"\",\"\",INDIRECT(\"'Fixture Schedule'!F\"&MOD(ROW(A272)-52,50)+9))","v":""},{"$f":"IF(A272=\"\",\"\",INDIRECT(\"'Fixture Schedule'!L\"&MOD(ROW(A272)-52,50)+9))","v":""},"",null,null,{"$f":"IF(A272=\"\",\"\",IF(AP272=1,Summary!$C$12*(AO272)/(SUM('Space-by-Space Method'!$BO$4:$BO$78,SUM('Exterior Lighting'!$BL$5:$BL$25))),0))","v":""},{"$f":"IF(A272=\"\",\"\",IF(START!$B$34=1,INDIRECT(\"'Space-by-Space Method'!\"&SUBSTITUTE(ADDRESS(1,MOD(ROW(A272)-52,50)+10,4),\"1\",\"\")&ROUNDDOWN((ROW(A272)-52)/50,0)+4),\"\"))","v":""},{"$f":"IF(A272=\"\",\"\",IF(AP272=1,Summary!$F$11*(AO272)/(SUM('Space-by-Space Method'!$BO$4:$BO$78,SUM('Exterior Lighting'!$BL$5:$BL$25))),0))","v":""},{"$f":"IF(A272=\"\",\"\",IF(AP272=1,Summary!$E$11*(AO272)/(SUM('Space-by-Space Method'!$BO$4:$BO$78,SUM('Exterior Lighting'!$BL$5:$BL$25))),0))","v":""},{"$f":"IF(A272=\"\",\"\",IF(AP272=1,Summary!$G$11*(AO272)/(SUM('Space-by-Space Method'!$BO$4:$BO$78,SUM('Exterior Lighting'!$BL$5:$BL$25))),0))","v":""},{"$f":"IF(A272=\"\",\"\",IF(AP272=1,Summary!$H$11*(AO272)/(SUM('Space-by-Space Method'!$BO$4:$BO$78)),0))","v":""},{"$f":"IF(A272=\"\",\"\",IF(AP272=1,Summary!$I$11*(AO272)/(SUM('Space-by-Space Method'!$BO$4:$BO$78)),0))","v":""},null,null,null,{"$f":"IF(A272=\"\",\"\",IF(START!$B$34=2,INDIRECT(\"'Space-by-Space Method'!\"&SUBSTITUTE(ADDRESS(1,MOD(ROW(A272)-52,50)+10,4),\"1\",\"\")&ROUNDDOWN((ROW(A272)-52)/50,0)+4),\"\"))","v":""},{"$f":"IF(A272=\"\",\"\",INDIRECT(\"'Space-by-Space Method'!C\"&ROUNDDOWN((ROW(A272)-52)/50,0)+4))","v":""},{"$f":"IF(A272=\"\",\"\",IF(COUNTIF(CommonSpaceTypes,AQ272)>0,INDIRECT(\"'Space-by-Space Method'!F\"&ROUNDDOWN((ROW(A272)-52)/50,0)+4),\"\"))","v":""},{"$f":"IF(A272=\"\",\"\",IF(COUNTIF(BuildingSpecificSpaceTypes,AQ272)>0,INDIRECT(\"'Space-by-Space Method'!F\"&ROUNDDOWN((ROW(A272)-52)/50,0)+4),\"\"))","v":""},{"$f":"IF(A272=\"\",\"\",INDIRECT(\"'Fixture Schedule'!D\"&MOD(ROW(A272)-52,50)+9))","v":""},{"$f":"IF(A272=\"\",\"\",IF(AR272=\"\",\"\",INDIRECT(\"'Fixture Schedule'!K\"&MOD(ROW(A272)-52,50)+9)))","v":""},"",{"$f":"IF(A272=\"\",\"\",INDIRECT(\"'Fixture Schedule'!L\"&MOD(ROW(A272)-52,50)+9))","v":""},null,null,null,null,null,null,null,null,null,null,null,null,null,{"$f":"INDIRECT(\"'Space-by-Space Method'!\"&SUBSTITUTE(ADDRESS(1,MOD(ROW(A272)-52,50)+10,4),\"1\",\"\")&ROUNDDOWN((ROW(A272)-52)/50,0)+4)","v":0},{"$f":"LEFT(INDIRECT(\"'Space-by-Space Method'!BJ\"&ROUNDDOWN((ROW(A272)-52)/50,0)+4),3)","v":""},{"$f":"INDIRECT(\"'Fixture Schedule'!L\"&MOD(ROW(A272)-52,50)+9)","v":0},{"$f":"INDIRECT(\"'Fixture Schedule'!O\"&MOD(ROW(A272)-52,50)+9)","v":0},{"$f":"INDIRECT(\"'Space-by-Space Method'!F\"&ROUNDDOWN((ROW(A272)-52)/50,0)+4)","v":0},{"$f":"INDIRECT(\"'Fixture Schedule'!L\"&MOD(ROW(A272)-52,50)+9)","v":0},{"$f":"INDIRECT(\"'Space-by-Space Method'!D\"&ROUNDDOWN((ROW(A272)-52)/50,0)+4)","v":0},{"$f":"INDIRECT(\"'Space-by-Space Method'!E\"&ROUNDDOWN((ROW(A272)-52)/50,0)+4)","v":1}]
[{"$f":"IF(InteriorCalcType=2,IF(OR(AM273=0,AN273=\"DNQ\")=TRUE,\"\",INDIRECT(\"'Fixture Schedule'!M\"&MOD(ROW(A273)-52,50)+9)),\"\")","v":""},{"$f":"IF(A273=\"\",\"\",INDIRECT(\"'Fixture Schedule'!E\"&MOD(ROW(A273)-52,50)+9))","v":""},{"$f":"IF(A273=\"\",\"\",INDIRECT(\"'Fixture Schedule'!F\"&MOD(ROW(A273)-52,50)+9))","v":""},{"$f":"IF(A273=\"\",\"\",INDIRECT(\"'Fixture Schedule'!L\"&MOD(ROW(A273)-52,50)+9))","v":""},"",null,null,{"$f":"IF(A273=\"\",\"\",IF(AP273=1,Summary!$C$12*(AO273)/(SUM('Space-by-Space Method'!$BO$4:$BO$78,SUM('Exterior Lighting'!$BL$5:$BL$25))),0))","v":""},{"$f":"IF(A273=\"\",\"\",IF(START!$B$34=1,INDIRECT(\"'Space-by-Space Method'!\"&SUBSTITUTE(ADDRESS(1,MOD(ROW(A273)-52,50)+10,4),\"1\",\"\")&ROUNDDOWN((ROW(A273)-52)/50,0)+4),\"\"))","v":""},{"$f":"IF(A273=\"\",\"\",IF(AP273=1,Summary!$F$11*(AO273)/(SUM('Space-by-Space Method'!$BO$4:$BO$78,SUM('Exterior Lighting'!$BL$5:$BL$25))),0))","v":""},{"$f":"IF(A273=\"\",\"\",IF(AP273=1,Summary!$E$11*(AO273)/(SUM('Space-by-Space Method'!$BO$4:$BO$78,SUM('Exterior Lighting'!$BL$5:$BL$25))),0))","v":""},{"$f":"IF(A273=\"\",\"\",IF(AP273=1,Summary!$G$11*(AO273)/(SUM('Space-by-Space Method'!$BO$4:$BO$78,SUM('Exterior Lighting'!$BL$5:$BL$25))),0))","v":""},{"$f":"IF(A273=\"\",\"\",IF(AP273=1,Summary!$H$11*(AO273)/(SUM('Space-by-Space Method'!$BO$4:$BO$78)),0))","v":""},{"$f":"IF(A273=\"\",\"\",IF(AP273=1,Summary!$I$11*(AO273)/(SUM('Space-by-Space Method'!$BO$4:$BO$78)),0))","v":""},null,null,null,{"$f":"IF(A273=\"\",\"\",IF(START!$B$34=2,INDIRECT(\"'Space-by-Space Method'!\"&SUBSTITUTE(ADDRESS(1,MOD(ROW(A273)-52,50)+10,4),\"1\",\"\")&ROUNDDOWN((ROW(A273)-52)/50,0)+4),\"\"))","v":""},{"$f":"IF(A273=\"\",\"\",INDIRECT(\"'Space-by-Space Method'!C\"&ROUNDDOWN((ROW(A273)-52)/50,0)+4))","v":""},{"$f":"IF(A273=\"\",\"\",IF(COUNTIF(CommonSpaceTypes,AQ273)>0,INDIRECT(\"'Space-by-Space Method'!F\"&ROUNDDOWN((ROW(A273)-52)/50,0)+4),\"\"))","v":""},{"$f":"IF(A273=\"\",\"\",IF(COUNTIF(BuildingSpecificSpaceTypes,AQ273)>0,INDIRECT(\"'Space-by-Space Method'!F\"&ROUNDDOWN((ROW(A273)-52)/50,0)+4),\"\"))","v":""},{"$f":"IF(A273=\"\",\"\",INDIRECT(\"'Fixture Schedule'!D\"&MOD(ROW(A273)-52,50)+9))","v":""},{"$f":"IF(A273=\"\",\"\",IF(AR273=\"\",\"\",INDIRECT(\"'Fixture Schedule'!K\"&MOD(ROW(A273)-52,50)+9)))","v":""},"",{"$f":"IF(A273=\"\",\"\",INDIRECT(\"'Fixture Schedule'!L\"&MOD(ROW(A273)-52,50)+9))","v":""},null,null,null,null,null,null,null,null,null,null,null,null,null,{"$f":"INDIRECT(\"'Space-by-Space Method'!\"&SUBSTITUTE(ADDRESS(1,MOD(ROW(A273)-52,50)+10,4),\"1\",\"\")&ROUNDDOWN((ROW(A273)-52)/50,0)+4)","v":0},{"$f":"LEFT(INDIRECT(\"'Space-by-Space Method'!BJ\"&ROUNDDOWN((ROW(A273)-52)/50,0)+4),3)","v":""},{"$f":"INDIRECT(\"'Fixture Schedule'!L\"&MOD(ROW(A273)-52,50)+9)","v":0},{"$f":"INDIRECT(\"'Fixture Schedule'!O\"&MOD(ROW(A273)-52,50)+9)","v":0},{"$f":"INDIRECT(\"'Space-by-Space Method'!F\"&ROUNDDOWN((ROW(A273)-52)/50,0)+4)","v":0},{"$f":"INDIRECT(\"'Fixture Schedule'!L\"&MOD(ROW(A273)-52,50)+9)","v":0},{"$f":"INDIRECT(\"'Space-by-Space Method'!D\"&ROUNDDOWN((ROW(A273)-52)/50,0)+4)","v":0},{"$f":"INDIRECT(\"'Space-by-Space Method'!E\"&ROUNDDOWN((ROW(A273)-52)/50,0)+4)","v":1}]
[{"$f":"IF(InteriorCalcType=2,IF(OR(AM274=0,AN274=\"DNQ\")=TRUE,\"\",INDIRECT(\"'Fixture Schedule'!M\"&MOD(ROW(A274)-52,50)+9)),\"\")","v":""},{"$f":"IF(A274=\"\",\"\",INDIRECT(\"'Fixture Schedule'!E\"&MOD(ROW(A274)-52,50)+9))","v":""},{"$f":"IF(A274=\"\",\"\",INDIRECT(\"'Fixture Schedule'!F\"&MOD(ROW(A274)-52,50)+9))","v":""},{"$f":"IF(A274=\"\",\"\",INDIRECT(\"'Fixture Schedule'!L\"&MOD(ROW(A274)-52,50)+9))","v":""},"",null,null,{"$f":"IF(A274=\"\",\"\",IF(AP274=1,Summary!$C$12*(AO274)/(SUM('Space-by-Space Method'!$BO$4:$BO$78,SUM('Exterior Lighting'!$BL$5:$BL$25))),0))","v":""},{"$f":"IF(A274=\"\",\"\",IF(START!$B$34=1,INDIRECT(\"'Space-by-Space Method'!\"&SUBSTITUTE(ADDRESS(1,MOD(ROW(A274)-52,50)+10,4),\"1\",\"\")&ROUNDDOWN((ROW(A274)-52)/50,0)+4),\"\"))","v":""},{"$f":"IF(A274=\"\",\"\",IF(AP274=1,Summary!$F$11*(AO274)/(SUM('Space-by-Space Method'!$BO$4:$BO$78,SUM('Exterior Lighting'!$BL$5:$BL$25))),0))","v":""},{"$f":"IF(A274=\"\",\"\",IF(AP274=1,Summary!$E$11*(AO274)/(SUM('Space-by-Space Method'!$BO$4:$BO$78,SUM('Exterior Lighting'!$BL$5:$BL$25))),0))","v":""},{"$f":"IF(A274=\"\",\"\",IF(AP274=1,Summary!$G$11*(AO274)/(SUM('Space-by-Space Method'!$BO$4:$BO$78,SUM('Exterior Lighting'!$BL$5:$BL$25))),0))","v":""},{"$f":"IF(A274=\"\",\"\",IF(AP274=1,Summary!$H$11*(AO274)/(SUM('Space-by-Space Method'!$BO$4:$BO$78)),0))","v":""},{"$f":"IF(A274=\"\",\"\",IF(AP274=1,Summary!$I$11*(AO274)/(SUM('Space-by-Space Method'!$BO$4:$BO$78)),0))","v":""},null,null,null,{"$f":"IF(A274=\"\",\"\",IF(START!$B$34=2,INDIRECT(\"'Space-by-Space Method'!\"&SUBSTITUTE(ADDRESS(1,MOD(ROW(A274)-52,50)+10,4),\"1\",\"\")&ROUNDDOWN((ROW(A274)-52)/50,0)+4),\"\"))","v":""},{"$f":"IF(A274=\"\",\"\",INDIRECT(\"'Space-by-Space Method'!C\"&ROUNDDOWN((ROW(A274)-52)/50,0)+4))","v":""},{"$f":"IF(A274=\"\",\"\",IF(COUNTIF(CommonSpaceTypes,AQ274)>0,INDIRECT(\"'Space-by-Space Method'!F\"&ROUNDDOWN((ROW(A274)-52)/50,0)+4),\"\"))","v":""},{"$f":"IF(A274=\"\",\"\",IF(COUNTIF(BuildingSpecificSpaceTypes,AQ274)>0,INDIRECT(\"'Space-by-Space Method'!F\"&ROUNDDOWN((ROW(A274)-52)/50,0)+4),\"\"))","v":""},{"$f":"IF(A274=\"\",\"\",INDIRECT(\"'Fixture Schedule'!D\"&MOD(ROW(A274)-52,50)+9))","v":""},{"$f":"IF(A274=\"\",\"\",IF(AR274=\"\",\"\",INDIRECT(\"'Fixture Schedule'!K\"&MOD(ROW(A274)-52,50)+9)))","v":""},"",{"$f":"IF(A274=\"\",\"\",INDIRECT(\"'Fixture Schedule'!L\"&MOD(ROW(A274)-52,50)+9))","v":""},null,null,null,null,null,null,null,null,null,null,null,null,null,{"$f":"INDIRECT(\"'Space-by-Space Method'!\"&SUBSTITUTE(ADDRESS(1,MOD(ROW(A274)-52,50)+10,4),\"1\",\"\")&ROUNDDOWN((ROW(A274)-52)/50,0)+4)","v":0},{"$f":"LEFT(INDIRECT(\"'Space-by-Space Method'!BJ\"&ROUNDDOWN((ROW(A274)-52)/50,0)+4),3)","v":""},{"$f":"INDIRECT(\"'Fixture Schedule'!L\"&MOD(ROW(A274)-52,50)+9)","v":0},{"$f":"INDIRECT(\"'Fixture Schedule'!O\"&MOD(ROW(A274)-52,50)+9)","v":0},{"$f":"INDIRECT(\"'Space-by-Space Method'!F\"&ROUNDDOWN((ROW(A274)-52)/50,0)+4)","v":0},{"$f":"INDIRECT(\"'Fixture Schedule'!L\"&MOD(ROW(A274)-52,50)+9)","v":0},{"$f":"INDIRECT(\"'Space-by-Space Method'!D\"&ROUNDDOWN((ROW(A274)-52)/50,0)+4)","v":0},{"$f":"INDIRECT(\"'Space-by-Space Method'!E\"&ROUNDDOWN((ROW(A274)-52)/50,0)+4)","v":1}]
[{"$f":"IF(InteriorCalcType=2,IF(OR(AM275=0,AN275=\"DNQ\")=TRUE,\"\",INDIRECT(\"'Fixture Schedule'!M\"&MOD(ROW(A275)-52,50)+9)),\"\")","v":""},{"$f":"IF(A275=\"\",\"\",INDIRECT(\"'Fixture Schedule'!E\"&MOD(ROW(A275)-52,50)+9))","v":""},{"$f":"IF(A275=\"\",\"\",INDIRECT(\"'Fixture Schedule'!F\"&MOD(ROW(A275)-52,50)+9))","v":""},{"$f":"IF(A275=\"\",\"\",INDIRECT(\"'Fixture Schedule'!L\"&MOD(ROW(A275)-52,50)+9))","v":""},"",null,null,{"$f":"IF(A275=\"\",\"\",IF(AP275=1,Summary!$C$12*(AO275)/(SUM('Space-by-Space Method'!$BO$4:$BO$78,SUM('Exterior Lighting'!$BL$5:$BL$25))),0))","v":""},{"$f":"IF(A275=\"\",\"\",IF(START!$B$34=1,INDIRECT(\"'Space-by-Space Method'!\"&SUBSTITUTE(ADDRESS(1,MOD(ROW(A275)-52,50)+10,4),\"1\",\"\")&ROUNDDOWN((ROW(A275)-52)/50,0)+4),\"\"))","v":""},{"$f":"IF(A275=\"\",\"\",IF(AP275=1,Summary!$F$11*(AO275)/(SUM('Space-by-Space Method'!$BO$4:$BO$78,SUM('Exterior Lighting'!$BL$5:$BL$25))),0))","v":""},{"$f":"IF(A275=\"\",\"\",IF(AP275=1,Summary!$E$11*(AO275)/(SUM('Space-by-Space Method'!$BO$4:$BO$78,SUM('Exterior Lighting'!$BL$5:$BL$25))),0))","v":""},{"$f":"IF(A275=\"\",\"\",IF(AP275=1,Summary!$G$11*(AO275)/(SUM('Space-by-Space Method'!$BO$4:$BO$78,SUM('Exterior Lighting'!$BL$5:$BL$25))),0))","v":""},{"$f":"IF(A275=\"\",\"\",IF(AP275=1,Summary!$H$11*(AO275)/(SUM('Space-by-Space Method'!$BO$4:$BO$78)),0))","v":""},{"$f":"IF(A275=\"\",\"\",IF(AP275=1,Summary!$I$11*(AO275)/(SUM('Space-by-Space Method'!$BO$4:$BO$78)),0))","v":""},null,null,null,{"$f":"IF(A275=\"\",\"\",IF(START!$B$34=2,INDIRECT(\"'Space-by-Space Method'!\"&SUBSTITUTE(ADDRESS(1,MOD(ROW(A275)-52,50)+10,4),\"1\",\"\")&ROUNDDOWN((ROW(A275)-52)/50,0)+4),\"\"))","v":""},{"$f":"IF(A275=\"\",\"\",INDIRECT(\"'Space-by-Space Method'!C\"&ROUNDDOWN((ROW(A275)-52)/50,0)+4))","v":""},{"$f":"IF(A275=\"\",\"\",IF(COUNTIF(CommonSpaceTypes,AQ275)>0,INDIRECT(\"'Space-by-Space Method'!F\"&ROUNDDOWN((ROW(A275)-52)/50,0)+4),\"\"))","v":""},{"$f":"IF(A275=\"\",\"\",IF(COUNTIF(BuildingSpecificSpaceTypes,AQ275)>0,INDIRECT(\"'Space-by-Space Method'!F\"&ROUNDDOWN((ROW(A275)-52)/50,0)+4),\"\"))","v":""},{"$f":"IF(A275=\"\",\"\",INDIRECT(\"'Fixture Schedule'!D\"&MOD(ROW(A275)-52,50)+9))","v":""},{"$f":"IF(A275=\"\",\"\",IF(AR275=\"\",\"\",INDIRECT(\"'Fixture Schedule'!K\"&MOD(ROW(A275)-52,50)+9)))","v":""},"",{"$f":"IF(A275=\"\",\"\",INDIRECT(\"'Fixture Schedule'!L\"&MOD(ROW(A275)-52,50)+9))","v":""},null,null,null,null,null,null,null,null,null,null,null,null,null,{"$f":"INDIRECT(\"'Space-by-Space Method'!\"&SUBSTITUTE(ADDRESS(1,MOD(ROW(A275)-52,50)+10,4),\"1\",\"\")&ROUNDDOWN((ROW(A275)-52)/50,0)+4)","v":0},{"$f":"LEFT(INDIRECT(\"'Space-by-Space Method'!BJ\"&ROUNDDOWN((ROW(A275)-52)/50,0)+4),3)","v":""},{"$f":"INDIRECT(\"'Fixture Schedule'!L\"&MOD(ROW(A275)-52,50)+9)","v":0},{"$f":"INDIRECT(\"'Fixture Schedule'!O\"&MOD(ROW(A275)-52,50)+9)","v":0},{"$f":"INDIRECT(\"'Space-by-Space Method'!F\"&ROUNDDOWN((ROW(A275)-52)/50,0)+4)","v":0},{"$f":"INDIRECT(\"'Fixture Schedule'!L\"&MOD(ROW(A275)-52,50)+9)","v":0},{"$f":"INDIRECT(\"'Space-by-Space Method'!D\"&ROUNDDOWN((ROW(A275)-52)/50,0)+4)","v":0},{"$f":"INDIRECT(\"'Space-by-Space Method'!E\"&ROUNDDOWN((ROW(A275)-52)/50,0)+4)","v":1}]
[{"$f":"IF(InteriorCalcType=2,IF(OR(AM276=0,AN276=\"DNQ\")=TRUE,\"\",INDIRECT(\"'Fixture Schedule'!M\"&MOD(ROW(A276)-52,50)+9)),\"\")","v":""},{"$f":"IF(A276=\"\",\"\",INDIRECT(\"'Fixture Schedule'!E\"&MOD(ROW(A276)-52,50)+9))","v":""},{"$f":"IF(A276=\"\",\"\",INDIRECT(\"'Fixture Schedule'!F\"&MOD(ROW(A276)-52,50)+9))","v":""},{"$f":"IF(A276=\"\",\"\",INDIRECT(\"'Fixture Schedule'!L\"&MOD(ROW(A276)-52,50)+9))","v":""},"",null,null,{"$f":"IF(A276=\"\",\"\",IF(AP276=1,Summary!$C$12*(AO276)/(SUM('Space-by-Space Method'!$BO$4:$BO$78,SUM('Exterior Lighting'!$BL$5:$BL$25))),0))","v":""},{"$f":"IF(A276=\"\",\"\",IF(START!$B$34=1,INDIRECT(\"'Space-by-Space Method'!\"&SUBSTITUTE(ADDRESS(1,MOD(ROW(A276)-52,50)+10,4),\"1\",\"\")&ROUNDDOWN((ROW(A276)-52)/50,0)+4),\"\"))","v":""},{"$f":"IF(A276=\"\",\"\",IF(AP276=1,Summary!$F$11*(AO276)/(SUM('Space-by-Space Method'!$BO$4:$BO$78,SUM('Exterior Lighting'!$BL$5:$BL$25))),0))","v":""},{"$f":"IF(A276=\"\",\"\",IF(AP276=1,Summary!$E$11*(AO276)/(SUM('Space-by-Space Method'!$BO$4:$BO$78,SUM('Exterior Lighting'!$BL$5:$BL$25))),0))","v":""},{"$f":"IF(A276=\"\",\"\",IF(AP276=1,Summary!$G$11*(AO276)/(SUM('Space-by-Space Method'!$BO$4:$BO$78,SUM('Exterior Lighting'!$BL$5:$BL$25))),0))","v":""},{"$f":"IF(A276=\"\",\"\",IF(AP276=1,Summary!$H$11*(AO276)/(SUM('Space-by-Space Method'!$BO$4:$BO$78)),0))","v":""},{"$f":"IF(A276=\"\",\"\",IF(AP276=1,Summary!$I$11*(AO276)/(SUM('Space-by-Space Method'!$BO$4:$BO$78)),0))","v":""},null,null,null,{"$f":"IF(A276=\"\",\"\",IF(START!$B$34=2,INDIRECT(\"'Space-by-Space Method'!\"&SUBSTITUTE(ADDRESS(1,MOD(ROW(A276)-52,50)+10,4),\"1\",\"\")&ROUNDDOWN((ROW(A276)-52)/50,0)+4),\"\"))","v":""},{"$f":"IF(A276=\"\",\"\",INDIRECT(\"'Space-by-Space Method'!C\"&ROUNDDOWN((ROW(A276)-52)/50,0)+4))","v":""},{"$f":"IF(A276=\"\",\"\",IF(COUNTIF(CommonSpaceTypes,AQ276)>0,INDIRECT(\"'Space-by-Space Method'!F\"&ROUNDDOWN((ROW(A276)-52)/50,0)+4),\"\"))","v":""},{"$f":"IF(A276=\"\",\"\",IF(COUNTIF(BuildingSpecificSpaceTypes,AQ276)>0,INDIRECT(\"'Space-by-Space Method'!F\"&ROUNDDOWN((ROW(A276)-52)/50,0)+4),\"\"))","v":""},{"$f":"IF(A276=\"\",\"\",INDIRECT(\"'Fixture Schedule'!D\"&MOD(ROW(A276)-52,50)+9))","v":""},{"$f":"IF(A276=\"\",\"\",IF(AR276=\"\",\"\",INDIRECT(\"'Fixture Schedule'!K\"&MOD(ROW(A276)-52,50)+9)))","v":""},"",{"$f":"IF(A276=\"\",\"\",INDIRECT(\"'Fixture Schedule'!L\"&MOD(ROW(A276)-52,50)+9))","v":""},null,null,null,null,null,null,null,null,null,null,null,null,null,{"$f":"INDIRECT(\"'Space-by-Space Method'!\"&SUBSTITUTE(ADDRESS(1,MOD(ROW(A276)-52,50)+10,4),\"1\",\"\")&ROUNDDOWN((ROW(A276)-52)/50,0)+4)","v":0},{"$f":"LEFT(INDIRECT(\"'Space-by-Space Method'!BJ\"&ROUNDDOWN((ROW(A276)-52)/50,0)+4),3)","v":""},{"$f":"INDIRECT(\"'Fixture Schedule'!L\"&MOD(ROW(A276)-52,50)+9)","v":0},{"$f":"INDIRECT(\"'Fixture Schedule'!O\"&MOD(ROW(A276)-52,50)+9)","v":0},{"$f":"INDIRECT(\"'Space-by-Space Method'!F\"&ROUNDDOWN((ROW(A276)-52)/50,0)+4)","v":0},{"$f":"INDIRECT(\"'Fixture Schedule'!L\"&MOD(ROW(A276)-52,50)+9)","v":0},{"$f":"INDIRECT(\"'Space-by-Space Method'!D\"&ROUNDDOWN((ROW(A276)-52)/50,0)+4)","v":0},{"$f":"INDIRECT(\"'Space-by-Space Method'!E\"&ROUNDDOWN((ROW(A276)-52)/50,0)+4)","v":1}]
[{"$f":"IF(InteriorCalcType=2,IF(OR(AM277=0,AN277=\"DNQ\")=TRUE,\"\",INDIRECT(\"'Fixture Schedule'!M\"&MOD(ROW(A277)-52,50)+9)),\"\")","v":""},{"$f":"IF(A277=\"\",\"\",INDIRECT(\"'Fixture Schedule'!E\"&MOD(ROW(A277)-52,50)+9))","v":""},{"$f":"IF(A277=\"\",\"\",INDIRECT(\"'Fixture Schedule'!F\"&MOD(ROW(A277)-52,50)+9))","v":""},{"$f":"IF(A277=\"\",\"\",INDIRECT(\"'Fixture Schedule'!L\"&MOD(ROW(A277)-52,50)+9))","v":""},"",null,null,{"$f":"IF(A277=\"\",\"\",IF(AP277=1,Summary!$C$12*(AO277)/(SUM('Space-by-Space Method'!$BO$4:$BO$78,SUM('Exterior Lighting'!$BL$5:$BL$25))),0))","v":""},{"$f":"IF(A277=\"\",\"\",IF(START!$B$34=1,INDIRECT(\"'Space-by-Space Method'!\"&SUBSTITUTE(ADDRESS(1,MOD(ROW(A277)-52,50)+10,4),\"1\",\"\")&ROUNDDOWN((ROW(A277)-52)/50,0)+4),\"\"))","v":""},{"$f":"IF(A277=\"\",\"\",IF(AP277=1,Summary!$F$11*(AO277)/(SUM('Space-by-Space Method'!$BO$4:$BO$78,SUM('Exterior Lighting'!$BL$5:$BL$25))),0))","v":""},{"$f":"IF(A277=\"\",\"\",IF(AP277=1,Summary!$E$11*(AO277)/(SUM('Space-by-Space Method'!$BO$4:$BO$78,SUM('Exterior Lighting'!$BL$5:$BL$25))),0))","v":""},{"$f":"IF(A277=\"\",\"\",IF(AP277=1,Summary!$G$11*(AO277)/(SUM('Space-by-Space Method'!$BO$4:$BO$78,SUM('Exterior Lighting'!$BL$5:$BL$25))),0))","v":""},{"$f":"IF(A277=\"\",\"\",IF(AP277=1,Summary!$H$11*(AO277)/(SUM('Space-by-Space Method'!$BO$4:$BO$78)),0))","v":""},{"$f":"IF(A277=\"\",\"\",IF(AP277=1,Summary!$I$11*(AO277)/(SUM('Space-by-Space Method'!$BO$4:$BO$78)),0))","v":""},null,null,null,{"$f":"IF(A277=\"\",\"\",IF(START!$B$34=2,INDIRECT(\"'Space-by-Space Method'!\"&SUBSTITUTE(ADDRESS(1,MOD(ROW(A277)-52,50)+10,4),\"1\",\"\")&ROUNDDOWN((ROW(A277)-52)/50,0)+4),\"\"))","v":""},{"$f":"IF(A277=\"\",\"\",INDIRECT(\"'Space-by-Space Method'!C\"&ROUNDDOWN((ROW(A277)-52)/50,0)+4))","v":""},{"$f":"IF(A277=\"\",\"\",IF(COUNTIF(CommonSpaceTypes,AQ277)>0,INDIRECT(\"'Space-by-Space Method'!F\"&ROUNDDOWN((ROW(A277)-52)/50,0)+4),\"\"))","v":""},{"$f":"IF(A277=\"\",\"\",IF(COUNTIF(BuildingSpecificSpaceTypes,AQ277)>0,INDIRECT(\"'Space-by-Space Method'!F\"&ROUNDDOWN((ROW(A277)-52)/50,0)+4),\"\"))","v":""},{"$f":"IF(A277=\"\",\"\",INDIRECT(\"'Fixture Schedule'!D\"&MOD(ROW(A277)-52,50)+9))","v":""},{"$f":"IF(A277=\"\",\"\",IF(AR277=\"\",\"\",INDIRECT(\"'Fixture Schedule'!K\"&MOD(ROW(A277)-52,50)+9)))","v":""},"",{"$f":"IF(A277=\"\",\"\",INDIRECT(\"'Fixture Schedule'!L\"&MOD(ROW(A277)-52,50)+9))","v":""},null,null,null,null,null,null,null,null,null,null,null,null,null,{"$f":"INDIRECT(\"'Space-by-Space Method'!\"&SUBSTITUTE(ADDRESS(1,MOD(ROW(A277)-52,50)+10,4),\"1\",\"\")&ROUNDDOWN((ROW(A277)-52)/50,0)+4)","v":0},{"$f":"LEFT(INDIRECT(\"'Space-by-Space Method'!BJ\"&ROUNDDOWN((ROW(A277)-52)/50,0)+4),3)","v":""},{"$f":"INDIRECT(\"'Fixture Schedule'!L\"&MOD(ROW(A277)-52,50)+9)","v":0},{"$f":"INDIRECT(\"'Fixture Schedule'!O\"&MOD(ROW(A277)-52,50)+9)","v":0},{"$f":"INDIRECT(\"'Space-by-Space Method'!F\"&ROUNDDOWN((ROW(A277)-52)/50,0)+4)","v":0},{"$f":"INDIRECT(\"'Fixture Schedule'!L\"&MOD(ROW(A277)-52,50)+9)","v":0},{"$f":"INDIRECT(\"'Space-by-Space Method'!D\"&ROUNDDOWN((ROW(A277)-52)/50,0)+4)","v":0},{"$f":"INDIRECT(\"'Space-by-Space Method'!E\"&ROUNDDOWN((ROW(A277)-52)/50,0)+4)","v":1}]
[{"$f":"IF(InteriorCalcType=2,IF(OR(AM278=0,AN278=\"DNQ\")=TRUE,\"\",INDIRECT(\"'Fixture Schedule'!M\"&MOD(ROW(A278)-52,50)+9)),\"\")","v":""},{"$f":"IF(A278=\"\",\"\",INDIRECT(\"'Fixture Schedule'!E\"&MOD(ROW(A278)-52,50)+9))","v":""},{"$f":"IF(A278=\"\",\"\",INDIRECT(\"'Fixture Schedule'!F\"&MOD(ROW(A278)-52,50)+9))","v":""},{"$f":"IF(A278=\"\",\"\",INDIRECT(\"'Fixture Schedule'!L\"&MOD(ROW(A278)-52,50)+9))","v":""},"",null,null,{"$f":"IF(A278=\"\",\"\",IF(AP278=1,Summary!$C$12*(AO278)/(SUM('Space-by-Space Method'!$BO$4:$BO$78,SUM('Exterior Lighting'!$BL$5:$BL$25))),0))","v":""},{"$f":"IF(A278=\"\",\"\",IF(START!$B$34=1,INDIRECT(\"'Space-by-Space Method'!\"&SUBSTITUTE(ADDRESS(1,MOD(ROW(A278)-52,50)+10,4),\"1\",\"\")&ROUNDDOWN((ROW(A278)-52)/50,0)+4),\"\"))","v":""},{"$f":"IF(A278=\"\",\"\",IF(AP278=1,Summary!$F$11*(AO278)/(SUM('Space-by-Space Method'!$BO$4:$BO$78,SUM('Exterior Lighting'!$BL$5:$BL$25))),0))","v":""},{"$f":"IF(A278=\"\",\"\",IF(AP278=1,Summary!$E$11*(AO278)/(SUM('Space-by-Space Method'!$BO$4:$BO$78,SUM('Exterior Lighting'!$BL$5:$BL$25))),0))","v":""},{"$f":"IF(A278=\"\",\"\",IF(AP278=1,Summary!$G$11*(AO278)/(SUM('Space-by-Space Method'!$BO$4:$BO$78,SUM('Exterior Lighting'!$BL$5:$BL$25))),0))","v":""},{"$f":"IF(A278=\"\",\"\",IF(AP278=1,Summary!$H$11*(AO278)/(SUM('Space-by-Space Method'!$BO$4:$BO$78)),0))","v":""},{"$f":"IF(A278=\"\",\"\",IF(AP278=1,Summary!$I$11*(AO278)/(SUM('Space-by-Space Method'!$BO$4:$BO$78)),0))","v":""},null,null,null,{"$f":"IF(A278=\"\",\"\",IF(START!$B$34=2,INDIRECT(\"'Space-by-Space Method'!\"&SUBSTITUTE(ADDRESS(1,MOD(ROW(A278)-52,50)+10,4),\"1\",\"\")&ROUNDDOWN((ROW(A278)-52)/50,0)+4),\"\"))","v":""},{"$f":"IF(A278=\"\",\"\",INDIRECT(\"'Space-by-Space Method'!C\"&ROUNDDOWN((ROW(A278)-52)/50,0)+4))","v":""},{"$f":"IF(A278=\"\",\"\",IF(COUNTIF(CommonSpaceTypes,AQ278)>0,INDIRECT(\"'Space-by-Space Method'!F\"&ROUNDDOWN((ROW(A278)-52)/50,0)+4),\"\"))","v":""},{"$f":"IF(A278=\"\",\"\",IF(COUNTIF(BuildingSpecificSpaceTypes,AQ278)>0,INDIRECT(\"'Space-by-Space Method'!F\"&ROUNDDOWN((ROW(A278)-52)/50,0)+4),\"\"))","v":""},{"$f":"IF(A278=\"\",\"\",INDIRECT(\"'Fixture Schedule'!D\"&MOD(ROW(A278)-52,50)+9))","v":""},{"$f":"IF(A278=\"\",\"\",IF(AR278=\"\",\"\",INDIRECT(\"'Fixture Schedule'!K\"&MOD(ROW(A278)-52,50)+9)))","v":""},"",{"$f":"IF(A278=\"\",\"\",INDIRECT(\"'Fixture Schedule'!L\"&MOD(ROW(A278)-52,50)+9))","v":""},null,null,null,null,null,null,null,null,null,null,null,null,null,{"$f":"INDIRECT(\"'Space-by-Space Method'!\"&SUBSTITUTE(ADDRESS(1,MOD(ROW(A278)-52,50)+10,4),\"1\",\"\")&ROUNDDOWN((ROW(A278)-52)/50,0)+4)","v":0},{"$f":"LEFT(INDIRECT(\"'Space-by-Space Method'!BJ\"&ROUNDDOWN((ROW(A278)-52)/50,0)+4),3)","v":""},{"$f":"INDIRECT(\"'Fixture Schedule'!L\"&MOD(ROW(A278)-52,50)+9)","v":0},{"$f":"INDIRECT(\"'Fixture Schedule'!O\"&MOD(ROW(A278)-52,50)+9)","v":0},{"$f":"INDIRECT(\"'Space-by-Space Method'!F\"&ROUNDDOWN((ROW(A278)-52)/50,0)+4)","v":0},{"$f":"INDIRECT(\"'Fixture Schedule'!L\"&MOD(ROW(A278)-52,50)+9)","v":0},{"$f":"INDIRECT(\"'Space-by-Space Method'!D\"&ROUNDDOWN((ROW(A278)-52)/50,0)+4)","v":0},{"$f":"INDIRECT(\"'Space-by-Space Method'!E\"&ROUNDDOWN((ROW(A278)-52)/50,0)+4)","v":1}]
[{"$f":"IF(InteriorCalcType=2,IF(OR(AM279=0,AN279=\"DNQ\")=TRUE,\"\",INDIRECT(\"'Fixture Schedule'!M\"&MOD(ROW(A279)-52,50)+9)),\"\")","v":""},{"$f":"IF(A279=\"\",\"\",INDIRECT(\"'Fixture Schedule'!E\"&MOD(ROW(A279)-52,50)+9))","v":""},{"$f":"IF(A279=\"\",\"\",INDIRECT(\"'Fixture Schedule'!F\"&MOD(ROW(A279)-52,50)+9))","v":""},{"$f":"IF(A279=\"\",\"\",INDIRECT(\"'Fixture Schedule'!L\"&MOD(ROW(A279)-52,50)+9))","v":""},"",null,null,{"$f":"IF(A279=\"\",\"\",IF(AP279=1,Summary!$C$12*(AO279)/(SUM('Space-by-Space Method'!$BO$4:$BO$78,SUM('Exterior Lighting'!$BL$5:$BL$25))),0))","v":""},{"$f":"IF(A279=\"\",\"\",IF(START!$B$34=1,INDIRECT(\"'Space-by-Space Method'!\"&SUBSTITUTE(ADDRESS(1,MOD(ROW(A279)-52,50)+10,4),\"1\",\"\")&ROUNDDOWN((ROW(A279)-52)/50,0)+4),\"\"))","v":""},{"$f":"IF(A279=\"\",\"\",IF(AP279=1,Summary!$F$11*(AO279)/(SUM('Space-by-Space Method'!$BO$4:$BO$78,SUM('Exterior Lighting'!$BL$5:$BL$25))),0))","v":""},{"$f":"IF(A279=\"\",\"\",IF(AP279=1,Summary!$E$11*(AO279)/(SUM('Space-by-Space Method'!$BO$4:$BO$78,SUM('Exterior Lighting'!$BL$5:$BL$25))),0))","v":""},{"$f":"IF(A279=\"\",\"\",IF(AP279=1,Summary!$G$11*(AO279)/(SUM('Space-by-Space Method'!$BO$4:$BO$78,SUM('Exterior Lighting'!$BL$5:$BL$25))),0))","v":""},{"$f":"IF(A279=\"\",\"\",IF(AP279=1,Summary!$H$11*(AO279)/(SUM('Space-by-Space Method'!$BO$4:$BO$78)),0))","v":""},{"$f":"IF(A279=\"\",\"\",IF(AP279=1,Summary!$I$11*(AO279)/(SUM('Space-by-Space Method'!$BO$4:$BO$78)),0))","v":""},null,null,null,{"$f":"IF(A279=\"\",\"\",IF(START!$B$34=2,INDIRECT(\"'Space-by-Space Method'!\"&SUBSTITUTE(ADDRESS(1,MOD(ROW(A279)-52,50)+10,4),\"1\",\"\")&ROUNDDOWN((ROW(A279)-52)/50,0)+4),\"\"))","v":""},{"$f":"IF(A279=\"\",\"\",INDIRECT(\"'Space-by-Space Method'!C\"&ROUNDDOWN((ROW(A279)-52)/50,0)+4))","v":""},{"$f":"IF(A279=\"\",\"\",IF(COUNTIF(CommonSpaceTypes,AQ279)>0,INDIRECT(\"'Space-by-Space Method'!F\"&ROUNDDOWN((ROW(A279)-52)/50,0)+4),\"\"))","v":""},{"$f":"IF(A279=\"\",\"\",IF(COUNTIF(BuildingSpecificSpaceTypes,AQ279)>0,INDIRECT(\"'Space-by-Space Method'!F\"&ROUNDDOWN((ROW(A279)-52)/50,0)+4),\"\"))","v":""},{"$f":"IF(A279=\"\",\"\",INDIRECT(\"'Fixture Schedule'!D\"&MOD(ROW(A279)-52,50)+9))","v":""},{"$f":"IF(A279=\"\",\"\",IF(AR279=\"\",\"\",INDIRECT(\"'Fixture Schedule'!K\"&MOD(ROW(A279)-52,50)+9)))","v":""},"",{"$f":"IF(A279=\"\",\"\",INDIRECT(\"'Fixture Schedule'!L\"&MOD(ROW(A279)-52,50)+9))","v":""},null,null,null,null,null,null,null,null,null,null,null,null,null,{"$f":"INDIRECT(\"'Space-by-Space Method'!\"&SUBSTITUTE(ADDRESS(1,MOD(ROW(A279)-52,50)+10,4),\"1\",\"\")&ROUNDDOWN((ROW(A279)-52)/50,0)+4)","v":0},{"$f":"LEFT(INDIRECT(\"'Space-by-Space Method'!BJ\"&ROUNDDOWN((ROW(A279)-52)/50,0)+4),3)","v":""},{"$f":"INDIRECT(\"'Fixture Schedule'!L\"&MOD(ROW(A279)-52,50)+9)","v":0},{"$f":"INDIRECT(\"'Fixture Schedule'!O\"&MOD(ROW(A279)-52,50)+9)","v":0},{"$f":"INDIRECT(\"'Space-by-Space Method'!F\"&ROUNDDOWN((ROW(A279)-52)/50,0)+4)","v":0},{"$f":"INDIRECT(\"'Fixture Schedule'!L\"&MOD(ROW(A279)-52,50)+9)","v":0},{"$f":"INDIRECT(\"'Space-by-Space Method'!D\"&ROUNDDOWN((ROW(A279)-52)/50,0)+4)","v":0},{"$f":"INDIRECT(\"'Space-by-Space Method'!E\"&ROUNDDOWN((ROW(A279)-52)/50,0)+4)","v":1}]
[{"$f":"IF(InteriorCalcType=2,IF(OR(AM280=0,AN280=\"DNQ\")=TRUE,\"\",INDIRECT(\"'Fixture Schedule'!M\"&MOD(ROW(A280)-52,50)+9)),\"\")","v":""},{"$f":"IF(A280=\"\",\"\",INDIRECT(\"'Fixture Schedule'!E\"&MOD(ROW(A280)-52,50)+9))","v":""},{"$f":"IF(A280=\"\",\"\",INDIRECT(\"'Fixture Schedule'!F\"&MOD(ROW(A280)-52,50)+9))","v":""},{"$f":"IF(A280=\"\",\"\",INDIRECT(\"'Fixture Schedule'!L\"&MOD(ROW(A280)-52,50)+9))","v":""},"",null,null,{"$f":"IF(A280=\"\",\"\",IF(AP280=1,Summary!$C$12*(AO280)/(SUM('Space-by-Space Method'!$BO$4:$BO$78,SUM('Exterior Lighting'!$BL$5:$BL$25))),0))","v":""},{"$f":"IF(A280=\"\",\"\",IF(START!$B$34=1,INDIRECT(\"'Space-by-Space Method'!\"&SUBSTITUTE(ADDRESS(1,MOD(ROW(A280)-52,50)+10,4),\"1\",\"\")&ROUNDDOWN((ROW(A280)-52)/50,0)+4),\"\"))","v":""},{"$f":"IF(A280=\"\",\"\",IF(AP280=1,Summary!$F$11*(AO280)/(SUM('Space-by-Space Method'!$BO$4:$BO$78,SUM('Exterior Lighting'!$BL$5:$BL$25))),0))","v":""},{"$f":"IF(A280=\"\",\"\",IF(AP280=1,Summary!$E$11*(AO280)/(SUM('Space-by-Space Method'!$BO$4:$BO$78,SUM('Exterior Lighting'!$BL$5:$BL$25))),0))","v":""},{"$f":"IF(A280=\"\",\"\",IF(AP280=1,Summary!$G$11*(AO280)/(SUM('Space-by-Space Method'!$BO$4:$BO$78,SUM('Exterior Lighting'!$BL$5:$BL$25))),0))","v":""},{"$f":"IF(A280=\"\",\"\",IF(AP280=1,Summary!$H$11*(AO280)/(SUM('Space-by-Space Method'!$BO$4:$BO$78)),0))","v":""},{"$f":"IF(A280=\"\",\"\",IF(AP280=1,Summary!$I$11*(AO280)/(SUM('Space-by-Space Method'!$BO$4:$BO$78)),0))","v":""},null,null,null,{"$f":"IF(A280=\"\",\"\",IF(START!$B$34=2,INDIRECT(\"'Space-by-Space Method'!\"&SUBSTITUTE(ADDRESS(1,MOD(ROW(A280)-52,50)+10,4),\"1\",\"\")&ROUNDDOWN((ROW(A280)-52)/50,0)+4),\"\"))","v":""},{"$f":"IF(A280=\"\",\"\",INDIRECT(\"'Space-by-Space Method'!C\"&ROUNDDOWN((ROW(A280)-52)/50,0)+4))","v":""},{"$f":"IF(A280=\"\",\"\",IF(COUNTIF(CommonSpaceTypes,AQ280)>0,INDIRECT(\"'Space-by-Space Method'!F\"&ROUNDDOWN((ROW(A280)-52)/50,0)+4),\"\"))","v":""},{"$f":"IF(A280=\"\",\"\",IF(COUNTIF(BuildingSpecificSpaceTypes,AQ280)>0,INDIRECT(\"'Space-by-Space Method'!F\"&ROUNDDOWN((ROW(A280)-52)/50,0)+4),\"\"))","v":""},{"$f":"IF(A280=\"\",\"\",INDIRECT(\"'Fixture Schedule'!D\"&MOD(ROW(A280)-52,50)+9))","v":""},{"$f":"IF(A280=\"\",\"\",IF(AR280=\"\",\"\",INDIRECT(\"'Fixture Schedule'!K\"&MOD(ROW(A280)-52,50)+9)))","v":""},"",{"$f":"IF(A280=\"\",\"\",INDIRECT(\"'Fixture Schedule'!L\"&MOD(ROW(A280)-52,50)+9))","v":""},null,null,null,null,null,null,null,null,null,null,null,null,null,{"$f":"INDIRECT(\"'Space-by-Space Method'!\"&SUBSTITUTE(ADDRESS(1,MOD(ROW(A280)-52,50)+10,4),\"1\",\"\")&ROUNDDOWN((ROW(A280)-52)/50,0)+4)","v":0},{"$f":"LEFT(INDIRECT(\"'Space-by-Space Method'!BJ\"&ROUNDDOWN((ROW(A280)-52)/50,0)+4),3)","v":""},{"$f":"INDIRECT(\"'Fixture Schedule'!L\"&MOD(ROW(A280)-52,50)+9)","v":0},{"$f":"INDIRECT(\"'Fixture Schedule'!O\"&MOD(ROW(A280)-52,50)+9)","v":0},{"$f":"INDIRECT(\"'Space-by-Space Method'!F\"&ROUNDDOWN((ROW(A280)-52)/50,0)+4)","v":0},{"$f":"INDIRECT(\"'Fixture Schedule'!L\"&MOD(ROW(A280)-52,50)+9)","v":0},{"$f":"INDIRECT(\"'Space-by-Space Method'!D\"&ROUNDDOWN((ROW(A280)-52)/50,0)+4)","v":0},{"$f":"INDIRECT(\"'Space-by-Space Method'!E\"&ROUNDDOWN((ROW(A280)-52)/50,0)+4)","v":1}]
[{"$f":"IF(InteriorCalcType=2,IF(OR(AM281=0,AN281=\"DNQ\")=TRUE,\"\",INDIRECT(\"'Fixture Schedule'!M\"&MOD(ROW(A281)-52,50)+9)),\"\")","v":""},{"$f":"IF(A281=\"\",\"\",INDIRECT(\"'Fixture Schedule'!E\"&MOD(ROW(A281)-52,50)+9))","v":""},{"$f":"IF(A281=\"\",\"\",INDIRECT(\"'Fixture Schedule'!F\"&MOD(ROW(A281)-52,50)+9))","v":""},{"$f":"IF(A281=\"\",\"\",INDIRECT(\"'Fixture Schedule'!L\"&MOD(ROW(A281)-52,50)+9))","v":""},"",null,null,{"$f":"IF(A281=\"\",\"\",IF(AP281=1,Summary!$C$12*(AO281)/(SUM('Space-by-Space Method'!$BO$4:$BO$78,SUM('Exterior Lighting'!$BL$5:$BL$25))),0))","v":""},{"$f":"IF(A281=\"\",\"\",IF(START!$B$34=1,INDIRECT(\"'Space-by-Space Method'!\"&SUBSTITUTE(ADDRESS(1,MOD(ROW(A281)-52,50)+10,4),\"1\",\"\")&ROUNDDOWN((ROW(A281)-52)/50,0)+4),\"\"))","v":""},{"$f":"IF(A281=\"\",\"\",IF(AP281=1,Summary!$F$11*(AO281)/(SUM('Space-by-Space Method'!$BO$4:$BO$78,SUM('Exterior Lighting'!$BL$5:$BL$25))),0))","v":""},{"$f":"IF(A281=\"\",\"\",IF(AP281=1,Summary!$E$11*(AO281)/(SUM('Space-by-Space Method'!$BO$4:$BO$78,SUM('Exterior Lighting'!$BL$5:$BL$25))),0))","v":""},{"$f":"IF(A281=\"\",\"\",IF(AP281=1,Summary!$G$11*(AO281)/(SUM('Space-by-Space Method'!$BO$4:$BO$78,SUM('Exterior Lighting'!$BL$5:$BL$25))),0))","v":""},{"$f":"IF(A281=\"\",\"\",IF(AP281=1,Summary!$H$11*(AO281)/(SUM('Space-by-Space Method'!$BO$4:$BO$78)),0))","v":""},{"$f":"IF(A281=\"\",\"\",IF(AP281=1,Summary!$I$11*(AO281)/(SUM('Space-by-Space Method'!$BO$4:$BO$78)),0))","v":""},null,null,null,{"$f":"IF(A281=\"\",\"\",IF(START!$B$34=2,INDIRECT(\"'Space-by-Space Method'!\"&SUBSTITUTE(ADDRESS(1,MOD(ROW(A281)-52,50)+10,4),\"1\",\"\")&ROUNDDOWN((ROW(A281)-52)/50,0)+4),\"\"))","v":""},{"$f":"IF(A281=\"\",\"\",INDIRECT(\"'Space-by-Space Method'!C\"&ROUNDDOWN((ROW(A281)-52)/50,0)+4))","v":""},{"$f":"IF(A281=\"\",\"\",IF(COUNTIF(CommonSpaceTypes,AQ281)>0,INDIRECT(\"'Space-by-Space Method'!F\"&ROUNDDOWN((ROW(A281)-52)/50,0)+4),\"\"))","v":""},{"$f":"IF(A281=\"\",\"\",IF(COUNTIF(BuildingSpecificSpaceTypes,AQ281)>0,INDIRECT(\"'Space-by-Space Method'!F\"&ROUNDDOWN((ROW(A281)-52)/50,0)+4),\"\"))","v":""},{"$f":"IF(A281=\"\",\"\",INDIRECT(\"'Fixture Schedule'!D\"&MOD(ROW(A281)-52,50)+9))","v":""},{"$f":"IF(A281=\"\",\"\",IF(AR281=\"\",\"\",INDIRECT(\"'Fixture Schedule'!K\"&MOD(ROW(A281)-52,50)+9)))","v":""},"",{"$f":"IF(A281=\"\",\"\",INDIRECT(\"'Fixture Schedule'!L\"&MOD(ROW(A281)-52,50)+9))","v":""},null,null,null,null,null,null,null,null,null,null,null,null,null,{"$f":"INDIRECT(\"'Space-by-Space Method'!\"&SUBSTITUTE(ADDRESS(1,MOD(ROW(A281)-52,50)+10,4),\"1\",\"\")&ROUNDDOWN((ROW(A281)-52)/50,0)+4)","v":0},{"$f":"LEFT(INDIRECT(\"'Space-by-Space Method'!BJ\"&ROUNDDOWN((ROW(A281)-52)/50,0)+4),3)","v":""},{"$f":"INDIRECT(\"'Fixture Schedule'!L\"&MOD(ROW(A281)-52,50)+9)","v":0},{"$f":"INDIRECT(\"'Fixture Schedule'!O\"&MOD(ROW(A281)-52,50)+9)","v":0},{"$f":"INDIRECT(\"'Space-by-Space Method'!F\"&ROUNDDOWN((ROW(A281)-52)/50,0)+4)","v":0},{"$f":"INDIRECT(\"'Fixture Schedule'!L\"&MOD(ROW(A281)-52,50)+9)","v":0},{"$f":"INDIRECT(\"'Space-by-Space Method'!D\"&ROUNDDOWN((ROW(A281)-52)/50,0)+4)","v":0},{"$f":"INDIRECT(\"'Space-by-Space Method'!E\"&ROUNDDOWN((ROW(A281)-52)/50,0)+4)","v":1}]
[{"$f":"IF(InteriorCalcType=2,IF(OR(AM282=0,AN282=\"DNQ\")=TRUE,\"\",INDIRECT(\"'Fixture Schedule'!M\"&MOD(ROW(A282)-52,50)+9)),\"\")","v":""},{"$f":"IF(A282=\"\",\"\",INDIRECT(\"'Fixture Schedule'!E\"&MOD(ROW(A282)-52,50)+9))","v":""},{"$f":"IF(A282=\"\",\"\",INDIRECT(\"'Fixture Schedule'!F\"&MOD(ROW(A282)-52,50)+9))","v":""},{"$f":"IF(A282=\"\",\"\",INDIRECT(\"'Fixture Schedule'!L\"&MOD(ROW(A282)-52,50)+9))","v":""},"",null,null,{"$f":"IF(A282=\"\",\"\",IF(AP282=1,Summary!$C$12*(AO282)/(SUM('Space-by-Space Method'!$BO$4:$BO$78,SUM('Exterior Lighting'!$BL$5:$BL$25))),0))","v":""},{"$f":"IF(A282=\"\",\"\",IF(START!$B$34=1,INDIRECT(\"'Space-by-Space Method'!\"&SUBSTITUTE(ADDRESS(1,MOD(ROW(A282)-52,50)+10,4),\"1\",\"\")&ROUNDDOWN((ROW(A282)-52)/50,0)+4),\"\"))","v":""},{"$f":"IF(A282=\"\",\"\",IF(AP282=1,Summary!$F$11*(AO282)/(SUM('Space-by-Space Method'!$BO$4:$BO$78,SUM('Exterior Lighting'!$BL$5:$BL$25))),0))","v":""},{"$f":"IF(A282=\"\",\"\",IF(AP282=1,Summary!$E$11*(AO282)/(SUM('Space-by-Space Method'!$BO$4:$BO$78,SUM('Exterior Lighting'!$BL$5:$BL$25))),0))","v":""},{"$f":"IF(A282=\"\",\"\",IF(AP282=1,Summary!$G$11*(AO282)/(SUM('Space-by-Space Method'!$BO$4:$BO$78,SUM('Exterior Lighting'!$BL$5:$BL$25))),0))","v":""},{"$f":"IF(A282=\"\",\"\",IF(AP282=1,Summary!$H$11*(AO282)/(SUM('Space-by-Space Method'!$BO$4:$BO$78)),0))","v":""},{"$f":"IF(A282=\"\",\"\",IF(AP282=1,Summary!$I$11*(AO282)/(SUM('Space-by-Space Method'!$BO$4:$BO$78)),0))","v":""},null,null,null,{"$f":"IF(A282=\"\",\"\",IF(START!$B$34=2,INDIRECT(\"'Space-by-Space Method'!\"&SUBSTITUTE(ADDRESS(1,MOD(ROW(A282)-52,50)+10,4),\"1\",\"\")&ROUNDDOWN((ROW(A282)-52)/50,0)+4),\"\"))","v":""},{"$f":"IF(A282=\"\",\"\",INDIRECT(\"'Space-by-Space Method'!C\"&ROUNDDOWN((ROW(A282)-52)/50,0)+4))","v":""},{"$f":"IF(A282=\"\",\"\",IF(COUNTIF(CommonSpaceTypes,AQ282)>0,INDIRECT(\"'Space-by-Space Method'!F\"&ROUNDDOWN((ROW(A282)-52)/50,0)+4),\"\"))","v":""},{"$f":"IF(A282=\"\",\"\",IF(COUNTIF(BuildingSpecificSpaceTypes,AQ282)>0,INDIRECT(\"'Space-by-Space Method'!F\"&ROUNDDOWN((ROW(A282)-52)/50,0)+4),\"\"))","v":""},{"$f":"IF(A282=\"\",\"\",INDIRECT(\"'Fixture Schedule'!D\"&MOD(ROW(A282)-52,50)+9))","v":""},{"$f":"IF(A282=\"\",\"\",IF(AR282=\"\",\"\",INDIRECT(\"'Fixture Schedule'!K\"&MOD(ROW(A282)-52,50)+9)))","v":""},"",{"$f":"IF(A282=\"\",\"\",INDIRECT(\"'Fixture Schedule'!L\"&MOD(ROW(A282)-52,50)+9))","v":""},null,null,null,null,null,null,null,null,null,null,null,null,null,{"$f":"INDIRECT(\"'Space-by-Space Method'!\"&SUBSTITUTE(ADDRESS(1,MOD(ROW(A282)-52,50)+10,4),\"1\",\"\")&ROUNDDOWN((ROW(A282)-52)/50,0)+4)","v":0},{"$f":"LEFT(INDIRECT(\"'Space-by-Space Method'!BJ\"&ROUNDDOWN((ROW(A282)-52)/50,0)+4),3)","v":""},{"$f":"INDIRECT(\"'Fixture Schedule'!L\"&MOD(ROW(A282)-52,50)+9)","v":0},{"$f":"INDIRECT(\"'Fixture Schedule'!O\"&MOD(ROW(A282)-52,50)+9)","v":0},{"$f":"INDIRECT(\"'Space-by-Space Method'!F\"&ROUNDDOWN((ROW(A282)-52)/50,0)+4)","v":0},{"$f":"INDIRECT(\"'Fixture Schedule'!L\"&MOD(ROW(A282)-52,50)+9)","v":0},{"$f":"INDIRECT(\"'Space-by-Space Method'!D\"&ROUNDDOWN((ROW(A282)-52)/50,0)+4)","v":0},{"$f":"INDIRECT(\"'Space-by-Space Method'!E\"&ROUNDDOWN((ROW(A282)-52)/50,0)+4)","v":1}]
[{"$f":"IF(InteriorCalcType=2,IF(OR(AM283=0,AN283=\"DNQ\")=TRUE,\"\",INDIRECT(\"'Fixture Schedule'!M\"&MOD(ROW(A283)-52,50)+9)),\"\")","v":""},{"$f":"IF(A283=\"\",\"\",INDIRECT(\"'Fixture Schedule'!E\"&MOD(ROW(A283)-52,50)+9))","v":""},{"$f":"IF(A283=\"\",\"\",INDIRECT(\"'Fixture Schedule'!F\"&MOD(ROW(A283)-52,50)+9))","v":""},{"$f":"IF(A283=\"\",\"\",INDIRECT(\"'Fixture Schedule'!L\"&MOD(ROW(A283)-52,50)+9))","v":""},"",null,null,{"$f":"IF(A283=\"\",\"\",IF(AP283=1,Summary!$C$12*(AO283)/(SUM('Space-by-Space Method'!$BO$4:$BO$78,SUM('Exterior Lighting'!$BL$5:$BL$25))),0))","v":""},{"$f":"IF(A283=\"\",\"\",IF(START!$B$34=1,INDIRECT(\"'Space-by-Space Method'!\"&SUBSTITUTE(ADDRESS(1,MOD(ROW(A283)-52,50)+10,4),\"1\",\"\")&ROUNDDOWN((ROW(A283)-52)/50,0)+4),\"\"))","v":""},{"$f":"IF(A283=\"\",\"\",IF(AP283=1,Summary!$F$11*(AO283)/(SUM('Space-by-Space Method'!$BO$4:$BO$78,SUM('Exterior Lighting'!$BL$5:$BL$25))),0))","v":""},{"$f":"IF(A283=\"\",\"\",IF(AP283=1,Summary!$E$11*(AO283)/(SUM('Space-by-Space Method'!$BO$4:$BO$78,SUM('Exterior Lighting'!$BL$5:$BL$25))),0))","v":""},{"$f":"IF(A283=\"\",\"\",IF(AP283=1,Summary!$G$11*(AO283)/(SUM('Space-by-Space Method'!$BO$4:$BO$78,SUM('Exterior Lighting'!$BL$5:$BL$25))),0))","v":""},{"$f":"IF(A283=\"\",\"\",IF(AP283=1,Summary!$H$11*(AO283)/(SUM('Space-by-Space Method'!$BO$4:$BO$78)),0))","v":""},{"$f":"IF(A283=\"\",\"\",IF(AP283=1,Summary!$I$11*(AO283)/(SUM('Space-by-Space Method'!$BO$4:$BO$78)),0))","v":""},null,null,null,{"$f":"IF(A283=\"\",\"\",IF(START!$B$34=2,INDIRECT(\"'Space-by-Space Method'!\"&SUBSTITUTE(ADDRESS(1,MOD(ROW(A283)-52,50)+10,4),\"1\",\"\")&ROUNDDOWN((ROW(A283)-52)/50,0)+4),\"\"))","v":""},{"$f":"IF(A283=\"\",\"\",INDIRECT(\"'Space-by-Space Method'!C\"&ROUNDDOWN((ROW(A283)-52)/50,0)+4))","v":""},{"$f":"IF(A283=\"\",\"\",IF(COUNTIF(CommonSpaceTypes,AQ283)>0,INDIRECT(\"'Space-by-Space Method'!F\"&ROUNDDOWN((ROW(A283)-52)/50,0)+4),\"\"))","v":""},{"$f":"IF(A283=\"\",\"\",IF(COUNTIF(BuildingSpecificSpaceTypes,AQ283)>0,INDIRECT(\"'Space-by-Space Method'!F\"&ROUNDDOWN((ROW(A283)-52)/50,0)+4),\"\"))","v":""},{"$f":"IF(A283=\"\",\"\",INDIRECT(\"'Fixture Schedule'!D\"&MOD(ROW(A283)-52,50)+9))","v":""},{"$f":"IF(A283=\"\",\"\",IF(AR283=\"\",\"\",INDIRECT(\"'Fixture Schedule'!K\"&MOD(ROW(A283)-52,50)+9)))","v":""},"",{"$f":"IF(A283=\"\",\"\",INDIRECT(\"'Fixture Schedule'!L\"&MOD(ROW(A283)-52,50)+9))","v":""},null,null,null,null,null,null,null,null,null,null,null,null,null,{"$f":"INDIRECT(\"'Space-by-Space Method'!\"&SUBSTITUTE(ADDRESS(1,MOD(ROW(A283)-52,50)+10,4),\"1\",\"\")&ROUNDDOWN((ROW(A283)-52)/50,0)+4)","v":0},{"$f":"LEFT(INDIRECT(\"'Space-by-Space Method'!BJ\"&ROUNDDOWN((ROW(A283)-52)/50,0)+4),3)","v":""},{"$f":"INDIRECT(\"'Fixture Schedule'!L\"&MOD(ROW(A283)-52,50)+9)","v":0},{"$f":"INDIRECT(\"'Fixture Schedule'!O\"&MOD(ROW(A283)-52,50)+9)","v":0},{"$f":"INDIRECT(\"'Space-by-Space Method'!F\"&ROUNDDOWN((ROW(A283)-52)/50,0)+4)","v":0},{"$f":"INDIRECT(\"'Fixture Schedule'!L\"&MOD(ROW(A283)-52,50)+9)","v":0},{"$f":"INDIRECT(\"'Space-by-Space Method'!D\"&ROUNDDOWN((ROW(A283)-52)/50,0)+4)","v":0},{"$f":"INDIRECT(\"'Space-by-Space Method'!E\"&ROUNDDOWN((ROW(A283)-52)/50,0)+4)","v":1}]
[{"$f":"IF(InteriorCalcType=2,IF(OR(AM284=0,AN284=\"DNQ\")=TRUE,\"\",INDIRECT(\"'Fixture Schedule'!M\"&MOD(ROW(A284)-52,50)+9)),\"\")","v":""},{"$f":"IF(A284=\"\",\"\",INDIRECT(\"'Fixture Schedule'!E\"&MOD(ROW(A284)-52,50)+9))","v":""},{"$f":"IF(A284=\"\",\"\",INDIRECT(\"'Fixture Schedule'!F\"&MOD(ROW(A284)-52,50)+9))","v":""},{"$f":"IF(A284=\"\",\"\",INDIRECT(\"'Fixture Schedule'!L\"&MOD(ROW(A284)-52,50)+9))","v":""},"",null,null,{"$f":"IF(A284=\"\",\"\",IF(AP284=1,Summary!$C$12*(AO284)/(SUM('Space-by-Space Method'!$BO$4:$BO$78,SUM('Exterior Lighting'!$BL$5:$BL$25))),0))","v":""},{"$f":"IF(A284=\"\",\"\",IF(START!$B$34=1,INDIRECT(\"'Space-by-Space Method'!\"&SUBSTITUTE(ADDRESS(1,MOD(ROW(A284)-52,50)+10,4),\"1\",\"\")&ROUNDDOWN((ROW(A284)-52)/50,0)+4),\"\"))","v":""},{"$f":"IF(A284=\"\",\"\",IF(AP284=1,Summary!$F$11*(AO284)/(SUM('Space-by-Space Method'!$BO$4:$BO$78,SUM('Exterior Lighting'!$BL$5:$BL$25))),0))","v":""},{"$f":"IF(A284=\"\",\"\",IF(AP284=1,Summary!$E$11*(AO284)/(SUM('Space-by-Space Method'!$BO$4:$BO$78,SUM('Exterior Lighting'!$BL$5:$BL$25))),0))","v":""},{"$f":"IF(A284=\"\",\"\",IF(AP284=1,Summary!$G$11*(AO284)/(SUM('Space-by-Space Method'!$BO$4:$BO$78,SUM('Exterior Lighting'!$BL$5:$BL$25))),0))","v":""},{"$f":"IF(A284=\"\",\"\",IF(AP284=1,Summary!$H$11*(AO284)/(SUM('Space-by-Space Method'!$BO$4:$BO$78)),0))","v":""},{"$f":"IF(A284=\"\",\"\",IF(AP284=1,Summary!$I$11*(AO284)/(SUM('Space-by-Space Method'!$BO$4:$BO$78)),0))","v":""},null,null,null,{"$f":"IF(A284=\"\",\"\",IF(START!$B$34=2,INDIRECT(\"'Space-by-Space Method'!\"&SUBSTITUTE(ADDRESS(1,MOD(ROW(A284)-52,50)+10,4),\"1\",\"\")&ROUNDDOWN((ROW(A284)-52)/50,0)+4),\"\"))","v":""},{"$f":"IF(A284=\"\",\"\",INDIRECT(\"'Space-by-Space Method'!C\"&ROUNDDOWN((ROW(A284)-52)/50,0)+4))","v":""},{"$f":"IF(A284=\"\",\"\",IF(COUNTIF(CommonSpaceTypes,AQ284)>0,INDIRECT(\"'Space-by-Space Method'!F\"&ROUNDDOWN((ROW(A284)-52)/50,0)+4),\"\"))","v":""},{"$f":"IF(A284=\"\",\"\",IF(COUNTIF(BuildingSpecificSpaceTypes,AQ284)>0,INDIRECT(\"'Space-by-Space Method'!F\"&ROUNDDOWN((ROW(A284)-52)/50,0)+4),\"\"))","v":""},{"$f":"IF(A284=\"\",\"\",INDIRECT(\"'Fixture Schedule'!D\"&MOD(ROW(A284)-52,50)+9))","v":""},{"$f":"IF(A284=\"\",\"\",IF(AR284=\"\",\"\",INDIRECT(\"'Fixture Schedule'!K\"&MOD(ROW(A284)-52,50)+9)))","v":""},"",{"$f":"IF(A284=\"\",\"\",INDIRECT(\"'Fixture Schedule'!L\"&MOD(ROW(A284)-52,50)+9))","v":""},null,null,null,null,null,null,null,null,null,null,null,null,null,{"$f":"INDIRECT(\"'Space-by-Space Method'!\"&SUBSTITUTE(ADDRESS(1,MOD(ROW(A284)-52,50)+10,4),\"1\",\"\")&ROUNDDOWN((ROW(A284)-52)/50,0)+4)","v":0},{"$f":"LEFT(INDIRECT(\"'Space-by-Space Method'!BJ\"&ROUNDDOWN((ROW(A284)-52)/50,0)+4),3)","v":""},{"$f":"INDIRECT(\"'Fixture Schedule'!L\"&MOD(ROW(A284)-52,50)+9)","v":0},{"$f":"INDIRECT(\"'Fixture Schedule'!O\"&MOD(ROW(A284)-52,50)+9)","v":0},{"$f":"INDIRECT(\"'Space-by-Space Method'!F\"&ROUNDDOWN((ROW(A284)-52)/50,0)+4)","v":0},{"$f":"INDIRECT(\"'Fixture Schedule'!L\"&MOD(ROW(A284)-52,50)+9)","v":0},{"$f":"INDIRECT(\"'Space-by-Space Method'!D\"&ROUNDDOWN((ROW(A284)-52)/50,0)+4)","v":0},{"$f":"INDIRECT(\"'Space-by-Space Method'!E\"&ROUNDDOWN((ROW(A284)-52)/50,0)+4)","v":1}]
[{"$f":"IF(InteriorCalcType=2,IF(OR(AM285=0,AN285=\"DNQ\")=TRUE,\"\",INDIRECT(\"'Fixture Schedule'!M\"&MOD(ROW(A285)-52,50)+9)),\"\")","v":""},{"$f":"IF(A285=\"\",\"\",INDIRECT(\"'Fixture Schedule'!E\"&MOD(ROW(A285)-52,50)+9))","v":""},{"$f":"IF(A285=\"\",\"\",INDIRECT(\"'Fixture Schedule'!F\"&MOD(ROW(A285)-52,50)+9))","v":""},{"$f":"IF(A285=\"\",\"\",INDIRECT(\"'Fixture Schedule'!L\"&MOD(ROW(A285)-52,50)+9))","v":""},"",null,null,{"$f":"IF(A285=\"\",\"\",IF(AP285=1,Summary!$C$12*(AO285)/(SUM('Space-by-Space Method'!$BO$4:$BO$78,SUM('Exterior Lighting'!$BL$5:$BL$25))),0))","v":""},{"$f":"IF(A285=\"\",\"\",IF(START!$B$34=1,INDIRECT(\"'Space-by-Space Method'!\"&SUBSTITUTE(ADDRESS(1,MOD(ROW(A285)-52,50)+10,4),\"1\",\"\")&ROUNDDOWN((ROW(A285)-52)/50,0)+4),\"\"))","v":""},{"$f":"IF(A285=\"\",\"\",IF(AP285=1,Summary!$F$11*(AO285)/(SUM('Space-by-Space Method'!$BO$4:$BO$78,SUM('Exterior Lighting'!$BL$5:$BL$25))),0))","v":""},{"$f":"IF(A285=\"\",\"\",IF(AP285=1,Summary!$E$11*(AO285)/(SUM('Space-by-Space Method'!$BO$4:$BO$78,SUM('Exterior Lighting'!$BL$5:$BL$25))),0))","v":""},{"$f":"IF(A285=\"\",\"\",IF(AP285=1,Summary!$G$11*(AO285)/(SUM('Space-by-Space Method'!$BO$4:$BO$78,SUM('Exterior Lighting'!$BL$5:$BL$25))),0))","v":""},{"$f":"IF(A285=\"\",\"\",IF(AP285=1,Summary!$H$11*(AO285)/(SUM('Space-by-Space Method'!$BO$4:$BO$78)),0))","v":""},{"$f":"IF(A285=\"\",\"\",IF(AP285=1,Summary!$I$11*(AO285)/(SUM('Space-by-Space Method'!$BO$4:$BO$78)),0))","v":""},null,null,null,{"$f":"IF(A285=\"\",\"\",IF(START!$B$34=2,INDIRECT(\"'Space-by-Space Method'!\"&SUBSTITUTE(ADDRESS(1,MOD(ROW(A285)-52,50)+10,4),\"1\",\"\")&ROUNDDOWN((ROW(A285)-52)/50,0)+4),\"\"))","v":""},{"$f":"IF(A285=\"\",\"\",INDIRECT(\"'Space-by-Space Method'!C\"&ROUNDDOWN((ROW(A285)-52)/50,0)+4))","v":""},{"$f":"IF(A285=\"\",\"\",IF(COUNTIF(CommonSpaceTypes,AQ285)>0,INDIRECT(\"'Space-by-Space Method'!F\"&ROUNDDOWN((ROW(A285)-52)/50,0)+4),\"\"))","v":""},{"$f":"IF(A285=\"\",\"\",IF(COUNTIF(BuildingSpecificSpaceTypes,AQ285)>0,INDIRECT(\"'Space-by-Space Method'!F\"&ROUNDDOWN((ROW(A285)-52)/50,0)+4),\"\"))","v":""},{"$f":"IF(A285=\"\",\"\",INDIRECT(\"'Fixture Schedule'!D\"&MOD(ROW(A285)-52,50)+9))","v":""},{"$f":"IF(A285=\"\",\"\",IF(AR285=\"\",\"\",INDIRECT(\"'Fixture Schedule'!K\"&MOD(ROW(A285)-52,50)+9)))","v":""},"",{"$f":"IF(A285=\"\",\"\",INDIRECT(\"'Fixture Schedule'!L\"&MOD(ROW(A285)-52,50)+9))","v":""},null,null,null,null,null,null,null,null,null,null,null,null,null,{"$f":"INDIRECT(\"'Space-by-Space Method'!\"&SUBSTITUTE(ADDRESS(1,MOD(ROW(A285)-52,50)+10,4),\"1\",\"\")&ROUNDDOWN((ROW(A285)-52)/50,0)+4)","v":0},{"$f":"LEFT(INDIRECT(\"'Space-by-Space Method'!BJ\"&ROUNDDOWN((ROW(A285)-52)/50,0)+4),3)","v":""},{"$f":"INDIRECT(\"'Fixture Schedule'!L\"&MOD(ROW(A285)-52,50)+9)","v":0},{"$f":"INDIRECT(\"'Fixture Schedule'!O\"&MOD(ROW(A285)-52,50)+9)","v":0},{"$f":"INDIRECT(\"'Space-by-Space Method'!F\"&ROUNDDOWN((ROW(A285)-52)/50,0)+4)","v":0},{"$f":"INDIRECT(\"'Fixture Schedule'!L\"&MOD(ROW(A285)-52,50)+9)","v":0},{"$f":"INDIRECT(\"'Space-by-Space Method'!D\"&ROUNDDOWN((ROW(A285)-52)/50,0)+4)","v":0},{"$f":"INDIRECT(\"'Space-by-Space Method'!E\"&ROUNDDOWN((ROW(A285)-52)/50,0)+4)","v":1}]
[{"$f":"IF(InteriorCalcType=2,IF(OR(AM286=0,AN286=\"DNQ\")=TRUE,\"\",INDIRECT(\"'Fixture Schedule'!M\"&MOD(ROW(A286)-52,50)+9)),\"\")","v":""},{"$f":"IF(A286=\"\",\"\",INDIRECT(\"'Fixture Schedule'!E\"&MOD(ROW(A286)-52,50)+9))","v":""},{"$f":"IF(A286=\"\",\"\",INDIRECT(\"'Fixture Schedule'!F\"&MOD(ROW(A286)-52,50)+9))","v":""},{"$f":"IF(A286=\"\",\"\",INDIRECT(\"'Fixture Schedule'!L\"&MOD(ROW(A286)-52,50)+9))","v":""},"",null,null,{"$f":"IF(A286=\"\",\"\",IF(AP286=1,Summary!$C$12*(AO286)/(SUM('Space-by-Space Method'!$BO$4:$BO$78,SUM('Exterior Lighting'!$BL$5:$BL$25))),0))","v":""},{"$f":"IF(A286=\"\",\"\",IF(START!$B$34=1,INDIRECT(\"'Space-by-Space Method'!\"&SUBSTITUTE(ADDRESS(1,MOD(ROW(A286)-52,50)+10,4),\"1\",\"\")&ROUNDDOWN((ROW(A286)-52)/50,0)+4),\"\"))","v":""},{"$f":"IF(A286=\"\",\"\",IF(AP286=1,Summary!$F$11*(AO286)/(SUM('Space-by-Space Method'!$BO$4:$BO$78,SUM('Exterior Lighting'!$BL$5:$BL$25))),0))","v":""},{"$f":"IF(A286=\"\",\"\",IF(AP286=1,Summary!$E$11*(AO286)/(SUM('Space-by-Space Method'!$BO$4:$BO$78,SUM('Exterior Lighting'!$BL$5:$BL$25))),0))","v":""},{"$f":"IF(A286=\"\",\"\",IF(AP286=1,Summary!$G$11*(AO286)/(SUM('Space-by-Space Method'!$BO$4:$BO$78,SUM('Exterior Lighting'!$BL$5:$BL$25))),0))","v":""},{"$f":"IF(A286=\"\",\"\",IF(AP286=1,Summary!$H$11*(AO286)/(SUM('Space-by-Space Method'!$BO$4:$BO$78)),0))","v":""},{"$f":"IF(A286=\"\",\"\",IF(AP286=1,Summary!$I$11*(AO286)/(SUM('Space-by-Space Method'!$BO$4:$BO$78)),0))","v":""},null,null,null,{"$f":"IF(A286=\"\",\"\",IF(START!$B$34=2,INDIRECT(\"'Space-by-Space Method'!\"&SUBSTITUTE(ADDRESS(1,MOD(ROW(A286)-52,50)+10,4),\"1\",\"\")&ROUNDDOWN((ROW(A286)-52)/50,0)+4),\"\"))","v":""},{"$f":"IF(A286=\"\",\"\",INDIRECT(\"'Space-by-Space Method'!C\"&ROUNDDOWN((ROW(A286)-52)/50,0)+4))","v":""},{"$f":"IF(A286=\"\",\"\",IF(COUNTIF(CommonSpaceTypes,AQ286)>0,INDIRECT(\"'Space-by-Space Method'!F\"&ROUNDDOWN((ROW(A286)-52)/50,0)+4),\"\"))","v":""},{"$f":"IF(A286=\"\",\"\",IF(COUNTIF(BuildingSpecificSpaceTypes,AQ286)>0,INDIRECT(\"'Space-by-Space Method'!F\"&ROUNDDOWN((ROW(A286)-52)/50,0)+4),\"\"))","v":""},{"$f":"IF(A286=\"\",\"\",INDIRECT(\"'Fixture Schedule'!D\"&MOD(ROW(A286)-52,50)+9))","v":""},{"$f":"IF(A286=\"\",\"\",IF(AR286=\"\",\"\",INDIRECT(\"'Fixture Schedule'!K\"&MOD(ROW(A286)-52,50)+9)))","v":""},"",{"$f":"IF(A286=\"\",\"\",INDIRECT(\"'Fixture Schedule'!L\"&MOD(ROW(A286)-52,50)+9))","v":""},null,null,null,null,null,null,null,null,null,null,null,null,null,{"$f":"INDIRECT(\"'Space-by-Space Method'!\"&SUBSTITUTE(ADDRESS(1,MOD(ROW(A286)-52,50)+10,4),\"1\",\"\")&ROUNDDOWN((ROW(A286)-52)/50,0)+4)","v":0},{"$f":"LEFT(INDIRECT(\"'Space-by-Space Method'!BJ\"&ROUNDDOWN((ROW(A286)-52)/50,0)+4),3)","v":""},{"$f":"INDIRECT(\"'Fixture Schedule'!L\"&MOD(ROW(A286)-52,50)+9)","v":0},{"$f":"INDIRECT(\"'Fixture Schedule'!O\"&MOD(ROW(A286)-52,50)+9)","v":0},{"$f":"INDIRECT(\"'Space-by-Space Method'!F\"&ROUNDDOWN((ROW(A286)-52)/50,0)+4)","v":0},{"$f":"INDIRECT(\"'Fixture Schedule'!L\"&MOD(ROW(A286)-52,50)+9)","v":0},{"$f":"INDIRECT(\"'Space-by-Space Method'!D\"&ROUNDDOWN((ROW(A286)-52)/50,0)+4)","v":0},{"$f":"INDIRECT(\"'Space-by-Space Method'!E\"&ROUNDDOWN((ROW(A286)-52)/50,0)+4)","v":1}]
[{"$f":"IF(InteriorCalcType=2,IF(OR(AM287=0,AN287=\"DNQ\")=TRUE,\"\",INDIRECT(\"'Fixture Schedule'!M\"&MOD(ROW(A287)-52,50)+9)),\"\")","v":""},{"$f":"IF(A287=\"\",\"\",INDIRECT(\"'Fixture Schedule'!E\"&MOD(ROW(A287)-52,50)+9))","v":""},{"$f":"IF(A287=\"\",\"\",INDIRECT(\"'Fixture Schedule'!F\"&MOD(ROW(A287)-52,50)+9))","v":""},{"$f":"IF(A287=\"\",\"\",INDIRECT(\"'Fixture Schedule'!L\"&MOD(ROW(A287)-52,50)+9))","v":""},"",null,null,{"$f":"IF(A287=\"\",\"\",IF(AP287=1,Summary!$C$12*(AO287)/(SUM('Space-by-Space Method'!$BO$4:$BO$78,SUM('Exterior Lighting'!$BL$5:$BL$25))),0))","v":""},{"$f":"IF(A287=\"\",\"\",IF(START!$B$34=1,INDIRECT(\"'Space-by-Space Method'!\"&SUBSTITUTE(ADDRESS(1,MOD(ROW(A287)-52,50)+10,4),\"1\",\"\")&ROUNDDOWN((ROW(A287)-52)/50,0)+4),\"\"))","v":""},{"$f":"IF(A287=\"\",\"\",IF(AP287=1,Summary!$F$11*(AO287)/(SUM('Space-by-Space Method'!$BO$4:$BO$78,SUM('Exterior Lighting'!$BL$5:$BL$25))),0))","v":""},{"$f":"IF(A287=\"\",\"\",IF(AP287=1,Summary!$E$11*(AO287)/(SUM('Space-by-Space Method'!$BO$4:$BO$78,SUM('Exterior Lighting'!$BL$5:$BL$25))),0))","v":""},{"$f":"IF(A287=\"\",\"\",IF(AP287=1,Summary!$G$11*(AO287)/(SUM('Space-by-Space Method'!$BO$4:$BO$78,SUM('Exterior Lighting'!$BL$5:$BL$25))),0))","v":""},{"$f":"IF(A287=\"\",\"\",IF(AP287=1,Summary!$H$11*(AO287)/(SUM('Space-by-Space Method'!$BO$4:$BO$78)),0))","v":""},{"$f":"IF(A287=\"\",\"\",IF(AP287=1,Summary!$I$11*(AO287)/(SUM('Space-by-Space Method'!$BO$4:$BO$78)),0))","v":""},null,null,null,{"$f":"IF(A287=\"\",\"\",IF(START!$B$34=2,INDIRECT(\"'Space-by-Space Method'!\"&SUBSTITUTE(ADDRESS(1,MOD(ROW(A287)-52,50)+10,4),\"1\",\"\")&ROUNDDOWN((ROW(A287)-52)/50,0)+4),\"\"))","v":""},{"$f":"IF(A287=\"\",\"\",INDIRECT(\"'Space-by-Space Method'!C\"&ROUNDDOWN((ROW(A287)-52)/50,0)+4))","v":""},{"$f":"IF(A287=\"\",\"\",IF(COUNTIF(CommonSpaceTypes,AQ287)>0,INDIRECT(\"'Space-by-Space Method'!F\"&ROUNDDOWN((ROW(A287)-52)/50,0)+4),\"\"))","v":""},{"$f":"IF(A287=\"\",\"\",IF(COUNTIF(BuildingSpecificSpaceTypes,AQ287)>0,INDIRECT(\"'Space-by-Space Method'!F\"&ROUNDDOWN((ROW(A287)-52)/50,0)+4),\"\"))","v":""},{"$f":"IF(A287=\"\",\"\",INDIRECT(\"'Fixture Schedule'!D\"&MOD(ROW(A287)-52,50)+9))","v":""},{"$f":"IF(A287=\"\",\"\",IF(AR287=\"\",\"\",INDIRECT(\"'Fixture Schedule'!K\"&MOD(ROW(A287)-52,50)+9)))","v":""},"",{"$f":"IF(A287=\"\",\"\",INDIRECT(\"'Fixture Schedule'!L\"&MOD(ROW(A287)-52,50)+9))","v":""},null,null,null,null,null,null,null,null,null,null,null,null,null,{"$f":"INDIRECT(\"'Space-by-Space Method'!\"&SUBSTITUTE(ADDRESS(1,MOD(ROW(A287)-52,50)+10,4),\"1\",\"\")&ROUNDDOWN((ROW(A287)-52)/50,0)+4)","v":0},{"$f":"LEFT(INDIRECT(\"'Space-by-Space Method'!BJ\"&ROUNDDOWN((ROW(A287)-52)/50,0)+4),3)","v":""},{"$f":"INDIRECT(\"'Fixture Schedule'!L\"&MOD(ROW(A287)-52,50)+9)","v":0},{"$f":"INDIRECT(\"'Fixture Schedule'!O\"&MOD(ROW(A287)-52,50)+9)","v":0},{"$f":"INDIRECT(\"'Space-by-Space Method'!F\"&ROUNDDOWN((ROW(A287)-52)/50,0)+4)","v":0},{"$f":"INDIRECT(\"'Fixture Schedule'!L\"&MOD(ROW(A287)-52,50)+9)","v":0},{"$f":"INDIRECT(\"'Space-by-Space Method'!D\"&ROUNDDOWN((ROW(A287)-52)/50,0)+4)","v":0},{"$f":"INDIRECT(\"'Space-by-Space Method'!E\"&ROUNDDOWN((ROW(A287)-52)/50,0)+4)","v":1}]
[{"$f":"IF(InteriorCalcType=2,IF(OR(AM288=0,AN288=\"DNQ\")=TRUE,\"\",INDIRECT(\"'Fixture Schedule'!M\"&MOD(ROW(A288)-52,50)+9)),\"\")","v":""},{"$f":"IF(A288=\"\",\"\",INDIRECT(\"'Fixture Schedule'!E\"&MOD(ROW(A288)-52,50)+9))","v":""},{"$f":"IF(A288=\"\",\"\",INDIRECT(\"'Fixture Schedule'!F\"&MOD(ROW(A288)-52,50)+9))","v":""},{"$f":"IF(A288=\"\",\"\",INDIRECT(\"'Fixture Schedule'!L\"&MOD(ROW(A288)-52,50)+9))","v":""},"",null,null,{"$f":"IF(A288=\"\",\"\",IF(AP288=1,Summary!$C$12*(AO288)/(SUM('Space-by-Space Method'!$BO$4:$BO$78,SUM('Exterior Lighting'!$BL$5:$BL$25))),0))","v":""},{"$f":"IF(A288=\"\",\"\",IF(START!$B$34=1,INDIRECT(\"'Space-by-Space Method'!\"&SUBSTITUTE(ADDRESS(1,MOD(ROW(A288)-52,50)+10,4),\"1\",\"\")&ROUNDDOWN((ROW(A288)-52)/50,0)+4),\"\"))","v":""},{"$f":"IF(A288=\"\",\"\",IF(AP288=1,Summary!$F$11*(AO288)/(SUM('Space-by-Space Method'!$BO$4:$BO$78,SUM('Exterior Lighting'!$BL$5:$BL$25))),0))","v":""},{"$f":"IF(A288=\"\",\"\",IF(AP288=1,Summary!$E$11*(AO288)/(SUM('Space-by-Space Method'!$BO$4:$BO$78,SUM('Exterior Lighting'!$BL$5:$BL$25))),0))","v":""},{"$f":"IF(A288=\"\",\"\",IF(AP288=1,Summary!$G$11*(AO288)/(SUM('Space-by-Space Method'!$BO$4:$BO$78,SUM('Exterior Lighting'!$BL$5:$BL$25))),0))","v":""},{"$f":"IF(A288=\"\",\"\",IF(AP288=1,Summary!$H$11*(AO288)/(SUM('Space-by-Space Method'!$BO$4:$BO$78)),0))","v":""},{"$f":"IF(A288=\"\",\"\",IF(AP288=1,Summary!$I$11*(AO288)/(SUM('Space-by-Space Method'!$BO$4:$BO$78)),0))","v":""},null,null,null,{"$f":"IF(A288=\"\",\"\",IF(START!$B$34=2,INDIRECT(\"'Space-by-Space Method'!\"&SUBSTITUTE(ADDRESS(1,MOD(ROW(A288)-52,50)+10,4),\"1\",\"\")&ROUNDDOWN((ROW(A288)-52)/50,0)+4),\"\"))","v":""},{"$f":"IF(A288=\"\",\"\",INDIRECT(\"'Space-by-Space Method'!C\"&ROUNDDOWN((ROW(A288)-52)/50,0)+4))","v":""},{"$f":"IF(A288=\"\",\"\",IF(COUNTIF(CommonSpaceTypes,AQ288)>0,INDIRECT(\"'Space-by-Space Method'!F\"&ROUNDDOWN((ROW(A288)-52)/50,0)+4),\"\"))","v":""},{"$f":"IF(A288=\"\",\"\",IF(COUNTIF(BuildingSpecificSpaceTypes,AQ288)>0,INDIRECT(\"'Space-by-Space Method'!F\"&ROUNDDOWN((ROW(A288)-52)/50,0)+4),\"\"))","v":""},{"$f":"IF(A288=\"\",\"\",INDIRECT(\"'Fixture Schedule'!D\"&MOD(ROW(A288)-52,50)+9))","v":""},{"$f":"IF(A288=\"\",\"\",IF(AR288=\"\",\"\",INDIRECT(\"'Fixture Schedule'!K\"&MOD(ROW(A288)-52,50)+9)))","v":""},"",{"$f":"IF(A288=\"\",\"\",INDIRECT(\"'Fixture Schedule'!L\"&MOD(ROW(A288)-52,50)+9))","v":""},null,null,null,null,null,null,null,null,null,null,null,null,null,{"$f":"INDIRECT(\"'Space-by-Space Method'!\"&SUBSTITUTE(ADDRESS(1,MOD(ROW(A288)-52,50)+10,4),\"1\",\"\")&ROUNDDOWN((ROW(A288)-52)/50,0)+4)","v":0},{"$f":"LEFT(INDIRECT(\"'Space-by-Space Method'!BJ\"&ROUNDDOWN((ROW(A288)-52)/50,0)+4),3)","v":""},{"$f":"INDIRECT(\"'Fixture Schedule'!L\"&MOD(ROW(A288)-52,50)+9)","v":0},{"$f":"INDIRECT(\"'Fixture Schedule'!O\"&MOD(ROW(A288)-52,50)+9)","v":0},{"$f":"INDIRECT(\"'Space-by-Space Method'!F\"&ROUNDDOWN((ROW(A288)-52)/50,0)+4)","v":0},{"$f":"INDIRECT(\"'Fixture Schedule'!L\"&MOD(ROW(A288)-52,50)+9)","v":0},{"$f":"INDIRECT(\"'Space-by-Space Method'!D\"&ROUNDDOWN((ROW(A288)-52)/50,0)+4)","v":0},{"$f":"INDIRECT(\"'Space-by-Space Method'!E\"&ROUNDDOWN((ROW(A288)-52)/50,0)+4)","v":1}]
[{"$f":"IF(InteriorCalcType=2,IF(OR(AM289=0,AN289=\"DNQ\")=TRUE,\"\",INDIRECT(\"'Fixture Schedule'!M\"&MOD(ROW(A289)-52,50)+9)),\"\")","v":""},{"$f":"IF(A289=\"\",\"\",INDIRECT(\"'Fixture Schedule'!E\"&MOD(ROW(A289)-52,50)+9))","v":""},{"$f":"IF(A289=\"\",\"\",INDIRECT(\"'Fixture Schedule'!F\"&MOD(ROW(A289)-52,50)+9))","v":""},{"$f":"IF(A289=\"\",\"\",INDIRECT(\"'Fixture Schedule'!L\"&MOD(ROW(A289)-52,50)+9))","v":""},"",null,null,{"$f":"IF(A289=\"\",\"\",IF(AP289=1,Summary!$C$12*(AO289)/(SUM('Space-by-Space Method'!$BO$4:$BO$78,SUM('Exterior Lighting'!$BL$5:$BL$25))),0))","v":""},{"$f":"IF(A289=\"\",\"\",IF(START!$B$34=1,INDIRECT(\"'Space-by-Space Method'!\"&SUBSTITUTE(ADDRESS(1,MOD(ROW(A289)-52,50)+10,4),\"1\",\"\")&ROUNDDOWN((ROW(A289)-52)/50,0)+4),\"\"))","v":""},{"$f":"IF(A289=\"\",\"\",IF(AP289=1,Summary!$F$11*(AO289)/(SUM('Space-by-Space Method'!$BO$4:$BO$78,SUM('Exterior Lighting'!$BL$5:$BL$25))),0))","v":""},{"$f":"IF(A289=\"\",\"\",IF(AP289=1,Summary!$E$11*(AO289)/(SUM('Space-by-Space Method'!$BO$4:$BO$78,SUM('Exterior Lighting'!$BL$5:$BL$25))),0))","v":""},{"$f":"IF(A289=\"\",\"\",IF(AP289=1,Summary!$G$11*(AO289)/(SUM('Space-by-Space Method'!$BO$4:$BO$78,SUM('Exterior Lighting'!$BL$5:$BL$25))),0))","v":""},{"$f":"IF(A289=\"\",\"\",IF(AP289=1,Summary!$H$11*(AO289)/(SUM('Space-by-Space Method'!$BO$4:$BO$78)),0))","v":""},{"$f":"IF(A289=\"\",\"\",IF(AP289=1,Summary!$I$11*(AO289)/(SUM('Space-by-Space Method'!$BO$4:$BO$78)),0))","v":""},null,null,null,{"$f":"IF(A289=\"\",\"\",IF(START!$B$34=2,INDIRECT(\"'Space-by-Space Method'!\"&SUBSTITUTE(ADDRESS(1,MOD(ROW(A289)-52,50)+10,4),\"1\",\"\")&ROUNDDOWN((ROW(A289)-52)/50,0)+4),\"\"))","v":""},{"$f":"IF(A289=\"\",\"\",INDIRECT(\"'Space-by-Space Method'!C\"&ROUNDDOWN((ROW(A289)-52)/50,0)+4))","v":""},{"$f":"IF(A289=\"\",\"\",IF(COUNTIF(CommonSpaceTypes,AQ289)>0,INDIRECT(\"'Space-by-Space Method'!F\"&ROUNDDOWN((ROW(A289)-52)/50,0)+4),\"\"))","v":""},{"$f":"IF(A289=\"\",\"\",IF(COUNTIF(BuildingSpecificSpaceTypes,AQ289)>0,INDIRECT(\"'Space-by-Space Method'!F\"&ROUNDDOWN((ROW(A289)-52)/50,0)+4),\"\"))","v":""},{"$f":"IF(A289=\"\",\"\",INDIRECT(\"'Fixture Schedule'!D\"&MOD(ROW(A289)-52,50)+9))","v":""},{"$f":"IF(A289=\"\",\"\",IF(AR289=\"\",\"\",INDIRECT(\"'Fixture Schedule'!K\"&MOD(ROW(A289)-52,50)+9)))","v":""},"",{"$f":"IF(A289=\"\",\"\",INDIRECT(\"'Fixture Schedule'!L\"&MOD(ROW(A289)-52,50)+9))","v":""},null,null,null,null,null,null,null,null,null,null,null,null,null,{"$f":"INDIRECT(\"'Space-by-Space Method'!\"&SUBSTITUTE(ADDRESS(1,MOD(ROW(A289)-52,50)+10,4),\"1\",\"\")&ROUNDDOWN((ROW(A289)-52)/50,0)+4)","v":0},{"$f":"LEFT(INDIRECT(\"'Space-by-Space Method'!BJ\"&ROUNDDOWN((ROW(A289)-52)/50,0)+4),3)","v":""},{"$f":"INDIRECT(\"'Fixture Schedule'!L\"&MOD(ROW(A289)-52,50)+9)","v":0},{"$f":"INDIRECT(\"'Fixture Schedule'!O\"&MOD(ROW(A289)-52,50)+9)","v":0},{"$f":"INDIRECT(\"'Space-by-Space Method'!F\"&ROUNDDOWN((ROW(A289)-52)/50,0)+4)","v":0},{"$f":"INDIRECT(\"'Fixture Schedule'!L\"&MOD(ROW(A289)-52,50)+9)","v":0},{"$f":"INDIRECT(\"'Space-by-Space Method'!D\"&ROUNDDOWN((ROW(A289)-52)/50,0)+4)","v":0},{"$f":"INDIRECT(\"'Space-by-Space Method'!E\"&ROUNDDOWN((ROW(A289)-52)/50,0)+4)","v":1}]
[{"$f":"IF(InteriorCalcType=2,IF(OR(AM290=0,AN290=\"DNQ\")=TRUE,\"\",INDIRECT(\"'Fixture Schedule'!M\"&MOD(ROW(A290)-52,50)+9)),\"\")","v":""},{"$f":"IF(A290=\"\",\"\",INDIRECT(\"'Fixture Schedule'!E\"&MOD(ROW(A290)-52,50)+9))","v":""},{"$f":"IF(A290=\"\",\"\",INDIRECT(\"'Fixture Schedule'!F\"&MOD(ROW(A290)-52,50)+9))","v":""},{"$f":"IF(A290=\"\",\"\",INDIRECT(\"'Fixture Schedule'!L\"&MOD(ROW(A290)-52,50)+9))","v":""},"",null,null,{"$f":"IF(A290=\"\",\"\",IF(AP290=1,Summary!$C$12*(AO290)/(SUM('Space-by-Space Method'!$BO$4:$BO$78,SUM('Exterior Lighting'!$BL$5:$BL$25))),0))","v":""},{"$f":"IF(A290=\"\",\"\",IF(START!$B$34=1,INDIRECT(\"'Space-by-Space Method'!\"&SUBSTITUTE(ADDRESS(1,MOD(ROW(A290)-52,50)+10,4),\"1\",\"\")&ROUNDDOWN((ROW(A290)-52)/50,0)+4),\"\"))","v":""},{"$f":"IF(A290=\"\",\"\",IF(AP290=1,Summary!$F$11*(AO290)/(SUM('Space-by-Space Method'!$BO$4:$BO$78,SUM('Exterior Lighting'!$BL$5:$BL$25))),0))","v":""},{"$f":"IF(A290=\"\",\"\",IF(AP290=1,Summary!$E$11*(AO290)/(SUM('Space-by-Space Method'!$BO$4:$BO$78,SUM('Exterior Lighting'!$BL$5:$BL$25))),0))","v":""},{"$f":"IF(A290=\"\",\"\",IF(AP290=1,Summary!$G$11*(AO290)/(SUM('Space-by-Space Method'!$BO$4:$BO$78,SUM('Exterior Lighting'!$BL$5:$BL$25))),0))","v":""},{"$f":"IF(A290=\"\",\"\",IF(AP290=1,Summary!$H$11*(AO290)/(SUM('Space-by-Space Method'!$BO$4:$BO$78)),0))","v":""},{"$f":"IF(A290=\"\",\"\",IF(AP290=1,Summary!$I$11*(AO290)/(SUM('Space-by-Space Method'!$BO$4:$BO$78)),0))","v":""},null,null,null,{"$f":"IF(A290=\"\",\"\",IF(START!$B$34=2,INDIRECT(\"'Space-by-Space Method'!\"&SUBSTITUTE(ADDRESS(1,MOD(ROW(A290)-52,50)+10,4),\"1\",\"\")&ROUNDDOWN((ROW(A290)-52)/50,0)+4),\"\"))","v":""},{"$f":"IF(A290=\"\",\"\",INDIRECT(\"'Space-by-Space Method'!C\"&ROUNDDOWN((ROW(A290)-52)/50,0)+4))","v":""},{"$f":"IF(A290=\"\",\"\",IF(COUNTIF(CommonSpaceTypes,AQ290)>0,INDIRECT(\"'Space-by-Space Method'!F\"&ROUNDDOWN((ROW(A290)-52)/50,0)+4),\"\"))","v":""},{"$f":"IF(A290=\"\",\"\",IF(COUNTIF(BuildingSpecificSpaceTypes,AQ290)>0,INDIRECT(\"'Space-by-Space Method'!F\"&ROUNDDOWN((ROW(A290)-52)/50,0)+4),\"\"))","v":""},{"$f":"IF(A290=\"\",\"\",INDIRECT(\"'Fixture Schedule'!D\"&MOD(ROW(A290)-52,50)+9))","v":""},{"$f":"IF(A290=\"\",\"\",IF(AR290=\"\",\"\",INDIRECT(\"'Fixture Schedule'!K\"&MOD(ROW(A290)-52,50)+9)))","v":""},"",{"$f":"IF(A290=\"\",\"\",INDIRECT(\"'Fixture Schedule'!L\"&MOD(ROW(A290)-52,50)+9))","v":""},null,null,null,null,null,null,null,null,null,null,null,null,null,{"$f":"INDIRECT(\"'Space-by-Space Method'!\"&SUBSTITUTE(ADDRESS(1,MOD(ROW(A290)-52,50)+10,4),\"1\",\"\")&ROUNDDOWN((ROW(A290)-52)/50,0)+4)","v":0},{"$f":"LEFT(INDIRECT(\"'Space-by-Space Method'!BJ\"&ROUNDDOWN((ROW(A290)-52)/50,0)+4),3)","v":""},{"$f":"INDIRECT(\"'Fixture Schedule'!L\"&MOD(ROW(A290)-52,50)+9)","v":0},{"$f":"INDIRECT(\"'Fixture Schedule'!O\"&MOD(ROW(A290)-52,50)+9)","v":0},{"$f":"INDIRECT(\"'Space-by-Space Method'!F\"&ROUNDDOWN((ROW(A290)-52)/50,0)+4)","v":0},{"$f":"INDIRECT(\"'Fixture Schedule'!L\"&MOD(ROW(A290)-52,50)+9)","v":0},{"$f":"INDIRECT(\"'Space-by-Space Method'!D\"&ROUNDDOWN((ROW(A290)-52)/50,0)+4)","v":0},{"$f":"INDIRECT(\"'Space-by-Space Method'!E\"&ROUNDDOWN((ROW(A290)-52)/50,0)+4)","v":1}]
[{"$f":"IF(InteriorCalcType=2,IF(OR(AM291=0,AN291=\"DNQ\")=TRUE,\"\",INDIRECT(\"'Fixture Schedule'!M\"&MOD(ROW(A291)-52,50)+9)),\"\")","v":""},{"$f":"IF(A291=\"\",\"\",INDIRECT(\"'Fixture Schedule'!E\"&MOD(ROW(A291)-52,50)+9))","v":""},{"$f":"IF(A291=\"\",\"\",INDIRECT(\"'Fixture Schedule'!F\"&MOD(ROW(A291)-52,50)+9))","v":""},{"$f":"IF(A291=\"\",\"\",INDIRECT(\"'Fixture Schedule'!L\"&MOD(ROW(A291)-52,50)+9))","v":""},"",null,null,{"$f":"IF(A291=\"\",\"\",IF(AP291=1,Summary!$C$12*(AO291)/(SUM('Space-by-Space Method'!$BO$4:$BO$78,SUM('Exterior Lighting'!$BL$5:$BL$25))),0))","v":""},{"$f":"IF(A291=\"\",\"\",IF(START!$B$34=1,INDIRECT(\"'Space-by-Space Method'!\"&SUBSTITUTE(ADDRESS(1,MOD(ROW(A291)-52,50)+10,4),\"1\",\"\")&ROUNDDOWN((ROW(A291)-52)/50,0)+4),\"\"))","v":""},{"$f":"IF(A291=\"\",\"\",IF(AP291=1,Summary!$F$11*(AO291)/(SUM('Space-by-Space Method'!$BO$4:$BO$78,SUM('Exterior Lighting'!$BL$5:$BL$25))),0))","v":""},{"$f":"IF(A291=\"\",\"\",IF(AP291=1,Summary!$E$11*(AO291)/(SUM('Space-by-Space Method'!$BO$4:$BO$78,SUM('Exterior Lighting'!$BL$5:$BL$25))),0))","v":""},{"$f":"IF(A291=\"\",\"\",IF(AP291=1,Summary!$G$11*(AO291)/(SUM('Space-by-Space Method'!$BO$4:$BO$78,SUM('Exterior Lighting'!$BL$5:$BL$25))),0))","v":""},{"$f":"IF(A291=\"\",\"\",IF(AP291=1,Summary!$H$11*(AO291)/(SUM('Space-by-Space Method'!$BO$4:$BO$78)),0))","v":""},{"$f":"IF(A291=\"\",\"\",IF(AP291=1,Summary!$I$11*(AO291)/(SUM('Space-by-Space Method'!$BO$4:$BO$78)),0))","v":""},null,null,null,{"$f":"IF(A291=\"\",\"\",IF(START!$B$34=2,INDIRECT(\"'Space-by-Space Method'!\"&SUBSTITUTE(ADDRESS(1,MOD(ROW(A291)-52,50)+10,4),\"1\",\"\")&ROUNDDOWN((ROW(A291)-52)/50,0)+4),\"\"))","v":""},{"$f":"IF(A291=\"\",\"\",INDIRECT(\"'Space-by-Space Method'!C\"&ROUNDDOWN((ROW(A291)-52)/50,0)+4))","v":""},{"$f":"IF(A291=\"\",\"\",IF(COUNTIF(CommonSpaceTypes,AQ291)>0,INDIRECT(\"'Space-by-Space Method'!F\"&ROUNDDOWN((ROW(A291)-52)/50,0)+4),\"\"))","v":""},{"$f":"IF(A291=\"\",\"\",IF(COUNTIF(BuildingSpecificSpaceTypes,AQ291)>0,INDIRECT(\"'Space-by-Space Method'!F\"&ROUNDDOWN((ROW(A291)-52)/50,0)+4),\"\"))","v":""},{"$f":"IF(A291=\"\",\"\",INDIRECT(\"'Fixture Schedule'!D\"&MOD(ROW(A291)-52,50)+9))","v":""},{"$f":"IF(A291=\"\",\"\",IF(AR291=\"\",\"\",INDIRECT(\"'Fixture Schedule'!K\"&MOD(ROW(A291)-52,50)+9)))","v":""},"",{"$f":"IF(A291=\"\",\"\",INDIRECT(\"'Fixture Schedule'!L\"&MOD(ROW(A291)-52,50)+9))","v":""},null,null,null,null,null,null,null,null,null,null,null,null,null,{"$f":"INDIRECT(\"'Space-by-Space Method'!\"&SUBSTITUTE(ADDRESS(1,MOD(ROW(A291)-52,50)+10,4),\"1\",\"\")&ROUNDDOWN((ROW(A291)-52)/50,0)+4)","v":0},{"$f":"LEFT(INDIRECT(\"'Space-by-Space Method'!BJ\"&ROUNDDOWN((ROW(A291)-52)/50,0)+4),3)","v":""},{"$f":"INDIRECT(\"'Fixture Schedule'!L\"&MOD(ROW(A291)-52,50)+9)","v":0},{"$f":"INDIRECT(\"'Fixture Schedule'!O\"&MOD(ROW(A291)-52,50)+9)","v":0},{"$f":"INDIRECT(\"'Space-by-Space Method'!F\"&ROUNDDOWN((ROW(A291)-52)/50,0)+4)","v":0},{"$f":"INDIRECT(\"'Fixture Schedule'!L\"&MOD(ROW(A291)-52,50)+9)","v":0},{"$f":"INDIRECT(\"'Space-by-Space Method'!D\"&ROUNDDOWN((ROW(A291)-52)/50,0)+4)","v":0},{"$f":"INDIRECT(\"'Space-by-Space Method'!E\"&ROUNDDOWN((ROW(A291)-52)/50,0)+4)","v":1}]
[{"$f":"IF(InteriorCalcType=2,IF(OR(AM292=0,AN292=\"DNQ\")=TRUE,\"\",INDIRECT(\"'Fixture Schedule'!M\"&MOD(ROW(A292)-52,50)+9)),\"\")","v":""},{"$f":"IF(A292=\"\",\"\",INDIRECT(\"'Fixture Schedule'!E\"&MOD(ROW(A292)-52,50)+9))","v":""},{"$f":"IF(A292=\"\",\"\",INDIRECT(\"'Fixture Schedule'!F\"&MOD(ROW(A292)-52,50)+9))","v":""},{"$f":"IF(A292=\"\",\"\",INDIRECT(\"'Fixture Schedule'!L\"&MOD(ROW(A292)-52,50)+9))","v":""},"",null,null,{"$f":"IF(A292=\"\",\"\",IF(AP292=1,Summary!$C$12*(AO292)/(SUM('Space-by-Space Method'!$BO$4:$BO$78,SUM('Exterior Lighting'!$BL$5:$BL$25))),0))","v":""},{"$f":"IF(A292=\"\",\"\",IF(START!$B$34=1,INDIRECT(\"'Space-by-Space Method'!\"&SUBSTITUTE(ADDRESS(1,MOD(ROW(A292)-52,50)+10,4),\"1\",\"\")&ROUNDDOWN((ROW(A292)-52)/50,0)+4),\"\"))","v":""},{"$f":"IF(A292=\"\",\"\",IF(AP292=1,Summary!$F$11*(AO292)/(SUM('Space-by-Space Method'!$BO$4:$BO$78,SUM('Exterior Lighting'!$BL$5:$BL$25))),0))","v":""},{"$f":"IF(A292=\"\",\"\",IF(AP292=1,Summary!$E$11*(AO292)/(SUM('Space-by-Space Method'!$BO$4:$BO$78,SUM('Exterior Lighting'!$BL$5:$BL$25))),0))","v":""},{"$f":"IF(A292=\"\",\"\",IF(AP292=1,Summary!$G$11*(AO292)/(SUM('Space-by-Space Method'!$BO$4:$BO$78,SUM('Exterior Lighting'!$BL$5:$BL$25))),0))","v":""},{"$f":"IF(A292=\"\",\"\",IF(AP292=1,Summary!$H$11*(AO292)/(SUM('Space-by-Space Method'!$BO$4:$BO$78)),0))","v":""},{"$f":"IF(A292=\"\",\"\",IF(AP292=1,Summary!$I$11*(AO292)/(SUM('Space-by-Space Method'!$BO$4:$BO$78)),0))","v":""},null,null,null,{"$f":"IF(A292=\"\",\"\",IF(START!$B$34=2,INDIRECT(\"'Space-by-Space Method'!\"&SUBSTITUTE(ADDRESS(1,MOD(ROW(A292)-52,50)+10,4),\"1\",\"\")&ROUNDDOWN((ROW(A292)-52)/50,0)+4),\"\"))","v":""},{"$f":"IF(A292=\"\",\"\",INDIRECT(\"'Space-by-Space Method'!C\"&ROUNDDOWN((ROW(A292)-52)/50,0)+4))","v":""},{"$f":"IF(A292=\"\",\"\",IF(COUNTIF(CommonSpaceTypes,AQ292)>0,INDIRECT(\"'Space-by-Space Method'!F\"&ROUNDDOWN((ROW(A292)-52)/50,0)+4),\"\"))","v":""},{"$f":"IF(A292=\"\",\"\",IF(COUNTIF(BuildingSpecificSpaceTypes,AQ292)>0,INDIRECT(\"'Space-by-Space Method'!F\"&ROUNDDOWN((ROW(A292)-52)/50,0)+4),\"\"))","v":""},{"$f":"IF(A292=\"\",\"\",INDIRECT(\"'Fixture Schedule'!D\"&MOD(ROW(A292)-52,50)+9))","v":""},{"$f":"IF(A292=\"\",\"\",IF(AR292=\"\",\"\",INDIRECT(\"'Fixture Schedule'!K\"&MOD(ROW(A292)-52,50)+9)))","v":""},"",{"$f":"IF(A292=\"\",\"\",INDIRECT(\"'Fixture Schedule'!L\"&MOD(ROW(A292)-52,50)+9))","v":""},null,null,null,null,null,null,null,null,null,null,null,null,null,{"$f":"INDIRECT(\"'Space-by-Space Method'!\"&SUBSTITUTE(ADDRESS(1,MOD(ROW(A292)-52,50)+10,4),\"1\",\"\")&ROUNDDOWN((ROW(A292)-52)/50,0)+4)","v":0},{"$f":"LEFT(INDIRECT(\"'Space-by-Space Method'!BJ\"&ROUNDDOWN((ROW(A292)-52)/50,0)+4),3)","v":""},{"$f":"INDIRECT(\"'Fixture Schedule'!L\"&MOD(ROW(A292)-52,50)+9)","v":0},{"$f":"INDIRECT(\"'Fixture Schedule'!O\"&MOD(ROW(A292)-52,50)+9)","v":0},{"$f":"INDIRECT(\"'Space-by-Space Method'!F\"&ROUNDDOWN((ROW(A292)-52)/50,0)+4)","v":0},{"$f":"INDIRECT(\"'Fixture Schedule'!L\"&MOD(ROW(A292)-52,50)+9)","v":0},{"$f":"INDIRECT(\"'Space-by-Space Method'!D\"&ROUNDDOWN((ROW(A292)-52)/50,0)+4)","v":0},{"$f":"INDIRECT(\"'Space-by-Space Method'!E\"&ROUNDDOWN((ROW(A292)-52)/50,0)+4)","v":1}]
[{"$f":"IF(InteriorCalcType=2,IF(OR(AM293=0,AN293=\"DNQ\")=TRUE,\"\",INDIRECT(\"'Fixture Schedule'!M\"&MOD(ROW(A293)-52,50)+9)),\"\")","v":""},{"$f":"IF(A293=\"\",\"\",INDIRECT(\"'Fixture Schedule'!E\"&MOD(ROW(A293)-52,50)+9))","v":""},{"$f":"IF(A293=\"\",\"\",INDIRECT(\"'Fixture Schedule'!F\"&MOD(ROW(A293)-52,50)+9))","v":""},{"$f":"IF(A293=\"\",\"\",INDIRECT(\"'Fixture Schedule'!L\"&MOD(ROW(A293)-52,50)+9))","v":""},"",null,null,{"$f":"IF(A293=\"\",\"\",IF(AP293=1,Summary!$C$12*(AO293)/(SUM('Space-by-Space Method'!$BO$4:$BO$78,SUM('Exterior Lighting'!$BL$5:$BL$25))),0))","v":""},{"$f":"IF(A293=\"\",\"\",IF(START!$B$34=1,INDIRECT(\"'Space-by-Space Method'!\"&SUBSTITUTE(ADDRESS(1,MOD(ROW(A293)-52,50)+10,4),\"1\",\"\")&ROUNDDOWN((ROW(A293)-52)/50,0)+4),\"\"))","v":""},{"$f":"IF(A293=\"\",\"\",IF(AP293=1,Summary!$F$11*(AO293)/(SUM('Space-by-Space Method'!$BO$4:$BO$78,SUM('Exterior Lighting'!$BL$5:$BL$25))),0))","v":""},{"$f":"IF(A293=\"\",\"\",IF(AP293=1,Summary!$E$11*(AO293)/(SUM('Space-by-Space Method'!$BO$4:$BO$78,SUM('Exterior Lighting'!$BL$5:$BL$25))),0))","v":""},{"$f":"IF(A293=\"\",\"\",IF(AP293=1,Summary!$G$11*(AO293)/(SUM('Space-by-Space Method'!$BO$4:$BO$78,SUM('Exterior Lighting'!$BL$5:$BL$25))),0))","v":""},{"$f":"IF(A293=\"\",\"\",IF(AP293=1,Summary!$H$11*(AO293)/(SUM('Space-by-Space Method'!$BO$4:$BO$78)),0))","v":""},{"$f":"IF(A293=\"\",\"\",IF(AP293=1,Summary!$I$11*(AO293)/(SUM('Space-by-Space Method'!$BO$4:$BO$78)),0))","v":""},null,null,null,{"$f":"IF(A293=\"\",\"\",IF(START!$B$34=2,INDIRECT(\"'Space-by-Space Method'!\"&SUBSTITUTE(ADDRESS(1,MOD(ROW(A293)-52,50)+10,4),\"1\",\"\")&ROUNDDOWN((ROW(A293)-52)/50,0)+4),\"\"))","v":""},{"$f":"IF(A293=\"\",\"\",INDIRECT(\"'Space-by-Space Method'!C\"&ROUNDDOWN((ROW(A293)-52)/50,0)+4))","v":""},{"$f":"IF(A293=\"\",\"\",IF(COUNTIF(CommonSpaceTypes,AQ293)>0,INDIRECT(\"'Space-by-Space Method'!F\"&ROUNDDOWN((ROW(A293)-52)/50,0)+4),\"\"))","v":""},{"$f":"IF(A293=\"\",\"\",IF(COUNTIF(BuildingSpecificSpaceTypes,AQ293)>0,INDIRECT(\"'Space-by-Space Method'!F\"&ROUNDDOWN((ROW(A293)-52)/50,0)+4),\"\"))","v":""},{"$f":"IF(A293=\"\",\"\",INDIRECT(\"'Fixture Schedule'!D\"&MOD(ROW(A293)-52,50)+9))","v":""},{"$f":"IF(A293=\"\",\"\",IF(AR293=\"\",\"\",INDIRECT(\"'Fixture Schedule'!K\"&MOD(ROW(A293)-52,50)+9)))","v":""},"",{"$f":"IF(A293=\"\",\"\",INDIRECT(\"'Fixture Schedule'!L\"&MOD(ROW(A293)-52,50)+9))","v":""},null,null,null,null,null,null,null,null,null,null,null,null,null,{"$f":"INDIRECT(\"'Space-by-Space Method'!\"&SUBSTITUTE(ADDRESS(1,MOD(ROW(A293)-52,50)+10,4),\"1\",\"\")&ROUNDDOWN((ROW(A293)-52)/50,0)+4)","v":0},{"$f":"LEFT(INDIRECT(\"'Space-by-Space Method'!BJ\"&ROUNDDOWN((ROW(A293)-52)/50,0)+4),3)","v":""},{"$f":"INDIRECT(\"'Fixture Schedule'!L\"&MOD(ROW(A293)-52,50)+9)","v":0},{"$f":"INDIRECT(\"'Fixture Schedule'!O\"&MOD(ROW(A293)-52,50)+9)","v":0},{"$f":"INDIRECT(\"'Space-by-Space Method'!F\"&ROUNDDOWN((ROW(A293)-52)/50,0)+4)","v":0},{"$f":"INDIRECT(\"'Fixture Schedule'!L\"&MOD(ROW(A293)-52,50)+9)","v":0},{"$f":"INDIRECT(\"'Space-by-Space Method'!D\"&ROUNDDOWN((ROW(A293)-52)/50,0)+4)","v":0},{"$f":"INDIRECT(\"'Space-by-Space Method'!E\"&ROUNDDOWN((ROW(A293)-52)/50,0)+4)","v":1}]
[{"$f":"IF(InteriorCalcType=2,IF(OR(AM294=0,AN294=\"DNQ\")=TRUE,\"\",INDIRECT(\"'Fixture Schedule'!M\"&MOD(ROW(A294)-52,50)+9)),\"\")","v":""},{"$f":"IF(A294=\"\",\"\",INDIRECT(\"'Fixture Schedule'!E\"&MOD(ROW(A294)-52,50)+9))","v":""},{"$f":"IF(A294=\"\",\"\",INDIRECT(\"'Fixture Schedule'!F\"&MOD(ROW(A294)-52,50)+9))","v":""},{"$f":"IF(A294=\"\",\"\",INDIRECT(\"'Fixture Schedule'!L\"&MOD(ROW(A294)-52,50)+9))","v":""},"",null,null,{"$f":"IF(A294=\"\",\"\",IF(AP294=1,Summary!$C$12*(AO294)/(SUM('Space-by-Space Method'!$BO$4:$BO$78,SUM('Exterior Lighting'!$BL$5:$BL$25))),0))","v":""},{"$f":"IF(A294=\"\",\"\",IF(START!$B$34=1,INDIRECT(\"'Space-by-Space Method'!\"&SUBSTITUTE(ADDRESS(1,MOD(ROW(A294)-52,50)+10,4),\"1\",\"\")&ROUNDDOWN((ROW(A294)-52)/50,0)+4),\"\"))","v":""},{"$f":"IF(A294=\"\",\"\",IF(AP294=1,Summary!$F$11*(AO294)/(SUM('Space-by-Space Method'!$BO$4:$BO$78,SUM('Exterior Lighting'!$BL$5:$BL$25))),0))","v":""},{"$f":"IF(A294=\"\",\"\",IF(AP294=1,Summary!$E$11*(AO294)/(SUM('Space-by-Space Method'!$BO$4:$BO$78,SUM('Exterior Lighting'!$BL$5:$BL$25))),0))","v":""},{"$f":"IF(A294=\"\",\"\",IF(AP294=1,Summary!$G$11*(AO294)/(SUM('Space-by-Space Method'!$BO$4:$BO$78,SUM('Exterior Lighting'!$BL$5:$BL$25))),0))","v":""},{"$f":"IF(A294=\"\",\"\",IF(AP294=1,Summary!$H$11*(AO294)/(SUM('Space-by-Space Method'!$BO$4:$BO$78)),0))","v":""},{"$f":"IF(A294=\"\",\"\",IF(AP294=1,Summary!$I$11*(AO294)/(SUM('Space-by-Space Method'!$BO$4:$BO$78)),0))","v":""},null,null,null,{"$f":"IF(A294=\"\",\"\",IF(START!$B$34=2,INDIRECT(\"'Space-by-Space Method'!\"&SUBSTITUTE(ADDRESS(1,MOD(ROW(A294)-52,50)+10,4),\"1\",\"\")&ROUNDDOWN((ROW(A294)-52)/50,0)+4),\"\"))","v":""},{"$f":"IF(A294=\"\",\"\",INDIRECT(\"'Space-by-Space Method'!C\"&ROUNDDOWN((ROW(A294)-52)/50,0)+4))","v":""},{"$f":"IF(A294=\"\",\"\",IF(COUNTIF(CommonSpaceTypes,AQ294)>0,INDIRECT(\"'Space-by-Space Method'!F\"&ROUNDDOWN((ROW(A294)-52)/50,0)+4),\"\"))","v":""},{"$f":"IF(A294=\"\",\"\",IF(COUNTIF(BuildingSpecificSpaceTypes,AQ294)>0,INDIRECT(\"'Space-by-Space Method'!F\"&ROUNDDOWN((ROW(A294)-52)/50,0)+4),\"\"))","v":""},{"$f":"IF(A294=\"\",\"\",INDIRECT(\"'Fixture Schedule'!D\"&MOD(ROW(A294)-52,50)+9))","v":""},{"$f":"IF(A294=\"\",\"\",IF(AR294=\"\",\"\",INDIRECT(\"'Fixture Schedule'!K\"&MOD(ROW(A294)-52,50)+9)))","v":""},"",{"$f":"IF(A294=\"\",\"\",INDIRECT(\"'Fixture Schedule'!L\"&MOD(ROW(A294)-52,50)+9))","v":""},null,null,null,null,null,null,null,null,null,null,null,null,null,{"$f":"INDIRECT(\"'Space-by-Space Method'!\"&SUBSTITUTE(ADDRESS(1,MOD(ROW(A294)-52,50)+10,4),\"1\",\"\")&ROUNDDOWN((ROW(A294)-52)/50,0)+4)","v":0},{"$f":"LEFT(INDIRECT(\"'Space-by-Space Method'!BJ\"&ROUNDDOWN((ROW(A294)-52)/50,0)+4),3)","v":""},{"$f":"INDIRECT(\"'Fixture Schedule'!L\"&MOD(ROW(A294)-52,50)+9)","v":0},{"$f":"INDIRECT(\"'Fixture Schedule'!O\"&MOD(ROW(A294)-52,50)+9)","v":0},{"$f":"INDIRECT(\"'Space-by-Space Method'!F\"&ROUNDDOWN((ROW(A294)-52)/50,0)+4)","v":0},{"$f":"INDIRECT(\"'Fixture Schedule'!L\"&MOD(ROW(A294)-52,50)+9)","v":0},{"$f":"INDIRECT(\"'Space-by-Space Method'!D\"&ROUNDDOWN((ROW(A294)-52)/50,0)+4)","v":0},{"$f":"INDIRECT(\"'Space-by-Space Method'!E\"&ROUNDDOWN((ROW(A294)-52)/50,0)+4)","v":1}]
[{"$f":"IF(InteriorCalcType=2,IF(OR(AM295=0,AN295=\"DNQ\")=TRUE,\"\",INDIRECT(\"'Fixture Schedule'!M\"&MOD(ROW(A295)-52,50)+9)),\"\")","v":""},{"$f":"IF(A295=\"\",\"\",INDIRECT(\"'Fixture Schedule'!E\"&MOD(ROW(A295)-52,50)+9))","v":""},{"$f":"IF(A295=\"\",\"\",INDIRECT(\"'Fixture Schedule'!F\"&MOD(ROW(A295)-52,50)+9))","v":""},{"$f":"IF(A295=\"\",\"\",INDIRECT(\"'Fixture Schedule'!L\"&MOD(ROW(A295)-52,50)+9))","v":""},"",null,null,{"$f":"IF(A295=\"\",\"\",IF(AP295=1,Summary!$C$12*(AO295)/(SUM('Space-by-Space Method'!$BO$4:$BO$78,SUM('Exterior Lighting'!$BL$5:$BL$25))),0))","v":""},{"$f":"IF(A295=\"\",\"\",IF(START!$B$34=1,INDIRECT(\"'Space-by-Space Method'!\"&SUBSTITUTE(ADDRESS(1,MOD(ROW(A295)-52,50)+10,4),\"1\",\"\")&ROUNDDOWN((ROW(A295)-52)/50,0)+4),\"\"))","v":""},{"$f":"IF(A295=\"\",\"\",IF(AP295=1,Summary!$F$11*(AO295)/(SUM('Space-by-Space Method'!$BO$4:$BO$78,SUM('Exterior Lighting'!$BL$5:$BL$25))),0))","v":""},{"$f":"IF(A295=\"\",\"\",IF(AP295=1,Summary!$E$11*(AO295)/(SUM('Space-by-Space Method'!$BO$4:$BO$78,SUM('Exterior Lighting'!$BL$5:$BL$25))),0))","v":""},{"$f":"IF(A295=\"\",\"\",IF(AP295=1,Summary!$G$11*(AO295)/(SUM('Space-by-Space Method'!$BO$4:$BO$78,SUM('Exterior Lighting'!$BL$5:$BL$25))),0))","v":""},{"$f":"IF(A295=\"\",\"\",IF(AP295=1,Summary!$H$11*(AO295)/(SUM('Space-by-Space Method'!$BO$4:$BO$78)),0))","v":""},{"$f":"IF(A295=\"\",\"\",IF(AP295=1,Summary!$I$11*(AO295)/(SUM('Space-by-Space Method'!$BO$4:$BO$78)),0))","v":""},null,null,null,{"$f":"IF(A295=\"\",\"\",IF(START!$B$34=2,INDIRECT(\"'Space-by-Space Method'!\"&SUBSTITUTE(ADDRESS(1,MOD(ROW(A295)-52,50)+10,4),\"1\",\"\")&ROUNDDOWN((ROW(A295)-52)/50,0)+4),\"\"))","v":""},{"$f":"IF(A295=\"\",\"\",INDIRECT(\"'Space-by-Space Method'!C\"&ROUNDDOWN((ROW(A295)-52)/50,0)+4))","v":""},{"$f":"IF(A295=\"\",\"\",IF(COUNTIF(CommonSpaceTypes,AQ295)>0,INDIRECT(\"'Space-by-Space Method'!F\"&ROUNDDOWN((ROW(A295)-52)/50,0)+4),\"\"))","v":""},{"$f":"IF(A295=\"\",\"\",IF(COUNTIF(BuildingSpecificSpaceTypes,AQ295)>0,INDIRECT(\"'Space-by-Space Method'!F\"&ROUNDDOWN((ROW(A295)-52)/50,0)+4),\"\"))","v":""},{"$f":"IF(A295=\"\",\"\",INDIRECT(\"'Fixture Schedule'!D\"&MOD(ROW(A295)-52,50)+9))","v":""},{"$f":"IF(A295=\"\",\"\",IF(AR295=\"\",\"\",INDIRECT(\"'Fixture Schedule'!K\"&MOD(ROW(A295)-52,50)+9)))","v":""},"",{"$f":"IF(A295=\"\",\"\",INDIRECT(\"'Fixture Schedule'!L\"&MOD(ROW(A295)-52,50)+9))","v":""},null,null,null,null,null,null,null,null,null,null,null,null,null,{"$f":"INDIRECT(\"'Space-by-Space Method'!\"&SUBSTITUTE(ADDRESS(1,MOD(ROW(A295)-52,50)+10,4),\"1\",\"\")&ROUNDDOWN((ROW(A295)-52)/50,0)+4)","v":0},{"$f":"LEFT(INDIRECT(\"'Space-by-Space Method'!BJ\"&ROUNDDOWN((ROW(A295)-52)/50,0)+4),3)","v":""},{"$f":"INDIRECT(\"'Fixture Schedule'!L\"&MOD(ROW(A295)-52,50)+9)","v":0},{"$f":"INDIRECT(\"'Fixture Schedule'!O\"&MOD(ROW(A295)-52,50)+9)","v":0},{"$f":"INDIRECT(\"'Space-by-Space Method'!F\"&ROUNDDOWN((ROW(A295)-52)/50,0)+4)","v":0},{"$f":"INDIRECT(\"'Fixture Schedule'!L\"&MOD(ROW(A295)-52,50)+9)","v":0},{"$f":"INDIRECT(\"'Space-by-Space Method'!D\"&ROUNDDOWN((ROW(A295)-52)/50,0)+4)","v":0},{"$f":"INDIRECT(\"'Space-by-Space Method'!E\"&ROUNDDOWN((ROW(A295)-52)/50,0)+4)","v":1}]
[{"$f":"IF(InteriorCalcType=2,IF(OR(AM296=0,AN296=\"DNQ\")=TRUE,\"\",INDIRECT(\"'Fixture Schedule'!M\"&MOD(ROW(A296)-52,50)+9)),\"\")","v":""},{"$f":"IF(A296=\"\",\"\",INDIRECT(\"'Fixture Schedule'!E\"&MOD(ROW(A296)-52,50)+9))","v":""},{"$f":"IF(A296=\"\",\"\",INDIRECT(\"'Fixture Schedule'!F\"&MOD(ROW(A296)-52,50)+9))","v":""},{"$f":"IF(A296=\"\",\"\",INDIRECT(\"'Fixture Schedule'!L\"&MOD(ROW(A296)-52,50)+9))","v":""},"",null,null,{"$f":"IF(A296=\"\",\"\",IF(AP296=1,Summary!$C$12*(AO296)/(SUM('Space-by-Space Method'!$BO$4:$BO$78,SUM('Exterior Lighting'!$BL$5:$BL$25))),0))","v":""},{"$f":"IF(A296=\"\",\"\",IF(START!$B$34=1,INDIRECT(\"'Space-by-Space Method'!\"&SUBSTITUTE(ADDRESS(1,MOD(ROW(A296)-52,50)+10,4),\"1\",\"\")&ROUNDDOWN((ROW(A296)-52)/50,0)+4),\"\"))","v":""},{"$f":"IF(A296=\"\",\"\",IF(AP296=1,Summary!$F$11*(AO296)/(SUM('Space-by-Space Method'!$BO$4:$BO$78,SUM('Exterior Lighting'!$BL$5:$BL$25))),0))","v":""},{"$f":"IF(A296=\"\",\"\",IF(AP296=1,Summary!$E$11*(AO296)/(SUM('Space-by-Space Method'!$BO$4:$BO$78,SUM('Exterior Lighting'!$BL$5:$BL$25))),0))","v":""},{"$f":"IF(A296=\"\",\"\",IF(AP296=1,Summary!$G$11*(AO296)/(SUM('Space-by-Space Method'!$BO$4:$BO$78,SUM('Exterior Lighting'!$BL$5:$BL$25))),0))","v":""},{"$f":"IF(A296=\"\",\"\",IF(AP296=1,Summary!$H$11*(AO296)/(SUM('Space-by-Space Method'!$BO$4:$BO$78)),0))","v":""},{"$f":"IF(A296=\"\",\"\",IF(AP296=1,Summary!$I$11*(AO296)/(SUM('Space-by-Space Method'!$BO$4:$BO$78)),0))","v":""},null,null,null,{"$f":"IF(A296=\"\",\"\",IF(START!$B$34=2,INDIRECT(\"'Space-by-Space Method'!\"&SUBSTITUTE(ADDRESS(1,MOD(ROW(A296)-52,50)+10,4),\"1\",\"\")&ROUNDDOWN((ROW(A296)-52)/50,0)+4),\"\"))","v":""},{"$f":"IF(A296=\"\",\"\",INDIRECT(\"'Space-by-Space Method'!C\"&ROUNDDOWN((ROW(A296)-52)/50,0)+4))","v":""},{"$f":"IF(A296=\"\",\"\",IF(COUNTIF(CommonSpaceTypes,AQ296)>0,INDIRECT(\"'Space-by-Space Method'!F\"&ROUNDDOWN((ROW(A296)-52)/50,0)+4),\"\"))","v":""},{"$f":"IF(A296=\"\",\"\",IF(COUNTIF(BuildingSpecificSpaceTypes,AQ296)>0,INDIRECT(\"'Space-by-Space Method'!F\"&ROUNDDOWN((ROW(A296)-52)/50,0)+4),\"\"))","v":""},{"$f":"IF(A296=\"\",\"\",INDIRECT(\"'Fixture Schedule'!D\"&MOD(ROW(A296)-52,50)+9))","v":""},{"$f":"IF(A296=\"\",\"\",IF(AR296=\"\",\"\",INDIRECT(\"'Fixture Schedule'!K\"&MOD(ROW(A296)-52,50)+9)))","v":""},"",{"$f":"IF(A296=\"\",\"\",INDIRECT(\"'Fixture Schedule'!L\"&MOD(ROW(A296)-52,50)+9))","v":""},null,null,null,null,null,null,null,null,null,null,null,null,null,{"$f":"INDIRECT(\"'Space-by-Space Method'!\"&SUBSTITUTE(ADDRESS(1,MOD(ROW(A296)-52,50)+10,4),\"1\",\"\")&ROUNDDOWN((ROW(A296)-52)/50,0)+4)","v":0},{"$f":"LEFT(INDIRECT(\"'Space-by-Space Method'!BJ\"&ROUNDDOWN((ROW(A296)-52)/50,0)+4),3)","v":""},{"$f":"INDIRECT(\"'Fixture Schedule'!L\"&MOD(ROW(A296)-52,50)+9)","v":0},{"$f":"INDIRECT(\"'Fixture Schedule'!O\"&MOD(ROW(A296)-52,50)+9)","v":0},{"$f":"INDIRECT(\"'Space-by-Space Method'!F\"&ROUNDDOWN((ROW(A296)-52)/50,0)+4)","v":0},{"$f":"INDIRECT(\"'Fixture Schedule'!L\"&MOD(ROW(A296)-52,50)+9)","v":0},{"$f":"INDIRECT(\"'Space-by-Space Method'!D\"&ROUNDDOWN((ROW(A296)-52)/50,0)+4)","v":0},{"$f":"INDIRECT(\"'Space-by-Space Method'!E\"&ROUNDDOWN((ROW(A296)-52)/50,0)+4)","v":1}]
[{"$f":"IF(InteriorCalcType=2,IF(OR(AM297=0,AN297=\"DNQ\")=TRUE,\"\",INDIRECT(\"'Fixture Schedule'!M\"&MOD(ROW(A297)-52,50)+9)),\"\")","v":""},{"$f":"IF(A297=\"\",\"\",INDIRECT(\"'Fixture Schedule'!E\"&MOD(ROW(A297)-52,50)+9))","v":""},{"$f":"IF(A297=\"\",\"\",INDIRECT(\"'Fixture Schedule'!F\"&MOD(ROW(A297)-52,50)+9))","v":""},{"$f":"IF(A297=\"\",\"\",INDIRECT(\"'Fixture Schedule'!L\"&MOD(ROW(A297)-52,50)+9))","v":""},"",null,null,{"$f":"IF(A297=\"\",\"\",IF(AP297=1,Summary!$C$12*(AO297)/(SUM('Space-by-Space Method'!$BO$4:$BO$78,SUM('Exterior Lighting'!$BL$5:$BL$25))),0))","v":""},{"$f":"IF(A297=\"\",\"\",IF(START!$B$34=1,INDIRECT(\"'Space-by-Space Method'!\"&SUBSTITUTE(ADDRESS(1,MOD(ROW(A297)-52,50)+10,4),\"1\",\"\")&ROUNDDOWN((ROW(A297)-52)/50,0)+4),\"\"))","v":""},{"$f":"IF(A297=\"\",\"\",IF(AP297=1,Summary!$F$11*(AO297)/(SUM('Space-by-Space Method'!$BO$4:$BO$78,SUM('Exterior Lighting'!$BL$5:$BL$25))),0))","v":""},{"$f":"IF(A297=\"\",\"\",IF(AP297=1,Summary!$E$11*(AO297)/(SUM('Space-by-Space Method'!$BO$4:$BO$78,SUM('Exterior Lighting'!$BL$5:$BL$25))),0))","v":""},{"$f":"IF(A297=\"\",\"\",IF(AP297=1,Summary!$G$11*(AO297)/(SUM('Space-by-Space Method'!$BO$4:$BO$78,SUM('Exterior Lighting'!$BL$5:$BL$25))),0))","v":""},{"$f":"IF(A297=\"\",\"\",IF(AP297=1,Summary!$H$11*(AO297)/(SUM('Space-by-Space Method'!$BO$4:$BO$78)),0))","v":""},{"$f":"IF(A297=\"\",\"\",IF(AP297=1,Summary!$I$11*(AO297)/(SUM('Space-by-Space Method'!$BO$4:$BO$78)),0))","v":""},null,null,null,{"$f":"IF(A297=\"\",\"\",IF(START!$B$34=2,INDIRECT(\"'Space-by-Space Method'!\"&SUBSTITUTE(ADDRESS(1,MOD(ROW(A297)-52,50)+10,4),\"1\",\"\")&ROUNDDOWN((ROW(A297)-52)/50,0)+4),\"\"))","v":""},{"$f":"IF(A297=\"\",\"\",INDIRECT(\"'Space-by-Space Method'!C\"&ROUNDDOWN((ROW(A297)-52)/50,0)+4))","v":""},{"$f":"IF(A297=\"\",\"\",IF(COUNTIF(CommonSpaceTypes,AQ297)>0,INDIRECT(\"'Space-by-Space Method'!F\"&ROUNDDOWN((ROW(A297)-52)/50,0)+4),\"\"))","v":""},{"$f":"IF(A297=\"\",\"\",IF(COUNTIF(BuildingSpecificSpaceTypes,AQ297)>0,INDIRECT(\"'Space-by-Space Method'!F\"&ROUNDDOWN((ROW(A297)-52)/50,0)+4),\"\"))","v":""},{"$f":"IF(A297=\"\",\"\",INDIRECT(\"'Fixture Schedule'!D\"&MOD(ROW(A297)-52,50)+9))","v":""},{"$f":"IF(A297=\"\",\"\",IF(AR297=\"\",\"\",INDIRECT(\"'Fixture Schedule'!K\"&MOD(ROW(A297)-52,50)+9)))","v":""},"",{"$f":"IF(A297=\"\",\"\",INDIRECT(\"'Fixture Schedule'!L\"&MOD(ROW(A297)-52,50)+9))","v":""},null,null,null,null,null,null,null,null,null,null,null,null,null,{"$f":"INDIRECT(\"'Space-by-Space Method'!\"&SUBSTITUTE(ADDRESS(1,MOD(ROW(A297)-52,50)+10,4),\"1\",\"\")&ROUNDDOWN((ROW(A297)-52)/50,0)+4)","v":0},{"$f":"LEFT(INDIRECT(\"'Space-by-Space Method'!BJ\"&ROUNDDOWN((ROW(A297)-52)/50,0)+4),3)","v":""},{"$f":"INDIRECT(\"'Fixture Schedule'!L\"&MOD(ROW(A297)-52,50)+9)","v":0},{"$f":"INDIRECT(\"'Fixture Schedule'!O\"&MOD(ROW(A297)-52,50)+9)","v":0},{"$f":"INDIRECT(\"'Space-by-Space Method'!F\"&ROUNDDOWN((ROW(A297)-52)/50,0)+4)","v":0},{"$f":"INDIRECT(\"'Fixture Schedule'!L\"&MOD(ROW(A297)-52,50)+9)","v":0},{"$f":"INDIRECT(\"'Space-by-Space Method'!D\"&ROUNDDOWN((ROW(A297)-52)/50,0)+4)","v":0},{"$f":"INDIRECT(\"'Space-by-Space Method'!E\"&ROUNDDOWN((ROW(A297)-52)/50,0)+4)","v":1}]
[{"$f":"IF(InteriorCalcType=2,IF(OR(AM298=0,AN298=\"DNQ\")=TRUE,\"\",INDIRECT(\"'Fixture Schedule'!M\"&MOD(ROW(A298)-52,50)+9)),\"\")","v":""},{"$f":"IF(A298=\"\",\"\",INDIRECT(\"'Fixture Schedule'!E\"&MOD(ROW(A298)-52,50)+9))","v":""},{"$f":"IF(A298=\"\",\"\",INDIRECT(\"'Fixture Schedule'!F\"&MOD(ROW(A298)-52,50)+9))","v":""},{"$f":"IF(A298=\"\",\"\",INDIRECT(\"'Fixture Schedule'!L\"&MOD(ROW(A298)-52,50)+9))","v":""},"",null,null,{"$f":"IF(A298=\"\",\"\",IF(AP298=1,Summary!$C$12*(AO298)/(SUM('Space-by-Space Method'!$BO$4:$BO$78,SUM('Exterior Lighting'!$BL$5:$BL$25))),0))","v":""},{"$f":"IF(A298=\"\",\"\",IF(START!$B$34=1,INDIRECT(\"'Space-by-Space Method'!\"&SUBSTITUTE(ADDRESS(1,MOD(ROW(A298)-52,50)+10,4),\"1\",\"\")&ROUNDDOWN((ROW(A298)-52)/50,0)+4),\"\"))","v":""},{"$f":"IF(A298=\"\",\"\",IF(AP298=1,Summary!$F$11*(AO298)/(SUM('Space-by-Space Method'!$BO$4:$BO$78,SUM('Exterior Lighting'!$BL$5:$BL$25))),0))","v":""},{"$f":"IF(A298=\"\",\"\",IF(AP298=1,Summary!$E$11*(AO298)/(SUM('Space-by-Space Method'!$BO$4:$BO$78,SUM('Exterior Lighting'!$BL$5:$BL$25))),0))","v":""},{"$f":"IF(A298=\"\",\"\",IF(AP298=1,Summary!$G$11*(AO298)/(SUM('Space-by-Space Method'!$BO$4:$BO$78,SUM('Exterior Lighting'!$BL$5:$BL$25))),0))","v":""},{"$f":"IF(A298=\"\",\"\",IF(AP298=1,Summary!$H$11*(AO298)/(SUM('Space-by-Space Method'!$BO$4:$BO$78)),0))","v":""},{"$f":"IF(A298=\"\",\"\",IF(AP298=1,Summary!$I$11*(AO298)/(SUM('Space-by-Space Method'!$BO$4:$BO$78)),0))","v":""},null,null,null,{"$f":"IF(A298=\"\",\"\",IF(START!$B$34=2,INDIRECT(\"'Space-by-Space Method'!\"&SUBSTITUTE(ADDRESS(1,MOD(ROW(A298)-52,50)+10,4),\"1\",\"\")&ROUNDDOWN((ROW(A298)-52)/50,0)+4),\"\"))","v":""},{"$f":"IF(A298=\"\",\"\",INDIRECT(\"'Space-by-Space Method'!C\"&ROUNDDOWN((ROW(A298)-52)/50,0)+4))","v":""},{"$f":"IF(A298=\"\",\"\",IF(COUNTIF(CommonSpaceTypes,AQ298)>0,INDIRECT(\"'Space-by-Space Method'!F\"&ROUNDDOWN((ROW(A298)-52)/50,0)+4),\"\"))","v":""},{"$f":"IF(A298=\"\",\"\",IF(COUNTIF(BuildingSpecificSpaceTypes,AQ298)>0,INDIRECT(\"'Space-by-Space Method'!F\"&ROUNDDOWN((ROW(A298)-52)/50,0)+4),\"\"))","v":""},{"$f":"IF(A298=\"\",\"\",INDIRECT(\"'Fixture Schedule'!D\"&MOD(ROW(A298)-52,50)+9))","v":""},{"$f":"IF(A298=\"\",\"\",IF(AR298=\"\",\"\",INDIRECT(\"'Fixture Schedule'!K\"&MOD(ROW(A298)-52,50)+9)))","v":""},"",{"$f":"IF(A298=\"\",\"\",INDIRECT(\"'Fixture Schedule'!L\"&MOD(ROW(A298)-52,50)+9))","v":""},null,null,null,null,null,null,null,null,null,null,null,null,null,{"$f":"INDIRECT(\"'Space-by-Space Method'!\"&SUBSTITUTE(ADDRESS(1,MOD(ROW(A298)-52,50)+10,4),\"1\",\"\")&ROUNDDOWN((ROW(A298)-52)/50,0)+4)","v":0},{"$f":"LEFT(INDIRECT(\"'Space-by-Space Method'!BJ\"&ROUNDDOWN((ROW(A298)-52)/50,0)+4),3)","v":""},{"$f":"INDIRECT(\"'Fixture Schedule'!L\"&MOD(ROW(A298)-52,50)+9)","v":0},{"$f":"INDIRECT(\"'Fixture Schedule'!O\"&MOD(ROW(A298)-52,50)+9)","v":0},{"$f":"INDIRECT(\"'Space-by-Space Method'!F\"&ROUNDDOWN((ROW(A298)-52)/50,0)+4)","v":0},{"$f":"INDIRECT(\"'Fixture Schedule'!L\"&MOD(ROW(A298)-52,50)+9)","v":0},{"$f":"INDIRECT(\"'Space-by-Space Method'!D\"&ROUNDDOWN((ROW(A298)-52)/50,0)+4)","v":0},{"$f":"INDIRECT(\"'Space-by-Space Method'!E\"&ROUNDDOWN((ROW(A298)-52)/50,0)+4)","v":1}]
[{"$f":"IF(InteriorCalcType=2,IF(OR(AM299=0,AN299=\"DNQ\")=TRUE,\"\",INDIRECT(\"'Fixture Schedule'!M\"&MOD(ROW(A299)-52,50)+9)),\"\")","v":""},{"$f":"IF(A299=\"\",\"\",INDIRECT(\"'Fixture Schedule'!E\"&MOD(ROW(A299)-52,50)+9))","v":""},{"$f":"IF(A299=\"\",\"\",INDIRECT(\"'Fixture Schedule'!F\"&MOD(ROW(A299)-52,50)+9))","v":""},{"$f":"IF(A299=\"\",\"\",INDIRECT(\"'Fixture Schedule'!L\"&MOD(ROW(A299)-52,50)+9))","v":""},"",null,null,{"$f":"IF(A299=\"\",\"\",IF(AP299=1,Summary!$C$12*(AO299)/(SUM('Space-by-Space Method'!$BO$4:$BO$78,SUM('Exterior Lighting'!$BL$5:$BL$25))),0))","v":""},{"$f":"IF(A299=\"\",\"\",IF(START!$B$34=1,INDIRECT(\"'Space-by-Space Method'!\"&SUBSTITUTE(ADDRESS(1,MOD(ROW(A299)-52,50)+10,4),\"1\",\"\")&ROUNDDOWN((ROW(A299)-52)/50,0)+4),\"\"))","v":""},{"$f":"IF(A299=\"\",\"\",IF(AP299=1,Summary!$F$11*(AO299)/(SUM('Space-by-Space Method'!$BO$4:$BO$78,SUM('Exterior Lighting'!$BL$5:$BL$25))),0))","v":""},{"$f":"IF(A299=\"\",\"\",IF(AP299=1,Summary!$E$11*(AO299)/(SUM('Space-by-Space Method'!$BO$4:$BO$78,SUM('Exterior Lighting'!$BL$5:$BL$25))),0))","v":""},{"$f":"IF(A299=\"\",\"\",IF(AP299=1,Summary!$G$11*(AO299)/(SUM('Space-by-Space Method'!$BO$4:$BO$78,SUM('Exterior Lighting'!$BL$5:$BL$25))),0))","v":""},{"$f":"IF(A299=\"\",\"\",IF(AP299=1,Summary!$H$11*(AO299)/(SUM('Space-by-Space Method'!$BO$4:$BO$78)),0))","v":""},{"$f":"IF(A299=\"\",\"\",IF(AP299=1,Summary!$I$11*(AO299)/(SUM('Space-by-Space Method'!$BO$4:$BO$78)),0))","v":""},null,null,null,{"$f":"IF(A299=\"\",\"\",IF(START!$B$34=2,INDIRECT(\"'Space-by-Space Method'!\"&SUBSTITUTE(ADDRESS(1,MOD(ROW(A299)-52,50)+10,4),\"1\",\"\")&ROUNDDOWN((ROW(A299)-52)/50,0)+4),\"\"))","v":""},{"$f":"IF(A299=\"\",\"\",INDIRECT(\"'Space-by-Space Method'!C\"&ROUNDDOWN((ROW(A299)-52)/50,0)+4))","v":""},{"$f":"IF(A299=\"\",\"\",IF(COUNTIF(CommonSpaceTypes,AQ299)>0,INDIRECT(\"'Space-by-Space Method'!F\"&ROUNDDOWN((ROW(A299)-52)/50,0)+4),\"\"))","v":""},{"$f":"IF(A299=\"\",\"\",IF(COUNTIF(BuildingSpecificSpaceTypes,AQ299)>0,INDIRECT(\"'Space-by-Space Method'!F\"&ROUNDDOWN((ROW(A299)-52)/50,0)+4),\"\"))","v":""},{"$f":"IF(A299=\"\",\"\",INDIRECT(\"'Fixture Schedule'!D\"&MOD(ROW(A299)-52,50)+9))","v":""},{"$f":"IF(A299=\"\",\"\",IF(AR299=\"\",\"\",INDIRECT(\"'Fixture Schedule'!K\"&MOD(ROW(A299)-52,50)+9)))","v":""},"",{"$f":"IF(A299=\"\",\"\",INDIRECT(\"'Fixture Schedule'!L\"&MOD(ROW(A299)-52,50)+9))","v":""},null,null,null,null,null,null,null,null,null,null,null,null,null,{"$f":"INDIRECT(\"'Space-by-Space Method'!\"&SUBSTITUTE(ADDRESS(1,MOD(ROW(A299)-52,50)+10,4),\"1\",\"\")&ROUNDDOWN((ROW(A299)-52)/50,0)+4)","v":0},{"$f":"LEFT(INDIRECT(\"'Space-by-Space Method'!BJ\"&ROUNDDOWN((ROW(A299)-52)/50,0)+4),3)","v":""},{"$f":"INDIRECT(\"'Fixture Schedule'!L\"&MOD(ROW(A299)-52,50)+9)","v":0},{"$f":"INDIRECT(\"'Fixture Schedule'!O\"&MOD(ROW(A299)-52,50)+9)","v":0},{"$f":"INDIRECT(\"'Space-by-Space Method'!F\"&ROUNDDOWN((ROW(A299)-52)/50,0)+4)","v":0},{"$f":"INDIRECT(\"'Fixture Schedule'!L\"&MOD(ROW(A299)-52,50)+9)","v":0},{"$f":"INDIRECT(\"'Space-by-Space Method'!D\"&ROUNDDOWN((ROW(A299)-52)/50,0)+4)","v":0},{"$f":"INDIRECT(\"'Space-by-Space Method'!E\"&ROUNDDOWN((ROW(A299)-52)/50,0)+4)","v":1}]
[{"$f":"IF(InteriorCalcType=2,IF(OR(AM300=0,AN300=\"DNQ\")=TRUE,\"\",INDIRECT(\"'Fixture Schedule'!M\"&MOD(ROW(A300)-52,50)+9)),\"\")","v":""},{"$f":"IF(A300=\"\",\"\",INDIRECT(\"'Fixture Schedule'!E\"&MOD(ROW(A300)-52,50)+9))","v":""},{"$f":"IF(A300=\"\",\"\",INDIRECT(\"'Fixture Schedule'!F\"&MOD(ROW(A300)-52,50)+9))","v":""},{"$f":"IF(A300=\"\",\"\",INDIRECT(\"'Fixture Schedule'!L\"&MOD(ROW(A300)-52,50)+9))","v":""},"",null,null,{"$f":"IF(A300=\"\",\"\",IF(AP300=1,Summary!$C$12*(AO300)/(SUM('Space-by-Space Method'!$BO$4:$BO$78,SUM('Exterior Lighting'!$BL$5:$BL$25))),0))","v":""},{"$f":"IF(A300=\"\",\"\",IF(START!$B$34=1,INDIRECT(\"'Space-by-Space Method'!\"&SUBSTITUTE(ADDRESS(1,MOD(ROW(A300)-52,50)+10,4),\"1\",\"\")&ROUNDDOWN((ROW(A300)-52)/50,0)+4),\"\"))","v":""},{"$f":"IF(A300=\"\",\"\",IF(AP300=1,Summary!$F$11*(AO300)/(SUM('Space-by-Space Method'!$BO$4:$BO$78,SUM('Exterior Lighting'!$BL$5:$BL$25))),0))","v":""},{"$f":"IF(A300=\"\",\"\",IF(AP300=1,Summary!$E$11*(AO300)/(SUM('Space-by-Space Method'!$BO$4:$BO$78,SUM('Exterior Lighting'!$BL$5:$BL$25))),0))","v":""},{"$f":"IF(A300=\"\",\"\",IF(AP300=1,Summary!$G$11*(AO300)/(SUM('Space-by-Space Method'!$BO$4:$BO$78,SUM('Exterior Lighting'!$BL$5:$BL$25))),0))","v":""},{"$f":"IF(A300=\"\",\"\",IF(AP300=1,Summary!$H$11*(AO300)/(SUM('Space-by-Space Method'!$BO$4:$BO$78)),0))","v":""},{"$f":"IF(A300=\"\",\"\",IF(AP300=1,Summary!$I$11*(AO300)/(SUM('Space-by-Space Method'!$BO$4:$BO$78)),0))","v":""},null,null,null,{"$f":"IF(A300=\"\",\"\",IF(START!$B$34=2,INDIRECT(\"'Space-by-Space Method'!\"&SUBSTITUTE(ADDRESS(1,MOD(ROW(A300)-52,50)+10,4),\"1\",\"\")&ROUNDDOWN((ROW(A300)-52)/50,0)+4),\"\"))","v":""},{"$f":"IF(A300=\"\",\"\",INDIRECT(\"'Space-by-Space Method'!C\"&ROUNDDOWN((ROW(A300)-52)/50,0)+4))","v":""},{"$f":"IF(A300=\"\",\"\",IF(COUNTIF(CommonSpaceTypes,AQ300)>0,INDIRECT(\"'Space-by-Space Method'!F\"&ROUNDDOWN((ROW(A300)-52)/50,0)+4),\"\"))","v":""},{"$f":"IF(A300=\"\",\"\",IF(COUNTIF(BuildingSpecificSpaceTypes,AQ300)>0,INDIRECT(\"'Space-by-Space Method'!F\"&ROUNDDOWN((ROW(A300)-52)/50,0)+4),\"\"))","v":""},{"$f":"IF(A300=\"\",\"\",INDIRECT(\"'Fixture Schedule'!D\"&MOD(ROW(A300)-52,50)+9))","v":""},{"$f":"IF(A300=\"\",\"\",IF(AR300=\"\",\"\",INDIRECT(\"'Fixture Schedule'!K\"&MOD(ROW(A300)-52,50)+9)))","v":""},"",{"$f":"IF(A300=\"\",\"\",INDIRECT(\"'Fixture Schedule'!L\"&MOD(ROW(A300)-52,50)+9))","v":""},null,null,null,null,null,null,null,null,null,null,null,null,null,{"$f":"INDIRECT(\"'Space-by-Space Method'!\"&SUBSTITUTE(ADDRESS(1,MOD(ROW(A300)-52,50)+10,4),\"1\",\"\")&ROUNDDOWN((ROW(A300)-52)/50,0)+4)","v":0},{"$f":"LEFT(INDIRECT(\"'Space-by-Space Method'!BJ\"&ROUNDDOWN((ROW(A300)-52)/50,0)+4),3)","v":""},{"$f":"INDIRECT(\"'Fixture Schedule'!L\"&MOD(ROW(A300)-52,50)+9)","v":0},{"$f":"INDIRECT(\"'Fixture Schedule'!O\"&MOD(ROW(A300)-52,50)+9)","v":0},{"$f":"INDIRECT(\"'Space-by-Space Method'!F\"&ROUNDDOWN((ROW(A300)-52)/50,0)+4)","v":0},{"$f":"INDIRECT(\"'Fixture Schedule'!L\"&MOD(ROW(A300)-52,50)+9)","v":0},{"$f":"INDIRECT(\"'Space-by-Space Method'!D\"&ROUNDDOWN((ROW(A300)-52)/50,0)+4)","v":0},{"$f":"INDIRECT(\"'Space-by-Space Method'!E\"&ROUNDDOWN((ROW(A300)-52)/50,0)+4)","v":1}]
[{"$f":"IF(InteriorCalcType=2,IF(OR(AM301=0,AN301=\"DNQ\")=TRUE,\"\",INDIRECT(\"'Fixture Schedule'!M\"&MOD(ROW(A301)-52,50)+9)),\"\")","v":""},{"$f":"IF(A301=\"\",\"\",INDIRECT(\"'Fixture Schedule'!E\"&MOD(ROW(A301)-52,50)+9))","v":""},{"$f":"IF(A301=\"\",\"\",INDIRECT(\"'Fixture Schedule'!F\"&MOD(ROW(A301)-52,50)+9))","v":""},{"$f":"IF(A301=\"\",\"\",INDIRECT(\"'Fixture Schedule'!L\"&MOD(ROW(A301)-52,50)+9))","v":""},"",null,null,{"$f":"IF(A301=\"\",\"\",IF(AP301=1,Summary!$C$12*(AO301)/(SUM('Space-by-Space Method'!$BO$4:$BO$78,SUM('Exterior Lighting'!$BL$5:$BL$25))),0))","v":""},{"$f":"IF(A301=\"\",\"\",IF(START!$B$34=1,INDIRECT(\"'Space-by-Space Method'!\"&SUBSTITUTE(ADDRESS(1,MOD(ROW(A301)-52,50)+10,4),\"1\",\"\")&ROUNDDOWN((ROW(A301)-52)/50,0)+4),\"\"))","v":""},{"$f":"IF(A301=\"\",\"\",IF(AP301=1,Summary!$F$11*(AO301)/(SUM('Space-by-Space Method'!$BO$4:$BO$78,SUM('Exterior Lighting'!$BL$5:$BL$25))),0))","v":""},{"$f":"IF(A301=\"\",\"\",IF(AP301=1,Summary!$E$11*(AO301)/(SUM('Space-by-Space Method'!$BO$4:$BO$78,SUM('Exterior Lighting'!$BL$5:$BL$25))),0))","v":""},{"$f":"IF(A301=\"\",\"\",IF(AP301=1,Summary!$G$11*(AO301)/(SUM('Space-by-Space Method'!$BO$4:$BO$78,SUM('Exterior Lighting'!$BL$5:$BL$25))),0))","v":""},{"$f":"IF(A301=\"\",\"\",IF(AP301=1,Summary!$H$11*(AO301)/(SUM('Space-by-Space Method'!$BO$4:$BO$78)),0))","v":""},{"$f":"IF(A301=\"\",\"\",IF(AP301=1,Summary!$I$11*(AO301)/(SUM('Space-by-Space Method'!$BO$4:$BO$78)),0))","v":""},null,null,null,{"$f":"IF(A301=\"\",\"\",IF(START!$B$34=2,INDIRECT(\"'Space-by-Space Method'!\"&SUBSTITUTE(ADDRESS(1,MOD(ROW(A301)-52,50)+10,4),\"1\",\"\")&ROUNDDOWN((ROW(A301)-52)/50,0)+4),\"\"))","v":""},{"$f":"IF(A301=\"\",\"\",INDIRECT(\"'Space-by-Space Method'!C\"&ROUNDDOWN((ROW(A301)-52)/50,0)+4))","v":""},{"$f":"IF(A301=\"\",\"\",IF(COUNTIF(CommonSpaceTypes,AQ301)>0,INDIRECT(\"'Space-by-Space Method'!F\"&ROUNDDOWN((ROW(A301)-52)/50,0)+4),\"\"))","v":""},{"$f":"IF(A301=\"\",\"\",IF(COUNTIF(BuildingSpecificSpaceTypes,AQ301)>0,INDIRECT(\"'Space-by-Space Method'!F\"&ROUNDDOWN((ROW(A301)-52)/50,0)+4),\"\"))","v":""},{"$f":"IF(A301=\"\",\"\",INDIRECT(\"'Fixture Schedule'!D\"&MOD(ROW(A301)-52,50)+9))","v":""},{"$f":"IF(A301=\"\",\"\",IF(AR301=\"\",\"\",INDIRECT(\"'Fixture Schedule'!K\"&MOD(ROW(A301)-52,50)+9)))","v":""},"",{"$f":"IF(A301=\"\",\"\",INDIRECT(\"'Fixture Schedule'!L\"&MOD(ROW(A301)-52,50)+9))","v":""},null,null,null,null,null,null,null,null,null,null,null,null,null,{"$f":"INDIRECT(\"'Space-by-Space Method'!\"&SUBSTITUTE(ADDRESS(1,MOD(ROW(A301)-52,50)+10,4),\"1\",\"\")&ROUNDDOWN((ROW(A301)-52)/50,0)+4)","v":0},{"$f":"LEFT(INDIRECT(\"'Space-by-Space Method'!BJ\"&ROUNDDOWN((ROW(A301)-52)/50,0)+4),3)","v":""},{"$f":"INDIRECT(\"'Fixture Schedule'!L\"&MOD(ROW(A301)-52,50)+9)","v":0},{"$f":"INDIRECT(\"'Fixture Schedule'!O\"&MOD(ROW(A301)-52,50)+9)","v":0},{"$f":"INDIRECT(\"'Space-by-Space Method'!F\"&ROUNDDOWN((ROW(A301)-52)/50,0)+4)","v":0},{"$f":"INDIRECT(\"'Fixture Schedule'!L\"&MOD(ROW(A301)-52,50)+9)","v":0},{"$f":"INDIRECT(\"'Space-by-Space Method'!D\"&ROUNDDOWN((ROW(A301)-52)/50,0)+4)","v":0},{"$f":"INDIRECT(\"'Space-by-Space Method'!E\"&ROUNDDOWN((ROW(A301)-52)/50,0)+4)","v":1}]
[{"$f":"IF(InteriorCalcType=2,IF(OR(AM302=0,AN302=\"DNQ\")=TRUE,\"\",INDIRECT(\"'Fixture Schedule'!M\"&MOD(ROW(A302)-52,50)+9)),\"\")","v":""},{"$f":"IF(A302=\"\",\"\",INDIRECT(\"'Fixture Schedule'!E\"&MOD(ROW(A302)-52,50)+9))","v":""},{"$f":"IF(A302=\"\",\"\",INDIRECT(\"'Fixture Schedule'!F\"&MOD(ROW(A302)-52,50)+9))","v":""},{"$f":"IF(A302=\"\",\"\",INDIRECT(\"'Fixture Schedule'!L\"&MOD(ROW(A302)-52,50)+9))","v":""},"",null,null,{"$f":"IF(A302=\"\",\"\",IF(AP302=1,Summary!$C$12*(AO302)/(SUM('Space-by-Space Method'!$BO$4:$BO$78,SUM('Exterior Lighting'!$BL$5:$BL$25))),0))","v":""},{"$f":"IF(A302=\"\",\"\",IF(START!$B$34=1,INDIRECT(\"'Space-by-Space Method'!\"&SUBSTITUTE(ADDRESS(1,MOD(ROW(A302)-52,50)+10,4),\"1\",\"\")&ROUNDDOWN((ROW(A302)-52)/50,0)+4),\"\"))","v":""},{"$f":"IF(A302=\"\",\"\",IF(AP302=1,Summary!$F$11*(AO302)/(SUM('Space-by-Space Method'!$BO$4:$BO$78,SUM('Exterior Lighting'!$BL$5:$BL$25))),0))","v":""},{"$f":"IF(A302=\"\",\"\",IF(AP302=1,Summary!$E$11*(AO302)/(SUM('Space-by-Space Method'!$BO$4:$BO$78,SUM('Exterior Lighting'!$BL$5:$BL$25))),0))","v":""},{"$f":"IF(A302=\"\",\"\",IF(AP302=1,Summary!$G$11*(AO302)/(SUM('Space-by-Space Method'!$BO$4:$BO$78,SUM('Exterior Lighting'!$BL$5:$BL$25))),0))","v":""},{"$f":"IF(A302=\"\",\"\",IF(AP302=1,Summary!$H$11*(AO302)/(SUM('Space-by-Space Method'!$BO$4:$BO$78)),0))","v":""},{"$f":"IF(A302=\"\",\"\",IF(AP302=1,Summary!$I$11*(AO302)/(SUM('Space-by-Space Method'!$BO$4:$BO$78)),0))","v":""},null,null,null,{"$f":"IF(A302=\"\",\"\",IF(START!$B$34=2,INDIRECT(\"'Space-by-Space Method'!\"&SUBSTITUTE(ADDRESS(1,MOD(ROW(A302)-52,50)+10,4),\"1\",\"\")&ROUNDDOWN((ROW(A302)-52)/50,0)+4),\"\"))","v":""},{"$f":"IF(A302=\"\",\"\",INDIRECT(\"'Space-by-Space Method'!C\"&ROUNDDOWN((ROW(A302)-52)/50,0)+4))","v":""},{"$f":"IF(A302=\"\",\"\",IF(COUNTIF(CommonSpaceTypes,AQ302)>0,INDIRECT(\"'Space-by-Space Method'!F\"&ROUNDDOWN((ROW(A302)-52)/50,0)+4),\"\"))","v":""},{"$f":"IF(A302=\"\",\"\",IF(COUNTIF(BuildingSpecificSpaceTypes,AQ302)>0,INDIRECT(\"'Space-by-Space Method'!F\"&ROUNDDOWN((ROW(A302)-52)/50,0)+4),\"\"))","v":""},{"$f":"IF(A302=\"\",\"\",INDIRECT(\"'Fixture Schedule'!D\"&MOD(ROW(A302)-52,50)+9))","v":""},{"$f":"IF(A302=\"\",\"\",IF(AR302=\"\",\"\",INDIRECT(\"'Fixture Schedule'!K\"&MOD(ROW(A302)-52,50)+9)))","v":""},"",{"$f":"IF(A302=\"\",\"\",INDIRECT(\"'Fixture Schedule'!L\"&MOD(ROW(A302)-52,50)+9))","v":""},null,null,null,null,null,null,null,null,null,null,null,null,null,{"$f":"INDIRECT(\"'Space-by-Space Method'!\"&SUBSTITUTE(ADDRESS(1,MOD(ROW(A302)-52,50)+10,4),\"1\",\"\")&ROUNDDOWN((ROW(A302)-52)/50,0)+4)","v":0},{"$f":"LEFT(INDIRECT(\"'Space-by-Space Method'!BJ\"&ROUNDDOWN((ROW(A302)-52)/50,0)+4),3)","v":""},{"$f":"INDIRECT(\"'Fixture Schedule'!L\"&MOD(ROW(A302)-52,50)+9)","v":0},{"$f":"INDIRECT(\"'Fixture Schedule'!O\"&MOD(ROW(A302)-52,50)+9)","v":0},{"$f":"INDIRECT(\"'Space-by-Space Method'!F\"&ROUNDDOWN((ROW(A302)-52)/50,0)+4)","v":0},{"$f":"INDIRECT(\"'Fixture Schedule'!L\"&MOD(ROW(A302)-52,50)+9)","v":0},{"$f":"INDIRECT(\"'Space-by-Space Method'!D\"&ROUNDDOWN((ROW(A302)-52)/50,0)+4)","v":0},{"$f":"INDIRECT(\"'Space-by-Space Method'!E\"&ROUNDDOWN((ROW(A302)-52)/50,0)+4)","v":1}]
[{"$f":"IF(InteriorCalcType=2,IF(OR(AM303=0,AN303=\"DNQ\")=TRUE,\"\",INDIRECT(\"'Fixture Schedule'!M\"&MOD(ROW(A303)-52,50)+9)),\"\")","v":""},{"$f":"IF(A303=\"\",\"\",INDIRECT(\"'Fixture Schedule'!E\"&MOD(ROW(A303)-52,50)+9))","v":""},{"$f":"IF(A303=\"\",\"\",INDIRECT(\"'Fixture Schedule'!F\"&MOD(ROW(A303)-52,50)+9))","v":""},{"$f":"IF(A303=\"\",\"\",INDIRECT(\"'Fixture Schedule'!L\"&MOD(ROW(A303)-52,50)+9))","v":""},"",null,null,{"$f":"IF(A303=\"\",\"\",IF(AP303=1,Summary!$C$12*(AO303)/(SUM('Space-by-Space Method'!$BO$4:$BO$78,SUM('Exterior Lighting'!$BL$5:$BL$25))),0))","v":""},{"$f":"IF(A303=\"\",\"\",IF(START!$B$34=1,INDIRECT(\"'Space-by-Space Method'!\"&SUBSTITUTE(ADDRESS(1,MOD(ROW(A303)-52,50)+10,4),\"1\",\"\")&ROUNDDOWN((ROW(A303)-52)/50,0)+4),\"\"))","v":""},{"$f":"IF(A303=\"\",\"\",IF(AP303=1,Summary!$F$11*(AO303)/(SUM('Space-by-Space Method'!$BO$4:$BO$78,SUM('Exterior Lighting'!$BL$5:$BL$25))),0))","v":""},{"$f":"IF(A303=\"\",\"\",IF(AP303=1,Summary!$E$11*(AO303)/(SUM('Space-by-Space Method'!$BO$4:$BO$78,SUM('Exterior Lighting'!$BL$5:$BL$25))),0))","v":""},{"$f":"IF(A303=\"\",\"\",IF(AP303=1,Summary!$G$11*(AO303)/(SUM('Space-by-Space Method'!$BO$4:$BO$78,SUM('Exterior Lighting'!$BL$5:$BL$25))),0))","v":""},{"$f":"IF(A303=\"\",\"\",IF(AP303=1,Summary!$H$11*(AO303)/(SUM('Space-by-Space Method'!$BO$4:$BO$78)),0))","v":""},{"$f":"IF(A303=\"\",\"\",IF(AP303=1,Summary!$I$11*(AO303)/(SUM('Space-by-Space Method'!$BO$4:$BO$78)),0))","v":""},null,null,null,{"$f":"IF(A303=\"\",\"\",IF(START!$B$34=2,INDIRECT(\"'Space-by-Space Method'!\"&SUBSTITUTE(ADDRESS(1,MOD(ROW(A303)-52,50)+10,4),\"1\",\"\")&ROUNDDOWN((ROW(A303)-52)/50,0)+4),\"\"))","v":""},{"$f":"IF(A303=\"\",\"\",INDIRECT(\"'Space-by-Space Method'!C\"&ROUNDDOWN((ROW(A303)-52)/50,0)+4))","v":""},{"$f":"IF(A303=\"\",\"\",IF(COUNTIF(CommonSpaceTypes,AQ303)>0,INDIRECT(\"'Space-by-Space Method'!F\"&ROUNDDOWN((ROW(A303)-52)/50,0)+4),\"\"))","v":""},{"$f":"IF(A303=\"\",\"\",IF(COUNTIF(BuildingSpecificSpaceTypes,AQ303)>0,INDIRECT(\"'Space-by-Space Method'!F\"&ROUNDDOWN((ROW(A303)-52)/50,0)+4),\"\"))","v":""},{"$f":"IF(A303=\"\",\"\",INDIRECT(\"'Fixture Schedule'!D\"&MOD(ROW(A303)-52,50)+9))","v":""},{"$f":"IF(A303=\"\",\"\",IF(AR303=\"\",\"\",INDIRECT(\"'Fixture Schedule'!K\"&MOD(ROW(A303)-52,50)+9)))","v":""},"",{"$f":"IF(A303=\"\",\"\",INDIRECT(\"'Fixture Schedule'!L\"&MOD(ROW(A303)-52,50)+9))","v":""},null,null,null,null,null,null,null,null,null,null,null,null,null,{"$f":"INDIRECT(\"'Space-by-Space Method'!\"&SUBSTITUTE(ADDRESS(1,MOD(ROW(A303)-52,50)+10,4),\"1\",\"\")&ROUNDDOWN((ROW(A303)-52)/50,0)+4)","v":0},{"$f":"LEFT(INDIRECT(\"'Space-by-Space Method'!BJ\"&ROUNDDOWN((ROW(A303)-52)/50,0)+4),3)","v":""},{"$f":"INDIRECT(\"'Fixture Schedule'!L\"&MOD(ROW(A303)-52,50)+9)","v":0},{"$f":"INDIRECT(\"'Fixture Schedule'!O\"&MOD(ROW(A303)-52,50)+9)","v":0},{"$f":"INDIRECT(\"'Space-by-Space Method'!F\"&ROUNDDOWN((ROW(A303)-52)/50,0)+4)","v":0},{"$f":"INDIRECT(\"'Fixture Schedule'!L\"&MOD(ROW(A303)-52,50)+9)","v":0},{"$f":"INDIRECT(\"'Space-by-Space Method'!D\"&ROUNDDOWN((ROW(A303)-52)/50,0)+4)","v":0},{"$f":"INDIRECT(\"'Space-by-Space Method'!E\"&ROUNDDOWN((ROW(A303)-52)/50,0)+4)","v":1}]
[{"$f":"IF(InteriorCalcType=2,IF(OR(AM304=0,AN304=\"DNQ\")=TRUE,\"\",INDIRECT(\"'Fixture Schedule'!M\"&MOD(ROW(A304)-52,50)+9)),\"\")","v":""},{"$f":"IF(A304=\"\",\"\",INDIRECT(\"'Fixture Schedule'!E\"&MOD(ROW(A304)-52,50)+9))","v":""},{"$f":"IF(A304=\"\",\"\",INDIRECT(\"'Fixture Schedule'!F\"&MOD(ROW(A304)-52,50)+9))","v":""},{"$f":"IF(A304=\"\",\"\",INDIRECT(\"'Fixture Schedule'!L\"&MOD(ROW(A304)-52,50)+9))","v":""},"",null,null,{"$f":"IF(A304=\"\",\"\",IF(AP304=1,Summary!$C$12*(AO304)/(SUM('Space-by-Space Method'!$BO$4:$BO$78,SUM('Exterior Lighting'!$BL$5:$BL$25))),0))","v":""},{"$f":"IF(A304=\"\",\"\",IF(START!$B$34=1,INDIRECT(\"'Space-by-Space Method'!\"&SUBSTITUTE(ADDRESS(1,MOD(ROW(A304)-52,50)+10,4),\"1\",\"\")&ROUNDDOWN((ROW(A304)-52)/50,0)+4),\"\"))","v":""},{"$f":"IF(A304=\"\",\"\",IF(AP304=1,Summary!$F$11*(AO304)/(SUM('Space-by-Space Method'!$BO$4:$BO$78,SUM('Exterior Lighting'!$BL$5:$BL$25))),0))","v":""},{"$f":"IF(A304=\"\",\"\",IF(AP304=1,Summary!$E$11*(AO304)/(SUM('Space-by-Space Method'!$BO$4:$BO$78,SUM('Exterior Lighting'!$BL$5:$BL$25))),0))","v":""},{"$f":"IF(A304=\"\",\"\",IF(AP304=1,Summary!$G$11*(AO304)/(SUM('Space-by-Space Method'!$BO$4:$BO$78,SUM('Exterior Lighting'!$BL$5:$BL$25))),0))","v":""},{"$f":"IF(A304=\"\",\"\",IF(AP304=1,Summary!$H$11*(AO304)/(SUM('Space-by-Space Method'!$BO$4:$BO$78)),0))","v":""},{"$f":"IF(A304=\"\",\"\",IF(AP304=1,Summary!$I$11*(AO304)/(SUM('Space-by-Space Method'!$BO$4:$BO$78)),0))","v":""},null,null,null,{"$f":"IF(A304=\"\",\"\",IF(START!$B$34=2,INDIRECT(\"'Space-by-Space Method'!\"&SUBSTITUTE(ADDRESS(1,MOD(ROW(A304)-52,50)+10,4),\"1\",\"\")&ROUNDDOWN((ROW(A304)-52)/50,0)+4),\"\"))","v":""},{"$f":"IF(A304=\"\",\"\",INDIRECT(\"'Space-by-Space Method'!C\"&ROUNDDOWN((ROW(A304)-52)/50,0)+4))","v":""},{"$f":"IF(A304=\"\",\"\",IF(COUNTIF(CommonSpaceTypes,AQ304)>0,INDIRECT(\"'Space-by-Space Method'!F\"&ROUNDDOWN((ROW(A304)-52)/50,0)+4),\"\"))","v":""},{"$f":"IF(A304=\"\",\"\",IF(COUNTIF(BuildingSpecificSpaceTypes,AQ304)>0,INDIRECT(\"'Space-by-Space Method'!F\"&ROUNDDOWN((ROW(A304)-52)/50,0)+4),\"\"))","v":""},{"$f":"IF(A304=\"\",\"\",INDIRECT(\"'Fixture Schedule'!D\"&MOD(ROW(A304)-52,50)+9))","v":""},{"$f":"IF(A304=\"\",\"\",IF(AR304=\"\",\"\",INDIRECT(\"'Fixture Schedule'!K\"&MOD(ROW(A304)-52,50)+9)))","v":""},"",{"$f":"IF(A304=\"\",\"\",INDIRECT(\"'Fixture Schedule'!L\"&MOD(ROW(A304)-52,50)+9))","v":""},null,null,null,null,null,null,null,null,null,null,null,null,null,{"$f":"INDIRECT(\"'Space-by-Space Method'!\"&SUBSTITUTE(ADDRESS(1,MOD(ROW(A304)-52,50)+10,4),\"1\",\"\")&ROUNDDOWN((ROW(A304)-52)/50,0)+4)","v":0},{"$f":"LEFT(INDIRECT(\"'Space-by-Space Method'!BJ\"&ROUNDDOWN((ROW(A304)-52)/50,0)+4),3)","v":""},{"$f":"INDIRECT(\"'Fixture Schedule'!L\"&MOD(ROW(A304)-52,50)+9)","v":0},{"$f":"INDIRECT(\"'Fixture Schedule'!O\"&MOD(ROW(A304)-52,50)+9)","v":0},{"$f":"INDIRECT(\"'Space-by-Space Method'!F\"&ROUNDDOWN((ROW(A304)-52)/50,0)+4)","v":0},{"$f":"INDIRECT(\"'Fixture Schedule'!L\"&MOD(ROW(A304)-52,50)+9)","v":0},{"$f":"INDIRECT(\"'Space-by-Space Method'!D\"&ROUNDDOWN((ROW(A304)-52)/50,0)+4)","v":0},{"$f":"INDIRECT(\"'Space-by-Space Method'!E\"&ROUNDDOWN((ROW(A304)-52)/50,0)+4)","v":1}]
[{"$f":"IF(InteriorCalcType=2,IF(OR(AM305=0,AN305=\"DNQ\")=TRUE,\"\",INDIRECT(\"'Fixture Schedule'!M\"&MOD(ROW(A305)-52,50)+9)),\"\")","v":""},{"$f":"IF(A305=\"\",\"\",INDIRECT(\"'Fixture Schedule'!E\"&MOD(ROW(A305)-52,50)+9))","v":""},{"$f":"IF(A305=\"\",\"\",INDIRECT(\"'Fixture Schedule'!F\"&MOD(ROW(A305)-52,50)+9))","v":""},{"$f":"IF(A305=\"\",\"\",INDIRECT(\"'Fixture Schedule'!L\"&MOD(ROW(A305)-52,50)+9))","v":""},"",null,null,{"$f":"IF(A305=\"\",\"\",IF(AP305=1,Summary!$C$12*(AO305)/(SUM('Space-by-Space Method'!$BO$4:$BO$78,SUM('Exterior Lighting'!$BL$5:$BL$25))),0))","v":""},{"$f":"IF(A305=\"\",\"\",IF(START!$B$34=1,INDIRECT(\"'Space-by-Space Method'!\"&SUBSTITUTE(ADDRESS(1,MOD(ROW(A305)-52,50)+10,4),\"1\",\"\")&ROUNDDOWN((ROW(A305)-52)/50,0)+4),\"\"))","v":""},{"$f":"IF(A305=\"\",\"\",IF(AP305=1,Summary!$F$11*(AO305)/(SUM('Space-by-Space Method'!$BO$4:$BO$78,SUM('Exterior Lighting'!$BL$5:$BL$25))),0))","v":""},{"$f":"IF(A305=\"\",\"\",IF(AP305=1,Summary!$E$11*(AO305)/(SUM('Space-by-Space Method'!$BO$4:$BO$78,SUM('Exterior Lighting'!$BL$5:$BL$25))),0))","v":""},{"$f":"IF(A305=\"\",\"\",IF(AP305=1,Summary!$G$11*(AO305)/(SUM('Space-by-Space Method'!$BO$4:$BO$78,SUM('Exterior Lighting'!$BL$5:$BL$25))),0))","v":""},{"$f":"IF(A305=\"\",\"\",IF(AP305=1,Summary!$H$11*(AO305)/(SUM('Space-by-Space Method'!$BO$4:$BO$78)),0))","v":""},{"$f":"IF(A305=\"\",\"\",IF(AP305=1,Summary!$I$11*(AO305)/(SUM('Space-by-Space Method'!$BO$4:$BO$78)),0))","v":""},null,null,null,{"$f":"IF(A305=\"\",\"\",IF(START!$B$34=2,INDIRECT(\"'Space-by-Space Method'!\"&SUBSTITUTE(ADDRESS(1,MOD(ROW(A305)-52,50)+10,4),\"1\",\"\")&ROUNDDOWN((ROW(A305)-52)/50,0)+4),\"\"))","v":""},{"$f":"IF(A305=\"\",\"\",INDIRECT(\"'Space-by-Space Method'!C\"&ROUNDDOWN((ROW(A305)-52)/50,0)+4))","v":""},{"$f":"IF(A305=\"\",\"\",IF(COUNTIF(CommonSpaceTypes,AQ305)>0,INDIRECT(\"'Space-by-Space Method'!F\"&ROUNDDOWN((ROW(A305)-52)/50,0)+4),\"\"))","v":""},{"$f":"IF(A305=\"\",\"\",IF(COUNTIF(BuildingSpecificSpaceTypes,AQ305)>0,INDIRECT(\"'Space-by-Space Method'!F\"&ROUNDDOWN((ROW(A305)-52)/50,0)+4),\"\"))","v":""},{"$f":"IF(A305=\"\",\"\",INDIRECT(\"'Fixture Schedule'!D\"&MOD(ROW(A305)-52,50)+9))","v":""},{"$f":"IF(A305=\"\",\"\",IF(AR305=\"\",\"\",INDIRECT(\"'Fixture Schedule'!K\"&MOD(ROW(A305)-52,50)+9)))","v":""},"",{"$f":"IF(A305=\"\",\"\",INDIRECT(\"'Fixture Schedule'!L\"&MOD(ROW(A305)-52,50)+9))","v":""},null,null,null,null,null,null,null,null,null,null,null,null,null,{"$f":"INDIRECT(\"'Space-by-Space Method'!\"&SUBSTITUTE(ADDRESS(1,MOD(ROW(A305)-52,50)+10,4),\"1\",\"\")&ROUNDDOWN((ROW(A305)-52)/50,0)+4)","v":0},{"$f":"LEFT(INDIRECT(\"'Space-by-Space Method'!BJ\"&ROUNDDOWN((ROW(A305)-52)/50,0)+4),3)","v":""},{"$f":"INDIRECT(\"'Fixture Schedule'!L\"&MOD(ROW(A305)-52,50)+9)","v":0},{"$f":"INDIRECT(\"'Fixture Schedule'!O\"&MOD(ROW(A305)-52,50)+9)","v":0},{"$f":"INDIRECT(\"'Space-by-Space Method'!F\"&ROUNDDOWN((ROW(A305)-52)/50,0)+4)","v":0},{"$f":"INDIRECT(\"'Fixture Schedule'!L\"&MOD(ROW(A305)-52,50)+9)","v":0},{"$f":"INDIRECT(\"'Space-by-Space Method'!D\"&ROUNDDOWN((ROW(A305)-52)/50,0)+4)","v":0},{"$f":"INDIRECT(\"'Space-by-Space Method'!E\"&ROUNDDOWN((ROW(A305)-52)/50,0)+4)","v":1}]
[{"$f":"IF(InteriorCalcType=2,IF(OR(AM306=0,AN306=\"DNQ\")=TRUE,\"\",INDIRECT(\"'Fixture Schedule'!M\"&MOD(ROW(A306)-52,50)+9)),\"\")","v":""},{"$f":"IF(A306=\"\",\"\",INDIRECT(\"'Fixture Schedule'!E\"&MOD(ROW(A306)-52,50)+9))","v":""},{"$f":"IF(A306=\"\",\"\",INDIRECT(\"'Fixture Schedule'!F\"&MOD(ROW(A306)-52,50)+9))","v":""},{"$f":"IF(A306=\"\",\"\",INDIRECT(\"'Fixture Schedule'!L\"&MOD(ROW(A306)-52,50)+9))","v":""},"",null,null,{"$f":"IF(A306=\"\",\"\",IF(AP306=1,Summary!$C$12*(AO306)/(SUM('Space-by-Space Method'!$BO$4:$BO$78,SUM('Exterior Lighting'!$BL$5:$BL$25))),0))","v":""},{"$f":"IF(A306=\"\",\"\",IF(START!$B$34=1,INDIRECT(\"'Space-by-Space Method'!\"&SUBSTITUTE(ADDRESS(1,MOD(ROW(A306)-52,50)+10,4),\"1\",\"\")&ROUNDDOWN((ROW(A306)-52)/50,0)+4),\"\"))","v":""},{"$f":"IF(A306=\"\",\"\",IF(AP306=1,Summary!$F$11*(AO306)/(SUM('Space-by-Space Method'!$BO$4:$BO$78,SUM('Exterior Lighting'!$BL$5:$BL$25))),0))","v":""},{"$f":"IF(A306=\"\",\"\",IF(AP306=1,Summary!$E$11*(AO306)/(SUM('Space-by-Space Method'!$BO$4:$BO$78,SUM('Exterior Lighting'!$BL$5:$BL$25))),0))","v":""},{"$f":"IF(A306=\"\",\"\",IF(AP306=1,Summary!$G$11*(AO306)/(SUM('Space-by-Space Method'!$BO$4:$BO$78,SUM('Exterior Lighting'!$BL$5:$BL$25))),0))","v":""},{"$f":"IF(A306=\"\",\"\",IF(AP306=1,Summary!$H$11*(AO306)/(SUM('Space-by-Space Method'!$BO$4:$BO$78)),0))","v":""},{"$f":"IF(A306=\"\",\"\",IF(AP306=1,Summary!$I$11*(AO306)/(SUM('Space-by-Space Method'!$BO$4:$BO$78)),0))","v":""},null,null,null,{"$f":"IF(A306=\"\",\"\",IF(START!$B$34=2,INDIRECT(\"'Space-by-Space Method'!\"&SUBSTITUTE(ADDRESS(1,MOD(ROW(A306)-52,50)+10,4),\"1\",\"\")&ROUNDDOWN((ROW(A306)-52)/50,0)+4),\"\"))","v":""},{"$f":"IF(A306=\"\",\"\",INDIRECT(\"'Space-by-Space Method'!C\"&ROUNDDOWN((ROW(A306)-52)/50,0)+4))","v":""},{"$f":"IF(A306=\"\",\"\",IF(COUNTIF(CommonSpaceTypes,AQ306)>0,INDIRECT(\"'Space-by-Space Method'!F\"&ROUNDDOWN((ROW(A306)-52)/50,0)+4),\"\"))","v":""},{"$f":"IF(A306=\"\",\"\",IF(COUNTIF(BuildingSpecificSpaceTypes,AQ306)>0,INDIRECT(\"'Space-by-Space Method'!F\"&ROUNDDOWN((ROW(A306)-52)/50,0)+4),\"\"))","v":""},{"$f":"IF(A306=\"\",\"\",INDIRECT(\"'Fixture Schedule'!D\"&MOD(ROW(A306)-52,50)+9))","v":""},{"$f":"IF(A306=\"\",\"\",IF(AR306=\"\",\"\",INDIRECT(\"'Fixture Schedule'!K\"&MOD(ROW(A306)-52,50)+9)))","v":""},"",{"$f":"IF(A306=\"\",\"\",INDIRECT(\"'Fixture Schedule'!L\"&MOD(ROW(A306)-52,50)+9))","v":""},null,null,null,null,null,null,null,null,null,null,null,null,null,{"$f":"INDIRECT(\"'Space-by-Space Method'!\"&SUBSTITUTE(ADDRESS(1,MOD(ROW(A306)-52,50)+10,4),\"1\",\"\")&ROUNDDOWN((ROW(A306)-52)/50,0)+4)","v":0},{"$f":"LEFT(INDIRECT(\"'Space-by-Space Method'!BJ\"&ROUNDDOWN((ROW(A306)-52)/50,0)+4),3)","v":""},{"$f":"INDIRECT(\"'Fixture Schedule'!L\"&MOD(ROW(A306)-52,50)+9)","v":0},{"$f":"INDIRECT(\"'Fixture Schedule'!O\"&MOD(ROW(A306)-52,50)+9)","v":0},{"$f":"INDIRECT(\"'Space-by-Space Method'!F\"&ROUNDDOWN((ROW(A306)-52)/50,0)+4)","v":0},{"$f":"INDIRECT(\"'Fixture Schedule'!L\"&MOD(ROW(A306)-52,50)+9)","v":0},{"$f":"INDIRECT(\"'Space-by-Space Method'!D\"&ROUNDDOWN((ROW(A306)-52)/50,0)+4)","v":0},{"$f":"INDIRECT(\"'Space-by-Space Method'!E\"&ROUNDDOWN((ROW(A306)-52)/50,0)+4)","v":1}]
[{"$f":"IF(InteriorCalcType=2,IF(OR(AM307=0,AN307=\"DNQ\")=TRUE,\"\",INDIRECT(\"'Fixture Schedule'!M\"&MOD(ROW(A307)-52,50)+9)),\"\")","v":""},{"$f":"IF(A307=\"\",\"\",INDIRECT(\"'Fixture Schedule'!E\"&MOD(ROW(A307)-52,50)+9))","v":""},{"$f":"IF(A307=\"\",\"\",INDIRECT(\"'Fixture Schedule'!F\"&MOD(ROW(A307)-52,50)+9))","v":""},{"$f":"IF(A307=\"\",\"\",INDIRECT(\"'Fixture Schedule'!L\"&MOD(ROW(A307)-52,50)+9))","v":""},"",null,null,{"$f":"IF(A307=\"\",\"\",IF(AP307=1,Summary!$C$12*(AO307)/(SUM('Space-by-Space Method'!$BO$4:$BO$78,SUM('Exterior Lighting'!$BL$5:$BL$25))),0))","v":""},{"$f":"IF(A307=\"\",\"\",IF(START!$B$34=1,INDIRECT(\"'Space-by-Space Method'!\"&SUBSTITUTE(ADDRESS(1,MOD(ROW(A307)-52,50)+10,4),\"1\",\"\")&ROUNDDOWN((ROW(A307)-52)/50,0)+4),\"\"))","v":""},{"$f":"IF(A307=\"\",\"\",IF(AP307=1,Summary!$F$11*(AO307)/(SUM('Space-by-Space Method'!$BO$4:$BO$78,SUM('Exterior Lighting'!$BL$5:$BL$25))),0))","v":""},{"$f":"IF(A307=\"\",\"\",IF(AP307=1,Summary!$E$11*(AO307)/(SUM('Space-by-Space Method'!$BO$4:$BO$78,SUM('Exterior Lighting'!$BL$5:$BL$25))),0))","v":""},{"$f":"IF(A307=\"\",\"\",IF(AP307=1,Summary!$G$11*(AO307)/(SUM('Space-by-Space Method'!$BO$4:$BO$78,SUM('Exterior Lighting'!$BL$5:$BL$25))),0))","v":""},{"$f":"IF(A307=\"\",\"\",IF(AP307=1,Summary!$H$11*(AO307)/(SUM('Space-by-Space Method'!$BO$4:$BO$78)),0))","v":""},{"$f":"IF(A307=\"\",\"\",IF(AP307=1,Summary!$I$11*(AO307)/(SUM('Space-by-Space Method'!$BO$4:$BO$78)),0))","v":""},null,null,null,{"$f":"IF(A307=\"\",\"\",IF(START!$B$34=2,INDIRECT(\"'Space-by-Space Method'!\"&SUBSTITUTE(ADDRESS(1,MOD(ROW(A307)-52,50)+10,4),\"1\",\"\")&ROUNDDOWN((ROW(A307)-52)/50,0)+4),\"\"))","v":""},{"$f":"IF(A307=\"\",\"\",INDIRECT(\"'Space-by-Space Method'!C\"&ROUNDDOWN((ROW(A307)-52)/50,0)+4))","v":""},{"$f":"IF(A307=\"\",\"\",IF(COUNTIF(CommonSpaceTypes,AQ307)>0,INDIRECT(\"'Space-by-Space Method'!F\"&ROUNDDOWN((ROW(A307)-52)/50,0)+4),\"\"))","v":""},{"$f":"IF(A307=\"\",\"\",IF(COUNTIF(BuildingSpecificSpaceTypes,AQ307)>0,INDIRECT(\"'Space-by-Space Method'!F\"&ROUNDDOWN((ROW(A307)-52)/50,0)+4),\"\"))","v":""},{"$f":"IF(A307=\"\",\"\",INDIRECT(\"'Fixture Schedule'!D\"&MOD(ROW(A307)-52,50)+9))","v":""},{"$f":"IF(A307=\"\",\"\",IF(AR307=\"\",\"\",INDIRECT(\"'Fixture Schedule'!K\"&MOD(ROW(A307)-52,50)+9)))","v":""},"",{"$f":"IF(A307=\"\",\"\",INDIRECT(\"'Fixture Schedule'!L\"&MOD(ROW(A307)-52,50)+9))","v":""},null,null,null,null,null,null,null,null,null,null,null,null,null,{"$f":"INDIRECT(\"'Space-by-Space Method'!\"&SUBSTITUTE(ADDRESS(1,MOD(ROW(A307)-52,50)+10,4),\"1\",\"\")&ROUNDDOWN((ROW(A307)-52)/50,0)+4)","v":0},{"$f":"LEFT(INDIRECT(\"'Space-by-Space Method'!BJ\"&ROUNDDOWN((ROW(A307)-52)/50,0)+4),3)","v":""},{"$f":"INDIRECT(\"'Fixture Schedule'!L\"&MOD(ROW(A307)-52,50)+9)","v":0},{"$f":"INDIRECT(\"'Fixture Schedule'!O\"&MOD(ROW(A307)-52,50)+9)","v":0},{"$f":"INDIRECT(\"'Space-by-Space Method'!F\"&ROUNDDOWN((ROW(A307)-52)/50,0)+4)","v":0},{"$f":"INDIRECT(\"'Fixture Schedule'!L\"&MOD(ROW(A307)-52,50)+9)","v":0},{"$f":"INDIRECT(\"'Space-by-Space Method'!D\"&ROUNDDOWN((ROW(A307)-52)/50,0)+4)","v":0},{"$f":"INDIRECT(\"'Space-by-Space Method'!E\"&ROUNDDOWN((ROW(A307)-52)/50,0)+4)","v":1}]
[{"$f":"IF(InteriorCalcType=2,IF(OR(AM308=0,AN308=\"DNQ\")=TRUE,\"\",INDIRECT(\"'Fixture Schedule'!M\"&MOD(ROW(A308)-52,50)+9)),\"\")","v":""},{"$f":"IF(A308=\"\",\"\",INDIRECT(\"'Fixture Schedule'!E\"&MOD(ROW(A308)-52,50)+9))","v":""},{"$f":"IF(A308=\"\",\"\",INDIRECT(\"'Fixture Schedule'!F\"&MOD(ROW(A308)-52,50)+9))","v":""},{"$f":"IF(A308=\"\",\"\",INDIRECT(\"'Fixture Schedule'!L\"&MOD(ROW(A308)-52,50)+9))","v":""},"",null,null,{"$f":"IF(A308=\"\",\"\",IF(AP308=1,Summary!$C$12*(AO308)/(SUM('Space-by-Space Method'!$BO$4:$BO$78,SUM('Exterior Lighting'!$BL$5:$BL$25))),0))","v":""},{"$f":"IF(A308=\"\",\"\",IF(START!$B$34=1,INDIRECT(\"'Space-by-Space Method'!\"&SUBSTITUTE(ADDRESS(1,MOD(ROW(A308)-52,50)+10,4),\"1\",\"\")&ROUNDDOWN((ROW(A308)-52)/50,0)+4),\"\"))","v":""},{"$f":"IF(A308=\"\",\"\",IF(AP308=1,Summary!$F$11*(AO308)/(SUM('Space-by-Space Method'!$BO$4:$BO$78,SUM('Exterior Lighting'!$BL$5:$BL$25))),0))","v":""},{"$f":"IF(A308=\"\",\"\",IF(AP308=1,Summary!$E$11*(AO308)/(SUM('Space-by-Space Method'!$BO$4:$BO$78,SUM('Exterior Lighting'!$BL$5:$BL$25))),0))","v":""},{"$f":"IF(A308=\"\",\"\",IF(AP308=1,Summary!$G$11*(AO308)/(SUM('Space-by-Space Method'!$BO$4:$BO$78,SUM('Exterior Lighting'!$BL$5:$BL$25))),0))","v":""},{"$f":"IF(A308=\"\",\"\",IF(AP308=1,Summary!$H$11*(AO308)/(SUM('Space-by-Space Method'!$BO$4:$BO$78)),0))","v":""},{"$f":"IF(A308=\"\",\"\",IF(AP308=1,Summary!$I$11*(AO308)/(SUM('Space-by-Space Method'!$BO$4:$BO$78)),0))","v":""},null,null,null,{"$f":"IF(A308=\"\",\"\",IF(START!$B$34=2,INDIRECT(\"'Space-by-Space Method'!\"&SUBSTITUTE(ADDRESS(1,MOD(ROW(A308)-52,50)+10,4),\"1\",\"\")&ROUNDDOWN((ROW(A308)-52)/50,0)+4),\"\"))","v":""},{"$f":"IF(A308=\"\",\"\",INDIRECT(\"'Space-by-Space Method'!C\"&ROUNDDOWN((ROW(A308)-52)/50,0)+4))","v":""},{"$f":"IF(A308=\"\",\"\",IF(COUNTIF(CommonSpaceTypes,AQ308)>0,INDIRECT(\"'Space-by-Space Method'!F\"&ROUNDDOWN((ROW(A308)-52)/50,0)+4),\"\"))","v":""},{"$f":"IF(A308=\"\",\"\",IF(COUNTIF(BuildingSpecificSpaceTypes,AQ308)>0,INDIRECT(\"'Space-by-Space Method'!F\"&ROUNDDOWN((ROW(A308)-52)/50,0)+4),\"\"))","v":""},{"$f":"IF(A308=\"\",\"\",INDIRECT(\"'Fixture Schedule'!D\"&MOD(ROW(A308)-52,50)+9))","v":""},{"$f":"IF(A308=\"\",\"\",IF(AR308=\"\",\"\",INDIRECT(\"'Fixture Schedule'!K\"&MOD(ROW(A308)-52,50)+9)))","v":""},"",{"$f":"IF(A308=\"\",\"\",INDIRECT(\"'Fixture Schedule'!L\"&MOD(ROW(A308)-52,50)+9))","v":""},null,null,null,null,null,null,null,null,null,null,null,null,null,{"$f":"INDIRECT(\"'Space-by-Space Method'!\"&SUBSTITUTE(ADDRESS(1,MOD(ROW(A308)-52,50)+10,4),\"1\",\"\")&ROUNDDOWN((ROW(A308)-52)/50,0)+4)","v":0},{"$f":"LEFT(INDIRECT(\"'Space-by-Space Method'!BJ\"&ROUNDDOWN((ROW(A308)-52)/50,0)+4),3)","v":""},{"$f":"INDIRECT(\"'Fixture Schedule'!L\"&MOD(ROW(A308)-52,50)+9)","v":0},{"$f":"INDIRECT(\"'Fixture Schedule'!O\"&MOD(ROW(A308)-52,50)+9)","v":0},{"$f":"INDIRECT(\"'Space-by-Space Method'!F\"&ROUNDDOWN((ROW(A308)-52)/50,0)+4)","v":0},{"$f":"INDIRECT(\"'Fixture Schedule'!L\"&MOD(ROW(A308)-52,50)+9)","v":0},{"$f":"INDIRECT(\"'Space-by-Space Method'!D\"&ROUNDDOWN((ROW(A308)-52)/50,0)+4)","v":0},{"$f":"INDIRECT(\"'Space-by-Space Method'!E\"&ROUNDDOWN((ROW(A308)-52)/50,0)+4)","v":1}]
[{"$f":"IF(InteriorCalcType=2,IF(OR(AM309=0,AN309=\"DNQ\")=TRUE,\"\",INDIRECT(\"'Fixture Schedule'!M\"&MOD(ROW(A309)-52,50)+9)),\"\")","v":""},{"$f":"IF(A309=\"\",\"\",INDIRECT(\"'Fixture Schedule'!E\"&MOD(ROW(A309)-52,50)+9))","v":""},{"$f":"IF(A309=\"\",\"\",INDIRECT(\"'Fixture Schedule'!F\"&MOD(ROW(A309)-52,50)+9))","v":""},{"$f":"IF(A309=\"\",\"\",INDIRECT(\"'Fixture Schedule'!L\"&MOD(ROW(A309)-52,50)+9))","v":""},{"$f":"IF(A309=\"\",\"\",\"Watts\")","v":""},null,null,{"$f":"IF(A309=\"\",\"\",IF(AP309=1,Summary!$C$12*(AO309)/(SUM('Space-by-Space Method'!$BO$4:$BO$78,SUM('Exterior Lighting'!$BL$5:$BL$25))),0))","v":""},{"$f":"IF(A309=\"\",\"\",IF(START!$B$34=1,INDIRECT(\"'Space-by-Space Method'!\"&SUBSTITUTE(ADDRESS(1,MOD(ROW(A309)-52,50)+10,4),\"1\",\"\")&ROUNDDOWN((ROW(A309)-52)/50,0)+4),\"\"))","v":""},{"$f":"IF(A309=\"\",\"\",IF(AP309=1,Summary!$F$11*(AO309)/(SUM('Space-by-Space Method'!$BO$4:$BO$78,SUM('Exterior Lighting'!$BL$5:$BL$25))),0))","v":""},{"$f":"IF(A309=\"\",\"\",IF(AP309=1,Summary!$E$11*(AO309)/(SUM('Space-by-Space Method'!$BO$4:$BO$78,SUM('Exterior Lighting'!$BL$5:$BL$25))),0))","v":""},{"$f":"IF(A309=\"\",\"\",IF(AP309=1,Summary!$G$11*(AO309)/(SUM('Space-by-Space Method'!$BO$4:$BO$78,SUM('Exterior Lighting'!$BL$5:$BL$25))),0))","v":""},{"$f":"IF(A309=\"\",\"\",IF(AP309=1,Summary!$H$11*(AO309)/(SUM('Space-by-Space Method'!$BO$4:$BO$78)),0))","v":""},{"$f":"IF(A309=\"\",\"\",IF(AP309=1,Summary!$I$11*(AO309)/(SUM('Space-by-Space Method'!$BO$4:$BO$78)),0))","v":""},null,null,null,{"$f":"IF(A309=\"\",\"\",IF(START!$B$34=2,INDIRECT(\"'Space-by-Space Method'!\"&SUBSTITUTE(ADDRESS(1,MOD(ROW(A309)-52,50)+10,4),\"1\",\"\")&ROUNDDOWN((ROW(A309)-52)/50,0)+4),\"\"))","v":""},{"$f":"IF(A309=\"\",\"\",INDIRECT(\"'Space-by-Space Method'!C\"&ROUNDDOWN((ROW(A309)-52)/50,0)+4))","v":""},{"$f":"IF(A309=\"\",\"\",IF(COUNTIF(CommonSpaceTypes,AQ309)>0,INDIRECT(\"'Space-by-Space Method'!F\"&ROUNDDOWN((ROW(A309)-52)/50,0)+4),\"\"))","v":""},{"$f":"IF(A309=\"\",\"\",IF(COUNTIF(BuildingSpecificSpaceTypes,AQ309)>0,INDIRECT(\"'Space-by-Space Method'!F\"&ROUNDDOWN((ROW(A309)-52)/50,0)+4),\"\"))","v":""},{"$f":"IF(A309=\"\",\"\",INDIRECT(\"'Fixture Schedule'!D\"&MOD(ROW(A309)-52,50)+9))","v":""},{"$f":"IF(A309=\"\",\"\",IF(AR309=\"\",\"\",INDIRECT(\"'Fixture Schedule'!K\"&MOD(ROW(A309)-52,50)+9)))","v":""},{"$f":"IF(A309=\"\",\"\",AS309*AT309)","v":""},{"$f":"IF(A309=\"\",\"\",INDIRECT(\"'Fixture Schedule'!L\"&MOD(ROW(A309)-52,50)+9))","v":""},null,null,null,null,null,null,null,null,null,null,null,null,null,{"$f":"INDIRECT(\"'Space-by-Space Method'!\"&SUBSTITUTE(ADDRESS(1,MOD(ROW(A309)-52,50)+10,4),\"1\",\"\")&ROUNDDOWN((ROW(A309)-52)/50,0)+4)","v":0},{"$f":"LEFT(INDIRECT(\"'Space-by-Space Method'!BJ\"&ROUNDDOWN((ROW(A309)-52)/50,0)+4),3)","v":""},{"$f":"INDIRECT(\"'Fixture Schedule'!L\"&MOD(ROW(A309)-52,50)+9)","v":0},{"$f":"INDIRECT(\"'Fixture Schedule'!O\"&MOD(ROW(A309)-52,50)+9)","v":0},{"$f":"INDIRECT(\"'Space-by-Space Method'!F\"&ROUNDDOWN((ROW(A309)-52)/50,0)+4)","v":0},{"$f":"INDIRECT(\"'Fixture Schedule'!L\"&MOD(ROW(A309)-52,50)+9)","v":0},{"$f":"INDIRECT(\"'Space-by-Space Method'!D\"&ROUNDDOWN((ROW(A309)-52)/50,0)+4)","v":0},{"$f":"INDIRECT(\"'Space-by-Space Method'!E\"&ROUNDDOWN((ROW(A309)-52)/50,0)+4)","v":1}]
[{"$f":"IF(InteriorCalcType=2,IF(OR(AM310=0,AN310=\"DNQ\")=TRUE,\"\",INDIRECT(\"'Fixture Schedule'!M\"&MOD(ROW(A310)-52,50)+9)),\"\")","v":""},{"$f":"IF(A310=\"\",\"\",INDIRECT(\"'Fixture Schedule'!E\"&MOD(ROW(A310)-52,50)+9))","v":""},{"$f":"IF(A310=\"\",\"\",INDIRECT(\"'Fixture Schedule'!F\"&MOD(ROW(A310)-52,50)+9))","v":""},{"$f":"IF(A310=\"\",\"\",INDIRECT(\"'Fixture Schedule'!L\"&MOD(ROW(A310)-52,50)+9))","v":""},"",null,null,{"$f":"IF(A310=\"\",\"\",IF(AP310=1,Summary!$C$12*(AO310)/(SUM('Space-by-Space Method'!$BO$4:$BO$78,SUM('Exterior Lighting'!$BL$5:$BL$25))),0))","v":""},{"$f":"IF(A310=\"\",\"\",IF(START!$B$34=1,INDIRECT(\"'Space-by-Space Method'!\"&SUBSTITUTE(ADDRESS(1,MOD(ROW(A310)-52,50)+10,4),\"1\",\"\")&ROUNDDOWN((ROW(A310)-52)/50,0)+4),\"\"))","v":""},{"$f":"IF(A310=\"\",\"\",IF(AP310=1,Summary!$F$11*(AO310)/(SUM('Space-by-Space Method'!$BO$4:$BO$78,SUM('Exterior Lighting'!$BL$5:$BL$25))),0))","v":""},{"$f":"IF(A310=\"\",\"\",IF(AP310=1,Summary!$E$11*(AO310)/(SUM('Space-by-Space Method'!$BO$4:$BO$78,SUM('Exterior Lighting'!$BL$5:$BL$25))),0))","v":""},{"$f":"IF(A310=\"\",\"\",IF(AP310=1,Summary!$G$11*(AO310)/(SUM('Space-by-Space Method'!$BO$4:$BO$78,SUM('Exterior Lighting'!$BL$5:$BL$25))),0))","v":""},{"$f":"IF(A310=\"\",\"\",IF(AP310=1,Summary!$H$11*(AO310)/(SUM('Space-by-Space Method'!$BO$4:$BO$78)),0))","v":""},{"$f":"IF(A310=\"\",\"\",IF(AP310=1,Summary!$I$11*(AO310)/(SUM('Space-by-Space Method'!$BO$4:$BO$78)),0))","v":""},null,null,null,{"$f":"IF(A310=\"\",\"\",IF(START!$B$34=2,INDIRECT(\"'Space-by-Space Method'!\"&SUBSTITUTE(ADDRESS(1,MOD(ROW(A310)-52,50)+10,4),\"1\",\"\")&ROUNDDOWN((ROW(A310)-52)/50,0)+4),\"\"))","v":""},{"$f":"IF(A310=\"\",\"\",INDIRECT(\"'Space-by-Space Method'!C\"&ROUNDDOWN((ROW(A310)-52)/50,0)+4))","v":""},{"$f":"IF(A310=\"\",\"\",IF(COUNTIF(CommonSpaceTypes,AQ310)>0,INDIRECT(\"'Space-by-Space Method'!F\"&ROUNDDOWN((ROW(A310)-52)/50,0)+4),\"\"))","v":""},{"$f":"IF(A310=\"\",\"\",IF(COUNTIF(BuildingSpecificSpaceTypes,AQ310)>0,INDIRECT(\"'Space-by-Space Method'!F\"&ROUNDDOWN((ROW(A310)-52)/50,0)+4),\"\"))","v":""},{"$f":"IF(A310=\"\",\"\",INDIRECT(\"'Fixture Schedule'!D\"&MOD(ROW(A310)-52,50)+9))","v":""},{"$f":"IF(A310=\"\",\"\",IF(AR310=\"\",\"\",INDIRECT(\"'Fixture Schedule'!K\"&MOD(ROW(A310)-52,50)+9)))","v":""},"",{"$f":"IF(A310=\"\",\"\",INDIRECT(\"'Fixture Schedule'!L\"&MOD(ROW(A310)-52,50)+9))","v":""},null,null,null,null,null,null,null,null,null,null,null,null,null,{"$f":"INDIRECT(\"'Space-by-Space Method'!\"&SUBSTITUTE(ADDRESS(1,MOD(ROW(A310)-52,50)+10,4),\"1\",\"\")&ROUNDDOWN((ROW(A310)-52)/50,0)+4)","v":0},{"$f":"LEFT(INDIRECT(\"'Space-by-Space Method'!BJ\"&ROUNDDOWN((ROW(A310)-52)/50,0)+4),3)","v":""},{"$f":"INDIRECT(\"'Fixture Schedule'!L\"&MOD(ROW(A310)-52,50)+9)","v":0},{"$f":"INDIRECT(\"'Fixture Schedule'!O\"&MOD(ROW(A310)-52,50)+9)","v":0},{"$f":"INDIRECT(\"'Space-by-Space Method'!F\"&ROUNDDOWN((ROW(A310)-52)/50,0)+4)","v":0},{"$f":"INDIRECT(\"'Fixture Schedule'!L\"&MOD(ROW(A310)-52,50)+9)","v":0},{"$f":"INDIRECT(\"'Space-by-Space Method'!D\"&ROUNDDOWN((ROW(A310)-52)/50,0)+4)","v":0},{"$f":"INDIRECT(\"'Space-by-Space Method'!E\"&ROUNDDOWN((ROW(A310)-52)/50,0)+4)","v":1}]
[{"$f":"IF(InteriorCalcType=2,IF(OR(AM311=0,AN311=\"DNQ\")=TRUE,\"\",INDIRECT(\"'Fixture Schedule'!M\"&MOD(ROW(A311)-52,50)+9)),\"\")","v":""},{"$f":"IF(A311=\"\",\"\",INDIRECT(\"'Fixture Schedule'!E\"&MOD(ROW(A311)-52,50)+9))","v":""},{"$f":"IF(A311=\"\",\"\",INDIRECT(\"'Fixture Schedule'!F\"&MOD(ROW(A311)-52,50)+9))","v":""},{"$f":"IF(A311=\"\",\"\",INDIRECT(\"'Fixture Schedule'!L\"&MOD(ROW(A311)-52,50)+9))","v":""},"",null,null,{"$f":"IF(A311=\"\",\"\",IF(AP311=1,Summary!$C$12*(AO311)/(SUM('Space-by-Space Method'!$BO$4:$BO$78,SUM('Exterior Lighting'!$BL$5:$BL$25))),0))","v":""},{"$f":"IF(A311=\"\",\"\",IF(START!$B$34=1,INDIRECT(\"'Space-by-Space Method'!\"&SUBSTITUTE(ADDRESS(1,MOD(ROW(A311)-52,50)+10,4),\"1\",\"\")&ROUNDDOWN((ROW(A311)-52)/50,0)+4),\"\"))","v":""},{"$f":"IF(A311=\"\",\"\",IF(AP311=1,Summary!$F$11*(AO311)/(SUM('Space-by-Space Method'!$BO$4:$BO$78,SUM('Exterior Lighting'!$BL$5:$BL$25))),0))","v":""},{"$f":"IF(A311=\"\",\"\",IF(AP311=1,Summary!$E$11*(AO311)/(SUM('Space-by-Space Method'!$BO$4:$BO$78,SUM('Exterior Lighting'!$BL$5:$BL$25))),0))","v":""},{"$f":"IF(A311=\"\",\"\",IF(AP311=1,Summary!$G$11*(AO311)/(SUM('Space-by-Space Method'!$BO$4:$BO$78,SUM('Exterior Lighting'!$BL$5:$BL$25))),0))","v":""},{"$f":"IF(A311=\"\",\"\",IF(AP311=1,Summary!$H$11*(AO311)/(SUM('Space-by-Space Method'!$BO$4:$BO$78)),0))","v":""},{"$f":"IF(A311=\"\",\"\",IF(AP311=1,Summary!$I$11*(AO311)/(SUM('Space-by-Space Method'!$BO$4:$BO$78)),0))","v":""},null,null,null,{"$f":"IF(A311=\"\",\"\",IF(START!$B$34=2,INDIRECT(\"'Space-by-Space Method'!\"&SUBSTITUTE(ADDRESS(1,MOD(ROW(A311)-52,50)+10,4),\"1\",\"\")&ROUNDDOWN((ROW(A311)-52)/50,0)+4),\"\"))","v":""},{"$f":"IF(A311=\"\",\"\",INDIRECT(\"'Space-by-Space Method'!C\"&ROUNDDOWN((ROW(A311)-52)/50,0)+4))","v":""},{"$f":"IF(A311=\"\",\"\",IF(COUNTIF(CommonSpaceTypes,AQ311)>0,INDIRECT(\"'Space-by-Space Method'!F\"&ROUNDDOWN((ROW(A311)-52)/50,0)+4),\"\"))","v":""},{"$f":"IF(A311=\"\",\"\",IF(COUNTIF(BuildingSpecificSpaceTypes,AQ311)>0,INDIRECT(\"'Space-by-Space Method'!F\"&ROUNDDOWN((ROW(A311)-52)/50,0)+4),\"\"))","v":""},{"$f":"IF(A311=\"\",\"\",INDIRECT(\"'Fixture Schedule'!D\"&MOD(ROW(A311)-52,50)+9))","v":""},{"$f":"IF(A311=\"\",\"\",IF(AR311=\"\",\"\",INDIRECT(\"'Fixture Schedule'!K\"&MOD(ROW(A311)-52,50)+9)))","v":""},"",{"$f":"IF(A311=\"\",\"\",INDIRECT(\"'Fixture Schedule'!L\"&MOD(ROW(A311)-52,50)+9))","v":""},null,null,null,null,null,null,null,null,null,null,null,null,null,{"$f":"INDIRECT(\"'Space-by-Space Method'!\"&SUBSTITUTE(ADDRESS(1,MOD(ROW(A311)-52,50)+10,4),\"1\",\"\")&ROUNDDOWN((ROW(A311)-52)/50,0)+4)","v":0},{"$f":"LEFT(INDIRECT(\"'Space-by-Space Method'!BJ\"&ROUNDDOWN((ROW(A311)-52)/50,0)+4),3)","v":""},{"$f":"INDIRECT(\"'Fixture Schedule'!L\"&MOD(ROW(A311)-52,50)+9)","v":0},{"$f":"INDIRECT(\"'Fixture Schedule'!O\"&MOD(ROW(A311)-52,50)+9)","v":0},{"$f":"INDIRECT(\"'Space-by-Space Method'!F\"&ROUNDDOWN((ROW(A311)-52)/50,0)+4)","v":0},{"$f":"INDIRECT(\"'Fixture Schedule'!L\"&MOD(ROW(A311)-52,50)+9)","v":0},{"$f":"INDIRECT(\"'Space-by-Space Method'!D\"&ROUNDDOWN((ROW(A311)-52)/50,0)+4)","v":0},{"$f":"INDIRECT(\"'Space-by-Space Method'!E\"&ROUNDDOWN((ROW(A311)-52)/50,0)+4)","v":1}]
[{"$f":"IF(InteriorCalcType=2,IF(OR(AM312=0,AN312=\"DNQ\")=TRUE,\"\",INDIRECT(\"'Fixture Schedule'!M\"&MOD(ROW(A312)-52,50)+9)),\"\")","v":""},{"$f":"IF(A312=\"\",\"\",INDIRECT(\"'Fixture Schedule'!E\"&MOD(ROW(A312)-52,50)+9))","v":""},{"$f":"IF(A312=\"\",\"\",INDIRECT(\"'Fixture Schedule'!F\"&MOD(ROW(A312)-52,50)+9))","v":""},{"$f":"IF(A312=\"\",\"\",INDIRECT(\"'Fixture Schedule'!L\"&MOD(ROW(A312)-52,50)+9))","v":""},"",null,null,{"$f":"IF(A312=\"\",\"\",IF(AP312=1,Summary!$C$12*(AO312)/(SUM('Space-by-Space Method'!$BO$4:$BO$78,SUM('Exterior Lighting'!$BL$5:$BL$25))),0))","v":""},{"$f":"IF(A312=\"\",\"\",IF(START!$B$34=1,INDIRECT(\"'Space-by-Space Method'!\"&SUBSTITUTE(ADDRESS(1,MOD(ROW(A312)-52,50)+10,4),\"1\",\"\")&ROUNDDOWN((ROW(A312)-52)/50,0)+4),\"\"))","v":""},{"$f":"IF(A312=\"\",\"\",IF(AP312=1,Summary!$F$11*(AO312)/(SUM('Space-by-Space Method'!$BO$4:$BO$78,SUM('Exterior Lighting'!$BL$5:$BL$25))),0))","v":""},{"$f":"IF(A312=\"\",\"\",IF(AP312=1,Summary!$E$11*(AO312)/(SUM('Space-by-Space Method'!$BO$4:$BO$78,SUM('Exterior Lighting'!$BL$5:$BL$25))),0))","v":""},{"$f":"IF(A312=\"\",\"\",IF(AP312=1,Summary!$G$11*(AO312)/(SUM('Space-by-Space Method'!$BO$4:$BO$78,SUM('Exterior Lighting'!$BL$5:$BL$25))),0))","v":""},{"$f":"IF(A312=\"\",\"\",IF(AP312=1,Summary!$H$11*(AO312)/(SUM('Space-by-Space Method'!$BO$4:$BO$78)),0))","v":""},{"$f":"IF(A312=\"\",\"\",IF(AP312=1,Summary!$I$11*(AO312)/(SUM('Space-by-Space Method'!$BO$4:$BO$78)),0))","v":""},null,null,null,{"$f":"IF(A312=\"\",\"\",IF(START!$B$34=2,INDIRECT(\"'Space-by-Space Method'!\"&SUBSTITUTE(ADDRESS(1,MOD(ROW(A312)-52,50)+10,4),\"1\",\"\")&ROUNDDOWN((ROW(A312)-52)/50,0)+4),\"\"))","v":""},{"$f":"IF(A312=\"\",\"\",INDIRECT(\"'Space-by-Space Method'!C\"&ROUNDDOWN((ROW(A312)-52)/50,0)+4))","v":""},{"$f":"IF(A312=\"\",\"\",IF(COUNTIF(CommonSpaceTypes,AQ312)>0,INDIRECT(\"'Space-by-Space Method'!F\"&ROUNDDOWN((ROW(A312)-52)/50,0)+4),\"\"))","v":""},{"$f":"IF(A312=\"\",\"\",IF(COUNTIF(BuildingSpecificSpaceTypes,AQ312)>0,INDIRECT(\"'Space-by-Space Method'!F\"&ROUNDDOWN((ROW(A312)-52)/50,0)+4),\"\"))","v":""},{"$f":"IF(A312=\"\",\"\",INDIRECT(\"'Fixture Schedule'!D\"&MOD(ROW(A312)-52,50)+9))","v":""},{"$f":"IF(A312=\"\",\"\",IF(AR312=\"\",\"\",INDIRECT(\"'Fixture Schedule'!K\"&MOD(ROW(A312)-52,50)+9)))","v":""},"",{"$f":"IF(A312=\"\",\"\",INDIRECT(\"'Fixture Schedule'!L\"&MOD(ROW(A312)-52,50)+9))","v":""},null,null,null,null,null,null,null,null,null,null,null,null,null,{"$f":"INDIRECT(\"'Space-by-Space Method'!\"&SUBSTITUTE(ADDRESS(1,MOD(ROW(A312)-52,50)+10,4),\"1\",\"\")&ROUNDDOWN((ROW(A312)-52)/50,0)+4)","v":0},{"$f":"LEFT(INDIRECT(\"'Space-by-Space Method'!BJ\"&ROUNDDOWN((ROW(A312)-52)/50,0)+4),3)","v":""},{"$f":"INDIRECT(\"'Fixture Schedule'!L\"&MOD(ROW(A312)-52,50)+9)","v":0},{"$f":"INDIRECT(\"'Fixture Schedule'!O\"&MOD(ROW(A312)-52,50)+9)","v":0},{"$f":"INDIRECT(\"'Space-by-Space Method'!F\"&ROUNDDOWN((ROW(A312)-52)/50,0)+4)","v":0},{"$f":"INDIRECT(\"'Fixture Schedule'!L\"&MOD(ROW(A312)-52,50)+9)","v":0},{"$f":"INDIRECT(\"'Space-by-Space Method'!D\"&ROUNDDOWN((ROW(A312)-52)/50,0)+4)","v":0},{"$f":"INDIRECT(\"'Space-by-Space Method'!E\"&ROUNDDOWN((ROW(A312)-52)/50,0)+4)","v":1}]
[{"$f":"IF(InteriorCalcType=2,IF(OR(AM313=0,AN313=\"DNQ\")=TRUE,\"\",INDIRECT(\"'Fixture Schedule'!M\"&MOD(ROW(A313)-52,50)+9)),\"\")","v":""},{"$f":"IF(A313=\"\",\"\",INDIRECT(\"'Fixture Schedule'!E\"&MOD(ROW(A313)-52,50)+9))","v":""},{"$f":"IF(A313=\"\",\"\",INDIRECT(\"'Fixture Schedule'!F\"&MOD(ROW(A313)-52,50)+9))","v":""},{"$f":"IF(A313=\"\",\"\",INDIRECT(\"'Fixture Schedule'!L\"&MOD(ROW(A313)-52,50)+9))","v":""},"",null,null,{"$f":"IF(A313=\"\",\"\",IF(AP313=1,Summary!$C$12*(AO313)/(SUM('Space-by-Space Method'!$BO$4:$BO$78,SUM('Exterior Lighting'!$BL$5:$BL$25))),0))","v":""},{"$f":"IF(A313=\"\",\"\",IF(START!$B$34=1,INDIRECT(\"'Space-by-Space Method'!\"&SUBSTITUTE(ADDRESS(1,MOD(ROW(A313)-52,50)+10,4),\"1\",\"\")&ROUNDDOWN((ROW(A313)-52)/50,0)+4),\"\"))","v":""},{"$f":"IF(A313=\"\",\"\",IF(AP313=1,Summary!$F$11*(AO313)/(SUM('Space-by-Space Method'!$BO$4:$BO$78,SUM('Exterior Lighting'!$BL$5:$BL$25))),0))","v":""},{"$f":"IF(A313=\"\",\"\",IF(AP313=1,Summary!$E$11*(AO313)/(SUM('Space-by-Space Method'!$BO$4:$BO$78,SUM('Exterior Lighting'!$BL$5:$BL$25))),0))","v":""},{"$f":"IF(A313=\"\",\"\",IF(AP313=1,Summary!$G$11*(AO313)/(SUM('Space-by-Space Method'!$BO$4:$BO$78,SUM('Exterior Lighting'!$BL$5:$BL$25))),0))","v":""},{"$f":"IF(A313=\"\",\"\",IF(AP313=1,Summary!$H$11*(AO313)/(SUM('Space-by-Space Method'!$BO$4:$BO$78)),0))","v":""},{"$f":"IF(A313=\"\",\"\",IF(AP313=1,Summary!$I$11*(AO313)/(SUM('Space-by-Space Method'!$BO$4:$BO$78)),0))","v":""},null,null,null,{"$f":"IF(A313=\"\",\"\",IF(START!$B$34=2,INDIRECT(\"'Space-by-Space Method'!\"&SUBSTITUTE(ADDRESS(1,MOD(ROW(A313)-52,50)+10,4),\"1\",\"\")&ROUNDDOWN((ROW(A313)-52)/50,0)+4),\"\"))","v":""},{"$f":"IF(A313=\"\",\"\",INDIRECT(\"'Space-by-Space Method'!C\"&ROUNDDOWN((ROW(A313)-52)/50,0)+4))","v":""},{"$f":"IF(A313=\"\",\"\",IF(COUNTIF(CommonSpaceTypes,AQ313)>0,INDIRECT(\"'Space-by-Space Method'!F\"&ROUNDDOWN((ROW(A313)-52)/50,0)+4),\"\"))","v":""},{"$f":"IF(A313=\"\",\"\",IF(COUNTIF(BuildingSpecificSpaceTypes,AQ313)>0,INDIRECT(\"'Space-by-Space Method'!F\"&ROUNDDOWN((ROW(A313)-52)/50,0)+4),\"\"))","v":""},{"$f":"IF(A313=\"\",\"\",INDIRECT(\"'Fixture Schedule'!D\"&MOD(ROW(A313)-52,50)+9))","v":""},{"$f":"IF(A313=\"\",\"\",IF(AR313=\"\",\"\",INDIRECT(\"'Fixture Schedule'!K\"&MOD(ROW(A313)-52,50)+9)))","v":""},"",{"$f":"IF(A313=\"\",\"\",INDIRECT(\"'Fixture Schedule'!L\"&MOD(ROW(A313)-52,50)+9))","v":""},null,null,null,null,null,null,null,null,null,null,null,null,null,{"$f":"INDIRECT(\"'Space-by-Space Method'!\"&SUBSTITUTE(ADDRESS(1,MOD(ROW(A313)-52,50)+10,4),\"1\",\"\")&ROUNDDOWN((ROW(A313)-52)/50,0)+4)","v":0},{"$f":"LEFT(INDIRECT(\"'Space-by-Space Method'!BJ\"&ROUNDDOWN((ROW(A313)-52)/50,0)+4),3)","v":""},{"$f":"INDIRECT(\"'Fixture Schedule'!L\"&MOD(ROW(A313)-52,50)+9)","v":0},{"$f":"INDIRECT(\"'Fixture Schedule'!O\"&MOD(ROW(A313)-52,50)+9)","v":0},{"$f":"INDIRECT(\"'Space-by-Space Method'!F\"&ROUNDDOWN((ROW(A313)-52)/50,0)+4)","v":0},{"$f":"INDIRECT(\"'Fixture Schedule'!L\"&MOD(ROW(A313)-52,50)+9)","v":0},{"$f":"INDIRECT(\"'Space-by-Space Method'!D\"&ROUNDDOWN((ROW(A313)-52)/50,0)+4)","v":0},{"$f":"INDIRECT(\"'Space-by-Space Method'!E\"&ROUNDDOWN((ROW(A313)-52)/50,0)+4)","v":1}]
[{"$f":"IF(InteriorCalcType=2,IF(OR(AM314=0,AN314=\"DNQ\")=TRUE,\"\",INDIRECT(\"'Fixture Schedule'!M\"&MOD(ROW(A314)-52,50)+9)),\"\")","v":""},{"$f":"IF(A314=\"\",\"\",INDIRECT(\"'Fixture Schedule'!E\"&MOD(ROW(A314)-52,50)+9))","v":""},{"$f":"IF(A314=\"\",\"\",INDIRECT(\"'Fixture Schedule'!F\"&MOD(ROW(A314)-52,50)+9))","v":""},{"$f":"IF(A314=\"\",\"\",INDIRECT(\"'Fixture Schedule'!L\"&MOD(ROW(A314)-52,50)+9))","v":""},"",null,null,{"$f":"IF(A314=\"\",\"\",IF(AP314=1,Summary!$C$12*(AO314)/(SUM('Space-by-Space Method'!$BO$4:$BO$78,SUM('Exterior Lighting'!$BL$5:$BL$25))),0))","v":""},{"$f":"IF(A314=\"\",\"\",IF(START!$B$34=1,INDIRECT(\"'Space-by-Space Method'!\"&SUBSTITUTE(ADDRESS(1,MOD(ROW(A314)-52,50)+10,4),\"1\",\"\")&ROUNDDOWN((ROW(A314)-52)/50,0)+4),\"\"))","v":""},{"$f":"IF(A314=\"\",\"\",IF(AP314=1,Summary!$F$11*(AO314)/(SUM('Space-by-Space Method'!$BO$4:$BO$78,SUM('Exterior Lighting'!$BL$5:$BL$25))),0))","v":""},{"$f":"IF(A314=\"\",\"\",IF(AP314=1,Summary!$E$11*(AO314)/(SUM('Space-by-Space Method'!$BO$4:$BO$78,SUM('Exterior Lighting'!$BL$5:$BL$25))),0))","v":""},{"$f":"IF(A314=\"\",\"\",IF(AP314=1,Summary!$G$11*(AO314)/(SUM('Space-by-Space Method'!$BO$4:$BO$78,SUM('Exterior Lighting'!$BL$5:$BL$25))),0))","v":""},{"$f":"IF(A314=\"\",\"\",IF(AP314=1,Summary!$H$11*(AO314)/(SUM('Space-by-Space Method'!$BO$4:$BO$78)),0))","v":""},{"$f":"IF(A314=\"\",\"\",IF(AP314=1,Summary!$I$11*(AO314)/(SUM('Space-by-Space Method'!$BO$4:$BO$78)),0))","v":""},null,null,null,{"$f":"IF(A314=\"\",\"\",IF(START!$B$34=2,INDIRECT(\"'Space-by-Space Method'!\"&SUBSTITUTE(ADDRESS(1,MOD(ROW(A314)-52,50)+10,4),\"1\",\"\")&ROUNDDOWN((ROW(A314)-52)/50,0)+4),\"\"))","v":""},{"$f":"IF(A314=\"\",\"\",INDIRECT(\"'Space-by-Space Method'!C\"&ROUNDDOWN((ROW(A314)-52)/50,0)+4))","v":""},{"$f":"IF(A314=\"\",\"\",IF(COUNTIF(CommonSpaceTypes,AQ314)>0,INDIRECT(\"'Space-by-Space Method'!F\"&ROUNDDOWN((ROW(A314)-52)/50,0)+4),\"\"))","v":""},{"$f":"IF(A314=\"\",\"\",IF(COUNTIF(BuildingSpecificSpaceTypes,AQ314)>0,INDIRECT(\"'Space-by-Space Method'!F\"&ROUNDDOWN((ROW(A314)-52)/50,0)+4),\"\"))","v":""},{"$f":"IF(A314=\"\",\"\",INDIRECT(\"'Fixture Schedule'!D\"&MOD(ROW(A314)-52,50)+9))","v":""},{"$f":"IF(A314=\"\",\"\",IF(AR314=\"\",\"\",INDIRECT(\"'Fixture Schedule'!K\"&MOD(ROW(A314)-52,50)+9)))","v":""},"",{"$f":"IF(A314=\"\",\"\",INDIRECT(\"'Fixture Schedule'!L\"&MOD(ROW(A314)-52,50)+9))","v":""},null,null,null,null,null,null,null,null,null,null,null,null,null,{"$f":"INDIRECT(\"'Space-by-Space Method'!\"&SUBSTITUTE(ADDRESS(1,MOD(ROW(A314)-52,50)+10,4),\"1\",\"\")&ROUNDDOWN((ROW(A314)-52)/50,0)+4)","v":0},{"$f":"LEFT(INDIRECT(\"'Space-by-Space Method'!BJ\"&ROUNDDOWN((ROW(A314)-52)/50,0)+4),3)","v":""},{"$f":"INDIRECT(\"'Fixture Schedule'!L\"&MOD(ROW(A314)-52,50)+9)","v":0},{"$f":"INDIRECT(\"'Fixture Schedule'!O\"&MOD(ROW(A314)-52,50)+9)","v":0},{"$f":"INDIRECT(\"'Space-by-Space Method'!F\"&ROUNDDOWN((ROW(A314)-52)/50,0)+4)","v":0},{"$f":"INDIRECT(\"'Fixture Schedule'!L\"&MOD(ROW(A314)-52,50)+9)","v":0},{"$f":"INDIRECT(\"'Space-by-Space Method'!D\"&ROUNDDOWN((ROW(A314)-52)/50,0)+4)","v":0},{"$f":"INDIRECT(\"'Space-by-Space Method'!E\"&ROUNDDOWN((ROW(A314)-52)/50,0)+4)","v":1}]
[{"$f":"IF(InteriorCalcType=2,IF(OR(AM315=0,AN315=\"DNQ\")=TRUE,\"\",INDIRECT(\"'Fixture Schedule'!M\"&MOD(ROW(A315)-52,50)+9)),\"\")","v":""},{"$f":"IF(A315=\"\",\"\",INDIRECT(\"'Fixture Schedule'!E\"&MOD(ROW(A315)-52,50)+9))","v":""},{"$f":"IF(A315=\"\",\"\",INDIRECT(\"'Fixture Schedule'!F\"&MOD(ROW(A315)-52,50)+9))","v":""},{"$f":"IF(A315=\"\",\"\",INDIRECT(\"'Fixture Schedule'!L\"&MOD(ROW(A315)-52,50)+9))","v":""},"",null,null,{"$f":"IF(A315=\"\",\"\",IF(AP315=1,Summary!$C$12*(AO315)/(SUM('Space-by-Space Method'!$BO$4:$BO$78,SUM('Exterior Lighting'!$BL$5:$BL$25))),0))","v":""},{"$f":"IF(A315=\"\",\"\",IF(START!$B$34=1,INDIRECT(\"'Space-by-Space Method'!\"&SUBSTITUTE(ADDRESS(1,MOD(ROW(A315)-52,50)+10,4),\"1\",\"\")&ROUNDDOWN((ROW(A315)-52)/50,0)+4),\"\"))","v":""},{"$f":"IF(A315=\"\",\"\",IF(AP315=1,Summary!$F$11*(AO315)/(SUM('Space-by-Space Method'!$BO$4:$BO$78,SUM('Exterior Lighting'!$BL$5:$BL$25))),0))","v":""},{"$f":"IF(A315=\"\",\"\",IF(AP315=1,Summary!$E$11*(AO315)/(SUM('Space-by-Space Method'!$BO$4:$BO$78,SUM('Exterior Lighting'!$BL$5:$BL$25))),0))","v":""},{"$f":"IF(A315=\"\",\"\",IF(AP315=1,Summary!$G$11*(AO315)/(SUM('Space-by-Space Method'!$BO$4:$BO$78,SUM('Exterior Lighting'!$BL$5:$BL$25))),0))","v":""},{"$f":"IF(A315=\"\",\"\",IF(AP315=1,Summary!$H$11*(AO315)/(SUM('Space-by-Space Method'!$BO$4:$BO$78)),0))","v":""},{"$f":"IF(A315=\"\",\"\",IF(AP315=1,Summary!$I$11*(AO315)/(SUM('Space-by-Space Method'!$BO$4:$BO$78)),0))","v":""},null,null,null,{"$f":"IF(A315=\"\",\"\",IF(START!$B$34=2,INDIRECT(\"'Space-by-Space Method'!\"&SUBSTITUTE(ADDRESS(1,MOD(ROW(A315)-52,50)+10,4),\"1\",\"\")&ROUNDDOWN((ROW(A315)-52)/50,0)+4),\"\"))","v":""},{"$f":"IF(A315=\"\",\"\",INDIRECT(\"'Space-by-Space Method'!C\"&ROUNDDOWN((ROW(A315)-52)/50,0)+4))","v":""},{"$f":"IF(A315=\"\",\"\",IF(COUNTIF(CommonSpaceTypes,AQ315)>0,INDIRECT(\"'Space-by-Space Method'!F\"&ROUNDDOWN((ROW(A315)-52)/50,0)+4),\"\"))","v":""},{"$f":"IF(A315=\"\",\"\",IF(COUNTIF(BuildingSpecificSpaceTypes,AQ315)>0,INDIRECT(\"'Space-by-Space Method'!F\"&ROUNDDOWN((ROW(A315)-52)/50,0)+4),\"\"))","v":""},{"$f":"IF(A315=\"\",\"\",INDIRECT(\"'Fixture Schedule'!D\"&MOD(ROW(A315)-52,50)+9))","v":""},{"$f":"IF(A315=\"\",\"\",IF(AR315=\"\",\"\",INDIRECT(\"'Fixture Schedule'!K\"&MOD(ROW(A315)-52,50)+9)))","v":""},"",{"$f":"IF(A315=\"\",\"\",INDIRECT(\"'Fixture Schedule'!L\"&MOD(ROW(A315)-52,50)+9))","v":""},null,null,null,null,null,null,null,null,null,null,null,null,null,{"$f":"INDIRECT(\"'Space-by-Space Method'!\"&SUBSTITUTE(ADDRESS(1,MOD(ROW(A315)-52,50)+10,4),\"1\",\"\")&ROUNDDOWN((ROW(A315)-52)/50,0)+4)","v":0},{"$f":"LEFT(INDIRECT(\"'Space-by-Space Method'!BJ\"&ROUNDDOWN((ROW(A315)-52)/50,0)+4),3)","v":""},{"$f":"INDIRECT(\"'Fixture Schedule'!L\"&MOD(ROW(A315)-52,50)+9)","v":0},{"$f":"INDIRECT(\"'Fixture Schedule'!O\"&MOD(ROW(A315)-52,50)+9)","v":0},{"$f":"INDIRECT(\"'Space-by-Space Method'!F\"&ROUNDDOWN((ROW(A315)-52)/50,0)+4)","v":0},{"$f":"INDIRECT(\"'Fixture Schedule'!L\"&MOD(ROW(A315)-52,50)+9)","v":0},{"$f":"INDIRECT(\"'Space-by-Space Method'!D\"&ROUNDDOWN((ROW(A315)-52)/50,0)+4)","v":0},{"$f":"INDIRECT(\"'Space-by-Space Method'!E\"&ROUNDDOWN((ROW(A315)-52)/50,0)+4)","v":1}]
[{"$f":"IF(InteriorCalcType=2,IF(OR(AM316=0,AN316=\"DNQ\")=TRUE,\"\",INDIRECT(\"'Fixture Schedule'!M\"&MOD(ROW(A316)-52,50)+9)),\"\")","v":""},{"$f":"IF(A316=\"\",\"\",INDIRECT(\"'Fixture Schedule'!E\"&MOD(ROW(A316)-52,50)+9))","v":""},{"$f":"IF(A316=\"\",\"\",INDIRECT(\"'Fixture Schedule'!F\"&MOD(ROW(A316)-52,50)+9))","v":""},{"$f":"IF(A316=\"\",\"\",INDIRECT(\"'Fixture Schedule'!L\"&MOD(ROW(A316)-52,50)+9))","v":""},"",null,null,{"$f":"IF(A316=\"\",\"\",IF(AP316=1,Summary!$C$12*(AO316)/(SUM('Space-by-Space Method'!$BO$4:$BO$78,SUM('Exterior Lighting'!$BL$5:$BL$25))),0))","v":""},{"$f":"IF(A316=\"\",\"\",IF(START!$B$34=1,INDIRECT(\"'Space-by-Space Method'!\"&SUBSTITUTE(ADDRESS(1,MOD(ROW(A316)-52,50)+10,4),\"1\",\"\")&ROUNDDOWN((ROW(A316)-52)/50,0)+4),\"\"))","v":""},{"$f":"IF(A316=\"\",\"\",IF(AP316=1,Summary!$F$11*(AO316)/(SUM('Space-by-Space Method'!$BO$4:$BO$78,SUM('Exterior Lighting'!$BL$5:$BL$25))),0))","v":""},{"$f":"IF(A316=\"\",\"\",IF(AP316=1,Summary!$E$11*(AO316)/(SUM('Space-by-Space Method'!$BO$4:$BO$78,SUM('Exterior Lighting'!$BL$5:$BL$25))),0))","v":""},{"$f":"IF(A316=\"\",\"\",IF(AP316=1,Summary!$G$11*(AO316)/(SUM('Space-by-Space Method'!$BO$4:$BO$78,SUM('Exterior Lighting'!$BL$5:$BL$25))),0))","v":""},{"$f":"IF(A316=\"\",\"\",IF(AP316=1,Summary!$H$11*(AO316)/(SUM('Space-by-Space Method'!$BO$4:$BO$78)),0))","v":""},{"$f":"IF(A316=\"\",\"\",IF(AP316=1,Summary!$I$11*(AO316)/(SUM('Space-by-Space Method'!$BO$4:$BO$78)),0))","v":""},null,null,null,{"$f":"IF(A316=\"\",\"\",IF(START!$B$34=2,INDIRECT(\"'Space-by-Space Method'!\"&SUBSTITUTE(ADDRESS(1,MOD(ROW(A316)-52,50)+10,4),\"1\",\"\")&ROUNDDOWN((ROW(A316)-52)/50,0)+4),\"\"))","v":""},{"$f":"IF(A316=\"\",\"\",INDIRECT(\"'Space-by-Space Method'!C\"&ROUNDDOWN((ROW(A316)-52)/50,0)+4))","v":""},{"$f":"IF(A316=\"\",\"\",IF(COUNTIF(CommonSpaceTypes,AQ316)>0,INDIRECT(\"'Space-by-Space Method'!F\"&ROUNDDOWN((ROW(A316)-52)/50,0)+4),\"\"))","v":""},{"$f":"IF(A316=\"\",\"\",IF(COUNTIF(BuildingSpecificSpaceTypes,AQ316)>0,INDIRECT(\"'Space-by-Space Method'!F\"&ROUNDDOWN((ROW(A316)-52)/50,0)+4),\"\"))","v":""},{"$f":"IF(A316=\"\",\"\",INDIRECT(\"'Fixture Schedule'!D\"&MOD(ROW(A316)-52,50)+9))","v":""},{"$f":"IF(A316=\"\",\"\",IF(AR316=\"\",\"\",INDIRECT(\"'Fixture Schedule'!K\"&MOD(ROW(A316)-52,50)+9)))","v":""},"",{"$f":"IF(A316=\"\",\"\",INDIRECT(\"'Fixture Schedule'!L\"&MOD(ROW(A316)-52,50)+9))","v":""},null,null,null,null,null,null,null,null,null,null,null,null,null,{"$f":"INDIRECT(\"'Space-by-Space Method'!\"&SUBSTITUTE(ADDRESS(1,MOD(ROW(A316)-52,50)+10,4),\"1\",\"\")&ROUNDDOWN((ROW(A316)-52)/50,0)+4)","v":0},{"$f":"LEFT(INDIRECT(\"'Space-by-Space Method'!BJ\"&ROUNDDOWN((ROW(A316)-52)/50,0)+4),3)","v":""},{"$f":"INDIRECT(\"'Fixture Schedule'!L\"&MOD(ROW(A316)-52,50)+9)","v":0},{"$f":"INDIRECT(\"'Fixture Schedule'!O\"&MOD(ROW(A316)-52,50)+9)","v":0},{"$f":"INDIRECT(\"'Space-by-Space Method'!F\"&ROUNDDOWN((ROW(A316)-52)/50,0)+4)","v":0},{"$f":"INDIRECT(\"'Fixture Schedule'!L\"&MOD(ROW(A316)-52,50)+9)","v":0},{"$f":"INDIRECT(\"'Space-by-Space Method'!D\"&ROUNDDOWN((ROW(A316)-52)/50,0)+4)","v":0},{"$f":"INDIRECT(\"'Space-by-Space Method'!E\"&ROUNDDOWN((ROW(A316)-52)/50,0)+4)","v":1}]
[{"$f":"IF(InteriorCalcType=2,IF(OR(AM317=0,AN317=\"DNQ\")=TRUE,\"\",INDIRECT(\"'Fixture Schedule'!M\"&MOD(ROW(A317)-52,50)+9)),\"\")","v":""},{"$f":"IF(A317=\"\",\"\",INDIRECT(\"'Fixture Schedule'!E\"&MOD(ROW(A317)-52,50)+9))","v":""},{"$f":"IF(A317=\"\",\"\",INDIRECT(\"'Fixture Schedule'!F\"&MOD(ROW(A317)-52,50)+9))","v":""},{"$f":"IF(A317=\"\",\"\",INDIRECT(\"'Fixture Schedule'!L\"&MOD(ROW(A317)-52,50)+9))","v":""},"",null,null,{"$f":"IF(A317=\"\",\"\",IF(AP317=1,Summary!$C$12*(AO317)/(SUM('Space-by-Space Method'!$BO$4:$BO$78,SUM('Exterior Lighting'!$BL$5:$BL$25))),0))","v":""},{"$f":"IF(A317=\"\",\"\",IF(START!$B$34=1,INDIRECT(\"'Space-by-Space Method'!\"&SUBSTITUTE(ADDRESS(1,MOD(ROW(A317)-52,50)+10,4),\"1\",\"\")&ROUNDDOWN((ROW(A317)-52)/50,0)+4),\"\"))","v":""},{"$f":"IF(A317=\"\",\"\",IF(AP317=1,Summary!$F$11*(AO317)/(SUM('Space-by-Space Method'!$BO$4:$BO$78,SUM('Exterior Lighting'!$BL$5:$BL$25))),0))","v":""},{"$f":"IF(A317=\"\",\"\",IF(AP317=1,Summary!$E$11*(AO317)/(SUM('Space-by-Space Method'!$BO$4:$BO$78,SUM('Exterior Lighting'!$BL$5:$BL$25))),0))","v":""},{"$f":"IF(A317=\"\",\"\",IF(AP317=1,Summary!$G$11*(AO317)/(SUM('Space-by-Space Method'!$BO$4:$BO$78,SUM('Exterior Lighting'!$BL$5:$BL$25))),0))","v":""},{"$f":"IF(A317=\"\",\"\",IF(AP317=1,Summary!$H$11*(AO317)/(SUM('Space-by-Space Method'!$BO$4:$BO$78)),0))","v":""},{"$f":"IF(A317=\"\",\"\",IF(AP317=1,Summary!$I$11*(AO317)/(SUM('Space-by-Space Method'!$BO$4:$BO$78)),0))","v":""},null,null,null,{"$f":"IF(A317=\"\",\"\",IF(START!$B$34=2,INDIRECT(\"'Space-by-Space Method'!\"&SUBSTITUTE(ADDRESS(1,MOD(ROW(A317)-52,50)+10,4),\"1\",\"\")&ROUNDDOWN((ROW(A317)-52)/50,0)+4),\"\"))","v":""},{"$f":"IF(A317=\"\",\"\",INDIRECT(\"'Space-by-Space Method'!C\"&ROUNDDOWN((ROW(A317)-52)/50,0)+4))","v":""},{"$f":"IF(A317=\"\",\"\",IF(COUNTIF(CommonSpaceTypes,AQ317)>0,INDIRECT(\"'Space-by-Space Method'!F\"&ROUNDDOWN((ROW(A317)-52)/50,0)+4),\"\"))","v":""},{"$f":"IF(A317=\"\",\"\",IF(COUNTIF(BuildingSpecificSpaceTypes,AQ317)>0,INDIRECT(\"'Space-by-Space Method'!F\"&ROUNDDOWN((ROW(A317)-52)/50,0)+4),\"\"))","v":""},{"$f":"IF(A317=\"\",\"\",INDIRECT(\"'Fixture Schedule'!D\"&MOD(ROW(A317)-52,50)+9))","v":""},{"$f":"IF(A317=\"\",\"\",IF(AR317=\"\",\"\",INDIRECT(\"'Fixture Schedule'!K\"&MOD(ROW(A317)-52,50)+9)))","v":""},"",{"$f":"IF(A317=\"\",\"\",INDIRECT(\"'Fixture Schedule'!L\"&MOD(ROW(A317)-52,50)+9))","v":""},null,null,null,null,null,null,null,null,null,null,null,null,null,{"$f":"INDIRECT(\"'Space-by-Space Method'!\"&SUBSTITUTE(ADDRESS(1,MOD(ROW(A317)-52,50)+10,4),\"1\",\"\")&ROUNDDOWN((ROW(A317)-52)/50,0)+4)","v":0},{"$f":"LEFT(INDIRECT(\"'Space-by-Space Method'!BJ\"&ROUNDDOWN((ROW(A317)-52)/50,0)+4),3)","v":""},{"$f":"INDIRECT(\"'Fixture Schedule'!L\"&MOD(ROW(A317)-52,50)+9)","v":0},{"$f":"INDIRECT(\"'Fixture Schedule'!O\"&MOD(ROW(A317)-52,50)+9)","v":0},{"$f":"INDIRECT(\"'Space-by-Space Method'!F\"&ROUNDDOWN((ROW(A317)-52)/50,0)+4)","v":0},{"$f":"INDIRECT(\"'Fixture Schedule'!L\"&MOD(ROW(A317)-52,50)+9)","v":0},{"$f":"INDIRECT(\"'Space-by-Space Method'!D\"&ROUNDDOWN((ROW(A317)-52)/50,0)+4)","v":0},{"$f":"INDIRECT(\"'Space-by-Space Method'!E\"&ROUNDDOWN((ROW(A317)-52)/50,0)+4)","v":1}]
[{"$f":"IF(InteriorCalcType=2,IF(OR(AM318=0,AN318=\"DNQ\")=TRUE,\"\",INDIRECT(\"'Fixture Schedule'!M\"&MOD(ROW(A318)-52,50)+9)),\"\")","v":""},{"$f":"IF(A318=\"\",\"\",INDIRECT(\"'Fixture Schedule'!E\"&MOD(ROW(A318)-52,50)+9))","v":""},{"$f":"IF(A318=\"\",\"\",INDIRECT(\"'Fixture Schedule'!F\"&MOD(ROW(A318)-52,50)+9))","v":""},{"$f":"IF(A318=\"\",\"\",INDIRECT(\"'Fixture Schedule'!L\"&MOD(ROW(A318)-52,50)+9))","v":""},"",null,null,{"$f":"IF(A318=\"\",\"\",IF(AP318=1,Summary!$C$12*(AO318)/(SUM('Space-by-Space Method'!$BO$4:$BO$78,SUM('Exterior Lighting'!$BL$5:$BL$25))),0))","v":""},{"$f":"IF(A318=\"\",\"\",IF(START!$B$34=1,INDIRECT(\"'Space-by-Space Method'!\"&SUBSTITUTE(ADDRESS(1,MOD(ROW(A318)-52,50)+10,4),\"1\",\"\")&ROUNDDOWN((ROW(A318)-52)/50,0)+4),\"\"))","v":""},{"$f":"IF(A318=\"\",\"\",IF(AP318=1,Summary!$F$11*(AO318)/(SUM('Space-by-Space Method'!$BO$4:$BO$78,SUM('Exterior Lighting'!$BL$5:$BL$25))),0))","v":""},{"$f":"IF(A318=\"\",\"\",IF(AP318=1,Summary!$E$11*(AO318)/(SUM('Space-by-Space Method'!$BO$4:$BO$78,SUM('Exterior Lighting'!$BL$5:$BL$25))),0))","v":""},{"$f":"IF(A318=\"\",\"\",IF(AP318=1,Summary!$G$11*(AO318)/(SUM('Space-by-Space Method'!$BO$4:$BO$78,SUM('Exterior Lighting'!$BL$5:$BL$25))),0))","v":""},{"$f":"IF(A318=\"\",\"\",IF(AP318=1,Summary!$H$11*(AO318)/(SUM('Space-by-Space Method'!$BO$4:$BO$78)),0))","v":""},{"$f":"IF(A318=\"\",\"\",IF(AP318=1,Summary!$I$11*(AO318)/(SUM('Space-by-Space Method'!$BO$4:$BO$78)),0))","v":""},null,null,null,{"$f":"IF(A318=\"\",\"\",IF(START!$B$34=2,INDIRECT(\"'Space-by-Space Method'!\"&SUBSTITUTE(ADDRESS(1,MOD(ROW(A318)-52,50)+10,4),\"1\",\"\")&ROUNDDOWN((ROW(A318)-52)/50,0)+4),\"\"))","v":""},{"$f":"IF(A318=\"\",\"\",INDIRECT(\"'Space-by-Space Method'!C\"&ROUNDDOWN((ROW(A318)-52)/50,0)+4))","v":""},{"$f":"IF(A318=\"\",\"\",IF(COUNTIF(CommonSpaceTypes,AQ318)>0,INDIRECT(\"'Space-by-Space Method'!F\"&ROUNDDOWN((ROW(A318)-52)/50,0)+4),\"\"))","v":""},{"$f":"IF(A318=\"\",\"\",IF(COUNTIF(BuildingSpecificSpaceTypes,AQ318)>0,INDIRECT(\"'Space-by-Space Method'!F\"&ROUNDDOWN((ROW(A318)-52)/50,0)+4),\"\"))","v":""},{"$f":"IF(A318=\"\",\"\",INDIRECT(\"'Fixture Schedule'!D\"&MOD(ROW(A318)-52,50)+9))","v":""},{"$f":"IF(A318=\"\",\"\",IF(AR318=\"\",\"\",INDIRECT(\"'Fixture Schedule'!K\"&MOD(ROW(A318)-52,50)+9)))","v":""},"",{"$f":"IF(A318=\"\",\"\",INDIRECT(\"'Fixture Schedule'!L\"&MOD(ROW(A318)-52,50)+9))","v":""},null,null,null,null,null,null,null,null,null,null,null,null,null,{"$f":"INDIRECT(\"'Space-by-Space Method'!\"&SUBSTITUTE(ADDRESS(1,MOD(ROW(A318)-52,50)+10,4),\"1\",\"\")&ROUNDDOWN((ROW(A318)-52)/50,0)+4)","v":0},{"$f":"LEFT(INDIRECT(\"'Space-by-Space Method'!BJ\"&ROUNDDOWN((ROW(A318)-52)/50,0)+4),3)","v":""},{"$f":"INDIRECT(\"'Fixture Schedule'!L\"&MOD(ROW(A318)-52,50)+9)","v":0},{"$f":"INDIRECT(\"'Fixture Schedule'!O\"&MOD(ROW(A318)-52,50)+9)","v":0},{"$f":"INDIRECT(\"'Space-by-Space Method'!F\"&ROUNDDOWN((ROW(A318)-52)/50,0)+4)","v":0},{"$f":"INDIRECT(\"'Fixture Schedule'!L\"&MOD(ROW(A318)-52,50)+9)","v":0},{"$f":"INDIRECT(\"'Space-by-Space Method'!D\"&ROUNDDOWN((ROW(A318)-52)/50,0)+4)","v":0},{"$f":"INDIRECT(\"'Space-by-Space Method'!E\"&ROUNDDOWN((ROW(A318)-52)/50,0)+4)","v":1}]
[{"$f":"IF(InteriorCalcType=2,IF(OR(AM319=0,AN319=\"DNQ\")=TRUE,\"\",INDIRECT(\"'Fixture Schedule'!M\"&MOD(ROW(A319)-52,50)+9)),\"\")","v":""},{"$f":"IF(A319=\"\",\"\",INDIRECT(\"'Fixture Schedule'!E\"&MOD(ROW(A319)-52,50)+9))","v":""},{"$f":"IF(A319=\"\",\"\",INDIRECT(\"'Fixture Schedule'!F\"&MOD(ROW(A319)-52,50)+9))","v":""},{"$f":"IF(A319=\"\",\"\",INDIRECT(\"'Fixture Schedule'!L\"&MOD(ROW(A319)-52,50)+9))","v":""},"",null,null,{"$f":"IF(A319=\"\",\"\",IF(AP319=1,Summary!$C$12*(AO319)/(SUM('Space-by-Space Method'!$BO$4:$BO$78,SUM('Exterior Lighting'!$BL$5:$BL$25))),0))","v":""},{"$f":"IF(A319=\"\",\"\",IF(START!$B$34=1,INDIRECT(\"'Space-by-Space Method'!\"&SUBSTITUTE(ADDRESS(1,MOD(ROW(A319)-52,50)+10,4),\"1\",\"\")&ROUNDDOWN((ROW(A319)-52)/50,0)+4),\"\"))","v":""},{"$f":"IF(A319=\"\",\"\",IF(AP319=1,Summary!$F$11*(AO319)/(SUM('Space-by-Space Method'!$BO$4:$BO$78,SUM('Exterior Lighting'!$BL$5:$BL$25))),0))","v":""},{"$f":"IF(A319=\"\",\"\",IF(AP319=1,Summary!$E$11*(AO319)/(SUM('Space-by-Space Method'!$BO$4:$BO$78,SUM('Exterior Lighting'!$BL$5:$BL$25))),0))","v":""},{"$f":"IF(A319=\"\",\"\",IF(AP319=1,Summary!$G$11*(AO319)/(SUM('Space-by-Space Method'!$BO$4:$BO$78,SUM('Exterior Lighting'!$BL$5:$BL$25))),0))","v":""},{"$f":"IF(A319=\"\",\"\",IF(AP319=1,Summary!$H$11*(AO319)/(SUM('Space-by-Space Method'!$BO$4:$BO$78)),0))","v":""},{"$f":"IF(A319=\"\",\"\",IF(AP319=1,Summary!$I$11*(AO319)/(SUM('Space-by-Space Method'!$BO$4:$BO$78)),0))","v":""},null,null,null,{"$f":"IF(A319=\"\",\"\",IF(START!$B$34=2,INDIRECT(\"'Space-by-Space Method'!\"&SUBSTITUTE(ADDRESS(1,MOD(ROW(A319)-52,50)+10,4),\"1\",\"\")&ROUNDDOWN((ROW(A319)-52)/50,0)+4),\"\"))","v":""},{"$f":"IF(A319=\"\",\"\",INDIRECT(\"'Space-by-Space Method'!C\"&ROUNDDOWN((ROW(A319)-52)/50,0)+4))","v":""},{"$f":"IF(A319=\"\",\"\",IF(COUNTIF(CommonSpaceTypes,AQ319)>0,INDIRECT(\"'Space-by-Space Method'!F\"&ROUNDDOWN((ROW(A319)-52)/50,0)+4),\"\"))","v":""},{"$f":"IF(A319=\"\",\"\",IF(COUNTIF(BuildingSpecificSpaceTypes,AQ319)>0,INDIRECT(\"'Space-by-Space Method'!F\"&ROUNDDOWN((ROW(A319)-52)/50,0)+4),\"\"))","v":""},{"$f":"IF(A319=\"\",\"\",INDIRECT(\"'Fixture Schedule'!D\"&MOD(ROW(A319)-52,50)+9))","v":""},{"$f":"IF(A319=\"\",\"\",IF(AR319=\"\",\"\",INDIRECT(\"'Fixture Schedule'!K\"&MOD(ROW(A319)-52,50)+9)))","v":""},"",{"$f":"IF(A319=\"\",\"\",INDIRECT(\"'Fixture Schedule'!L\"&MOD(ROW(A319)-52,50)+9))","v":""},null,null,null,null,null,null,null,null,null,null,null,null,null,{"$f":"INDIRECT(\"'Space-by-Space Method'!\"&SUBSTITUTE(ADDRESS(1,MOD(ROW(A319)-52,50)+10,4),\"1\",\"\")&ROUNDDOWN((ROW(A319)-52)/50,0)+4)","v":0},{"$f":"LEFT(INDIRECT(\"'Space-by-Space Method'!BJ\"&ROUNDDOWN((ROW(A319)-52)/50,0)+4),3)","v":""},{"$f":"INDIRECT(\"'Fixture Schedule'!L\"&MOD(ROW(A319)-52,50)+9)","v":0},{"$f":"INDIRECT(\"'Fixture Schedule'!O\"&MOD(ROW(A319)-52,50)+9)","v":0},{"$f":"INDIRECT(\"'Space-by-Space Method'!F\"&ROUNDDOWN((ROW(A319)-52)/50,0)+4)","v":0},{"$f":"INDIRECT(\"'Fixture Schedule'!L\"&MOD(ROW(A319)-52,50)+9)","v":0},{"$f":"INDIRECT(\"'Space-by-Space Method'!D\"&ROUNDDOWN((ROW(A319)-52)/50,0)+4)","v":0},{"$f":"INDIRECT(\"'Space-by-Space Method'!E\"&ROUNDDOWN((ROW(A319)-52)/50,0)+4)","v":1}]
[{"$f":"IF(InteriorCalcType=2,IF(OR(AM320=0,AN320=\"DNQ\")=TRUE,\"\",INDIRECT(\"'Fixture Schedule'!M\"&MOD(ROW(A320)-52,50)+9)),\"\")","v":""},{"$f":"IF(A320=\"\",\"\",INDIRECT(\"'Fixture Schedule'!E\"&MOD(ROW(A320)-52,50)+9))","v":""},{"$f":"IF(A320=\"\",\"\",INDIRECT(\"'Fixture Schedule'!F\"&MOD(ROW(A320)-52,50)+9))","v":""},{"$f":"IF(A320=\"\",\"\",INDIRECT(\"'Fixture Schedule'!L\"&MOD(ROW(A320)-52,50)+9))","v":""},"",null,null,{"$f":"IF(A320=\"\",\"\",IF(AP320=1,Summary!$C$12*(AO320)/(SUM('Space-by-Space Method'!$BO$4:$BO$78,SUM('Exterior Lighting'!$BL$5:$BL$25))),0))","v":""},{"$f":"IF(A320=\"\",\"\",IF(START!$B$34=1,INDIRECT(\"'Space-by-Space Method'!\"&SUBSTITUTE(ADDRESS(1,MOD(ROW(A320)-52,50)+10,4),\"1\",\"\")&ROUNDDOWN((ROW(A320)-52)/50,0)+4),\"\"))","v":""},{"$f":"IF(A320=\"\",\"\",IF(AP320=1,Summary!$F$11*(AO320)/(SUM('Space-by-Space Method'!$BO$4:$BO$78,SUM('Exterior Lighting'!$BL$5:$BL$25))),0))","v":""},{"$f":"IF(A320=\"\",\"\",IF(AP320=1,Summary!$E$11*(AO320)/(SUM('Space-by-Space Method'!$BO$4:$BO$78,SUM('Exterior Lighting'!$BL$5:$BL$25))),0))","v":""},{"$f":"IF(A320=\"\",\"\",IF(AP320=1,Summary!$G$11*(AO320)/(SUM('Space-by-Space Method'!$BO$4:$BO$78,SUM('Exterior Lighting'!$BL$5:$BL$25))),0))","v":""},{"$f":"IF(A320=\"\",\"\",IF(AP320=1,Summary!$H$11*(AO320)/(SUM('Space-by-Space Method'!$BO$4:$BO$78)),0))","v":""},{"$f":"IF(A320=\"\",\"\",IF(AP320=1,Summary!$I$11*(AO320)/(SUM('Space-by-Space Method'!$BO$4:$BO$78)),0))","v":""},null,null,null,{"$f":"IF(A320=\"\",\"\",IF(START!$B$34=2,INDIRECT(\"'Space-by-Space Method'!\"&SUBSTITUTE(ADDRESS(1,MOD(ROW(A320)-52,50)+10,4),\"1\",\"\")&ROUNDDOWN((ROW(A320)-52)/50,0)+4),\"\"))","v":""},{"$f":"IF(A320=\"\",\"\",INDIRECT(\"'Space-by-Space Method'!C\"&ROUNDDOWN((ROW(A320)-52)/50,0)+4))","v":""},{"$f":"IF(A320=\"\",\"\",IF(COUNTIF(CommonSpaceTypes,AQ320)>0,INDIRECT(\"'Space-by-Space Method'!F\"&ROUNDDOWN((ROW(A320)-52)/50,0)+4),\"\"))","v":""},{"$f":"IF(A320=\"\",\"\",IF(COUNTIF(BuildingSpecificSpaceTypes,AQ320)>0,INDIRECT(\"'Space-by-Space Method'!F\"&ROUNDDOWN((ROW(A320)-52)/50,0)+4),\"\"))","v":""},{"$f":"IF(A320=\"\",\"\",INDIRECT(\"'Fixture Schedule'!D\"&MOD(ROW(A320)-52,50)+9))","v":""},{"$f":"IF(A320=\"\",\"\",IF(AR320=\"\",\"\",INDIRECT(\"'Fixture Schedule'!K\"&MOD(ROW(A320)-52,50)+9)))","v":""},"",{"$f":"IF(A320=\"\",\"\",INDIRECT(\"'Fixture Schedule'!L\"&MOD(ROW(A320)-52,50)+9))","v":""},null,null,null,null,null,null,null,null,null,null,null,null,null,{"$f":"INDIRECT(\"'Space-by-Space Method'!\"&SUBSTITUTE(ADDRESS(1,MOD(ROW(A320)-52,50)+10,4),\"1\",\"\")&ROUNDDOWN((ROW(A320)-52)/50,0)+4)","v":0},{"$f":"LEFT(INDIRECT(\"'Space-by-Space Method'!BJ\"&ROUNDDOWN((ROW(A320)-52)/50,0)+4),3)","v":""},{"$f":"INDIRECT(\"'Fixture Schedule'!L\"&MOD(ROW(A320)-52,50)+9)","v":0},{"$f":"INDIRECT(\"'Fixture Schedule'!O\"&MOD(ROW(A320)-52,50)+9)","v":0},{"$f":"INDIRECT(\"'Space-by-Space Method'!F\"&ROUNDDOWN((ROW(A320)-52)/50,0)+4)","v":0},{"$f":"INDIRECT(\"'Fixture Schedule'!L\"&MOD(ROW(A320)-52,50)+9)","v":0},{"$f":"INDIRECT(\"'Space-by-Space Method'!D\"&ROUNDDOWN((ROW(A320)-52)/50,0)+4)","v":0},{"$f":"INDIRECT(\"'Space-by-Space Method'!E\"&ROUNDDOWN((ROW(A320)-52)/50,0)+4)","v":1}]
[{"$f":"IF(InteriorCalcType=2,IF(OR(AM321=0,AN321=\"DNQ\")=TRUE,\"\",INDIRECT(\"'Fixture Schedule'!M\"&MOD(ROW(A321)-52,50)+9)),\"\")","v":""},{"$f":"IF(A321=\"\",\"\",INDIRECT(\"'Fixture Schedule'!E\"&MOD(ROW(A321)-52,50)+9))","v":""},{"$f":"IF(A321=\"\",\"\",INDIRECT(\"'Fixture Schedule'!F\"&MOD(ROW(A321)-52,50)+9))","v":""},{"$f":"IF(A321=\"\",\"\",INDIRECT(\"'Fixture Schedule'!L\"&MOD(ROW(A321)-52,50)+9))","v":""},"",null,null,{"$f":"IF(A321=\"\",\"\",IF(AP321=1,Summary!$C$12*(AO321)/(SUM('Space-by-Space Method'!$BO$4:$BO$78,SUM('Exterior Lighting'!$BL$5:$BL$25))),0))","v":""},{"$f":"IF(A321=\"\",\"\",IF(START!$B$34=1,INDIRECT(\"'Space-by-Space Method'!\"&SUBSTITUTE(ADDRESS(1,MOD(ROW(A321)-52,50)+10,4),\"1\",\"\")&ROUNDDOWN((ROW(A321)-52)/50,0)+4),\"\"))","v":""},{"$f":"IF(A321=\"\",\"\",IF(AP321=1,Summary!$F$11*(AO321)/(SUM('Space-by-Space Method'!$BO$4:$BO$78,SUM('Exterior Lighting'!$BL$5:$BL$25))),0))","v":""},{"$f":"IF(A321=\"\",\"\",IF(AP321=1,Summary!$E$11*(AO321)/(SUM('Space-by-Space Method'!$BO$4:$BO$78,SUM('Exterior Lighting'!$BL$5:$BL$25))),0))","v":""},{"$f":"IF(A321=\"\",\"\",IF(AP321=1,Summary!$G$11*(AO321)/(SUM('Space-by-Space Method'!$BO$4:$BO$78,SUM('Exterior Lighting'!$BL$5:$BL$25))),0))","v":""},{"$f":"IF(A321=\"\",\"\",IF(AP321=1,Summary!$H$11*(AO321)/(SUM('Space-by-Space Method'!$BO$4:$BO$78)),0))","v":""},{"$f":"IF(A321=\"\",\"\",IF(AP321=1,Summary!$I$11*(AO321)/(SUM('Space-by-Space Method'!$BO$4:$BO$78)),0))","v":""},null,null,null,{"$f":"IF(A321=\"\",\"\",IF(START!$B$34=2,INDIRECT(\"'Space-by-Space Method'!\"&SUBSTITUTE(ADDRESS(1,MOD(ROW(A321)-52,50)+10,4),\"1\",\"\")&ROUNDDOWN((ROW(A321)-52)/50,0)+4),\"\"))","v":""},{"$f":"IF(A321=\"\",\"\",INDIRECT(\"'Space-by-Space Method'!C\"&ROUNDDOWN((ROW(A321)-52)/50,0)+4))","v":""},{"$f":"IF(A321=\"\",\"\",IF(COUNTIF(CommonSpaceTypes,AQ321)>0,INDIRECT(\"'Space-by-Space Method'!F\"&ROUNDDOWN((ROW(A321)-52)/50,0)+4),\"\"))","v":""},{"$f":"IF(A321=\"\",\"\",IF(COUNTIF(BuildingSpecificSpaceTypes,AQ321)>0,INDIRECT(\"'Space-by-Space Method'!F\"&ROUNDDOWN((ROW(A321)-52)/50,0)+4),\"\"))","v":""},{"$f":"IF(A321=\"\",\"\",INDIRECT(\"'Fixture Schedule'!D\"&MOD(ROW(A321)-52,50)+9))","v":""},{"$f":"IF(A321=\"\",\"\",IF(AR321=\"\",\"\",INDIRECT(\"'Fixture Schedule'!K\"&MOD(ROW(A321)-52,50)+9)))","v":""},"",{"$f":"IF(A321=\"\",\"\",INDIRECT(\"'Fixture Schedule'!L\"&MOD(ROW(A321)-52,50)+9))","v":""},null,null,null,null,null,null,null,null,null,null,null,null,null,{"$f":"INDIRECT(\"'Space-by-Space Method'!\"&SUBSTITUTE(ADDRESS(1,MOD(ROW(A321)-52,50)+10,4),\"1\",\"\")&ROUNDDOWN((ROW(A321)-52)/50,0)+4)","v":0},{"$f":"LEFT(INDIRECT(\"'Space-by-Space Method'!BJ\"&ROUNDDOWN((ROW(A321)-52)/50,0)+4),3)","v":""},{"$f":"INDIRECT(\"'Fixture Schedule'!L\"&MOD(ROW(A321)-52,50)+9)","v":0},{"$f":"INDIRECT(\"'Fixture Schedule'!O\"&MOD(ROW(A321)-52,50)+9)","v":0},{"$f":"INDIRECT(\"'Space-by-Space Method'!F\"&ROUNDDOWN((ROW(A321)-52)/50,0)+4)","v":0},{"$f":"INDIRECT(\"'Fixture Schedule'!L\"&MOD(ROW(A321)-52,50)+9)","v":0},{"$f":"INDIRECT(\"'Space-by-Space Method'!D\"&ROUNDDOWN((ROW(A321)-52)/50,0)+4)","v":0},{"$f":"INDIRECT(\"'Space-by-Space Method'!E\"&ROUNDDOWN((ROW(A321)-52)/50,0)+4)","v":1}]
[{"$f":"IF(InteriorCalcType=2,IF(OR(AM322=0,AN322=\"DNQ\")=TRUE,\"\",INDIRECT(\"'Fixture Schedule'!M\"&MOD(ROW(A322)-52,50)+9)),\"\")","v":""},{"$f":"IF(A322=\"\",\"\",INDIRECT(\"'Fixture Schedule'!E\"&MOD(ROW(A322)-52,50)+9))","v":""},{"$f":"IF(A322=\"\",\"\",INDIRECT(\"'Fixture Schedule'!F\"&MOD(ROW(A322)-52,50)+9))","v":""},{"$f":"IF(A322=\"\",\"\",INDIRECT(\"'Fixture Schedule'!L\"&MOD(ROW(A322)-52,50)+9))","v":""},"",null,null,{"$f":"IF(A322=\"\",\"\",IF(AP322=1,Summary!$C$12*(AO322)/(SUM('Space-by-Space Method'!$BO$4:$BO$78,SUM('Exterior Lighting'!$BL$5:$BL$25))),0))","v":""},{"$f":"IF(A322=\"\",\"\",IF(START!$B$34=1,INDIRECT(\"'Space-by-Space Method'!\"&SUBSTITUTE(ADDRESS(1,MOD(ROW(A322)-52,50)+10,4),\"1\",\"\")&ROUNDDOWN((ROW(A322)-52)/50,0)+4),\"\"))","v":""},{"$f":"IF(A322=\"\",\"\",IF(AP322=1,Summary!$F$11*(AO322)/(SUM('Space-by-Space Method'!$BO$4:$BO$78,SUM('Exterior Lighting'!$BL$5:$BL$25))),0))","v":""},{"$f":"IF(A322=\"\",\"\",IF(AP322=1,Summary!$E$11*(AO322)/(SUM('Space-by-Space Method'!$BO$4:$BO$78,SUM('Exterior Lighting'!$BL$5:$BL$25))),0))","v":""},{"$f":"IF(A322=\"\",\"\",IF(AP322=1,Summary!$G$11*(AO322)/(SUM('Space-by-Space Method'!$BO$4:$BO$78,SUM('Exterior Lighting'!$BL$5:$BL$25))),0))","v":""},{"$f":"IF(A322=\"\",\"\",IF(AP322=1,Summary!$H$11*(AO322)/(SUM('Space-by-Space Method'!$BO$4:$BO$78)),0))","v":""},{"$f":"IF(A322=\"\",\"\",IF(AP322=1,Summary!$I$11*(AO322)/(SUM('Space-by-Space Method'!$BO$4:$BO$78)),0))","v":""},null,null,null,{"$f":"IF(A322=\"\",\"\",IF(START!$B$34=2,INDIRECT(\"'Space-by-Space Method'!\"&SUBSTITUTE(ADDRESS(1,MOD(ROW(A322)-52,50)+10,4),\"1\",\"\")&ROUNDDOWN((ROW(A322)-52)/50,0)+4),\"\"))","v":""},{"$f":"IF(A322=\"\",\"\",INDIRECT(\"'Space-by-Space Method'!C\"&ROUNDDOWN((ROW(A322)-52)/50,0)+4))","v":""},{"$f":"IF(A322=\"\",\"\",IF(COUNTIF(CommonSpaceTypes,AQ322)>0,INDIRECT(\"'Space-by-Space Method'!F\"&ROUNDDOWN((ROW(A322)-52)/50,0)+4),\"\"))","v":""},{"$f":"IF(A322=\"\",\"\",IF(COUNTIF(BuildingSpecificSpaceTypes,AQ322)>0,INDIRECT(\"'Space-by-Space Method'!F\"&ROUNDDOWN((ROW(A322)-52)/50,0)+4),\"\"))","v":""},{"$f":"IF(A322=\"\",\"\",INDIRECT(\"'Fixture Schedule'!D\"&MOD(ROW(A322)-52,50)+9))","v":""},{"$f":"IF(A322=\"\",\"\",IF(AR322=\"\",\"\",INDIRECT(\"'Fixture Schedule'!K\"&MOD(ROW(A322)-52,50)+9)))","v":""},"",{"$f":"IF(A322=\"\",\"\",INDIRECT(\"'Fixture Schedule'!L\"&MOD(ROW(A322)-52,50)+9))","v":""},null,null,null,null,null,null,null,null,null,null,null,null,null,{"$f":"INDIRECT(\"'Space-by-Space Method'!\"&SUBSTITUTE(ADDRESS(1,MOD(ROW(A322)-52,50)+10,4),\"1\",\"\")&ROUNDDOWN((ROW(A322)-52)/50,0)+4)","v":0},{"$f":"LEFT(INDIRECT(\"'Space-by-Space Method'!BJ\"&ROUNDDOWN((ROW(A322)-52)/50,0)+4),3)","v":""},{"$f":"INDIRECT(\"'Fixture Schedule'!L\"&MOD(ROW(A322)-52,50)+9)","v":0},{"$f":"INDIRECT(\"'Fixture Schedule'!O\"&MOD(ROW(A322)-52,50)+9)","v":0},{"$f":"INDIRECT(\"'Space-by-Space Method'!F\"&ROUNDDOWN((ROW(A322)-52)/50,0)+4)","v":0},{"$f":"INDIRECT(\"'Fixture Schedule'!L\"&MOD(ROW(A322)-52,50)+9)","v":0},{"$f":"INDIRECT(\"'Space-by-Space Method'!D\"&ROUNDDOWN((ROW(A322)-52)/50,0)+4)","v":0},{"$f":"INDIRECT(\"'Space-by-Space Method'!E\"&ROUNDDOWN((ROW(A322)-52)/50,0)+4)","v":1}]
[{"$f":"IF(InteriorCalcType=2,IF(OR(AM323=0,AN323=\"DNQ\")=TRUE,\"\",INDIRECT(\"'Fixture Schedule'!M\"&MOD(ROW(A323)-52,50)+9)),\"\")","v":""},{"$f":"IF(A323=\"\",\"\",INDIRECT(\"'Fixture Schedule'!E\"&MOD(ROW(A323)-52,50)+9))","v":""},{"$f":"IF(A323=\"\",\"\",INDIRECT(\"'Fixture Schedule'!F\"&MOD(ROW(A323)-52,50)+9))","v":""},{"$f":"IF(A323=\"\",\"\",INDIRECT(\"'Fixture Schedule'!L\"&MOD(ROW(A323)-52,50)+9))","v":""},"",null,null,{"$f":"IF(A323=\"\",\"\",IF(AP323=1,Summary!$C$12*(AO323)/(SUM('Space-by-Space Method'!$BO$4:$BO$78,SUM('Exterior Lighting'!$BL$5:$BL$25))),0))","v":""},{"$f":"IF(A323=\"\",\"\",IF(START!$B$34=1,INDIRECT(\"'Space-by-Space Method'!\"&SUBSTITUTE(ADDRESS(1,MOD(ROW(A323)-52,50)+10,4),\"1\",\"\")&ROUNDDOWN((ROW(A323)-52)/50,0)+4),\"\"))","v":""},{"$f":"IF(A323=\"\",\"\",IF(AP323=1,Summary!$F$11*(AO323)/(SUM('Space-by-Space Method'!$BO$4:$BO$78,SUM('Exterior Lighting'!$BL$5:$BL$25))),0))","v":""},{"$f":"IF(A323=\"\",\"\",IF(AP323=1,Summary!$E$11*(AO323)/(SUM('Space-by-Space Method'!$BO$4:$BO$78,SUM('Exterior Lighting'!$BL$5:$BL$25))),0))","v":""},{"$f":"IF(A323=\"\",\"\",IF(AP323=1,Summary!$G$11*(AO323)/(SUM('Space-by-Space Method'!$BO$4:$BO$78,SUM('Exterior Lighting'!$BL$5:$BL$25))),0))","v":""},{"$f":"IF(A323=\"\",\"\",IF(AP323=1,Summary!$H$11*(AO323)/(SUM('Space-by-Space Method'!$BO$4:$BO$78)),0))","v":""},{"$f":"IF(A323=\"\",\"\",IF(AP323=1,Summary!$I$11*(AO323)/(SUM('Space-by-Space Method'!$BO$4:$BO$78)),0))","v":""},null,null,null,{"$f":"IF(A323=\"\",\"\",IF(START!$B$34=2,INDIRECT(\"'Space-by-Space Method'!\"&SUBSTITUTE(ADDRESS(1,MOD(ROW(A323)-52,50)+10,4),\"1\",\"\")&ROUNDDOWN((ROW(A323)-52)/50,0)+4),\"\"))","v":""},{"$f":"IF(A323=\"\",\"\",INDIRECT(\"'Space-by-Space Method'!C\"&ROUNDDOWN((ROW(A323)-52)/50,0)+4))","v":""},{"$f":"IF(A323=\"\",\"\",IF(COUNTIF(CommonSpaceTypes,AQ323)>0,INDIRECT(\"'Space-by-Space Method'!F\"&ROUNDDOWN((ROW(A323)-52)/50,0)+4),\"\"))","v":""},{"$f":"IF(A323=\"\",\"\",IF(COUNTIF(BuildingSpecificSpaceTypes,AQ323)>0,INDIRECT(\"'Space-by-Space Method'!F\"&ROUNDDOWN((ROW(A323)-52)/50,0)+4),\"\"))","v":""},{"$f":"IF(A323=\"\",\"\",INDIRECT(\"'Fixture Schedule'!D\"&MOD(ROW(A323)-52,50)+9))","v":""},{"$f":"IF(A323=\"\",\"\",IF(AR323=\"\",\"\",INDIRECT(\"'Fixture Schedule'!K\"&MOD(ROW(A323)-52,50)+9)))","v":""},"",{"$f":"IF(A323=\"\",\"\",INDIRECT(\"'Fixture Schedule'!L\"&MOD(ROW(A323)-52,50)+9))","v":""},null,null,null,null,null,null,null,null,null,null,null,null,null,{"$f":"INDIRECT(\"'Space-by-Space Method'!\"&SUBSTITUTE(ADDRESS(1,MOD(ROW(A323)-52,50)+10,4),\"1\",\"\")&ROUNDDOWN((ROW(A323)-52)/50,0)+4)","v":0},{"$f":"LEFT(INDIRECT(\"'Space-by-Space Method'!BJ\"&ROUNDDOWN((ROW(A323)-52)/50,0)+4),3)","v":""},{"$f":"INDIRECT(\"'Fixture Schedule'!L\"&MOD(ROW(A323)-52,50)+9)","v":0},{"$f":"INDIRECT(\"'Fixture Schedule'!O\"&MOD(ROW(A323)-52,50)+9)","v":0},{"$f":"INDIRECT(\"'Space-by-Space Method'!F\"&ROUNDDOWN((ROW(A323)-52)/50,0)+4)","v":0},{"$f":"INDIRECT(\"'Fixture Schedule'!L\"&MOD(ROW(A323)-52,50)+9)","v":0},{"$f":"INDIRECT(\"'Space-by-Space Method'!D\"&ROUNDDOWN((ROW(A323)-52)/50,0)+4)","v":0},{"$f":"INDIRECT(\"'Space-by-Space Method'!E\"&ROUNDDOWN((ROW(A323)-52)/50,0)+4)","v":1}]
[{"$f":"IF(InteriorCalcType=2,IF(OR(AM324=0,AN324=\"DNQ\")=TRUE,\"\",INDIRECT(\"'Fixture Schedule'!M\"&MOD(ROW(A324)-52,50)+9)),\"\")","v":""},{"$f":"IF(A324=\"\",\"\",INDIRECT(\"'Fixture Schedule'!E\"&MOD(ROW(A324)-52,50)+9))","v":""},{"$f":"IF(A324=\"\",\"\",INDIRECT(\"'Fixture Schedule'!F\"&MOD(ROW(A324)-52,50)+9))","v":""},{"$f":"IF(A324=\"\",\"\",INDIRECT(\"'Fixture Schedule'!L\"&MOD(ROW(A324)-52,50)+9))","v":""},"",null,null,{"$f":"IF(A324=\"\",\"\",IF(AP324=1,Summary!$C$12*(AO324)/(SUM('Space-by-Space Method'!$BO$4:$BO$78,SUM('Exterior Lighting'!$BL$5:$BL$25))),0))","v":""},{"$f":"IF(A324=\"\",\"\",IF(START!$B$34=1,INDIRECT(\"'Space-by-Space Method'!\"&SUBSTITUTE(ADDRESS(1,MOD(ROW(A324)-52,50)+10,4),\"1\",\"\")&ROUNDDOWN((ROW(A324)-52)/50,0)+4),\"\"))","v":""},{"$f":"IF(A324=\"\",\"\",IF(AP324=1,Summary!$F$11*(AO324)/(SUM('Space-by-Space Method'!$BO$4:$BO$78,SUM('Exterior Lighting'!$BL$5:$BL$25))),0))","v":""},{"$f":"IF(A324=\"\",\"\",IF(AP324=1,Summary!$E$11*(AO324)/(SUM('Space-by-Space Method'!$BO$4:$BO$78,SUM('Exterior Lighting'!$BL$5:$BL$25))),0))","v":""},{"$f":"IF(A324=\"\",\"\",IF(AP324=1,Summary!$G$11*(AO324)/(SUM('Space-by-Space Method'!$BO$4:$BO$78,SUM('Exterior Lighting'!$BL$5:$BL$25))),0))","v":""},{"$f":"IF(A324=\"\",\"\",IF(AP324=1,Summary!$H$11*(AO324)/(SUM('Space-by-Space Method'!$BO$4:$BO$78)),0))","v":""},{"$f":"IF(A324=\"\",\"\",IF(AP324=1,Summary!$I$11*(AO324)/(SUM('Space-by-Space Method'!$BO$4:$BO$78)),0))","v":""},null,null,null,{"$f":"IF(A324=\"\",\"\",IF(START!$B$34=2,INDIRECT(\"'Space-by-Space Method'!\"&SUBSTITUTE(ADDRESS(1,MOD(ROW(A324)-52,50)+10,4),\"1\",\"\")&ROUNDDOWN((ROW(A324)-52)/50,0)+4),\"\"))","v":""},{"$f":"IF(A324=\"\",\"\",INDIRECT(\"'Space-by-Space Method'!C\"&ROUNDDOWN((ROW(A324)-52)/50,0)+4))","v":""},{"$f":"IF(A324=\"\",\"\",IF(COUNTIF(CommonSpaceTypes,AQ324)>0,INDIRECT(\"'Space-by-Space Method'!F\"&ROUNDDOWN((ROW(A324)-52)/50,0)+4),\"\"))","v":""},{"$f":"IF(A324=\"\",\"\",IF(COUNTIF(BuildingSpecificSpaceTypes,AQ324)>0,INDIRECT(\"'Space-by-Space Method'!F\"&ROUNDDOWN((ROW(A324)-52)/50,0)+4),\"\"))","v":""},{"$f":"IF(A324=\"\",\"\",INDIRECT(\"'Fixture Schedule'!D\"&MOD(ROW(A324)-52,50)+9))","v":""},{"$f":"IF(A324=\"\",\"\",IF(AR324=\"\",\"\",INDIRECT(\"'Fixture Schedule'!K\"&MOD(ROW(A324)-52,50)+9)))","v":""},"",{"$f":"IF(A324=\"\",\"\",INDIRECT(\"'Fixture Schedule'!L\"&MOD(ROW(A324)-52,50)+9))","v":""},null,null,null,null,null,null,null,null,null,null,null,null,null,{"$f":"INDIRECT(\"'Space-by-Space Method'!\"&SUBSTITUTE(ADDRESS(1,MOD(ROW(A324)-52,50)+10,4),\"1\",\"\")&ROUNDDOWN((ROW(A324)-52)/50,0)+4)","v":0},{"$f":"LEFT(INDIRECT(\"'Space-by-Space Method'!BJ\"&ROUNDDOWN((ROW(A324)-52)/50,0)+4),3)","v":""},{"$f":"INDIRECT(\"'Fixture Schedule'!L\"&MOD(ROW(A324)-52,50)+9)","v":0},{"$f":"INDIRECT(\"'Fixture Schedule'!O\"&MOD(ROW(A324)-52,50)+9)","v":0},{"$f":"INDIRECT(\"'Space-by-Space Method'!F\"&ROUNDDOWN((ROW(A324)-52)/50,0)+4)","v":0},{"$f":"INDIRECT(\"'Fixture Schedule'!L\"&MOD(ROW(A324)-52,50)+9)","v":0},{"$f":"INDIRECT(\"'Space-by-Space Method'!D\"&ROUNDDOWN((ROW(A324)-52)/50,0)+4)","v":0},{"$f":"INDIRECT(\"'Space-by-Space Method'!E\"&ROUNDDOWN((ROW(A324)-52)/50,0)+4)","v":1}]
[{"$f":"IF(InteriorCalcType=2,IF(OR(AM325=0,AN325=\"DNQ\")=TRUE,\"\",INDIRECT(\"'Fixture Schedule'!M\"&MOD(ROW(A325)-52,50)+9)),\"\")","v":""},{"$f":"IF(A325=\"\",\"\",INDIRECT(\"'Fixture Schedule'!E\"&MOD(ROW(A325)-52,50)+9))","v":""},{"$f":"IF(A325=\"\",\"\",INDIRECT(\"'Fixture Schedule'!F\"&MOD(ROW(A325)-52,50)+9))","v":""},{"$f":"IF(A325=\"\",\"\",INDIRECT(\"'Fixture Schedule'!L\"&MOD(ROW(A325)-52,50)+9))","v":""},"",null,null,{"$f":"IF(A325=\"\",\"\",IF(AP325=1,Summary!$C$12*(AO325)/(SUM('Space-by-Space Method'!$BO$4:$BO$78,SUM('Exterior Lighting'!$BL$5:$BL$25))),0))","v":""},{"$f":"IF(A325=\"\",\"\",IF(START!$B$34=1,INDIRECT(\"'Space-by-Space Method'!\"&SUBSTITUTE(ADDRESS(1,MOD(ROW(A325)-52,50)+10,4),\"1\",\"\")&ROUNDDOWN((ROW(A325)-52)/50,0)+4),\"\"))","v":""},{"$f":"IF(A325=\"\",\"\",IF(AP325=1,Summary!$F$11*(AO325)/(SUM('Space-by-Space Method'!$BO$4:$BO$78,SUM('Exterior Lighting'!$BL$5:$BL$25))),0))","v":""},{"$f":"IF(A325=\"\",\"\",IF(AP325=1,Summary!$E$11*(AO325)/(SUM('Space-by-Space Method'!$BO$4:$BO$78,SUM('Exterior Lighting'!$BL$5:$BL$25))),0))","v":""},{"$f":"IF(A325=\"\",\"\",IF(AP325=1,Summary!$G$11*(AO325)/(SUM('Space-by-Space Method'!$BO$4:$BO$78,SUM('Exterior Lighting'!$BL$5:$BL$25))),0))","v":""},{"$f":"IF(A325=\"\",\"\",IF(AP325=1,Summary!$H$11*(AO325)/(SUM('Space-by-Space Method'!$BO$4:$BO$78)),0))","v":""},{"$f":"IF(A325=\"\",\"\",IF(AP325=1,Summary!$I$11*(AO325)/(SUM('Space-by-Space Method'!$BO$4:$BO$78)),0))","v":""},null,null,null,{"$f":"IF(A325=\"\",\"\",IF(START!$B$34=2,INDIRECT(\"'Space-by-Space Method'!\"&SUBSTITUTE(ADDRESS(1,MOD(ROW(A325)-52,50)+10,4),\"1\",\"\")&ROUNDDOWN((ROW(A325)-52)/50,0)+4),\"\"))","v":""},{"$f":"IF(A325=\"\",\"\",INDIRECT(\"'Space-by-Space Method'!C\"&ROUNDDOWN((ROW(A325)-52)/50,0)+4))","v":""},{"$f":"IF(A325=\"\",\"\",IF(COUNTIF(CommonSpaceTypes,AQ325)>0,INDIRECT(\"'Space-by-Space Method'!F\"&ROUNDDOWN((ROW(A325)-52)/50,0)+4),\"\"))","v":""},{"$f":"IF(A325=\"\",\"\",IF(COUNTIF(BuildingSpecificSpaceTypes,AQ325)>0,INDIRECT(\"'Space-by-Space Method'!F\"&ROUNDDOWN((ROW(A325)-52)/50,0)+4),\"\"))","v":""},{"$f":"IF(A325=\"\",\"\",INDIRECT(\"'Fixture Schedule'!D\"&MOD(ROW(A325)-52,50)+9))","v":""},{"$f":"IF(A325=\"\",\"\",IF(AR325=\"\",\"\",INDIRECT(\"'Fixture Schedule'!K\"&MOD(ROW(A325)-52,50)+9)))","v":""},"",{"$f":"IF(A325=\"\",\"\",INDIRECT(\"'Fixture Schedule'!L\"&MOD(ROW(A325)-52,50)+9))","v":""},null,null,null,null,null,null,null,null,null,null,null,null,null,{"$f":"INDIRECT(\"'Space-by-Space Method'!\"&SUBSTITUTE(ADDRESS(1,MOD(ROW(A325)-52,50)+10,4),\"1\",\"\")&ROUNDDOWN((ROW(A325)-52)/50,0)+4)","v":0},{"$f":"LEFT(INDIRECT(\"'Space-by-Space Method'!BJ\"&ROUNDDOWN((ROW(A325)-52)/50,0)+4),3)","v":""},{"$f":"INDIRECT(\"'Fixture Schedule'!L\"&MOD(ROW(A325)-52,50)+9)","v":0},{"$f":"INDIRECT(\"'Fixture Schedule'!O\"&MOD(ROW(A325)-52,50)+9)","v":0},{"$f":"INDIRECT(\"'Space-by-Space Method'!F\"&ROUNDDOWN((ROW(A325)-52)/50,0)+4)","v":0},{"$f":"INDIRECT(\"'Fixture Schedule'!L\"&MOD(ROW(A325)-52,50)+9)","v":0},{"$f":"INDIRECT(\"'Space-by-Space Method'!D\"&ROUNDDOWN((ROW(A325)-52)/50,0)+4)","v":0},{"$f":"INDIRECT(\"'Space-by-Space Method'!E\"&ROUNDDOWN((ROW(A325)-52)/50,0)+4)","v":1}]
[{"$f":"IF(InteriorCalcType=2,IF(OR(AM326=0,AN326=\"DNQ\")=TRUE,\"\",INDIRECT(\"'Fixture Schedule'!M\"&MOD(ROW(A326)-52,50)+9)),\"\")","v":""},{"$f":"IF(A326=\"\",\"\",INDIRECT(\"'Fixture Schedule'!E\"&MOD(ROW(A326)-52,50)+9))","v":""},{"$f":"IF(A326=\"\",\"\",INDIRECT(\"'Fixture Schedule'!F\"&MOD(ROW(A326)-52,50)+9))","v":""},{"$f":"IF(A326=\"\",\"\",INDIRECT(\"'Fixture Schedule'!L\"&MOD(ROW(A326)-52,50)+9))","v":""},"",null,null,{"$f":"IF(A326=\"\",\"\",IF(AP326=1,Summary!$C$12*(AO326)/(SUM('Space-by-Space Method'!$BO$4:$BO$78,SUM('Exterior Lighting'!$BL$5:$BL$25))),0))","v":""},{"$f":"IF(A326=\"\",\"\",IF(START!$B$34=1,INDIRECT(\"'Space-by-Space Method'!\"&SUBSTITUTE(ADDRESS(1,MOD(ROW(A326)-52,50)+10,4),\"1\",\"\")&ROUNDDOWN((ROW(A326)-52)/50,0)+4),\"\"))","v":""},{"$f":"IF(A326=\"\",\"\",IF(AP326=1,Summary!$F$11*(AO326)/(SUM('Space-by-Space Method'!$BO$4:$BO$78,SUM('Exterior Lighting'!$BL$5:$BL$25))),0))","v":""},{"$f":"IF(A326=\"\",\"\",IF(AP326=1,Summary!$E$11*(AO326)/(SUM('Space-by-Space Method'!$BO$4:$BO$78,SUM('Exterior Lighting'!$BL$5:$BL$25))),0))","v":""},{"$f":"IF(A326=\"\",\"\",IF(AP326=1,Summary!$G$11*(AO326)/(SUM('Space-by-Space Method'!$BO$4:$BO$78,SUM('Exterior Lighting'!$BL$5:$BL$25))),0))","v":""},{"$f":"IF(A326=\"\",\"\",IF(AP326=1,Summary!$H$11*(AO326)/(SUM('Space-by-Space Method'!$BO$4:$BO$78)),0))","v":""},{"$f":"IF(A326=\"\",\"\",IF(AP326=1,Summary!$I$11*(AO326)/(SUM('Space-by-Space Method'!$BO$4:$BO$78)),0))","v":""},null,null,null,{"$f":"IF(A326=\"\",\"\",IF(START!$B$34=2,INDIRECT(\"'Space-by-Space Method'!\"&SUBSTITUTE(ADDRESS(1,MOD(ROW(A326)-52,50)+10,4),\"1\",\"\")&ROUNDDOWN((ROW(A326)-52)/50,0)+4),\"\"))","v":""},{"$f":"IF(A326=\"\",\"\",INDIRECT(\"'Space-by-Space Method'!C\"&ROUNDDOWN((ROW(A326)-52)/50,0)+4))","v":""},{"$f":"IF(A326=\"\",\"\",IF(COUNTIF(CommonSpaceTypes,AQ326)>0,INDIRECT(\"'Space-by-Space Method'!F\"&ROUNDDOWN((ROW(A326)-52)/50,0)+4),\"\"))","v":""},{"$f":"IF(A326=\"\",\"\",IF(COUNTIF(BuildingSpecificSpaceTypes,AQ326)>0,INDIRECT(\"'Space-by-Space Method'!F\"&ROUNDDOWN((ROW(A326)-52)/50,0)+4),\"\"))","v":""},{"$f":"IF(A326=\"\",\"\",INDIRECT(\"'Fixture Schedule'!D\"&MOD(ROW(A326)-52,50)+9))","v":""},{"$f":"IF(A326=\"\",\"\",IF(AR326=\"\",\"\",INDIRECT(\"'Fixture Schedule'!K\"&MOD(ROW(A326)-52,50)+9)))","v":""},"",{"$f":"IF(A326=\"\",\"\",INDIRECT(\"'Fixture Schedule'!L\"&MOD(ROW(A326)-52,50)+9))","v":""},null,null,null,null,null,null,null,null,null,null,null,null,null,{"$f":"INDIRECT(\"'Space-by-Space Method'!\"&SUBSTITUTE(ADDRESS(1,MOD(ROW(A326)-52,50)+10,4),\"1\",\"\")&ROUNDDOWN((ROW(A326)-52)/50,0)+4)","v":0},{"$f":"LEFT(INDIRECT(\"'Space-by-Space Method'!BJ\"&ROUNDDOWN((ROW(A326)-52)/50,0)+4),3)","v":""},{"$f":"INDIRECT(\"'Fixture Schedule'!L\"&MOD(ROW(A326)-52,50)+9)","v":0},{"$f":"INDIRECT(\"'Fixture Schedule'!O\"&MOD(ROW(A326)-52,50)+9)","v":0},{"$f":"INDIRECT(\"'Space-by-Space Method'!F\"&ROUNDDOWN((ROW(A326)-52)/50,0)+4)","v":0},{"$f":"INDIRECT(\"'Fixture Schedule'!L\"&MOD(ROW(A326)-52,50)+9)","v":0},{"$f":"INDIRECT(\"'Space-by-Space Method'!D\"&ROUNDDOWN((ROW(A326)-52)/50,0)+4)","v":0},{"$f":"INDIRECT(\"'Space-by-Space Method'!E\"&ROUNDDOWN((ROW(A326)-52)/50,0)+4)","v":1}]
[{"$f":"IF(InteriorCalcType=2,IF(OR(AM327=0,AN327=\"DNQ\")=TRUE,\"\",INDIRECT(\"'Fixture Schedule'!M\"&MOD(ROW(A327)-52,50)+9)),\"\")","v":""},{"$f":"IF(A327=\"\",\"\",INDIRECT(\"'Fixture Schedule'!E\"&MOD(ROW(A327)-52,50)+9))","v":""},{"$f":"IF(A327=\"\",\"\",INDIRECT(\"'Fixture Schedule'!F\"&MOD(ROW(A327)-52,50)+9))","v":""},{"$f":"IF(A327=\"\",\"\",INDIRECT(\"'Fixture Schedule'!L\"&MOD(ROW(A327)-52,50)+9))","v":""},"",null,null,{"$f":"IF(A327=\"\",\"\",IF(AP327=1,Summary!$C$12*(AO327)/(SUM('Space-by-Space Method'!$BO$4:$BO$78,SUM('Exterior Lighting'!$BL$5:$BL$25))),0))","v":""},{"$f":"IF(A327=\"\",\"\",IF(START!$B$34=1,INDIRECT(\"'Space-by-Space Method'!\"&SUBSTITUTE(ADDRESS(1,MOD(ROW(A327)-52,50)+10,4),\"1\",\"\")&ROUNDDOWN((ROW(A327)-52)/50,0)+4),\"\"))","v":""},{"$f":"IF(A327=\"\",\"\",IF(AP327=1,Summary!$F$11*(AO327)/(SUM('Space-by-Space Method'!$BO$4:$BO$78,SUM('Exterior Lighting'!$BL$5:$BL$25))),0))","v":""},{"$f":"IF(A327=\"\",\"\",IF(AP327=1,Summary!$E$11*(AO327)/(SUM('Space-by-Space Method'!$BO$4:$BO$78,SUM('Exterior Lighting'!$BL$5:$BL$25))),0))","v":""},{"$f":"IF(A327=\"\",\"\",IF(AP327=1,Summary!$G$11*(AO327)/(SUM('Space-by-Space Method'!$BO$4:$BO$78,SUM('Exterior Lighting'!$BL$5:$BL$25))),0))","v":""},{"$f":"IF(A327=\"\",\"\",IF(AP327=1,Summary!$H$11*(AO327)/(SUM('Space-by-Space Method'!$BO$4:$BO$78)),0))","v":""},{"$f":"IF(A327=\"\",\"\",IF(AP327=1,Summary!$I$11*(AO327)/(SUM('Space-by-Space Method'!$BO$4:$BO$78)),0))","v":""},null,null,null,{"$f":"IF(A327=\"\",\"\",IF(START!$B$34=2,INDIRECT(\"'Space-by-Space Method'!\"&SUBSTITUTE(ADDRESS(1,MOD(ROW(A327)-52,50)+10,4),\"1\",\"\")&ROUNDDOWN((ROW(A327)-52)/50,0)+4),\"\"))","v":""},{"$f":"IF(A327=\"\",\"\",INDIRECT(\"'Space-by-Space Method'!C\"&ROUNDDOWN((ROW(A327)-52)/50,0)+4))","v":""},{"$f":"IF(A327=\"\",\"\",IF(COUNTIF(CommonSpaceTypes,AQ327)>0,INDIRECT(\"'Space-by-Space Method'!F\"&ROUNDDOWN((ROW(A327)-52)/50,0)+4),\"\"))","v":""},{"$f":"IF(A327=\"\",\"\",IF(COUNTIF(BuildingSpecificSpaceTypes,AQ327)>0,INDIRECT(\"'Space-by-Space Method'!F\"&ROUNDDOWN((ROW(A327)-52)/50,0)+4),\"\"))","v":""},{"$f":"IF(A327=\"\",\"\",INDIRECT(\"'Fixture Schedule'!D\"&MOD(ROW(A327)-52,50)+9))","v":""},{"$f":"IF(A327=\"\",\"\",IF(AR327=\"\",\"\",INDIRECT(\"'Fixture Schedule'!K\"&MOD(ROW(A327)-52,50)+9)))","v":""},"",{"$f":"IF(A327=\"\",\"\",INDIRECT(\"'Fixture Schedule'!L\"&MOD(ROW(A327)-52,50)+9))","v":""},null,null,null,null,null,null,null,null,null,null,null,null,null,{"$f":"INDIRECT(\"'Space-by-Space Method'!\"&SUBSTITUTE(ADDRESS(1,MOD(ROW(A327)-52,50)+10,4),\"1\",\"\")&ROUNDDOWN((ROW(A327)-52)/50,0)+4)","v":0},{"$f":"LEFT(INDIRECT(\"'Space-by-Space Method'!BJ\"&ROUNDDOWN((ROW(A327)-52)/50,0)+4),3)","v":""},{"$f":"INDIRECT(\"'Fixture Schedule'!L\"&MOD(ROW(A327)-52,50)+9)","v":0},{"$f":"INDIRECT(\"'Fixture Schedule'!O\"&MOD(ROW(A327)-52,50)+9)","v":0},{"$f":"INDIRECT(\"'Space-by-Space Method'!F\"&ROUNDDOWN((ROW(A327)-52)/50,0)+4)","v":0},{"$f":"INDIRECT(\"'Fixture Schedule'!L\"&MOD(ROW(A327)-52,50)+9)","v":0},{"$f":"INDIRECT(\"'Space-by-Space Method'!D\"&ROUNDDOWN((ROW(A327)-52)/50,0)+4)","v":0},{"$f":"INDIRECT(\"'Space-by-Space Method'!E\"&ROUNDDOWN((ROW(A327)-52)/50,0)+4)","v":1}]
[{"$f":"IF(InteriorCalcType=2,IF(OR(AM328=0,AN328=\"DNQ\")=TRUE,\"\",INDIRECT(\"'Fixture Schedule'!M\"&MOD(ROW(A328)-52,50)+9)),\"\")","v":""},{"$f":"IF(A328=\"\",\"\",INDIRECT(\"'Fixture Schedule'!E\"&MOD(ROW(A328)-52,50)+9))","v":""},{"$f":"IF(A328=\"\",\"\",INDIRECT(\"'Fixture Schedule'!F\"&MOD(ROW(A328)-52,50)+9))","v":""},{"$f":"IF(A328=\"\",\"\",INDIRECT(\"'Fixture Schedule'!L\"&MOD(ROW(A328)-52,50)+9))","v":""},"",null,null,{"$f":"IF(A328=\"\",\"\",IF(AP328=1,Summary!$C$12*(AO328)/(SUM('Space-by-Space Method'!$BO$4:$BO$78,SUM('Exterior Lighting'!$BL$5:$BL$25))),0))","v":""},{"$f":"IF(A328=\"\",\"\",IF(START!$B$34=1,INDIRECT(\"'Space-by-Space Method'!\"&SUBSTITUTE(ADDRESS(1,MOD(ROW(A328)-52,50)+10,4),\"1\",\"\")&ROUNDDOWN((ROW(A328)-52)/50,0)+4),\"\"))","v":""},{"$f":"IF(A328=\"\",\"\",IF(AP328=1,Summary!$F$11*(AO328)/(SUM('Space-by-Space Method'!$BO$4:$BO$78,SUM('Exterior Lighting'!$BL$5:$BL$25))),0))","v":""},{"$f":"IF(A328=\"\",\"\",IF(AP328=1,Summary!$E$11*(AO328)/(SUM('Space-by-Space Method'!$BO$4:$BO$78,SUM('Exterior Lighting'!$BL$5:$BL$25))),0))","v":""},{"$f":"IF(A328=\"\",\"\",IF(AP328=1,Summary!$G$11*(AO328)/(SUM('Space-by-Space Method'!$BO$4:$BO$78,SUM('Exterior Lighting'!$BL$5:$BL$25))),0))","v":""},{"$f":"IF(A328=\"\",\"\",IF(AP328=1,Summary!$H$11*(AO328)/(SUM('Space-by-Space Method'!$BO$4:$BO$78)),0))","v":""},{"$f":"IF(A328=\"\",\"\",IF(AP328=1,Summary!$I$11*(AO328)/(SUM('Space-by-Space Method'!$BO$4:$BO$78)),0))","v":""},null,null,null,{"$f":"IF(A328=\"\",\"\",IF(START!$B$34=2,INDIRECT(\"'Space-by-Space Method'!\"&SUBSTITUTE(ADDRESS(1,MOD(ROW(A328)-52,50)+10,4),\"1\",\"\")&ROUNDDOWN((ROW(A328)-52)/50,0)+4),\"\"))","v":""},{"$f":"IF(A328=\"\",\"\",INDIRECT(\"'Space-by-Space Method'!C\"&ROUNDDOWN((ROW(A328)-52)/50,0)+4))","v":""},{"$f":"IF(A328=\"\",\"\",IF(COUNTIF(CommonSpaceTypes,AQ328)>0,INDIRECT(\"'Space-by-Space Method'!F\"&ROUNDDOWN((ROW(A328)-52)/50,0)+4),\"\"))","v":""},{"$f":"IF(A328=\"\",\"\",IF(COUNTIF(BuildingSpecificSpaceTypes,AQ328)>0,INDIRECT(\"'Space-by-Space Method'!F\"&ROUNDDOWN((ROW(A328)-52)/50,0)+4),\"\"))","v":""},{"$f":"IF(A328=\"\",\"\",INDIRECT(\"'Fixture Schedule'!D\"&MOD(ROW(A328)-52,50)+9))","v":""},{"$f":"IF(A328=\"\",\"\",IF(AR328=\"\",\"\",INDIRECT(\"'Fixture Schedule'!K\"&MOD(ROW(A328)-52,50)+9)))","v":""},"",{"$f":"IF(A328=\"\",\"\",INDIRECT(\"'Fixture Schedule'!L\"&MOD(ROW(A328)-52,50)+9))","v":""},null,null,null,null,null,null,null,null,null,null,null,null,null,{"$f":"INDIRECT(\"'Space-by-Space Method'!\"&SUBSTITUTE(ADDRESS(1,MOD(ROW(A328)-52,50)+10,4),\"1\",\"\")&ROUNDDOWN((ROW(A328)-52)/50,0)+4)","v":0},{"$f":"LEFT(INDIRECT(\"'Space-by-Space Method'!BJ\"&ROUNDDOWN((ROW(A328)-52)/50,0)+4),3)","v":""},{"$f":"INDIRECT(\"'Fixture Schedule'!L\"&MOD(ROW(A328)-52,50)+9)","v":0},{"$f":"INDIRECT(\"'Fixture Schedule'!O\"&MOD(ROW(A328)-52,50)+9)","v":0},{"$f":"INDIRECT(\"'Space-by-Space Method'!F\"&ROUNDDOWN((ROW(A328)-52)/50,0)+4)","v":0},{"$f":"INDIRECT(\"'Fixture Schedule'!L\"&MOD(ROW(A328)-52,50)+9)","v":0},{"$f":"INDIRECT(\"'Space-by-Space Method'!D\"&ROUNDDOWN((ROW(A328)-52)/50,0)+4)","v":0},{"$f":"INDIRECT(\"'Space-by-Space Method'!E\"&ROUNDDOWN((ROW(A328)-52)/50,0)+4)","v":1}]
[{"$f":"IF(InteriorCalcType=2,IF(OR(AM329=0,AN329=\"DNQ\")=TRUE,\"\",INDIRECT(\"'Fixture Schedule'!M\"&MOD(ROW(A329)-52,50)+9)),\"\")","v":""},{"$f":"IF(A329=\"\",\"\",INDIRECT(\"'Fixture Schedule'!E\"&MOD(ROW(A329)-52,50)+9))","v":""},{"$f":"IF(A329=\"\",\"\",INDIRECT(\"'Fixture Schedule'!F\"&MOD(ROW(A329)-52,50)+9))","v":""},{"$f":"IF(A329=\"\",\"\",INDIRECT(\"'Fixture Schedule'!L\"&MOD(ROW(A329)-52,50)+9))","v":""},"",null,null,{"$f":"IF(A329=\"\",\"\",IF(AP329=1,Summary!$C$12*(AO329)/(SUM('Space-by-Space Method'!$BO$4:$BO$78,SUM('Exterior Lighting'!$BL$5:$BL$25))),0))","v":""},{"$f":"IF(A329=\"\",\"\",IF(START!$B$34=1,INDIRECT(\"'Space-by-Space Method'!\"&SUBSTITUTE(ADDRESS(1,MOD(ROW(A329)-52,50)+10,4),\"1\",\"\")&ROUNDDOWN((ROW(A329)-52)/50,0)+4),\"\"))","v":""},{"$f":"IF(A329=\"\",\"\",IF(AP329=1,Summary!$F$11*(AO329)/(SUM('Space-by-Space Method'!$BO$4:$BO$78,SUM('Exterior Lighting'!$BL$5:$BL$25))),0))","v":""},{"$f":"IF(A329=\"\",\"\",IF(AP329=1,Summary!$E$11*(AO329)/(SUM('Space-by-Space Method'!$BO$4:$BO$78,SUM('Exterior Lighting'!$BL$5:$BL$25))),0))","v":""},{"$f":"IF(A329=\"\",\"\",IF(AP329=1,Summary!$G$11*(AO329)/(SUM('Space-by-Space Method'!$BO$4:$BO$78,SUM('Exterior Lighting'!$BL$5:$BL$25))),0))","v":""},{"$f":"IF(A329=\"\",\"\",IF(AP329=1,Summary!$H$11*(AO329)/(SUM('Space-by-Space Method'!$BO$4:$BO$78)),0))","v":""},{"$f":"IF(A329=\"\",\"\",IF(AP329=1,Summary!$I$11*(AO329)/(SUM('Space-by-Space Method'!$BO$4:$BO$78)),0))","v":""},null,null,null,{"$f":"IF(A329=\"\",\"\",IF(START!$B$34=2,INDIRECT(\"'Space-by-Space Method'!\"&SUBSTITUTE(ADDRESS(1,MOD(ROW(A329)-52,50)+10,4),\"1\",\"\")&ROUNDDOWN((ROW(A329)-52)/50,0)+4),\"\"))","v":""},{"$f":"IF(A329=\"\",\"\",INDIRECT(\"'Space-by-Space Method'!C\"&ROUNDDOWN((ROW(A329)-52)/50,0)+4))","v":""},{"$f":"IF(A329=\"\",\"\",IF(COUNTIF(CommonSpaceTypes,AQ329)>0,INDIRECT(\"'Space-by-Space Method'!F\"&ROUNDDOWN((ROW(A329)-52)/50,0)+4),\"\"))","v":""},{"$f":"IF(A329=\"\",\"\",IF(COUNTIF(BuildingSpecificSpaceTypes,AQ329)>0,INDIRECT(\"'Space-by-Space Method'!F\"&ROUNDDOWN((ROW(A329)-52)/50,0)+4),\"\"))","v":""},{"$f":"IF(A329=\"\",\"\",INDIRECT(\"'Fixture Schedule'!D\"&MOD(ROW(A329)-52,50)+9))","v":""},{"$f":"IF(A329=\"\",\"\",IF(AR329=\"\",\"\",INDIRECT(\"'Fixture Schedule'!K\"&MOD(ROW(A329)-52,50)+9)))","v":""},"",{"$f":"IF(A329=\"\",\"\",INDIRECT(\"'Fixture Schedule'!L\"&MOD(ROW(A329)-52,50)+9))","v":""},null,null,null,null,null,null,null,null,null,null,null,null,null,{"$f":"INDIRECT(\"'Space-by-Space Method'!\"&SUBSTITUTE(ADDRESS(1,MOD(ROW(A329)-52,50)+10,4),\"1\",\"\")&ROUNDDOWN((ROW(A329)-52)/50,0)+4)","v":0},{"$f":"LEFT(INDIRECT(\"'Space-by-Space Method'!BJ\"&ROUNDDOWN((ROW(A329)-52)/50,0)+4),3)","v":""},{"$f":"INDIRECT(\"'Fixture Schedule'!L\"&MOD(ROW(A329)-52,50)+9)","v":0},{"$f":"INDIRECT(\"'Fixture Schedule'!O\"&MOD(ROW(A329)-52,50)+9)","v":0},{"$f":"INDIRECT(\"'Space-by-Space Method'!F\"&ROUNDDOWN((ROW(A329)-52)/50,0)+4)","v":0},{"$f":"INDIRECT(\"'Fixture Schedule'!L\"&MOD(ROW(A329)-52,50)+9)","v":0},{"$f":"INDIRECT(\"'Space-by-Space Method'!D\"&ROUNDDOWN((ROW(A329)-52)/50,0)+4)","v":0},{"$f":"INDIRECT(\"'Space-by-Space Method'!E\"&ROUNDDOWN((ROW(A329)-52)/50,0)+4)","v":1}]
[{"$f":"IF(InteriorCalcType=2,IF(OR(AM330=0,AN330=\"DNQ\")=TRUE,\"\",INDIRECT(\"'Fixture Schedule'!M\"&MOD(ROW(A330)-52,50)+9)),\"\")","v":""},{"$f":"IF(A330=\"\",\"\",INDIRECT(\"'Fixture Schedule'!E\"&MOD(ROW(A330)-52,50)+9))","v":""},{"$f":"IF(A330=\"\",\"\",INDIRECT(\"'Fixture Schedule'!F\"&MOD(ROW(A330)-52,50)+9))","v":""},{"$f":"IF(A330=\"\",\"\",INDIRECT(\"'Fixture Schedule'!L\"&MOD(ROW(A330)-52,50)+9))","v":""},"",null,null,{"$f":"IF(A330=\"\",\"\",IF(AP330=1,Summary!$C$12*(AO330)/(SUM('Space-by-Space Method'!$BO$4:$BO$78,SUM('Exterior Lighting'!$BL$5:$BL$25))),0))","v":""},{"$f":"IF(A330=\"\",\"\",IF(START!$B$34=1,INDIRECT(\"'Space-by-Space Method'!\"&SUBSTITUTE(ADDRESS(1,MOD(ROW(A330)-52,50)+10,4),\"1\",\"\")&ROUNDDOWN((ROW(A330)-52)/50,0)+4),\"\"))","v":""},{"$f":"IF(A330=\"\",\"\",IF(AP330=1,Summary!$F$11*(AO330)/(SUM('Space-by-Space Method'!$BO$4:$BO$78,SUM('Exterior Lighting'!$BL$5:$BL$25))),0))","v":""},{"$f":"IF(A330=\"\",\"\",IF(AP330=1,Summary!$E$11*(AO330)/(SUM('Space-by-Space Method'!$BO$4:$BO$78,SUM('Exterior Lighting'!$BL$5:$BL$25))),0))","v":""},{"$f":"IF(A330=\"\",\"\",IF(AP330=1,Summary!$G$11*(AO330)/(SUM('Space-by-Space Method'!$BO$4:$BO$78,SUM('Exterior Lighting'!$BL$5:$BL$25))),0))","v":""},{"$f":"IF(A330=\"\",\"\",IF(AP330=1,Summary!$H$11*(AO330)/(SUM('Space-by-Space Method'!$BO$4:$BO$78)),0))","v":""},{"$f":"IF(A330=\"\",\"\",IF(AP330=1,Summary!$I$11*(AO330)/(SUM('Space-by-Space Method'!$BO$4:$BO$78)),0))","v":""},null,null,null,{"$f":"IF(A330=\"\",\"\",IF(START!$B$34=2,INDIRECT(\"'Space-by-Space Method'!\"&SUBSTITUTE(ADDRESS(1,MOD(ROW(A330)-52,50)+10,4),\"1\",\"\")&ROUNDDOWN((ROW(A330)-52)/50,0)+4),\"\"))","v":""},{"$f":"IF(A330=\"\",\"\",INDIRECT(\"'Space-by-Space Method'!C\"&ROUNDDOWN((ROW(A330)-52)/50,0)+4))","v":""},{"$f":"IF(A330=\"\",\"\",IF(COUNTIF(CommonSpaceTypes,AQ330)>0,INDIRECT(\"'Space-by-Space Method'!F\"&ROUNDDOWN((ROW(A330)-52)/50,0)+4),\"\"))","v":""},{"$f":"IF(A330=\"\",\"\",IF(COUNTIF(BuildingSpecificSpaceTypes,AQ330)>0,INDIRECT(\"'Space-by-Space Method'!F\"&ROUNDDOWN((ROW(A330)-52)/50,0)+4),\"\"))","v":""},{"$f":"IF(A330=\"\",\"\",INDIRECT(\"'Fixture Schedule'!D\"&MOD(ROW(A330)-52,50)+9))","v":""},{"$f":"IF(A330=\"\",\"\",IF(AR330=\"\",\"\",INDIRECT(\"'Fixture Schedule'!K\"&MOD(ROW(A330)-52,50)+9)))","v":""},"",{"$f":"IF(A330=\"\",\"\",INDIRECT(\"'Fixture Schedule'!L\"&MOD(ROW(A330)-52,50)+9))","v":""},null,null,null,null,null,null,null,null,null,null,null,null,null,{"$f":"INDIRECT(\"'Space-by-Space Method'!\"&SUBSTITUTE(ADDRESS(1,MOD(ROW(A330)-52,50)+10,4),\"1\",\"\")&ROUNDDOWN((ROW(A330)-52)/50,0)+4)","v":0},{"$f":"LEFT(INDIRECT(\"'Space-by-Space Method'!BJ\"&ROUNDDOWN((ROW(A330)-52)/50,0)+4),3)","v":""},{"$f":"INDIRECT(\"'Fixture Schedule'!L\"&MOD(ROW(A330)-52,50)+9)","v":0},{"$f":"INDIRECT(\"'Fixture Schedule'!O\"&MOD(ROW(A330)-52,50)+9)","v":0},{"$f":"INDIRECT(\"'Space-by-Space Method'!F\"&ROUNDDOWN((ROW(A330)-52)/50,0)+4)","v":0},{"$f":"INDIRECT(\"'Fixture Schedule'!L\"&MOD(ROW(A330)-52,50)+9)","v":0},{"$f":"INDIRECT(\"'Space-by-Space Method'!D\"&ROUNDDOWN((ROW(A330)-52)/50,0)+4)","v":0},{"$f":"INDIRECT(\"'Space-by-Space Method'!E\"&ROUNDDOWN((ROW(A330)-52)/50,0)+4)","v":1}]
[{"$f":"IF(InteriorCalcType=2,IF(OR(AM331=0,AN331=\"DNQ\")=TRUE,\"\",INDIRECT(\"'Fixture Schedule'!M\"&MOD(ROW(A331)-52,50)+9)),\"\")","v":""},{"$f":"IF(A331=\"\",\"\",INDIRECT(\"'Fixture Schedule'!E\"&MOD(ROW(A331)-52,50)+9))","v":""},{"$f":"IF(A331=\"\",\"\",INDIRECT(\"'Fixture Schedule'!F\"&MOD(ROW(A331)-52,50)+9))","v":""},{"$f":"IF(A331=\"\",\"\",INDIRECT(\"'Fixture Schedule'!L\"&MOD(ROW(A331)-52,50)+9))","v":""},"",null,null,{"$f":"IF(A331=\"\",\"\",IF(AP331=1,Summary!$C$12*(AO331)/(SUM('Space-by-Space Method'!$BO$4:$BO$78,SUM('Exterior Lighting'!$BL$5:$BL$25))),0))","v":""},{"$f":"IF(A331=\"\",\"\",IF(START!$B$34=1,INDIRECT(\"'Space-by-Space Method'!\"&SUBSTITUTE(ADDRESS(1,MOD(ROW(A331)-52,50)+10,4),\"1\",\"\")&ROUNDDOWN((ROW(A331)-52)/50,0)+4),\"\"))","v":""},{"$f":"IF(A331=\"\",\"\",IF(AP331=1,Summary!$F$11*(AO331)/(SUM('Space-by-Space Method'!$BO$4:$BO$78,SUM('Exterior Lighting'!$BL$5:$BL$25))),0))","v":""},{"$f":"IF(A331=\"\",\"\",IF(AP331=1,Summary!$E$11*(AO331)/(SUM('Space-by-Space Method'!$BO$4:$BO$78,SUM('Exterior Lighting'!$BL$5:$BL$25))),0))","v":""},{"$f":"IF(A331=\"\",\"\",IF(AP331=1,Summary!$G$11*(AO331)/(SUM('Space-by-Space Method'!$BO$4:$BO$78,SUM('Exterior Lighting'!$BL$5:$BL$25))),0))","v":""},{"$f":"IF(A331=\"\",\"\",IF(AP331=1,Summary!$H$11*(AO331)/(SUM('Space-by-Space Method'!$BO$4:$BO$78)),0))","v":""},{"$f":"IF(A331=\"\",\"\",IF(AP331=1,Summary!$I$11*(AO331)/(SUM('Space-by-Space Method'!$BO$4:$BO$78)),0))","v":""},null,null,null,{"$f":"IF(A331=\"\",\"\",IF(START!$B$34=2,INDIRECT(\"'Space-by-Space Method'!\"&SUBSTITUTE(ADDRESS(1,MOD(ROW(A331)-52,50)+10,4),\"1\",\"\")&ROUNDDOWN((ROW(A331)-52)/50,0)+4),\"\"))","v":""},{"$f":"IF(A331=\"\",\"\",INDIRECT(\"'Space-by-Space Method'!C\"&ROUNDDOWN((ROW(A331)-52)/50,0)+4))","v":""},{"$f":"IF(A331=\"\",\"\",IF(COUNTIF(CommonSpaceTypes,AQ331)>0,INDIRECT(\"'Space-by-Space Method'!F\"&ROUNDDOWN((ROW(A331)-52)/50,0)+4),\"\"))","v":""},{"$f":"IF(A331=\"\",\"\",IF(COUNTIF(BuildingSpecificSpaceTypes,AQ331)>0,INDIRECT(\"'Space-by-Space Method'!F\"&ROUNDDOWN((ROW(A331)-52)/50,0)+4),\"\"))","v":""},{"$f":"IF(A331=\"\",\"\",INDIRECT(\"'Fixture Schedule'!D\"&MOD(ROW(A331)-52,50)+9))","v":""},{"$f":"IF(A331=\"\",\"\",IF(AR331=\"\",\"\",INDIRECT(\"'Fixture Schedule'!K\"&MOD(ROW(A331)-52,50)+9)))","v":""},"",{"$f":"IF(A331=\"\",\"\",INDIRECT(\"'Fixture Schedule'!L\"&MOD(ROW(A331)-52,50)+9))","v":""},null,null,null,null,null,null,null,null,null,null,null,null,null,{"$f":"INDIRECT(\"'Space-by-Space Method'!\"&SUBSTITUTE(ADDRESS(1,MOD(ROW(A331)-52,50)+10,4),\"1\",\"\")&ROUNDDOWN((ROW(A331)-52)/50,0)+4)","v":0},{"$f":"LEFT(INDIRECT(\"'Space-by-Space Method'!BJ\"&ROUNDDOWN((ROW(A331)-52)/50,0)+4),3)","v":""},{"$f":"INDIRECT(\"'Fixture Schedule'!L\"&MOD(ROW(A331)-52,50)+9)","v":0},{"$f":"INDIRECT(\"'Fixture Schedule'!O\"&MOD(ROW(A331)-52,50)+9)","v":0},{"$f":"INDIRECT(\"'Space-by-Space Method'!F\"&ROUNDDOWN((ROW(A331)-52)/50,0)+4)","v":0},{"$f":"INDIRECT(\"'Fixture Schedule'!L\"&MOD(ROW(A331)-52,50)+9)","v":0},{"$f":"INDIRECT(\"'Space-by-Space Method'!D\"&ROUNDDOWN((ROW(A331)-52)/50,0)+4)","v":0},{"$f":"INDIRECT(\"'Space-by-Space Method'!E\"&ROUNDDOWN((ROW(A331)-52)/50,0)+4)","v":1}]
[{"$f":"IF(InteriorCalcType=2,IF(OR(AM332=0,AN332=\"DNQ\")=TRUE,\"\",INDIRECT(\"'Fixture Schedule'!M\"&MOD(ROW(A332)-52,50)+9)),\"\")","v":""},{"$f":"IF(A332=\"\",\"\",INDIRECT(\"'Fixture Schedule'!E\"&MOD(ROW(A332)-52,50)+9))","v":""},{"$f":"IF(A332=\"\",\"\",INDIRECT(\"'Fixture Schedule'!F\"&MOD(ROW(A332)-52,50)+9))","v":""},{"$f":"IF(A332=\"\",\"\",INDIRECT(\"'Fixture Schedule'!L\"&MOD(ROW(A332)-52,50)+9))","v":""},"",null,null,{"$f":"IF(A332=\"\",\"\",IF(AP332=1,Summary!$C$12*(AO332)/(SUM('Space-by-Space Method'!$BO$4:$BO$78,SUM('Exterior Lighting'!$BL$5:$BL$25))),0))","v":""},{"$f":"IF(A332=\"\",\"\",IF(START!$B$34=1,INDIRECT(\"'Space-by-Space Method'!\"&SUBSTITUTE(ADDRESS(1,MOD(ROW(A332)-52,50)+10,4),\"1\",\"\")&ROUNDDOWN((ROW(A332)-52)/50,0)+4),\"\"))","v":""},{"$f":"IF(A332=\"\",\"\",IF(AP332=1,Summary!$F$11*(AO332)/(SUM('Space-by-Space Method'!$BO$4:$BO$78,SUM('Exterior Lighting'!$BL$5:$BL$25))),0))","v":""},{"$f":"IF(A332=\"\",\"\",IF(AP332=1,Summary!$E$11*(AO332)/(SUM('Space-by-Space Method'!$BO$4:$BO$78,SUM('Exterior Lighting'!$BL$5:$BL$25))),0))","v":""},{"$f":"IF(A332=\"\",\"\",IF(AP332=1,Summary!$G$11*(AO332)/(SUM('Space-by-Space Method'!$BO$4:$BO$78,SUM('Exterior Lighting'!$BL$5:$BL$25))),0))","v":""},{"$f":"IF(A332=\"\",\"\",IF(AP332=1,Summary!$H$11*(AO332)/(SUM('Space-by-Space Method'!$BO$4:$BO$78)),0))","v":""},{"$f":"IF(A332=\"\",\"\",IF(AP332=1,Summary!$I$11*(AO332)/(SUM('Space-by-Space Method'!$BO$4:$BO$78)),0))","v":""},null,null,null,{"$f":"IF(A332=\"\",\"\",IF(START!$B$34=2,INDIRECT(\"'Space-by-Space Method'!\"&SUBSTITUTE(ADDRESS(1,MOD(ROW(A332)-52,50)+10,4),\"1\",\"\")&ROUNDDOWN((ROW(A332)-52)/50,0)+4),\"\"))","v":""},{"$f":"IF(A332=\"\",\"\",INDIRECT(\"'Space-by-Space Method'!C\"&ROUNDDOWN((ROW(A332)-52)/50,0)+4))","v":""},{"$f":"IF(A332=\"\",\"\",IF(COUNTIF(CommonSpaceTypes,AQ332)>0,INDIRECT(\"'Space-by-Space Method'!F\"&ROUNDDOWN((ROW(A332)-52)/50,0)+4),\"\"))","v":""},{"$f":"IF(A332=\"\",\"\",IF(COUNTIF(BuildingSpecificSpaceTypes,AQ332)>0,INDIRECT(\"'Space-by-Space Method'!F\"&ROUNDDOWN((ROW(A332)-52)/50,0)+4),\"\"))","v":""},{"$f":"IF(A332=\"\",\"\",INDIRECT(\"'Fixture Schedule'!D\"&MOD(ROW(A332)-52,50)+9))","v":""},{"$f":"IF(A332=\"\",\"\",IF(AR332=\"\",\"\",INDIRECT(\"'Fixture Schedule'!K\"&MOD(ROW(A332)-52,50)+9)))","v":""},"",{"$f":"IF(A332=\"\",\"\",INDIRECT(\"'Fixture Schedule'!L\"&MOD(ROW(A332)-52,50)+9))","v":""},null,null,null,null,null,null,null,null,null,null,null,null,null,{"$f":"INDIRECT(\"'Space-by-Space Method'!\"&SUBSTITUTE(ADDRESS(1,MOD(ROW(A332)-52,50)+10,4),\"1\",\"\")&ROUNDDOWN((ROW(A332)-52)/50,0)+4)","v":0},{"$f":"LEFT(INDIRECT(\"'Space-by-Space Method'!BJ\"&ROUNDDOWN((ROW(A332)-52)/50,0)+4),3)","v":""},{"$f":"INDIRECT(\"'Fixture Schedule'!L\"&MOD(ROW(A332)-52,50)+9)","v":0},{"$f":"INDIRECT(\"'Fixture Schedule'!O\"&MOD(ROW(A332)-52,50)+9)","v":0},{"$f":"INDIRECT(\"'Space-by-Space Method'!F\"&ROUNDDOWN((ROW(A332)-52)/50,0)+4)","v":0},{"$f":"INDIRECT(\"'Fixture Schedule'!L\"&MOD(ROW(A332)-52,50)+9)","v":0},{"$f":"INDIRECT(\"'Space-by-Space Method'!D\"&ROUNDDOWN((ROW(A332)-52)/50,0)+4)","v":0},{"$f":"INDIRECT(\"'Space-by-Space Method'!E\"&ROUNDDOWN((ROW(A332)-52)/50,0)+4)","v":1}]
[{"$f":"IF(InteriorCalcType=2,IF(OR(AM333=0,AN333=\"DNQ\")=TRUE,\"\",INDIRECT(\"'Fixture Schedule'!M\"&MOD(ROW(A333)-52,50)+9)),\"\")","v":""},{"$f":"IF(A333=\"\",\"\",INDIRECT(\"'Fixture Schedule'!E\"&MOD(ROW(A333)-52,50)+9))","v":""},{"$f":"IF(A333=\"\",\"\",INDIRECT(\"'Fixture Schedule'!F\"&MOD(ROW(A333)-52,50)+9))","v":""},{"$f":"IF(A333=\"\",\"\",INDIRECT(\"'Fixture Schedule'!L\"&MOD(ROW(A333)-52,50)+9))","v":""},"",null,null,{"$f":"IF(A333=\"\",\"\",IF(AP333=1,Summary!$C$12*(AO333)/(SUM('Space-by-Space Method'!$BO$4:$BO$78,SUM('Exterior Lighting'!$BL$5:$BL$25))),0))","v":""},{"$f":"IF(A333=\"\",\"\",IF(START!$B$34=1,INDIRECT(\"'Space-by-Space Method'!\"&SUBSTITUTE(ADDRESS(1,MOD(ROW(A333)-52,50)+10,4),\"1\",\"\")&ROUNDDOWN((ROW(A333)-52)/50,0)+4),\"\"))","v":""},{"$f":"IF(A333=\"\",\"\",IF(AP333=1,Summary!$F$11*(AO333)/(SUM('Space-by-Space Method'!$BO$4:$BO$78,SUM('Exterior Lighting'!$BL$5:$BL$25))),0))","v":""},{"$f":"IF(A333=\"\",\"\",IF(AP333=1,Summary!$E$11*(AO333)/(SUM('Space-by-Space Method'!$BO$4:$BO$78,SUM('Exterior Lighting'!$BL$5:$BL$25))),0))","v":""},{"$f":"IF(A333=\"\",\"\",IF(AP333=1,Summary!$G$11*(AO333)/(SUM('Space-by-Space Method'!$BO$4:$BO$78,SUM('Exterior Lighting'!$BL$5:$BL$25))),0))","v":""},{"$f":"IF(A333=\"\",\"\",IF(AP333=1,Summary!$H$11*(AO333)/(SUM('Space-by-Space Method'!$BO$4:$BO$78)),0))","v":""},{"$f":"IF(A333=\"\",\"\",IF(AP333=1,Summary!$I$11*(AO333)/(SUM('Space-by-Space Method'!$BO$4:$BO$78)),0))","v":""},null,null,null,{"$f":"IF(A333=\"\",\"\",IF(START!$B$34=2,INDIRECT(\"'Space-by-Space Method'!\"&SUBSTITUTE(ADDRESS(1,MOD(ROW(A333)-52,50)+10,4),\"1\",\"\")&ROUNDDOWN((ROW(A333)-52)/50,0)+4),\"\"))","v":""},{"$f":"IF(A333=\"\",\"\",INDIRECT(\"'Space-by-Space Method'!C\"&ROUNDDOWN((ROW(A333)-52)/50,0)+4))","v":""},{"$f":"IF(A333=\"\",\"\",IF(COUNTIF(CommonSpaceTypes,AQ333)>0,INDIRECT(\"'Space-by-Space Method'!F\"&ROUNDDOWN((ROW(A333)-52)/50,0)+4),\"\"))","v":""},{"$f":"IF(A333=\"\",\"\",IF(COUNTIF(BuildingSpecificSpaceTypes,AQ333)>0,INDIRECT(\"'Space-by-Space Method'!F\"&ROUNDDOWN((ROW(A333)-52)/50,0)+4),\"\"))","v":""},{"$f":"IF(A333=\"\",\"\",INDIRECT(\"'Fixture Schedule'!D\"&MOD(ROW(A333)-52,50)+9))","v":""},{"$f":"IF(A333=\"\",\"\",IF(AR333=\"\",\"\",INDIRECT(\"'Fixture Schedule'!K\"&MOD(ROW(A333)-52,50)+9)))","v":""},"",{"$f":"IF(A333=\"\",\"\",INDIRECT(\"'Fixture Schedule'!L\"&MOD(ROW(A333)-52,50)+9))","v":""},null,null,null,null,null,null,null,null,null,null,null,null,null,{"$f":"INDIRECT(\"'Space-by-Space Method'!\"&SUBSTITUTE(ADDRESS(1,MOD(ROW(A333)-52,50)+10,4),\"1\",\"\")&ROUNDDOWN((ROW(A333)-52)/50,0)+4)","v":0},{"$f":"LEFT(INDIRECT(\"'Space-by-Space Method'!BJ\"&ROUNDDOWN((ROW(A333)-52)/50,0)+4),3)","v":""},{"$f":"INDIRECT(\"'Fixture Schedule'!L\"&MOD(ROW(A333)-52,50)+9)","v":0},{"$f":"INDIRECT(\"'Fixture Schedule'!O\"&MOD(ROW(A333)-52,50)+9)","v":0},{"$f":"INDIRECT(\"'Space-by-Space Method'!F\"&ROUNDDOWN((ROW(A333)-52)/50,0)+4)","v":0},{"$f":"INDIRECT(\"'Fixture Schedule'!L\"&MOD(ROW(A333)-52,50)+9)","v":0},{"$f":"INDIRECT(\"'Space-by-Space Method'!D\"&ROUNDDOWN((ROW(A333)-52)/50,0)+4)","v":0},{"$f":"INDIRECT(\"'Space-by-Space Method'!E\"&ROUNDDOWN((ROW(A333)-52)/50,0)+4)","v":1}]
[{"$f":"IF(InteriorCalcType=2,IF(OR(AM334=0,AN334=\"DNQ\")=TRUE,\"\",INDIRECT(\"'Fixture Schedule'!M\"&MOD(ROW(A334)-52,50)+9)),\"\")","v":""},{"$f":"IF(A334=\"\",\"\",INDIRECT(\"'Fixture Schedule'!E\"&MOD(ROW(A334)-52,50)+9))","v":""},{"$f":"IF(A334=\"\",\"\",INDIRECT(\"'Fixture Schedule'!F\"&MOD(ROW(A334)-52,50)+9))","v":""},{"$f":"IF(A334=\"\",\"\",INDIRECT(\"'Fixture Schedule'!L\"&MOD(ROW(A334)-52,50)+9))","v":""},"",null,null,{"$f":"IF(A334=\"\",\"\",IF(AP334=1,Summary!$C$12*(AO334)/(SUM('Space-by-Space Method'!$BO$4:$BO$78,SUM('Exterior Lighting'!$BL$5:$BL$25))),0))","v":""},{"$f":"IF(A334=\"\",\"\",IF(START!$B$34=1,INDIRECT(\"'Space-by-Space Method'!\"&SUBSTITUTE(ADDRESS(1,MOD(ROW(A334)-52,50)+10,4),\"1\",\"\")&ROUNDDOWN((ROW(A334)-52)/50,0)+4),\"\"))","v":""},{"$f":"IF(A334=\"\",\"\",IF(AP334=1,Summary!$F$11*(AO334)/(SUM('Space-by-Space Method'!$BO$4:$BO$78,SUM('Exterior Lighting'!$BL$5:$BL$25))),0))","v":""},{"$f":"IF(A334=\"\",\"\",IF(AP334=1,Summary!$E$11*(AO334)/(SUM('Space-by-Space Method'!$BO$4:$BO$78,SUM('Exterior Lighting'!$BL$5:$BL$25))),0))","v":""},{"$f":"IF(A334=\"\",\"\",IF(AP334=1,Summary!$G$11*(AO334)/(SUM('Space-by-Space Method'!$BO$4:$BO$78,SUM('Exterior Lighting'!$BL$5:$BL$25))),0))","v":""},{"$f":"IF(A334=\"\",\"\",IF(AP334=1,Summary!$H$11*(AO334)/(SUM('Space-by-Space Method'!$BO$4:$BO$78)),0))","v":""},{"$f":"IF(A334=\"\",\"\",IF(AP334=1,Summary!$I$11*(AO334)/(SUM('Space-by-Space Method'!$BO$4:$BO$78)),0))","v":""},null,null,null,{"$f":"IF(A334=\"\",\"\",IF(START!$B$34=2,INDIRECT(\"'Space-by-Space Method'!\"&SUBSTITUTE(ADDRESS(1,MOD(ROW(A334)-52,50)+10,4),\"1\",\"\")&ROUNDDOWN((ROW(A334)-52)/50,0)+4),\"\"))","v":""},{"$f":"IF(A334=\"\",\"\",INDIRECT(\"'Space-by-Space Method'!C\"&ROUNDDOWN((ROW(A334)-52)/50,0)+4))","v":""},{"$f":"IF(A334=\"\",\"\",IF(COUNTIF(CommonSpaceTypes,AQ334)>0,INDIRECT(\"'Space-by-Space Method'!F\"&ROUNDDOWN((ROW(A334)-52)/50,0)+4),\"\"))","v":""},{"$f":"IF(A334=\"\",\"\",IF(COUNTIF(BuildingSpecificSpaceTypes,AQ334)>0,INDIRECT(\"'Space-by-Space Method'!F\"&ROUNDDOWN((ROW(A334)-52)/50,0)+4),\"\"))","v":""},{"$f":"IF(A334=\"\",\"\",INDIRECT(\"'Fixture Schedule'!D\"&MOD(ROW(A334)-52,50)+9))","v":""},{"$f":"IF(A334=\"\",\"\",IF(AR334=\"\",\"\",INDIRECT(\"'Fixture Schedule'!K\"&MOD(ROW(A334)-52,50)+9)))","v":""},"",{"$f":"IF(A334=\"\",\"\",INDIRECT(\"'Fixture Schedule'!L\"&MOD(ROW(A334)-52,50)+9))","v":""},null,null,null,null,null,null,null,null,null,null,null,null,null,{"$f":"INDIRECT(\"'Space-by-Space Method'!\"&SUBSTITUTE(ADDRESS(1,MOD(ROW(A334)-52,50)+10,4),\"1\",\"\")&ROUNDDOWN((ROW(A334)-52)/50,0)+4)","v":0},{"$f":"LEFT(INDIRECT(\"'Space-by-Space Method'!BJ\"&ROUNDDOWN((ROW(A334)-52)/50,0)+4),3)","v":""},{"$f":"INDIRECT(\"'Fixture Schedule'!L\"&MOD(ROW(A334)-52,50)+9)","v":0},{"$f":"INDIRECT(\"'Fixture Schedule'!O\"&MOD(ROW(A334)-52,50)+9)","v":0},{"$f":"INDIRECT(\"'Space-by-Space Method'!F\"&ROUNDDOWN((ROW(A334)-52)/50,0)+4)","v":0},{"$f":"INDIRECT(\"'Fixture Schedule'!L\"&MOD(ROW(A334)-52,50)+9)","v":0},{"$f":"INDIRECT(\"'Space-by-Space Method'!D\"&ROUNDDOWN((ROW(A334)-52)/50,0)+4)","v":0},{"$f":"INDIRECT(\"'Space-by-Space Method'!E\"&ROUNDDOWN((ROW(A334)-52)/50,0)+4)","v":1}]
[{"$f":"IF(InteriorCalcType=2,IF(OR(AM335=0,AN335=\"DNQ\")=TRUE,\"\",INDIRECT(\"'Fixture Schedule'!M\"&MOD(ROW(A335)-52,50)+9)),\"\")","v":""},{"$f":"IF(A335=\"\",\"\",INDIRECT(\"'Fixture Schedule'!E\"&MOD(ROW(A335)-52,50)+9))","v":""},{"$f":"IF(A335=\"\",\"\",INDIRECT(\"'Fixture Schedule'!F\"&MOD(ROW(A335)-52,50)+9))","v":""},{"$f":"IF(A335=\"\",\"\",INDIRECT(\"'Fixture Schedule'!L\"&MOD(ROW(A335)-52,50)+9))","v":""},"",null,null,{"$f":"IF(A335=\"\",\"\",IF(AP335=1,Summary!$C$12*(AO335)/(SUM('Space-by-Space Method'!$BO$4:$BO$78,SUM('Exterior Lighting'!$BL$5:$BL$25))),0))","v":""},{"$f":"IF(A335=\"\",\"\",IF(START!$B$34=1,INDIRECT(\"'Space-by-Space Method'!\"&SUBSTITUTE(ADDRESS(1,MOD(ROW(A335)-52,50)+10,4),\"1\",\"\")&ROUNDDOWN((ROW(A335)-52)/50,0)+4),\"\"))","v":""},{"$f":"IF(A335=\"\",\"\",IF(AP335=1,Summary!$F$11*(AO335)/(SUM('Space-by-Space Method'!$BO$4:$BO$78,SUM('Exterior Lighting'!$BL$5:$BL$25))),0))","v":""},{"$f":"IF(A335=\"\",\"\",IF(AP335=1,Summary!$E$11*(AO335)/(SUM('Space-by-Space Method'!$BO$4:$BO$78,SUM('Exterior Lighting'!$BL$5:$BL$25))),0))","v":""},{"$f":"IF(A335=\"\",\"\",IF(AP335=1,Summary!$G$11*(AO335)/(SUM('Space-by-Space Method'!$BO$4:$BO$78,SUM('Exterior Lighting'!$BL$5:$BL$25))),0))","v":""},{"$f":"IF(A335=\"\",\"\",IF(AP335=1,Summary!$H$11*(AO335)/(SUM('Space-by-Space Method'!$BO$4:$BO$78)),0))","v":""},{"$f":"IF(A335=\"\",\"\",IF(AP335=1,Summary!$I$11*(AO335)/(SUM('Space-by-Space Method'!$BO$4:$BO$78)),0))","v":""},null,null,null,{"$f":"IF(A335=\"\",\"\",IF(START!$B$34=2,INDIRECT(\"'Space-by-Space Method'!\"&SUBSTITUTE(ADDRESS(1,MOD(ROW(A335)-52,50)+10,4),\"1\",\"\")&ROUNDDOWN((ROW(A335)-52)/50,0)+4),\"\"))","v":""},{"$f":"IF(A335=\"\",\"\",INDIRECT(\"'Space-by-Space Method'!C\"&ROUNDDOWN((ROW(A335)-52)/50,0)+4))","v":""},{"$f":"IF(A335=\"\",\"\",IF(COUNTIF(CommonSpaceTypes,AQ335)>0,INDIRECT(\"'Space-by-Space Method'!F\"&ROUNDDOWN((ROW(A335)-52)/50,0)+4),\"\"))","v":""},{"$f":"IF(A335=\"\",\"\",IF(COUNTIF(BuildingSpecificSpaceTypes,AQ335)>0,INDIRECT(\"'Space-by-Space Method'!F\"&ROUNDDOWN((ROW(A335)-52)/50,0)+4),\"\"))","v":""},{"$f":"IF(A335=\"\",\"\",INDIRECT(\"'Fixture Schedule'!D\"&MOD(ROW(A335)-52,50)+9))","v":""},{"$f":"IF(A335=\"\",\"\",IF(AR335=\"\",\"\",INDIRECT(\"'Fixture Schedule'!K\"&MOD(ROW(A335)-52,50)+9)))","v":""},"",{"$f":"IF(A335=\"\",\"\",INDIRECT(\"'Fixture Schedule'!L\"&MOD(ROW(A335)-52,50)+9))","v":""},null,null,null,null,null,null,null,null,null,null,null,null,null,{"$f":"INDIRECT(\"'Space-by-Space Method'!\"&SUBSTITUTE(ADDRESS(1,MOD(ROW(A335)-52,50)+10,4),\"1\",\"\")&ROUNDDOWN((ROW(A335)-52)/50,0)+4)","v":0},{"$f":"LEFT(INDIRECT(\"'Space-by-Space Method'!BJ\"&ROUNDDOWN((ROW(A335)-52)/50,0)+4),3)","v":""},{"$f":"INDIRECT(\"'Fixture Schedule'!L\"&MOD(ROW(A335)-52,50)+9)","v":0},{"$f":"INDIRECT(\"'Fixture Schedule'!O\"&MOD(ROW(A335)-52,50)+9)","v":0},{"$f":"INDIRECT(\"'Space-by-Space Method'!F\"&ROUNDDOWN((ROW(A335)-52)/50,0)+4)","v":0},{"$f":"INDIRECT(\"'Fixture Schedule'!L\"&MOD(ROW(A335)-52,50)+9)","v":0},{"$f":"INDIRECT(\"'Space-by-Space Method'!D\"&ROUNDDOWN((ROW(A335)-52)/50,0)+4)","v":0},{"$f":"INDIRECT(\"'Space-by-Space Method'!E\"&ROUNDDOWN((ROW(A335)-52)/50,0)+4)","v":1}]
[{"$f":"IF(InteriorCalcType=2,IF(OR(AM336=0,AN336=\"DNQ\")=TRUE,\"\",INDIRECT(\"'Fixture Schedule'!M\"&MOD(ROW(A336)-52,50)+9)),\"\")","v":""},{"$f":"IF(A336=\"\",\"\",INDIRECT(\"'Fixture Schedule'!E\"&MOD(ROW(A336)-52,50)+9))","v":""},{"$f":"IF(A336=\"\",\"\",INDIRECT(\"'Fixture Schedule'!F\"&MOD(ROW(A336)-52,50)+9))","v":""},{"$f":"IF(A336=\"\",\"\",INDIRECT(\"'Fixture Schedule'!L\"&MOD(ROW(A336)-52,50)+9))","v":""},"",null,null,{"$f":"IF(A336=\"\",\"\",IF(AP336=1,Summary!$C$12*(AO336)/(SUM('Space-by-Space Method'!$BO$4:$BO$78,SUM('Exterior Lighting'!$BL$5:$BL$25))),0))","v":""},{"$f":"IF(A336=\"\",\"\",IF(START!$B$34=1,INDIRECT(\"'Space-by-Space Method'!\"&SUBSTITUTE(ADDRESS(1,MOD(ROW(A336)-52,50)+10,4),\"1\",\"\")&ROUNDDOWN((ROW(A336)-52)/50,0)+4),\"\"))","v":""},{"$f":"IF(A336=\"\",\"\",IF(AP336=1,Summary!$F$11*(AO336)/(SUM('Space-by-Space Method'!$BO$4:$BO$78,SUM('Exterior Lighting'!$BL$5:$BL$25))),0))","v":""},{"$f":"IF(A336=\"\",\"\",IF(AP336=1,Summary!$E$11*(AO336)/(SUM('Space-by-Space Method'!$BO$4:$BO$78,SUM('Exterior Lighting'!$BL$5:$BL$25))),0))","v":""},{"$f":"IF(A336=\"\",\"\",IF(AP336=1,Summary!$G$11*(AO336)/(SUM('Space-by-Space Method'!$BO$4:$BO$78,SUM('Exterior Lighting'!$BL$5:$BL$25))),0))","v":""},{"$f":"IF(A336=\"\",\"\",IF(AP336=1,Summary!$H$11*(AO336)/(SUM('Space-by-Space Method'!$BO$4:$BO$78)),0))","v":""},{"$f":"IF(A336=\"\",\"\",IF(AP336=1,Summary!$I$11*(AO336)/(SUM('Space-by-Space Method'!$BO$4:$BO$78)),0))","v":""},null,null,null,{"$f":"IF(A336=\"\",\"\",IF(START!$B$34=2,INDIRECT(\"'Space-by-Space Method'!\"&SUBSTITUTE(ADDRESS(1,MOD(ROW(A336)-52,50)+10,4),\"1\",\"\")&ROUNDDOWN((ROW(A336)-52)/50,0)+4),\"\"))","v":""},{"$f":"IF(A336=\"\",\"\",INDIRECT(\"'Space-by-Space Method'!C\"&ROUNDDOWN((ROW(A336)-52)/50,0)+4))","v":""},{"$f":"IF(A336=\"\",\"\",IF(COUNTIF(CommonSpaceTypes,AQ336)>0,INDIRECT(\"'Space-by-Space Method'!F\"&ROUNDDOWN((ROW(A336)-52)/50,0)+4),\"\"))","v":""},{"$f":"IF(A336=\"\",\"\",IF(COUNTIF(BuildingSpecificSpaceTypes,AQ336)>0,INDIRECT(\"'Space-by-Space Method'!F\"&ROUNDDOWN((ROW(A336)-52)/50,0)+4),\"\"))","v":""},{"$f":"IF(A336=\"\",\"\",INDIRECT(\"'Fixture Schedule'!D\"&MOD(ROW(A336)-52,50)+9))","v":""},{"$f":"IF(A336=\"\",\"\",IF(AR336=\"\",\"\",INDIRECT(\"'Fixture Schedule'!K\"&MOD(ROW(A336)-52,50)+9)))","v":""},"",{"$f":"IF(A336=\"\",\"\",INDIRECT(\"'Fixture Schedule'!L\"&MOD(ROW(A336)-52,50)+9))","v":""},null,null,null,null,null,null,null,null,null,null,null,null,null,{"$f":"INDIRECT(\"'Space-by-Space Method'!\"&SUBSTITUTE(ADDRESS(1,MOD(ROW(A336)-52,50)+10,4),\"1\",\"\")&ROUNDDOWN((ROW(A336)-52)/50,0)+4)","v":0},{"$f":"LEFT(INDIRECT(\"'Space-by-Space Method'!BJ\"&ROUNDDOWN((ROW(A336)-52)/50,0)+4),3)","v":""},{"$f":"INDIRECT(\"'Fixture Schedule'!L\"&MOD(ROW(A336)-52,50)+9)","v":0},{"$f":"INDIRECT(\"'Fixture Schedule'!O\"&MOD(ROW(A336)-52,50)+9)","v":0},{"$f":"INDIRECT(\"'Space-by-Space Method'!F\"&ROUNDDOWN((ROW(A336)-52)/50,0)+4)","v":0},{"$f":"INDIRECT(\"'Fixture Schedule'!L\"&MOD(ROW(A336)-52,50)+9)","v":0},{"$f":"INDIRECT(\"'Space-by-Space Method'!D\"&ROUNDDOWN((ROW(A336)-52)/50,0)+4)","v":0},{"$f":"INDIRECT(\"'Space-by-Space Method'!E\"&ROUNDDOWN((ROW(A336)-52)/50,0)+4)","v":1}]
[{"$f":"IF(InteriorCalcType=2,IF(OR(AM337=0,AN337=\"DNQ\")=TRUE,\"\",INDIRECT(\"'Fixture Schedule'!M\"&MOD(ROW(A337)-52,50)+9)),\"\")","v":""},{"$f":"IF(A337=\"\",\"\",INDIRECT(\"'Fixture Schedule'!E\"&MOD(ROW(A337)-52,50)+9))","v":""},{"$f":"IF(A337=\"\",\"\",INDIRECT(\"'Fixture Schedule'!F\"&MOD(ROW(A337)-52,50)+9))","v":""},{"$f":"IF(A337=\"\",\"\",INDIRECT(\"'Fixture Schedule'!L\"&MOD(ROW(A337)-52,50)+9))","v":""},"",null,null,{"$f":"IF(A337=\"\",\"\",IF(AP337=1,Summary!$C$12*(AO337)/(SUM('Space-by-Space Method'!$BO$4:$BO$78,SUM('Exterior Lighting'!$BL$5:$BL$25))),0))","v":""},{"$f":"IF(A337=\"\",\"\",IF(START!$B$34=1,INDIRECT(\"'Space-by-Space Method'!\"&SUBSTITUTE(ADDRESS(1,MOD(ROW(A337)-52,50)+10,4),\"1\",\"\")&ROUNDDOWN((ROW(A337)-52)/50,0)+4),\"\"))","v":""},{"$f":"IF(A337=\"\",\"\",IF(AP337=1,Summary!$F$11*(AO337)/(SUM('Space-by-Space Method'!$BO$4:$BO$78,SUM('Exterior Lighting'!$BL$5:$BL$25))),0))","v":""},{"$f":"IF(A337=\"\",\"\",IF(AP337=1,Summary!$E$11*(AO337)/(SUM('Space-by-Space Method'!$BO$4:$BO$78,SUM('Exterior Lighting'!$BL$5:$BL$25))),0))","v":""},{"$f":"IF(A337=\"\",\"\",IF(AP337=1,Summary!$G$11*(AO337)/(SUM('Space-by-Space Method'!$BO$4:$BO$78,SUM('Exterior Lighting'!$BL$5:$BL$25))),0))","v":""},{"$f":"IF(A337=\"\",\"\",IF(AP337=1,Summary!$H$11*(AO337)/(SUM('Space-by-Space Method'!$BO$4:$BO$78)),0))","v":""},{"$f":"IF(A337=\"\",\"\",IF(AP337=1,Summary!$I$11*(AO337)/(SUM('Space-by-Space Method'!$BO$4:$BO$78)),0))","v":""},null,null,null,{"$f":"IF(A337=\"\",\"\",IF(START!$B$34=2,INDIRECT(\"'Space-by-Space Method'!\"&SUBSTITUTE(ADDRESS(1,MOD(ROW(A337)-52,50)+10,4),\"1\",\"\")&ROUNDDOWN((ROW(A337)-52)/50,0)+4),\"\"))","v":""},{"$f":"IF(A337=\"\",\"\",INDIRECT(\"'Space-by-Space Method'!C\"&ROUNDDOWN((ROW(A337)-52)/50,0)+4))","v":""},{"$f":"IF(A337=\"\",\"\",IF(COUNTIF(CommonSpaceTypes,AQ337)>0,INDIRECT(\"'Space-by-Space Method'!F\"&ROUNDDOWN((ROW(A337)-52)/50,0)+4),\"\"))","v":""},{"$f":"IF(A337=\"\",\"\",IF(COUNTIF(BuildingSpecificSpaceTypes,AQ337)>0,INDIRECT(\"'Space-by-Space Method'!F\"&ROUNDDOWN((ROW(A337)-52)/50,0)+4),\"\"))","v":""},{"$f":"IF(A337=\"\",\"\",INDIRECT(\"'Fixture Schedule'!D\"&MOD(ROW(A337)-52,50)+9))","v":""},{"$f":"IF(A337=\"\",\"\",IF(AR337=\"\",\"\",INDIRECT(\"'Fixture Schedule'!K\"&MOD(ROW(A337)-52,50)+9)))","v":""},"",{"$f":"IF(A337=\"\",\"\",INDIRECT(\"'Fixture Schedule'!L\"&MOD(ROW(A337)-52,50)+9))","v":""},null,null,null,null,null,null,null,null,null,null,null,null,null,{"$f":"INDIRECT(\"'Space-by-Space Method'!\"&SUBSTITUTE(ADDRESS(1,MOD(ROW(A337)-52,50)+10,4),\"1\",\"\")&ROUNDDOWN((ROW(A337)-52)/50,0)+4)","v":0},{"$f":"LEFT(INDIRECT(\"'Space-by-Space Method'!BJ\"&ROUNDDOWN((ROW(A337)-52)/50,0)+4),3)","v":""},{"$f":"INDIRECT(\"'Fixture Schedule'!L\"&MOD(ROW(A337)-52,50)+9)","v":0},{"$f":"INDIRECT(\"'Fixture Schedule'!O\"&MOD(ROW(A337)-52,50)+9)","v":0},{"$f":"INDIRECT(\"'Space-by-Space Method'!F\"&ROUNDDOWN((ROW(A337)-52)/50,0)+4)","v":0},{"$f":"INDIRECT(\"'Fixture Schedule'!L\"&MOD(ROW(A337)-52,50)+9)","v":0},{"$f":"INDIRECT(\"'Space-by-Space Method'!D\"&ROUNDDOWN((ROW(A337)-52)/50,0)+4)","v":0},{"$f":"INDIRECT(\"'Space-by-Space Method'!E\"&ROUNDDOWN((ROW(A337)-52)/50,0)+4)","v":1}]
[{"$f":"IF(InteriorCalcType=2,IF(OR(AM338=0,AN338=\"DNQ\")=TRUE,\"\",INDIRECT(\"'Fixture Schedule'!M\"&MOD(ROW(A338)-52,50)+9)),\"\")","v":""},{"$f":"IF(A338=\"\",\"\",INDIRECT(\"'Fixture Schedule'!E\"&MOD(ROW(A338)-52,50)+9))","v":""},{"$f":"IF(A338=\"\",\"\",INDIRECT(\"'Fixture Schedule'!F\"&MOD(ROW(A338)-52,50)+9))","v":""},{"$f":"IF(A338=\"\",\"\",INDIRECT(\"'Fixture Schedule'!L\"&MOD(ROW(A338)-52,50)+9))","v":""},"",null,null,{"$f":"IF(A338=\"\",\"\",IF(AP338=1,Summary!$C$12*(AO338)/(SUM('Space-by-Space Method'!$BO$4:$BO$78,SUM('Exterior Lighting'!$BL$5:$BL$25))),0))","v":""},{"$f":"IF(A338=\"\",\"\",IF(START!$B$34=1,INDIRECT(\"'Space-by-Space Method'!\"&SUBSTITUTE(ADDRESS(1,MOD(ROW(A338)-52,50)+10,4),\"1\",\"\")&ROUNDDOWN((ROW(A338)-52)/50,0)+4),\"\"))","v":""},{"$f":"IF(A338=\"\",\"\",IF(AP338=1,Summary!$F$11*(AO338)/(SUM('Space-by-Space Method'!$BO$4:$BO$78,SUM('Exterior Lighting'!$BL$5:$BL$25))),0))","v":""},{"$f":"IF(A338=\"\",\"\",IF(AP338=1,Summary!$E$11*(AO338)/(SUM('Space-by-Space Method'!$BO$4:$BO$78,SUM('Exterior Lighting'!$BL$5:$BL$25))),0))","v":""},{"$f":"IF(A338=\"\",\"\",IF(AP338=1,Summary!$G$11*(AO338)/(SUM('Space-by-Space Method'!$BO$4:$BO$78,SUM('Exterior Lighting'!$BL$5:$BL$25))),0))","v":""},{"$f":"IF(A338=\"\",\"\",IF(AP338=1,Summary!$H$11*(AO338)/(SUM('Space-by-Space Method'!$BO$4:$BO$78)),0))","v":""},{"$f":"IF(A338=\"\",\"\",IF(AP338=1,Summary!$I$11*(AO338)/(SUM('Space-by-Space Method'!$BO$4:$BO$78)),0))","v":""},null,null,null,{"$f":"IF(A338=\"\",\"\",IF(START!$B$34=2,INDIRECT(\"'Space-by-Space Method'!\"&SUBSTITUTE(ADDRESS(1,MOD(ROW(A338)-52,50)+10,4),\"1\",\"\")&ROUNDDOWN((ROW(A338)-52)/50,0)+4),\"\"))","v":""},{"$f":"IF(A338=\"\",\"\",INDIRECT(\"'Space-by-Space Method'!C\"&ROUNDDOWN((ROW(A338)-52)/50,0)+4))","v":""},{"$f":"IF(A338=\"\",\"\",IF(COUNTIF(CommonSpaceTypes,AQ338)>0,INDIRECT(\"'Space-by-Space Method'!F\"&ROUNDDOWN((ROW(A338)-52)/50,0)+4),\"\"))","v":""},{"$f":"IF(A338=\"\",\"\",IF(COUNTIF(BuildingSpecificSpaceTypes,AQ338)>0,INDIRECT(\"'Space-by-Space Method'!F\"&ROUNDDOWN((ROW(A338)-52)/50,0)+4),\"\"))","v":""},{"$f":"IF(A338=\"\",\"\",INDIRECT(\"'Fixture Schedule'!D\"&MOD(ROW(A338)-52,50)+9))","v":""},{"$f":"IF(A338=\"\",\"\",IF(AR338=\"\",\"\",INDIRECT(\"'Fixture Schedule'!K\"&MOD(ROW(A338)-52,50)+9)))","v":""},"",{"$f":"IF(A338=\"\",\"\",INDIRECT(\"'Fixture Schedule'!L\"&MOD(ROW(A338)-52,50)+9))","v":""},null,null,null,null,null,null,null,null,null,null,null,null,null,{"$f":"INDIRECT(\"'Space-by-Space Method'!\"&SUBSTITUTE(ADDRESS(1,MOD(ROW(A338)-52,50)+10,4),\"1\",\"\")&ROUNDDOWN((ROW(A338)-52)/50,0)+4)","v":0},{"$f":"LEFT(INDIRECT(\"'Space-by-Space Method'!BJ\"&ROUNDDOWN((ROW(A338)-52)/50,0)+4),3)","v":""},{"$f":"INDIRECT(\"'Fixture Schedule'!L\"&MOD(ROW(A338)-52,50)+9)","v":0},{"$f":"INDIRECT(\"'Fixture Schedule'!O\"&MOD(ROW(A338)-52,50)+9)","v":0},{"$f":"INDIRECT(\"'Space-by-Space Method'!F\"&ROUNDDOWN((ROW(A338)-52)/50,0)+4)","v":0},{"$f":"INDIRECT(\"'Fixture Schedule'!L\"&MOD(ROW(A338)-52,50)+9)","v":0},{"$f":"INDIRECT(\"'Space-by-Space Method'!D\"&ROUNDDOWN((ROW(A338)-52)/50,0)+4)","v":0},{"$f":"INDIRECT(\"'Space-by-Space Method'!E\"&ROUNDDOWN((ROW(A338)-52)/50,0)+4)","v":1}]
[{"$f":"IF(InteriorCalcType=2,IF(OR(AM339=0,AN339=\"DNQ\")=TRUE,\"\",INDIRECT(\"'Fixture Schedule'!M\"&MOD(ROW(A339)-52,50)+9)),\"\")","v":""},{"$f":"IF(A339=\"\",\"\",INDIRECT(\"'Fixture Schedule'!E\"&MOD(ROW(A339)-52,50)+9))","v":""},{"$f":"IF(A339=\"\",\"\",INDIRECT(\"'Fixture Schedule'!F\"&MOD(ROW(A339)-52,50)+9))","v":""},{"$f":"IF(A339=\"\",\"\",INDIRECT(\"'Fixture Schedule'!L\"&MOD(ROW(A339)-52,50)+9))","v":""},"",null,null,{"$f":"IF(A339=\"\",\"\",IF(AP339=1,Summary!$C$12*(AO339)/(SUM('Space-by-Space Method'!$BO$4:$BO$78,SUM('Exterior Lighting'!$BL$5:$BL$25))),0))","v":""},{"$f":"IF(A339=\"\",\"\",IF(START!$B$34=1,INDIRECT(\"'Space-by-Space Method'!\"&SUBSTITUTE(ADDRESS(1,MOD(ROW(A339)-52,50)+10,4),\"1\",\"\")&ROUNDDOWN((ROW(A339)-52)/50,0)+4),\"\"))","v":""},{"$f":"IF(A339=\"\",\"\",IF(AP339=1,Summary!$F$11*(AO339)/(SUM('Space-by-Space Method'!$BO$4:$BO$78,SUM('Exterior Lighting'!$BL$5:$BL$25))),0))","v":""},{"$f":"IF(A339=\"\",\"\",IF(AP339=1,Summary!$E$11*(AO339)/(SUM('Space-by-Space Method'!$BO$4:$BO$78,SUM('Exterior Lighting'!$BL$5:$BL$25))),0))","v":""},{"$f":"IF(A339=\"\",\"\",IF(AP339=1,Summary!$G$11*(AO339)/(SUM('Space-by-Space Method'!$BO$4:$BO$78,SUM('Exterior Lighting'!$BL$5:$BL$25))),0))","v":""},{"$f":"IF(A339=\"\",\"\",IF(AP339=1,Summary!$H$11*(AO339)/(SUM('Space-by-Space Method'!$BO$4:$BO$78)),0))","v":""},{"$f":"IF(A339=\"\",\"\",IF(AP339=1,Summary!$I$11*(AO339)/(SUM('Space-by-Space Method'!$BO$4:$BO$78)),0))","v":""},null,null,null,{"$f":"IF(A339=\"\",\"\",IF(START!$B$34=2,INDIRECT(\"'Space-by-Space Method'!\"&SUBSTITUTE(ADDRESS(1,MOD(ROW(A339)-52,50)+10,4),\"1\",\"\")&ROUNDDOWN((ROW(A339)-52)/50,0)+4),\"\"))","v":""},{"$f":"IF(A339=\"\",\"\",INDIRECT(\"'Space-by-Space Method'!C\"&ROUNDDOWN((ROW(A339)-52)/50,0)+4))","v":""},{"$f":"IF(A339=\"\",\"\",IF(COUNTIF(CommonSpaceTypes,AQ339)>0,INDIRECT(\"'Space-by-Space Method'!F\"&ROUNDDOWN((ROW(A339)-52)/50,0)+4),\"\"))","v":""},{"$f":"IF(A339=\"\",\"\",IF(COUNTIF(BuildingSpecificSpaceTypes,AQ339)>0,INDIRECT(\"'Space-by-Space Method'!F\"&ROUNDDOWN((ROW(A339)-52)/50,0)+4),\"\"))","v":""},{"$f":"IF(A339=\"\",\"\",INDIRECT(\"'Fixture Schedule'!D\"&MOD(ROW(A339)-52,50)+9))","v":""},{"$f":"IF(A339=\"\",\"\",IF(AR339=\"\",\"\",INDIRECT(\"'Fixture Schedule'!K\"&MOD(ROW(A339)-52,50)+9)))","v":""},"",{"$f":"IF(A339=\"\",\"\",INDIRECT(\"'Fixture Schedule'!L\"&MOD(ROW(A339)-52,50)+9))","v":""},null,null,null,null,null,null,null,null,null,null,null,null,null,{"$f":"INDIRECT(\"'Space-by-Space Method'!\"&SUBSTITUTE(ADDRESS(1,MOD(ROW(A339)-52,50)+10,4),\"1\",\"\")&ROUNDDOWN((ROW(A339)-52)/50,0)+4)","v":0},{"$f":"LEFT(INDIRECT(\"'Space-by-Space Method'!BJ\"&ROUNDDOWN((ROW(A339)-52)/50,0)+4),3)","v":""},{"$f":"INDIRECT(\"'Fixture Schedule'!L\"&MOD(ROW(A339)-52,50)+9)","v":0},{"$f":"INDIRECT(\"'Fixture Schedule'!O\"&MOD(ROW(A339)-52,50)+9)","v":0},{"$f":"INDIRECT(\"'Space-by-Space Method'!F\"&ROUNDDOWN((ROW(A339)-52)/50,0)+4)","v":0},{"$f":"INDIRECT(\"'Fixture Schedule'!L\"&MOD(ROW(A339)-52,50)+9)","v":0},{"$f":"INDIRECT(\"'Space-by-Space Method'!D\"&ROUNDDOWN((ROW(A339)-52)/50,0)+4)","v":0},{"$f":"INDIRECT(\"'Space-by-Space Method'!E\"&ROUNDDOWN((ROW(A339)-52)/50,0)+4)","v":1}]
[{"$f":"IF(InteriorCalcType=2,IF(OR(AM340=0,AN340=\"DNQ\")=TRUE,\"\",INDIRECT(\"'Fixture Schedule'!M\"&MOD(ROW(A340)-52,50)+9)),\"\")","v":""},{"$f":"IF(A340=\"\",\"\",INDIRECT(\"'Fixture Schedule'!E\"&MOD(ROW(A340)-52,50)+9))","v":""},{"$f":"IF(A340=\"\",\"\",INDIRECT(\"'Fixture Schedule'!F\"&MOD(ROW(A340)-52,50)+9))","v":""},{"$f":"IF(A340=\"\",\"\",INDIRECT(\"'Fixture Schedule'!L\"&MOD(ROW(A340)-52,50)+9))","v":""},"",null,null,{"$f":"IF(A340=\"\",\"\",IF(AP340=1,Summary!$C$12*(AO340)/(SUM('Space-by-Space Method'!$BO$4:$BO$78,SUM('Exterior Lighting'!$BL$5:$BL$25))),0))","v":""},{"$f":"IF(A340=\"\",\"\",IF(START!$B$34=1,INDIRECT(\"'Space-by-Space Method'!\"&SUBSTITUTE(ADDRESS(1,MOD(ROW(A340)-52,50)+10,4),\"1\",\"\")&ROUNDDOWN((ROW(A340)-52)/50,0)+4),\"\"))","v":""},{"$f":"IF(A340=\"\",\"\",IF(AP340=1,Summary!$F$11*(AO340)/(SUM('Space-by-Space Method'!$BO$4:$BO$78,SUM('Exterior Lighting'!$BL$5:$BL$25))),0))","v":""},{"$f":"IF(A340=\"\",\"\",IF(AP340=1,Summary!$E$11*(AO340)/(SUM('Space-by-Space Method'!$BO$4:$BO$78,SUM('Exterior Lighting'!$BL$5:$BL$25))),0))","v":""},{"$f":"IF(A340=\"\",\"\",IF(AP340=1,Summary!$G$11*(AO340)/(SUM('Space-by-Space Method'!$BO$4:$BO$78,SUM('Exterior Lighting'!$BL$5:$BL$25))),0))","v":""},{"$f":"IF(A340=\"\",\"\",IF(AP340=1,Summary!$H$11*(AO340)/(SUM('Space-by-Space Method'!$BO$4:$BO$78)),0))","v":""},{"$f":"IF(A340=\"\",\"\",IF(AP340=1,Summary!$I$11*(AO340)/(SUM('Space-by-Space Method'!$BO$4:$BO$78)),0))","v":""},null,null,null,{"$f":"IF(A340=\"\",\"\",IF(START!$B$34=2,INDIRECT(\"'Space-by-Space Method'!\"&SUBSTITUTE(ADDRESS(1,MOD(ROW(A340)-52,50)+10,4),\"1\",\"\")&ROUNDDOWN((ROW(A340)-52)/50,0)+4),\"\"))","v":""},{"$f":"IF(A340=\"\",\"\",INDIRECT(\"'Space-by-Space Method'!C\"&ROUNDDOWN((ROW(A340)-52)/50,0)+4))","v":""},{"$f":"IF(A340=\"\",\"\",IF(COUNTIF(CommonSpaceTypes,AQ340)>0,INDIRECT(\"'Space-by-Space Method'!F\"&ROUNDDOWN((ROW(A340)-52)/50,0)+4),\"\"))","v":""},{"$f":"IF(A340=\"\",\"\",IF(COUNTIF(BuildingSpecificSpaceTypes,AQ340)>0,INDIRECT(\"'Space-by-Space Method'!F\"&ROUNDDOWN((ROW(A340)-52)/50,0)+4),\"\"))","v":""},{"$f":"IF(A340=\"\",\"\",INDIRECT(\"'Fixture Schedule'!D\"&MOD(ROW(A340)-52,50)+9))","v":""},{"$f":"IF(A340=\"\",\"\",IF(AR340=\"\",\"\",INDIRECT(\"'Fixture Schedule'!K\"&MOD(ROW(A340)-52,50)+9)))","v":""},"",{"$f":"IF(A340=\"\",\"\",INDIRECT(\"'Fixture Schedule'!L\"&MOD(ROW(A340)-52,50)+9))","v":""},null,null,null,null,null,null,null,null,null,null,null,null,null,{"$f":"INDIRECT(\"'Space-by-Space Method'!\"&SUBSTITUTE(ADDRESS(1,MOD(ROW(A340)-52,50)+10,4),\"1\",\"\")&ROUNDDOWN((ROW(A340)-52)/50,0)+4)","v":0},{"$f":"LEFT(INDIRECT(\"'Space-by-Space Method'!BJ\"&ROUNDDOWN((ROW(A340)-52)/50,0)+4),3)","v":""},{"$f":"INDIRECT(\"'Fixture Schedule'!L\"&MOD(ROW(A340)-52,50)+9)","v":0},{"$f":"INDIRECT(\"'Fixture Schedule'!O\"&MOD(ROW(A340)-52,50)+9)","v":0},{"$f":"INDIRECT(\"'Space-by-Space Method'!F\"&ROUNDDOWN((ROW(A340)-52)/50,0)+4)","v":0},{"$f":"INDIRECT(\"'Fixture Schedule'!L\"&MOD(ROW(A340)-52,50)+9)","v":0},{"$f":"INDIRECT(\"'Space-by-Space Method'!D\"&ROUNDDOWN((ROW(A340)-52)/50,0)+4)","v":0},{"$f":"INDIRECT(\"'Space-by-Space Method'!E\"&ROUNDDOWN((ROW(A340)-52)/50,0)+4)","v":1}]
[{"$f":"IF(InteriorCalcType=2,IF(OR(AM341=0,AN341=\"DNQ\")=TRUE,\"\",INDIRECT(\"'Fixture Schedule'!M\"&MOD(ROW(A341)-52,50)+9)),\"\")","v":""},{"$f":"IF(A341=\"\",\"\",INDIRECT(\"'Fixture Schedule'!E\"&MOD(ROW(A341)-52,50)+9))","v":""},{"$f":"IF(A341=\"\",\"\",INDIRECT(\"'Fixture Schedule'!F\"&MOD(ROW(A341)-52,50)+9))","v":""},{"$f":"IF(A341=\"\",\"\",INDIRECT(\"'Fixture Schedule'!L\"&MOD(ROW(A341)-52,50)+9))","v":""},"",null,null,{"$f":"IF(A341=\"\",\"\",IF(AP341=1,Summary!$C$12*(AO341)/(SUM('Space-by-Space Method'!$BO$4:$BO$78,SUM('Exterior Lighting'!$BL$5:$BL$25))),0))","v":""},{"$f":"IF(A341=\"\",\"\",IF(START!$B$34=1,INDIRECT(\"'Space-by-Space Method'!\"&SUBSTITUTE(ADDRESS(1,MOD(ROW(A341)-52,50)+10,4),\"1\",\"\")&ROUNDDOWN((ROW(A341)-52)/50,0)+4),\"\"))","v":""},{"$f":"IF(A341=\"\",\"\",IF(AP341=1,Summary!$F$11*(AO341)/(SUM('Space-by-Space Method'!$BO$4:$BO$78,SUM('Exterior Lighting'!$BL$5:$BL$25))),0))","v":""},{"$f":"IF(A341=\"\",\"\",IF(AP341=1,Summary!$E$11*(AO341)/(SUM('Space-by-Space Method'!$BO$4:$BO$78,SUM('Exterior Lighting'!$BL$5:$BL$25))),0))","v":""},{"$f":"IF(A341=\"\",\"\",IF(AP341=1,Summary!$G$11*(AO341)/(SUM('Space-by-Space Method'!$BO$4:$BO$78,SUM('Exterior Lighting'!$BL$5:$BL$25))),0))","v":""},{"$f":"IF(A341=\"\",\"\",IF(AP341=1,Summary!$H$11*(AO341)/(SUM('Space-by-Space Method'!$BO$4:$BO$78)),0))","v":""},{"$f":"IF(A341=\"\",\"\",IF(AP341=1,Summary!$I$11*(AO341)/(SUM('Space-by-Space Method'!$BO$4:$BO$78)),0))","v":""},null,null,null,{"$f":"IF(A341=\"\",\"\",IF(START!$B$34=2,INDIRECT(\"'Space-by-Space Method'!\"&SUBSTITUTE(ADDRESS(1,MOD(ROW(A341)-52,50)+10,4),\"1\",\"\")&ROUNDDOWN((ROW(A341)-52)/50,0)+4),\"\"))","v":""},{"$f":"IF(A341=\"\",\"\",INDIRECT(\"'Space-by-Space Method'!C\"&ROUNDDOWN((ROW(A341)-52)/50,0)+4))","v":""},{"$f":"IF(A341=\"\",\"\",IF(COUNTIF(CommonSpaceTypes,AQ341)>0,INDIRECT(\"'Space-by-Space Method'!F\"&ROUNDDOWN((ROW(A341)-52)/50,0)+4),\"\"))","v":""},{"$f":"IF(A341=\"\",\"\",IF(COUNTIF(BuildingSpecificSpaceTypes,AQ341)>0,INDIRECT(\"'Space-by-Space Method'!F\"&ROUNDDOWN((ROW(A341)-52)/50,0)+4),\"\"))","v":""},{"$f":"IF(A341=\"\",\"\",INDIRECT(\"'Fixture Schedule'!D\"&MOD(ROW(A341)-52,50)+9))","v":""},{"$f":"IF(A341=\"\",\"\",IF(AR341=\"\",\"\",INDIRECT(\"'Fixture Schedule'!K\"&MOD(ROW(A341)-52,50)+9)))","v":""},"",{"$f":"IF(A341=\"\",\"\",INDIRECT(\"'Fixture Schedule'!L\"&MOD(ROW(A341)-52,50)+9))","v":""},null,null,null,null,null,null,null,null,null,null,null,null,null,{"$f":"INDIRECT(\"'Space-by-Space Method'!\"&SUBSTITUTE(ADDRESS(1,MOD(ROW(A341)-52,50)+10,4),\"1\",\"\")&ROUNDDOWN((ROW(A341)-52)/50,0)+4)","v":0},{"$f":"LEFT(INDIRECT(\"'Space-by-Space Method'!BJ\"&ROUNDDOWN((ROW(A341)-52)/50,0)+4),3)","v":""},{"$f":"INDIRECT(\"'Fixture Schedule'!L\"&MOD(ROW(A341)-52,50)+9)","v":0},{"$f":"INDIRECT(\"'Fixture Schedule'!O\"&MOD(ROW(A341)-52,50)+9)","v":0},{"$f":"INDIRECT(\"'Space-by-Space Method'!F\"&ROUNDDOWN((ROW(A341)-52)/50,0)+4)","v":0},{"$f":"INDIRECT(\"'Fixture Schedule'!L\"&MOD(ROW(A341)-52,50)+9)","v":0},{"$f":"INDIRECT(\"'Space-by-Space Method'!D\"&ROUNDDOWN((ROW(A341)-52)/50,0)+4)","v":0},{"$f":"INDIRECT(\"'Space-by-Space Method'!E\"&ROUNDDOWN((ROW(A341)-52)/50,0)+4)","v":1}]
[{"$f":"IF(InteriorCalcType=2,IF(OR(AM342=0,AN342=\"DNQ\")=TRUE,\"\",INDIRECT(\"'Fixture Schedule'!M\"&MOD(ROW(A342)-52,50)+9)),\"\")","v":""},{"$f":"IF(A342=\"\",\"\",INDIRECT(\"'Fixture Schedule'!E\"&MOD(ROW(A342)-52,50)+9))","v":""},{"$f":"IF(A342=\"\",\"\",INDIRECT(\"'Fixture Schedule'!F\"&MOD(ROW(A342)-52,50)+9))","v":""},{"$f":"IF(A342=\"\",\"\",INDIRECT(\"'Fixture Schedule'!L\"&MOD(ROW(A342)-52,50)+9))","v":""},"",null,null,{"$f":"IF(A342=\"\",\"\",IF(AP342=1,Summary!$C$12*(AO342)/(SUM('Space-by-Space Method'!$BO$4:$BO$78,SUM('Exterior Lighting'!$BL$5:$BL$25))),0))","v":""},{"$f":"IF(A342=\"\",\"\",IF(START!$B$34=1,INDIRECT(\"'Space-by-Space Method'!\"&SUBSTITUTE(ADDRESS(1,MOD(ROW(A342)-52,50)+10,4),\"1\",\"\")&ROUNDDOWN((ROW(A342)-52)/50,0)+4),\"\"))","v":""},{"$f":"IF(A342=\"\",\"\",IF(AP342=1,Summary!$F$11*(AO342)/(SUM('Space-by-Space Method'!$BO$4:$BO$78,SUM('Exterior Lighting'!$BL$5:$BL$25))),0))","v":""},{"$f":"IF(A342=\"\",\"\",IF(AP342=1,Summary!$E$11*(AO342)/(SUM('Space-by-Space Method'!$BO$4:$BO$78,SUM('Exterior Lighting'!$BL$5:$BL$25))),0))","v":""},{"$f":"IF(A342=\"\",\"\",IF(AP342=1,Summary!$G$11*(AO342)/(SUM('Space-by-Space Method'!$BO$4:$BO$78,SUM('Exterior Lighting'!$BL$5:$BL$25))),0))","v":""},{"$f":"IF(A342=\"\",\"\",IF(AP342=1,Summary!$H$11*(AO342)/(SUM('Space-by-Space Method'!$BO$4:$BO$78)),0))","v":""},{"$f":"IF(A342=\"\",\"\",IF(AP342=1,Summary!$I$11*(AO342)/(SUM('Space-by-Space Method'!$BO$4:$BO$78)),0))","v":""},null,null,null,{"$f":"IF(A342=\"\",\"\",IF(START!$B$34=2,INDIRECT(\"'Space-by-Space Method'!\"&SUBSTITUTE(ADDRESS(1,MOD(ROW(A342)-52,50)+10,4),\"1\",\"\")&ROUNDDOWN((ROW(A342)-52)/50,0)+4),\"\"))","v":""},{"$f":"IF(A342=\"\",\"\",INDIRECT(\"'Space-by-Space Method'!C\"&ROUNDDOWN((ROW(A342)-52)/50,0)+4))","v":""},{"$f":"IF(A342=\"\",\"\",IF(COUNTIF(CommonSpaceTypes,AQ342)>0,INDIRECT(\"'Space-by-Space Method'!F\"&ROUNDDOWN((ROW(A342)-52)/50,0)+4),\"\"))","v":""},{"$f":"IF(A342=\"\",\"\",IF(COUNTIF(BuildingSpecificSpaceTypes,AQ342)>0,INDIRECT(\"'Space-by-Space Method'!F\"&ROUNDDOWN((ROW(A342)-52)/50,0)+4),\"\"))","v":""},{"$f":"IF(A342=\"\",\"\",INDIRECT(\"'Fixture Schedule'!D\"&MOD(ROW(A342)-52,50)+9))","v":""},{"$f":"IF(A342=\"\",\"\",IF(AR342=\"\",\"\",INDIRECT(\"'Fixture Schedule'!K\"&MOD(ROW(A342)-52,50)+9)))","v":""},"",{"$f":"IF(A342=\"\",\"\",INDIRECT(\"'Fixture Schedule'!L\"&MOD(ROW(A342)-52,50)+9))","v":""},null,null,null,null,null,null,null,null,null,null,null,null,null,{"$f":"INDIRECT(\"'Space-by-Space Method'!\"&SUBSTITUTE(ADDRESS(1,MOD(ROW(A342)-52,50)+10,4),\"1\",\"\")&ROUNDDOWN((ROW(A342)-52)/50,0)+4)","v":0},{"$f":"LEFT(INDIRECT(\"'Space-by-Space Method'!BJ\"&ROUNDDOWN((ROW(A342)-52)/50,0)+4),3)","v":""},{"$f":"INDIRECT(\"'Fixture Schedule'!L\"&MOD(ROW(A342)-52,50)+9)","v":0},{"$f":"INDIRECT(\"'Fixture Schedule'!O\"&MOD(ROW(A342)-52,50)+9)","v":0},{"$f":"INDIRECT(\"'Space-by-Space Method'!F\"&ROUNDDOWN((ROW(A342)-52)/50,0)+4)","v":0},{"$f":"INDIRECT(\"'Fixture Schedule'!L\"&MOD(ROW(A342)-52,50)+9)","v":0},{"$f":"INDIRECT(\"'Space-by-Space Method'!D\"&ROUNDDOWN((ROW(A342)-52)/50,0)+4)","v":0},{"$f":"INDIRECT(\"'Space-by-Space Method'!E\"&ROUNDDOWN((ROW(A342)-52)/50,0)+4)","v":1}]
[{"$f":"IF(InteriorCalcType=2,IF(OR(AM343=0,AN343=\"DNQ\")=TRUE,\"\",INDIRECT(\"'Fixture Schedule'!M\"&MOD(ROW(A343)-52,50)+9)),\"\")","v":""},{"$f":"IF(A343=\"\",\"\",INDIRECT(\"'Fixture Schedule'!E\"&MOD(ROW(A343)-52,50)+9))","v":""},{"$f":"IF(A343=\"\",\"\",INDIRECT(\"'Fixture Schedule'!F\"&MOD(ROW(A343)-52,50)+9))","v":""},{"$f":"IF(A343=\"\",\"\",INDIRECT(\"'Fixture Schedule'!L\"&MOD(ROW(A343)-52,50)+9))","v":""},"",null,null,{"$f":"IF(A343=\"\",\"\",IF(AP343=1,Summary!$C$12*(AO343)/(SUM('Space-by-Space Method'!$BO$4:$BO$78,SUM('Exterior Lighting'!$BL$5:$BL$25))),0))","v":""},{"$f":"IF(A343=\"\",\"\",IF(START!$B$34=1,INDIRECT(\"'Space-by-Space Method'!\"&SUBSTITUTE(ADDRESS(1,MOD(ROW(A343)-52,50)+10,4),\"1\",\"\")&ROUNDDOWN((ROW(A343)-52)/50,0)+4),\"\"))","v":""},{"$f":"IF(A343=\"\",\"\",IF(AP343=1,Summary!$F$11*(AO343)/(SUM('Space-by-Space Method'!$BO$4:$BO$78,SUM('Exterior Lighting'!$BL$5:$BL$25))),0))","v":""},{"$f":"IF(A343=\"\",\"\",IF(AP343=1,Summary!$E$11*(AO343)/(SUM('Space-by-Space Method'!$BO$4:$BO$78,SUM('Exterior Lighting'!$BL$5:$BL$25))),0))","v":""},{"$f":"IF(A343=\"\",\"\",IF(AP343=1,Summary!$G$11*(AO343)/(SUM('Space-by-Space Method'!$BO$4:$BO$78,SUM('Exterior Lighting'!$BL$5:$BL$25))),0))","v":""},{"$f":"IF(A343=\"\",\"\",IF(AP343=1,Summary!$H$11*(AO343)/(SUM('Space-by-Space Method'!$BO$4:$BO$78)),0))","v":""},{"$f":"IF(A343=\"\",\"\",IF(AP343=1,Summary!$I$11*(AO343)/(SUM('Space-by-Space Method'!$BO$4:$BO$78)),0))","v":""},null,null,null,{"$f":"IF(A343=\"\",\"\",IF(START!$B$34=2,INDIRECT(\"'Space-by-Space Method'!\"&SUBSTITUTE(ADDRESS(1,MOD(ROW(A343)-52,50)+10,4),\"1\",\"\")&ROUNDDOWN((ROW(A343)-52)/50,0)+4),\"\"))","v":""},{"$f":"IF(A343=\"\",\"\",INDIRECT(\"'Space-by-Space Method'!C\"&ROUNDDOWN((ROW(A343)-52)/50,0)+4))","v":""},{"$f":"IF(A343=\"\",\"\",IF(COUNTIF(CommonSpaceTypes,AQ343)>0,INDIRECT(\"'Space-by-Space Method'!F\"&ROUNDDOWN((ROW(A343)-52)/50,0)+4),\"\"))","v":""},{"$f":"IF(A343=\"\",\"\",IF(COUNTIF(BuildingSpecificSpaceTypes,AQ343)>0,INDIRECT(\"'Space-by-Space Method'!F\"&ROUNDDOWN((ROW(A343)-52)/50,0)+4),\"\"))","v":""},{"$f":"IF(A343=\"\",\"\",INDIRECT(\"'Fixture Schedule'!D\"&MOD(ROW(A343)-52,50)+9))","v":""},{"$f":"IF(A343=\"\",\"\",IF(AR343=\"\",\"\",INDIRECT(\"'Fixture Schedule'!K\"&MOD(ROW(A343)-52,50)+9)))","v":""},"",{"$f":"IF(A343=\"\",\"\",INDIRECT(\"'Fixture Schedule'!L\"&MOD(ROW(A343)-52,50)+9))","v":""},null,null,null,null,null,null,null,null,null,null,null,null,null,{"$f":"INDIRECT(\"'Space-by-Space Method'!\"&SUBSTITUTE(ADDRESS(1,MOD(ROW(A343)-52,50)+10,4),\"1\",\"\")&ROUNDDOWN((ROW(A343)-52)/50,0)+4)","v":0},{"$f":"LEFT(INDIRECT(\"'Space-by-Space Method'!BJ\"&ROUNDDOWN((ROW(A343)-52)/50,0)+4),3)","v":""},{"$f":"INDIRECT(\"'Fixture Schedule'!L\"&MOD(ROW(A343)-52,50)+9)","v":0},{"$f":"INDIRECT(\"'Fixture Schedule'!O\"&MOD(ROW(A343)-52,50)+9)","v":0},{"$f":"INDIRECT(\"'Space-by-Space Method'!F\"&ROUNDDOWN((ROW(A343)-52)/50,0)+4)","v":0},{"$f":"INDIRECT(\"'Fixture Schedule'!L\"&MOD(ROW(A343)-52,50)+9)","v":0},{"$f":"INDIRECT(\"'Space-by-Space Method'!D\"&ROUNDDOWN((ROW(A343)-52)/50,0)+4)","v":0},{"$f":"INDIRECT(\"'Space-by-Space Method'!E\"&ROUNDDOWN((ROW(A343)-52)/50,0)+4)","v":1}]
[{"$f":"IF(InteriorCalcType=2,IF(OR(AM344=0,AN344=\"DNQ\")=TRUE,\"\",INDIRECT(\"'Fixture Schedule'!M\"&MOD(ROW(A344)-52,50)+9)),\"\")","v":""},{"$f":"IF(A344=\"\",\"\",INDIRECT(\"'Fixture Schedule'!E\"&MOD(ROW(A344)-52,50)+9))","v":""},{"$f":"IF(A344=\"\",\"\",INDIRECT(\"'Fixture Schedule'!F\"&MOD(ROW(A344)-52,50)+9))","v":""},{"$f":"IF(A344=\"\",\"\",INDIRECT(\"'Fixture Schedule'!L\"&MOD(ROW(A344)-52,50)+9))","v":""},"",null,null,{"$f":"IF(A344=\"\",\"\",IF(AP344=1,Summary!$C$12*(AO344)/(SUM('Space-by-Space Method'!$BO$4:$BO$78,SUM('Exterior Lighting'!$BL$5:$BL$25))),0))","v":""},{"$f":"IF(A344=\"\",\"\",IF(START!$B$34=1,INDIRECT(\"'Space-by-Space Method'!\"&SUBSTITUTE(ADDRESS(1,MOD(ROW(A344)-52,50)+10,4),\"1\",\"\")&ROUNDDOWN((ROW(A344)-52)/50,0)+4),\"\"))","v":""},{"$f":"IF(A344=\"\",\"\",IF(AP344=1,Summary!$F$11*(AO344)/(SUM('Space-by-Space Method'!$BO$4:$BO$78,SUM('Exterior Lighting'!$BL$5:$BL$25))),0))","v":""},{"$f":"IF(A344=\"\",\"\",IF(AP344=1,Summary!$E$11*(AO344)/(SUM('Space-by-Space Method'!$BO$4:$BO$78,SUM('Exterior Lighting'!$BL$5:$BL$25))),0))","v":""},{"$f":"IF(A344=\"\",\"\",IF(AP344=1,Summary!$G$11*(AO344)/(SUM('Space-by-Space Method'!$BO$4:$BO$78,SUM('Exterior Lighting'!$BL$5:$BL$25))),0))","v":""},{"$f":"IF(A344=\"\",\"\",IF(AP344=1,Summary!$H$11*(AO344)/(SUM('Space-by-Space Method'!$BO$4:$BO$78)),0))","v":""},{"$f":"IF(A344=\"\",\"\",IF(AP344=1,Summary!$I$11*(AO344)/(SUM('Space-by-Space Method'!$BO$4:$BO$78)),0))","v":""},null,null,null,{"$f":"IF(A344=\"\",\"\",IF(START!$B$34=2,INDIRECT(\"'Space-by-Space Method'!\"&SUBSTITUTE(ADDRESS(1,MOD(ROW(A344)-52,50)+10,4),\"1\",\"\")&ROUNDDOWN((ROW(A344)-52)/50,0)+4),\"\"))","v":""},{"$f":"IF(A344=\"\",\"\",INDIRECT(\"'Space-by-Space Method'!C\"&ROUNDDOWN((ROW(A344)-52)/50,0)+4))","v":""},{"$f":"IF(A344=\"\",\"\",IF(COUNTIF(CommonSpaceTypes,AQ344)>0,INDIRECT(\"'Space-by-Space Method'!F\"&ROUNDDOWN((ROW(A344)-52)/50,0)+4),\"\"))","v":""},{"$f":"IF(A344=\"\",\"\",IF(COUNTIF(BuildingSpecificSpaceTypes,AQ344)>0,INDIRECT(\"'Space-by-Space Method'!F\"&ROUNDDOWN((ROW(A344)-52)/50,0)+4),\"\"))","v":""},{"$f":"IF(A344=\"\",\"\",INDIRECT(\"'Fixture Schedule'!D\"&MOD(ROW(A344)-52,50)+9))","v":""},{"$f":"IF(A344=\"\",\"\",IF(AR344=\"\",\"\",INDIRECT(\"'Fixture Schedule'!K\"&MOD(ROW(A344)-52,50)+9)))","v":""},"",{"$f":"IF(A344=\"\",\"\",INDIRECT(\"'Fixture Schedule'!L\"&MOD(ROW(A344)-52,50)+9))","v":""},null,null,null,null,null,null,null,null,null,null,null,null,null,{"$f":"INDIRECT(\"'Space-by-Space Method'!\"&SUBSTITUTE(ADDRESS(1,MOD(ROW(A344)-52,50)+10,4),\"1\",\"\")&ROUNDDOWN((ROW(A344)-52)/50,0)+4)","v":0},{"$f":"LEFT(INDIRECT(\"'Space-by-Space Method'!BJ\"&ROUNDDOWN((ROW(A344)-52)/50,0)+4),3)","v":""},{"$f":"INDIRECT(\"'Fixture Schedule'!L\"&MOD(ROW(A344)-52,50)+9)","v":0},{"$f":"INDIRECT(\"'Fixture Schedule'!O\"&MOD(ROW(A344)-52,50)+9)","v":0},{"$f":"INDIRECT(\"'Space-by-Space Method'!F\"&ROUNDDOWN((ROW(A344)-52)/50,0)+4)","v":0},{"$f":"INDIRECT(\"'Fixture Schedule'!L\"&MOD(ROW(A344)-52,50)+9)","v":0},{"$f":"INDIRECT(\"'Space-by-Space Method'!D\"&ROUNDDOWN((ROW(A344)-52)/50,0)+4)","v":0},{"$f":"INDIRECT(\"'Space-by-Space Method'!E\"&ROUNDDOWN((ROW(A344)-52)/50,0)+4)","v":1}]
[{"$f":"IF(InteriorCalcType=2,IF(OR(AM345=0,AN345=\"DNQ\")=TRUE,\"\",INDIRECT(\"'Fixture Schedule'!M\"&MOD(ROW(A345)-52,50)+9)),\"\")","v":""},{"$f":"IF(A345=\"\",\"\",INDIRECT(\"'Fixture Schedule'!E\"&MOD(ROW(A345)-52,50)+9))","v":""},{"$f":"IF(A345=\"\",\"\",INDIRECT(\"'Fixture Schedule'!F\"&MOD(ROW(A345)-52,50)+9))","v":""},{"$f":"IF(A345=\"\",\"\",INDIRECT(\"'Fixture Schedule'!L\"&MOD(ROW(A345)-52,50)+9))","v":""},"",null,null,{"$f":"IF(A345=\"\",\"\",IF(AP345=1,Summary!$C$12*(AO345)/(SUM('Space-by-Space Method'!$BO$4:$BO$78,SUM('Exterior Lighting'!$BL$5:$BL$25))),0))","v":""},{"$f":"IF(A345=\"\",\"\",IF(START!$B$34=1,INDIRECT(\"'Space-by-Space Method'!\"&SUBSTITUTE(ADDRESS(1,MOD(ROW(A345)-52,50)+10,4),\"1\",\"\")&ROUNDDOWN((ROW(A345)-52)/50,0)+4),\"\"))","v":""},{"$f":"IF(A345=\"\",\"\",IF(AP345=1,Summary!$F$11*(AO345)/(SUM('Space-by-Space Method'!$BO$4:$BO$78,SUM('Exterior Lighting'!$BL$5:$BL$25))),0))","v":""},{"$f":"IF(A345=\"\",\"\",IF(AP345=1,Summary!$E$11*(AO345)/(SUM('Space-by-Space Method'!$BO$4:$BO$78,SUM('Exterior Lighting'!$BL$5:$BL$25))),0))","v":""},{"$f":"IF(A345=\"\",\"\",IF(AP345=1,Summary!$G$11*(AO345)/(SUM('Space-by-Space Method'!$BO$4:$BO$78,SUM('Exterior Lighting'!$BL$5:$BL$25))),0))","v":""},{"$f":"IF(A345=\"\",\"\",IF(AP345=1,Summary!$H$11*(AO345)/(SUM('Space-by-Space Method'!$BO$4:$BO$78)),0))","v":""},{"$f":"IF(A345=\"\",\"\",IF(AP345=1,Summary!$I$11*(AO345)/(SUM('Space-by-Space Method'!$BO$4:$BO$78)),0))","v":""},null,null,null,{"$f":"IF(A345=\"\",\"\",IF(START!$B$34=2,INDIRECT(\"'Space-by-Space Method'!\"&SUBSTITUTE(ADDRESS(1,MOD(ROW(A345)-52,50)+10,4),\"1\",\"\")&ROUNDDOWN((ROW(A345)-52)/50,0)+4),\"\"))","v":""},{"$f":"IF(A345=\"\",\"\",INDIRECT(\"'Space-by-Space Method'!C\"&ROUNDDOWN((ROW(A345)-52)/50,0)+4))","v":""},{"$f":"IF(A345=\"\",\"\",IF(COUNTIF(CommonSpaceTypes,AQ345)>0,INDIRECT(\"'Space-by-Space Method'!F\"&ROUNDDOWN((ROW(A345)-52)/50,0)+4),\"\"))","v":""},{"$f":"IF(A345=\"\",\"\",IF(COUNTIF(BuildingSpecificSpaceTypes,AQ345)>0,INDIRECT(\"'Space-by-Space Method'!F\"&ROUNDDOWN((ROW(A345)-52)/50,0)+4),\"\"))","v":""},{"$f":"IF(A345=\"\",\"\",INDIRECT(\"'Fixture Schedule'!D\"&MOD(ROW(A345)-52,50)+9))","v":""},{"$f":"IF(A345=\"\",\"\",IF(AR345=\"\",\"\",INDIRECT(\"'Fixture Schedule'!K\"&MOD(ROW(A345)-52,50)+9)))","v":""},"",{"$f":"IF(A345=\"\",\"\",INDIRECT(\"'Fixture Schedule'!L\"&MOD(ROW(A345)-52,50)+9))","v":""},null,null,null,null,null,null,null,null,null,null,null,null,null,{"$f":"INDIRECT(\"'Space-by-Space Method'!\"&SUBSTITUTE(ADDRESS(1,MOD(ROW(A345)-52,50)+10,4),\"1\",\"\")&ROUNDDOWN((ROW(A345)-52)/50,0)+4)","v":0},{"$f":"LEFT(INDIRECT(\"'Space-by-Space Method'!BJ\"&ROUNDDOWN((ROW(A345)-52)/50,0)+4),3)","v":""},{"$f":"INDIRECT(\"'Fixture Schedule'!L\"&MOD(ROW(A345)-52,50)+9)","v":0},{"$f":"INDIRECT(\"'Fixture Schedule'!O\"&MOD(ROW(A345)-52,50)+9)","v":0},{"$f":"INDIRECT(\"'Space-by-Space Method'!F\"&ROUNDDOWN((ROW(A345)-52)/50,0)+4)","v":0},{"$f":"INDIRECT(\"'Fixture Schedule'!L\"&MOD(ROW(A345)-52,50)+9)","v":0},{"$f":"INDIRECT(\"'Space-by-Space Method'!D\"&ROUNDDOWN((ROW(A345)-52)/50,0)+4)","v":0},{"$f":"INDIRECT(\"'Space-by-Space Method'!E\"&ROUNDDOWN((ROW(A345)-52)/50,0)+4)","v":1}]
[{"$f":"IF(InteriorCalcType=2,IF(OR(AM346=0,AN346=\"DNQ\")=TRUE,\"\",INDIRECT(\"'Fixture Schedule'!M\"&MOD(ROW(A346)-52,50)+9)),\"\")","v":""},{"$f":"IF(A346=\"\",\"\",INDIRECT(\"'Fixture Schedule'!E\"&MOD(ROW(A346)-52,50)+9))","v":""},{"$f":"IF(A346=\"\",\"\",INDIRECT(\"'Fixture Schedule'!F\"&MOD(ROW(A346)-52,50)+9))","v":""},{"$f":"IF(A346=\"\",\"\",INDIRECT(\"'Fixture Schedule'!L\"&MOD(ROW(A346)-52,50)+9))","v":""},"",null,null,{"$f":"IF(A346=\"\",\"\",IF(AP346=1,Summary!$C$12*(AO346)/(SUM('Space-by-Space Method'!$BO$4:$BO$78,SUM('Exterior Lighting'!$BL$5:$BL$25))),0))","v":""},{"$f":"IF(A346=\"\",\"\",IF(START!$B$34=1,INDIRECT(\"'Space-by-Space Method'!\"&SUBSTITUTE(ADDRESS(1,MOD(ROW(A346)-52,50)+10,4),\"1\",\"\")&ROUNDDOWN((ROW(A346)-52)/50,0)+4),\"\"))","v":""},{"$f":"IF(A346=\"\",\"\",IF(AP346=1,Summary!$F$11*(AO346)/(SUM('Space-by-Space Method'!$BO$4:$BO$78,SUM('Exterior Lighting'!$BL$5:$BL$25))),0))","v":""},{"$f":"IF(A346=\"\",\"\",IF(AP346=1,Summary!$E$11*(AO346)/(SUM('Space-by-Space Method'!$BO$4:$BO$78,SUM('Exterior Lighting'!$BL$5:$BL$25))),0))","v":""},{"$f":"IF(A346=\"\",\"\",IF(AP346=1,Summary!$G$11*(AO346)/(SUM('Space-by-Space Method'!$BO$4:$BO$78,SUM('Exterior Lighting'!$BL$5:$BL$25))),0))","v":""},{"$f":"IF(A346=\"\",\"\",IF(AP346=1,Summary!$H$11*(AO346)/(SUM('Space-by-Space Method'!$BO$4:$BO$78)),0))","v":""},{"$f":"IF(A346=\"\",\"\",IF(AP346=1,Summary!$I$11*(AO346)/(SUM('Space-by-Space Method'!$BO$4:$BO$78)),0))","v":""},null,null,null,{"$f":"IF(A346=\"\",\"\",IF(START!$B$34=2,INDIRECT(\"'Space-by-Space Method'!\"&SUBSTITUTE(ADDRESS(1,MOD(ROW(A346)-52,50)+10,4),\"1\",\"\")&ROUNDDOWN((ROW(A346)-52)/50,0)+4),\"\"))","v":""},{"$f":"IF(A346=\"\",\"\",INDIRECT(\"'Space-by-Space Method'!C\"&ROUNDDOWN((ROW(A346)-52)/50,0)+4))","v":""},{"$f":"IF(A346=\"\",\"\",IF(COUNTIF(CommonSpaceTypes,AQ346)>0,INDIRECT(\"'Space-by-Space Method'!F\"&ROUNDDOWN((ROW(A346)-52)/50,0)+4),\"\"))","v":""},{"$f":"IF(A346=\"\",\"\",IF(COUNTIF(BuildingSpecificSpaceTypes,AQ346)>0,INDIRECT(\"'Space-by-Space Method'!F\"&ROUNDDOWN((ROW(A346)-52)/50,0)+4),\"\"))","v":""},{"$f":"IF(A346=\"\",\"\",INDIRECT(\"'Fixture Schedule'!D\"&MOD(ROW(A346)-52,50)+9))","v":""},{"$f":"IF(A346=\"\",\"\",IF(AR346=\"\",\"\",INDIRECT(\"'Fixture Schedule'!K\"&MOD(ROW(A346)-52,50)+9)))","v":""},"",{"$f":"IF(A346=\"\",\"\",INDIRECT(\"'Fixture Schedule'!L\"&MOD(ROW(A346)-52,50)+9))","v":""},null,null,null,null,null,null,null,null,null,null,null,null,null,{"$f":"INDIRECT(\"'Space-by-Space Method'!\"&SUBSTITUTE(ADDRESS(1,MOD(ROW(A346)-52,50)+10,4),\"1\",\"\")&ROUNDDOWN((ROW(A346)-52)/50,0)+4)","v":0},{"$f":"LEFT(INDIRECT(\"'Space-by-Space Method'!BJ\"&ROUNDDOWN((ROW(A346)-52)/50,0)+4),3)","v":""},{"$f":"INDIRECT(\"'Fixture Schedule'!L\"&MOD(ROW(A346)-52,50)+9)","v":0},{"$f":"INDIRECT(\"'Fixture Schedule'!O\"&MOD(ROW(A346)-52,50)+9)","v":0},{"$f":"INDIRECT(\"'Space-by-Space Method'!F\"&ROUNDDOWN((ROW(A346)-52)/50,0)+4)","v":0},{"$f":"INDIRECT(\"'Fixture Schedule'!L\"&MOD(ROW(A346)-52,50)+9)","v":0},{"$f":"INDIRECT(\"'Space-by-Space Method'!D\"&ROUNDDOWN((ROW(A346)-52)/50,0)+4)","v":0},{"$f":"INDIRECT(\"'Space-by-Space Method'!E\"&ROUNDDOWN((ROW(A346)-52)/50,0)+4)","v":1}]
[{"$f":"IF(InteriorCalcType=2,IF(OR(AM347=0,AN347=\"DNQ\")=TRUE,\"\",INDIRECT(\"'Fixture Schedule'!M\"&MOD(ROW(A347)-52,50)+9)),\"\")","v":""},{"$f":"IF(A347=\"\",\"\",INDIRECT(\"'Fixture Schedule'!E\"&MOD(ROW(A347)-52,50)+9))","v":""},{"$f":"IF(A347=\"\",\"\",INDIRECT(\"'Fixture Schedule'!F\"&MOD(ROW(A347)-52,50)+9))","v":""},{"$f":"IF(A347=\"\",\"\",INDIRECT(\"'Fixture Schedule'!L\"&MOD(ROW(A347)-52,50)+9))","v":""},"",null,null,{"$f":"IF(A347=\"\",\"\",IF(AP347=1,Summary!$C$12*(AO347)/(SUM('Space-by-Space Method'!$BO$4:$BO$78,SUM('Exterior Lighting'!$BL$5:$BL$25))),0))","v":""},{"$f":"IF(A347=\"\",\"\",IF(START!$B$34=1,INDIRECT(\"'Space-by-Space Method'!\"&SUBSTITUTE(ADDRESS(1,MOD(ROW(A347)-52,50)+10,4),\"1\",\"\")&ROUNDDOWN((ROW(A347)-52)/50,0)+4),\"\"))","v":""},{"$f":"IF(A347=\"\",\"\",IF(AP347=1,Summary!$F$11*(AO347)/(SUM('Space-by-Space Method'!$BO$4:$BO$78,SUM('Exterior Lighting'!$BL$5:$BL$25))),0))","v":""},{"$f":"IF(A347=\"\",\"\",IF(AP347=1,Summary!$E$11*(AO347)/(SUM('Space-by-Space Method'!$BO$4:$BO$78,SUM('Exterior Lighting'!$BL$5:$BL$25))),0))","v":""},{"$f":"IF(A347=\"\",\"\",IF(AP347=1,Summary!$G$11*(AO347)/(SUM('Space-by-Space Method'!$BO$4:$BO$78,SUM('Exterior Lighting'!$BL$5:$BL$25))),0))","v":""},{"$f":"IF(A347=\"\",\"\",IF(AP347=1,Summary!$H$11*(AO347)/(SUM('Space-by-Space Method'!$BO$4:$BO$78)),0))","v":""},{"$f":"IF(A347=\"\",\"\",IF(AP347=1,Summary!$I$11*(AO347)/(SUM('Space-by-Space Method'!$BO$4:$BO$78)),0))","v":""},null,null,null,{"$f":"IF(A347=\"\",\"\",IF(START!$B$34=2,INDIRECT(\"'Space-by-Space Method'!\"&SUBSTITUTE(ADDRESS(1,MOD(ROW(A347)-52,50)+10,4),\"1\",\"\")&ROUNDDOWN((ROW(A347)-52)/50,0)+4),\"\"))","v":""},{"$f":"IF(A347=\"\",\"\",INDIRECT(\"'Space-by-Space Method'!C\"&ROUNDDOWN((ROW(A347)-52)/50,0)+4))","v":""},{"$f":"IF(A347=\"\",\"\",IF(COUNTIF(CommonSpaceTypes,AQ347)>0,INDIRECT(\"'Space-by-Space Method'!F\"&ROUNDDOWN((ROW(A347)-52)/50,0)+4),\"\"))","v":""},{"$f":"IF(A347=\"\",\"\",IF(COUNTIF(BuildingSpecificSpaceTypes,AQ347)>0,INDIRECT(\"'Space-by-Space Method'!F\"&ROUNDDOWN((ROW(A347)-52)/50,0)+4),\"\"))","v":""},{"$f":"IF(A347=\"\",\"\",INDIRECT(\"'Fixture Schedule'!D\"&MOD(ROW(A347)-52,50)+9))","v":""},{"$f":"IF(A347=\"\",\"\",IF(AR347=\"\",\"\",INDIRECT(\"'Fixture Schedule'!K\"&MOD(ROW(A347)-52,50)+9)))","v":""},"",{"$f":"IF(A347=\"\",\"\",INDIRECT(\"'Fixture Schedule'!L\"&MOD(ROW(A347)-52,50)+9))","v":""},null,null,null,null,null,null,null,null,null,null,null,null,null,{"$f":"INDIRECT(\"'Space-by-Space Method'!\"&SUBSTITUTE(ADDRESS(1,MOD(ROW(A347)-52,50)+10,4),\"1\",\"\")&ROUNDDOWN((ROW(A347)-52)/50,0)+4)","v":0},{"$f":"LEFT(INDIRECT(\"'Space-by-Space Method'!BJ\"&ROUNDDOWN((ROW(A347)-52)/50,0)+4),3)","v":""},{"$f":"INDIRECT(\"'Fixture Schedule'!L\"&MOD(ROW(A347)-52,50)+9)","v":0},{"$f":"INDIRECT(\"'Fixture Schedule'!O\"&MOD(ROW(A347)-52,50)+9)","v":0},{"$f":"INDIRECT(\"'Space-by-Space Method'!F\"&ROUNDDOWN((ROW(A347)-52)/50,0)+4)","v":0},{"$f":"INDIRECT(\"'Fixture Schedule'!L\"&MOD(ROW(A347)-52,50)+9)","v":0},{"$f":"INDIRECT(\"'Space-by-Space Method'!D\"&ROUNDDOWN((ROW(A347)-52)/50,0)+4)","v":0},{"$f":"INDIRECT(\"'Space-by-Space Method'!E\"&ROUNDDOWN((ROW(A347)-52)/50,0)+4)","v":1}]
[{"$f":"IF(InteriorCalcType=2,IF(OR(AM348=0,AN348=\"DNQ\")=TRUE,\"\",INDIRECT(\"'Fixture Schedule'!M\"&MOD(ROW(A348)-52,50)+9)),\"\")","v":""},{"$f":"IF(A348=\"\",\"\",INDIRECT(\"'Fixture Schedule'!E\"&MOD(ROW(A348)-52,50)+9))","v":""},{"$f":"IF(A348=\"\",\"\",INDIRECT(\"'Fixture Schedule'!F\"&MOD(ROW(A348)-52,50)+9))","v":""},{"$f":"IF(A348=\"\",\"\",INDIRECT(\"'Fixture Schedule'!L\"&MOD(ROW(A348)-52,50)+9))","v":""},"",null,null,{"$f":"IF(A348=\"\",\"\",IF(AP348=1,Summary!$C$12*(AO348)/(SUM('Space-by-Space Method'!$BO$4:$BO$78,SUM('Exterior Lighting'!$BL$5:$BL$25))),0))","v":""},{"$f":"IF(A348=\"\",\"\",IF(START!$B$34=1,INDIRECT(\"'Space-by-Space Method'!\"&SUBSTITUTE(ADDRESS(1,MOD(ROW(A348)-52,50)+10,4),\"1\",\"\")&ROUNDDOWN((ROW(A348)-52)/50,0)+4),\"\"))","v":""},{"$f":"IF(A348=\"\",\"\",IF(AP348=1,Summary!$F$11*(AO348)/(SUM('Space-by-Space Method'!$BO$4:$BO$78,SUM('Exterior Lighting'!$BL$5:$BL$25))),0))","v":""},{"$f":"IF(A348=\"\",\"\",IF(AP348=1,Summary!$E$11*(AO348)/(SUM('Space-by-Space Method'!$BO$4:$BO$78,SUM('Exterior Lighting'!$BL$5:$BL$25))),0))","v":""},{"$f":"IF(A348=\"\",\"\",IF(AP348=1,Summary!$G$11*(AO348)/(SUM('Space-by-Space Method'!$BO$4:$BO$78,SUM('Exterior Lighting'!$BL$5:$BL$25))),0))","v":""},{"$f":"IF(A348=\"\",\"\",IF(AP348=1,Summary!$H$11*(AO348)/(SUM('Space-by-Space Method'!$BO$4:$BO$78)),0))","v":""},{"$f":"IF(A348=\"\",\"\",IF(AP348=1,Summary!$I$11*(AO348)/(SUM('Space-by-Space Method'!$BO$4:$BO$78)),0))","v":""},null,null,null,{"$f":"IF(A348=\"\",\"\",IF(START!$B$34=2,INDIRECT(\"'Space-by-Space Method'!\"&SUBSTITUTE(ADDRESS(1,MOD(ROW(A348)-52,50)+10,4),\"1\",\"\")&ROUNDDOWN((ROW(A348)-52)/50,0)+4),\"\"))","v":""},{"$f":"IF(A348=\"\",\"\",INDIRECT(\"'Space-by-Space Method'!C\"&ROUNDDOWN((ROW(A348)-52)/50,0)+4))","v":""},{"$f":"IF(A348=\"\",\"\",IF(COUNTIF(CommonSpaceTypes,AQ348)>0,INDIRECT(\"'Space-by-Space Method'!F\"&ROUNDDOWN((ROW(A348)-52)/50,0)+4),\"\"))","v":""},{"$f":"IF(A348=\"\",\"\",IF(COUNTIF(BuildingSpecificSpaceTypes,AQ348)>0,INDIRECT(\"'Space-by-Space Method'!F\"&ROUNDDOWN((ROW(A348)-52)/50,0)+4),\"\"))","v":""},{"$f":"IF(A348=\"\",\"\",INDIRECT(\"'Fixture Schedule'!D\"&MOD(ROW(A348)-52,50)+9))","v":""},{"$f":"IF(A348=\"\",\"\",IF(AR348=\"\",\"\",INDIRECT(\"'Fixture Schedule'!K\"&MOD(ROW(A348)-52,50)+9)))","v":""},"",{"$f":"IF(A348=\"\",\"\",INDIRECT(\"'Fixture Schedule'!L\"&MOD(ROW(A348)-52,50)+9))","v":""},null,null,null,null,null,null,null,null,null,null,null,null,null,{"$f":"INDIRECT(\"'Space-by-Space Method'!\"&SUBSTITUTE(ADDRESS(1,MOD(ROW(A348)-52,50)+10,4),\"1\",\"\")&ROUNDDOWN((ROW(A348)-52)/50,0)+4)","v":0},{"$f":"LEFT(INDIRECT(\"'Space-by-Space Method'!BJ\"&ROUNDDOWN((ROW(A348)-52)/50,0)+4),3)","v":""},{"$f":"INDIRECT(\"'Fixture Schedule'!L\"&MOD(ROW(A348)-52,50)+9)","v":0},{"$f":"INDIRECT(\"'Fixture Schedule'!O\"&MOD(ROW(A348)-52,50)+9)","v":0},{"$f":"INDIRECT(\"'Space-by-Space Method'!F\"&ROUNDDOWN((ROW(A348)-52)/50,0)+4)","v":0},{"$f":"INDIRECT(\"'Fixture Schedule'!L\"&MOD(ROW(A348)-52,50)+9)","v":0},{"$f":"INDIRECT(\"'Space-by-Space Method'!D\"&ROUNDDOWN((ROW(A348)-52)/50,0)+4)","v":0},{"$f":"INDIRECT(\"'Space-by-Space Method'!E\"&ROUNDDOWN((ROW(A348)-52)/50,0)+4)","v":1}]
[{"$f":"IF(InteriorCalcType=2,IF(OR(AM349=0,AN349=\"DNQ\")=TRUE,\"\",INDIRECT(\"'Fixture Schedule'!M\"&MOD(ROW(A349)-52,50)+9)),\"\")","v":""},{"$f":"IF(A349=\"\",\"\",INDIRECT(\"'Fixture Schedule'!E\"&MOD(ROW(A349)-52,50)+9))","v":""},{"$f":"IF(A349=\"\",\"\",INDIRECT(\"'Fixture Schedule'!F\"&MOD(ROW(A349)-52,50)+9))","v":""},{"$f":"IF(A349=\"\",\"\",INDIRECT(\"'Fixture Schedule'!L\"&MOD(ROW(A349)-52,50)+9))","v":""},"",null,null,{"$f":"IF(A349=\"\",\"\",IF(AP349=1,Summary!$C$12*(AO349)/(SUM('Space-by-Space Method'!$BO$4:$BO$78,SUM('Exterior Lighting'!$BL$5:$BL$25))),0))","v":""},{"$f":"IF(A349=\"\",\"\",IF(START!$B$34=1,INDIRECT(\"'Space-by-Space Method'!\"&SUBSTITUTE(ADDRESS(1,MOD(ROW(A349)-52,50)+10,4),\"1\",\"\")&ROUNDDOWN((ROW(A349)-52)/50,0)+4),\"\"))","v":""},{"$f":"IF(A349=\"\",\"\",IF(AP349=1,Summary!$F$11*(AO349)/(SUM('Space-by-Space Method'!$BO$4:$BO$78,SUM('Exterior Lighting'!$BL$5:$BL$25))),0))","v":""},{"$f":"IF(A349=\"\",\"\",IF(AP349=1,Summary!$E$11*(AO349)/(SUM('Space-by-Space Method'!$BO$4:$BO$78,SUM('Exterior Lighting'!$BL$5:$BL$25))),0))","v":""},{"$f":"IF(A349=\"\",\"\",IF(AP349=1,Summary!$G$11*(AO349)/(SUM('Space-by-Space Method'!$BO$4:$BO$78,SUM('Exterior Lighting'!$BL$5:$BL$25))),0))","v":""},{"$f":"IF(A349=\"\",\"\",IF(AP349=1,Summary!$H$11*(AO349)/(SUM('Space-by-Space Method'!$BO$4:$BO$78)),0))","v":""},{"$f":"IF(A349=\"\",\"\",IF(AP349=1,Summary!$I$11*(AO349)/(SUM('Space-by-Space Method'!$BO$4:$BO$78)),0))","v":""},null,null,null,{"$f":"IF(A349=\"\",\"\",IF(START!$B$34=2,INDIRECT(\"'Space-by-Space Method'!\"&SUBSTITUTE(ADDRESS(1,MOD(ROW(A349)-52,50)+10,4),\"1\",\"\")&ROUNDDOWN((ROW(A349)-52)/50,0)+4),\"\"))","v":""},{"$f":"IF(A349=\"\",\"\",INDIRECT(\"'Space-by-Space Method'!C\"&ROUNDDOWN((ROW(A349)-52)/50,0)+4))","v":""},{"$f":"IF(A349=\"\",\"\",IF(COUNTIF(CommonSpaceTypes,AQ349)>0,INDIRECT(\"'Space-by-Space Method'!F\"&ROUNDDOWN((ROW(A349)-52)/50,0)+4),\"\"))","v":""},{"$f":"IF(A349=\"\",\"\",IF(COUNTIF(BuildingSpecificSpaceTypes,AQ349)>0,INDIRECT(\"'Space-by-Space Method'!F\"&ROUNDDOWN((ROW(A349)-52)/50,0)+4),\"\"))","v":""},{"$f":"IF(A349=\"\",\"\",INDIRECT(\"'Fixture Schedule'!D\"&MOD(ROW(A349)-52,50)+9))","v":""},{"$f":"IF(A349=\"\",\"\",IF(AR349=\"\",\"\",INDIRECT(\"'Fixture Schedule'!K\"&MOD(ROW(A349)-52,50)+9)))","v":""},"",{"$f":"IF(A349=\"\",\"\",INDIRECT(\"'Fixture Schedule'!L\"&MOD(ROW(A349)-52,50)+9))","v":""},null,null,null,null,null,null,null,null,null,null,null,null,null,{"$f":"INDIRECT(\"'Space-by-Space Method'!\"&SUBSTITUTE(ADDRESS(1,MOD(ROW(A349)-52,50)+10,4),\"1\",\"\")&ROUNDDOWN((ROW(A349)-52)/50,0)+4)","v":0},{"$f":"LEFT(INDIRECT(\"'Space-by-Space Method'!BJ\"&ROUNDDOWN((ROW(A349)-52)/50,0)+4),3)","v":""},{"$f":"INDIRECT(\"'Fixture Schedule'!L\"&MOD(ROW(A349)-52,50)+9)","v":0},{"$f":"INDIRECT(\"'Fixture Schedule'!O\"&MOD(ROW(A349)-52,50)+9)","v":0},{"$f":"INDIRECT(\"'Space-by-Space Method'!F\"&ROUNDDOWN((ROW(A349)-52)/50,0)+4)","v":0},{"$f":"INDIRECT(\"'Fixture Schedule'!L\"&MOD(ROW(A349)-52,50)+9)","v":0},{"$f":"INDIRECT(\"'Space-by-Space Method'!D\"&ROUNDDOWN((ROW(A349)-52)/50,0)+4)","v":0},{"$f":"INDIRECT(\"'Space-by-Space Method'!E\"&ROUNDDOWN((ROW(A349)-52)/50,0)+4)","v":1}]
[{"$f":"IF(InteriorCalcType=2,IF(OR(AM350=0,AN350=\"DNQ\")=TRUE,\"\",INDIRECT(\"'Fixture Schedule'!M\"&MOD(ROW(A350)-52,50)+9)),\"\")","v":""},{"$f":"IF(A350=\"\",\"\",INDIRECT(\"'Fixture Schedule'!E\"&MOD(ROW(A350)-52,50)+9))","v":""},{"$f":"IF(A350=\"\",\"\",INDIRECT(\"'Fixture Schedule'!F\"&MOD(ROW(A350)-52,50)+9))","v":""},{"$f":"IF(A350=\"\",\"\",INDIRECT(\"'Fixture Schedule'!L\"&MOD(ROW(A350)-52,50)+9))","v":""},"",null,null,{"$f":"IF(A350=\"\",\"\",IF(AP350=1,Summary!$C$12*(AO350)/(SUM('Space-by-Space Method'!$BO$4:$BO$78,SUM('Exterior Lighting'!$BL$5:$BL$25))),0))","v":""},{"$f":"IF(A350=\"\",\"\",IF(START!$B$34=1,INDIRECT(\"'Space-by-Space Method'!\"&SUBSTITUTE(ADDRESS(1,MOD(ROW(A350)-52,50)+10,4),\"1\",\"\")&ROUNDDOWN((ROW(A350)-52)/50,0)+4),\"\"))","v":""},{"$f":"IF(A350=\"\",\"\",IF(AP350=1,Summary!$F$11*(AO350)/(SUM('Space-by-Space Method'!$BO$4:$BO$78,SUM('Exterior Lighting'!$BL$5:$BL$25))),0))","v":""},{"$f":"IF(A350=\"\",\"\",IF(AP350=1,Summary!$E$11*(AO350)/(SUM('Space-by-Space Method'!$BO$4:$BO$78,SUM('Exterior Lighting'!$BL$5:$BL$25))),0))","v":""},{"$f":"IF(A350=\"\",\"\",IF(AP350=1,Summary!$G$11*(AO350)/(SUM('Space-by-Space Method'!$BO$4:$BO$78,SUM('Exterior Lighting'!$BL$5:$BL$25))),0))","v":""},{"$f":"IF(A350=\"\",\"\",IF(AP350=1,Summary!$H$11*(AO350)/(SUM('Space-by-Space Method'!$BO$4:$BO$78)),0))","v":""},{"$f":"IF(A350=\"\",\"\",IF(AP350=1,Summary!$I$11*(AO350)/(SUM('Space-by-Space Method'!$BO$4:$BO$78)),0))","v":""},null,null,null,{"$f":"IF(A350=\"\",\"\",IF(START!$B$34=2,INDIRECT(\"'Space-by-Space Method'!\"&SUBSTITUTE(ADDRESS(1,MOD(ROW(A350)-52,50)+10,4),\"1\",\"\")&ROUNDDOWN((ROW(A350)-52)/50,0)+4),\"\"))","v":""},{"$f":"IF(A350=\"\",\"\",INDIRECT(\"'Space-by-Space Method'!C\"&ROUNDDOWN((ROW(A350)-52)/50,0)+4))","v":""},{"$f":"IF(A350=\"\",\"\",IF(COUNTIF(CommonSpaceTypes,AQ350)>0,INDIRECT(\"'Space-by-Space Method'!F\"&ROUNDDOWN((ROW(A350)-52)/50,0)+4),\"\"))","v":""},{"$f":"IF(A350=\"\",\"\",IF(COUNTIF(BuildingSpecificSpaceTypes,AQ350)>0,INDIRECT(\"'Space-by-Space Method'!F\"&ROUNDDOWN((ROW(A350)-52)/50,0)+4),\"\"))","v":""},{"$f":"IF(A350=\"\",\"\",INDIRECT(\"'Fixture Schedule'!D\"&MOD(ROW(A350)-52,50)+9))","v":""},{"$f":"IF(A350=\"\",\"\",IF(AR350=\"\",\"\",INDIRECT(\"'Fixture Schedule'!K\"&MOD(ROW(A350)-52,50)+9)))","v":""},"",{"$f":"IF(A350=\"\",\"\",INDIRECT(\"'Fixture Schedule'!L\"&MOD(ROW(A350)-52,50)+9))","v":""},null,null,null,null,null,null,null,null,null,null,null,null,null,{"$f":"INDIRECT(\"'Space-by-Space Method'!\"&SUBSTITUTE(ADDRESS(1,MOD(ROW(A350)-52,50)+10,4),\"1\",\"\")&ROUNDDOWN((ROW(A350)-52)/50,0)+4)","v":0},{"$f":"LEFT(INDIRECT(\"'Space-by-Space Method'!BJ\"&ROUNDDOWN((ROW(A350)-52)/50,0)+4),3)","v":""},{"$f":"INDIRECT(\"'Fixture Schedule'!L\"&MOD(ROW(A350)-52,50)+9)","v":0},{"$f":"INDIRECT(\"'Fixture Schedule'!O\"&MOD(ROW(A350)-52,50)+9)","v":0},{"$f":"INDIRECT(\"'Space-by-Space Method'!F\"&ROUNDDOWN((ROW(A350)-52)/50,0)+4)","v":0},{"$f":"INDIRECT(\"'Fixture Schedule'!L\"&MOD(ROW(A350)-52,50)+9)","v":0},{"$f":"INDIRECT(\"'Space-by-Space Method'!D\"&ROUNDDOWN((ROW(A350)-52)/50,0)+4)","v":0},{"$f":"INDIRECT(\"'Space-by-Space Method'!E\"&ROUNDDOWN((ROW(A350)-52)/50,0)+4)","v":1}]
[{"$f":"IF(InteriorCalcType=2,IF(OR(AM351=0,AN351=\"DNQ\")=TRUE,\"\",INDIRECT(\"'Fixture Schedule'!M\"&MOD(ROW(A351)-52,50)+9)),\"\")","v":""},{"$f":"IF(A351=\"\",\"\",INDIRECT(\"'Fixture Schedule'!E\"&MOD(ROW(A351)-52,50)+9))","v":""},{"$f":"IF(A351=\"\",\"\",INDIRECT(\"'Fixture Schedule'!F\"&MOD(ROW(A351)-52,50)+9))","v":""},{"$f":"IF(A351=\"\",\"\",INDIRECT(\"'Fixture Schedule'!L\"&MOD(ROW(A351)-52,50)+9))","v":""},"",null,null,{"$f":"IF(A351=\"\",\"\",IF(AP351=1,Summary!$C$12*(AO351)/(SUM('Space-by-Space Method'!$BO$4:$BO$78,SUM('Exterior Lighting'!$BL$5:$BL$25))),0))","v":""},{"$f":"IF(A351=\"\",\"\",IF(START!$B$34=1,INDIRECT(\"'Space-by-Space Method'!\"&SUBSTITUTE(ADDRESS(1,MOD(ROW(A351)-52,50)+10,4),\"1\",\"\")&ROUNDDOWN((ROW(A351)-52)/50,0)+4),\"\"))","v":""},{"$f":"IF(A351=\"\",\"\",IF(AP351=1,Summary!$F$11*(AO351)/(SUM('Space-by-Space Method'!$BO$4:$BO$78,SUM('Exterior Lighting'!$BL$5:$BL$25))),0))","v":""},{"$f":"IF(A351=\"\",\"\",IF(AP351=1,Summary!$E$11*(AO351)/(SUM('Space-by-Space Method'!$BO$4:$BO$78,SUM('Exterior Lighting'!$BL$5:$BL$25))),0))","v":""},{"$f":"IF(A351=\"\",\"\",IF(AP351=1,Summary!$G$11*(AO351)/(SUM('Space-by-Space Method'!$BO$4:$BO$78,SUM('Exterior Lighting'!$BL$5:$BL$25))),0))","v":""},{"$f":"IF(A351=\"\",\"\",IF(AP351=1,Summary!$H$11*(AO351)/(SUM('Space-by-Space Method'!$BO$4:$BO$78)),0))","v":""},{"$f":"IF(A351=\"\",\"\",IF(AP351=1,Summary!$I$11*(AO351)/(SUM('Space-by-Space Method'!$BO$4:$BO$78)),0))","v":""},null,null,null,{"$f":"IF(A351=\"\",\"\",IF(START!$B$34=2,INDIRECT(\"'Space-by-Space Method'!\"&SUBSTITUTE(ADDRESS(1,MOD(ROW(A351)-52,50)+10,4),\"1\",\"\")&ROUNDDOWN((ROW(A351)-52)/50,0)+4),\"\"))","v":""},{"$f":"IF(A351=\"\",\"\",INDIRECT(\"'Space-by-Space Method'!C\"&ROUNDDOWN((ROW(A351)-52)/50,0)+4))","v":""},{"$f":"IF(A351=\"\",\"\",IF(COUNTIF(CommonSpaceTypes,AQ351)>0,INDIRECT(\"'Space-by-Space Method'!F\"&ROUNDDOWN((ROW(A351)-52)/50,0)+4),\"\"))","v":""},{"$f":"IF(A351=\"\",\"\",IF(COUNTIF(BuildingSpecificSpaceTypes,AQ351)>0,INDIRECT(\"'Space-by-Space Method'!F\"&ROUNDDOWN((ROW(A351)-52)/50,0)+4),\"\"))","v":""},{"$f":"IF(A351=\"\",\"\",INDIRECT(\"'Fixture Schedule'!D\"&MOD(ROW(A351)-52,50)+9))","v":""},{"$f":"IF(A351=\"\",\"\",IF(AR351=\"\",\"\",INDIRECT(\"'Fixture Schedule'!K\"&MOD(ROW(A351)-52,50)+9)))","v":""},"",{"$f":"IF(A351=\"\",\"\",INDIRECT(\"'Fixture Schedule'!L\"&MOD(ROW(A351)-52,50)+9))","v":""},null,null,null,null,null,null,null,null,null,null,null,null,null,{"$f":"INDIRECT(\"'Space-by-Space Method'!\"&SUBSTITUTE(ADDRESS(1,MOD(ROW(A351)-52,50)+10,4),\"1\",\"\")&ROUNDDOWN((ROW(A351)-52)/50,0)+4)","v":0},{"$f":"LEFT(INDIRECT(\"'Space-by-Space Method'!BJ\"&ROUNDDOWN((ROW(A351)-52)/50,0)+4),3)","v":""},{"$f":"INDIRECT(\"'Fixture Schedule'!L\"&MOD(ROW(A351)-52,50)+9)","v":0},{"$f":"INDIRECT(\"'Fixture Schedule'!O\"&MOD(ROW(A351)-52,50)+9)","v":0},{"$f":"INDIRECT(\"'Space-by-Space Method'!F\"&ROUNDDOWN((ROW(A351)-52)/50,0)+4)","v":0},{"$f":"INDIRECT(\"'Fixture Schedule'!L\"&MOD(ROW(A351)-52,50)+9)","v":0},{"$f":"INDIRECT(\"'Space-by-Space Method'!D\"&ROUNDDOWN((ROW(A351)-52)/50,0)+4)","v":0},{"$f":"INDIRECT(\"'Space-by-Space Method'!E\"&ROUNDDOWN((ROW(A351)-52)/50,0)+4)","v":1}]
[{"$f":"IF(InteriorCalcType=2,IF(OR(AM352=0,AN352=\"DNQ\")=TRUE,\"\",INDIRECT(\"'Fixture Schedule'!M\"&MOD(ROW(A352)-52,50)+9)),\"\")","v":""},{"$f":"IF(A352=\"\",\"\",INDIRECT(\"'Fixture Schedule'!E\"&MOD(ROW(A352)-52,50)+9))","v":""},{"$f":"IF(A352=\"\",\"\",INDIRECT(\"'Fixture Schedule'!F\"&MOD(ROW(A352)-52,50)+9))","v":""},{"$f":"IF(A352=\"\",\"\",INDIRECT(\"'Fixture Schedule'!L\"&MOD(ROW(A352)-52,50)+9))","v":""},"",null,null,{"$f":"IF(A352=\"\",\"\",IF(AP352=1,Summary!$C$12*(AO352)/(SUM('Space-by-Space Method'!$BO$4:$BO$78,SUM('Exterior Lighting'!$BL$5:$BL$25))),0))","v":""},{"$f":"IF(A352=\"\",\"\",IF(START!$B$34=1,INDIRECT(\"'Space-by-Space Method'!\"&SUBSTITUTE(ADDRESS(1,MOD(ROW(A352)-52,50)+10,4),\"1\",\"\")&ROUNDDOWN((ROW(A352)-52)/50,0)+4),\"\"))","v":""},{"$f":"IF(A352=\"\",\"\",IF(AP352=1,Summary!$F$11*(AO352)/(SUM('Space-by-Space Method'!$BO$4:$BO$78,SUM('Exterior Lighting'!$BL$5:$BL$25))),0))","v":""},{"$f":"IF(A352=\"\",\"\",IF(AP352=1,Summary!$E$11*(AO352)/(SUM('Space-by-Space Method'!$BO$4:$BO$78,SUM('Exterior Lighting'!$BL$5:$BL$25))),0))","v":""},{"$f":"IF(A352=\"\",\"\",IF(AP352=1,Summary!$G$11*(AO352)/(SUM('Space-by-Space Method'!$BO$4:$BO$78,SUM('Exterior Lighting'!$BL$5:$BL$25))),0))","v":""},{"$f":"IF(A352=\"\",\"\",IF(AP352=1,Summary!$H$11*(AO352)/(SUM('Space-by-Space Method'!$BO$4:$BO$78)),0))","v":""},{"$f":"IF(A352=\"\",\"\",IF(AP352=1,Summary!$I$11*(AO352)/(SUM('Space-by-Space Method'!$BO$4:$BO$78)),0))","v":""},null,null,null,{"$f":"IF(A352=\"\",\"\",IF(START!$B$34=2,INDIRECT(\"'Space-by-Space Method'!\"&SUBSTITUTE(ADDRESS(1,MOD(ROW(A352)-52,50)+10,4),\"1\",\"\")&ROUNDDOWN((ROW(A352)-52)/50,0)+4),\"\"))","v":""},{"$f":"IF(A352=\"\",\"\",INDIRECT(\"'Space-by-Space Method'!C\"&ROUNDDOWN((ROW(A352)-52)/50,0)+4))","v":""},{"$f":"IF(A352=\"\",\"\",IF(COUNTIF(CommonSpaceTypes,AQ352)>0,INDIRECT(\"'Space-by-Space Method'!F\"&ROUNDDOWN((ROW(A352)-52)/50,0)+4),\"\"))","v":""},{"$f":"IF(A352=\"\",\"\",IF(COUNTIF(BuildingSpecificSpaceTypes,AQ352)>0,INDIRECT(\"'Space-by-Space Method'!F\"&ROUNDDOWN((ROW(A352)-52)/50,0)+4),\"\"))","v":""},{"$f":"IF(A352=\"\",\"\",INDIRECT(\"'Fixture Schedule'!D\"&MOD(ROW(A352)-52,50)+9))","v":""},{"$f":"IF(A352=\"\",\"\",IF(AR352=\"\",\"\",INDIRECT(\"'Fixture Schedule'!K\"&MOD(ROW(A352)-52,50)+9)))","v":""},"",{"$f":"IF(A352=\"\",\"\",INDIRECT(\"'Fixture Schedule'!L\"&MOD(ROW(A352)-52,50)+9))","v":""},null,null,null,null,null,null,null,null,null,null,null,null,null,{"$f":"INDIRECT(\"'Space-by-Space Method'!\"&SUBSTITUTE(ADDRESS(1,MOD(ROW(A352)-52,50)+10,4),\"1\",\"\")&ROUNDDOWN((ROW(A352)-52)/50,0)+4)","v":0},{"$f":"LEFT(INDIRECT(\"'Space-by-Space Method'!BJ\"&ROUNDDOWN((ROW(A352)-52)/50,0)+4),3)","v":""},{"$f":"INDIRECT(\"'Fixture Schedule'!L\"&MOD(ROW(A352)-52,50)+9)","v":0},{"$f":"INDIRECT(\"'Fixture Schedule'!O\"&MOD(ROW(A352)-52,50)+9)","v":0},{"$f":"INDIRECT(\"'Space-by-Space Method'!F\"&ROUNDDOWN((ROW(A352)-52)/50,0)+4)","v":0},{"$f":"INDIRECT(\"'Fixture Schedule'!L\"&MOD(ROW(A352)-52,50)+9)","v":0},{"$f":"INDIRECT(\"'Space-by-Space Method'!D\"&ROUNDDOWN((ROW(A352)-52)/50,0)+4)","v":0},{"$f":"INDIRECT(\"'Space-by-Space Method'!E\"&ROUNDDOWN((ROW(A352)-52)/50,0)+4)","v":1}]
[{"$f":"IF(InteriorCalcType=2,IF(OR(AM353=0,AN353=\"DNQ\")=TRUE,\"\",INDIRECT(\"'Fixture Schedule'!M\"&MOD(ROW(A353)-52,50)+9)),\"\")","v":""},{"$f":"IF(A353=\"\",\"\",INDIRECT(\"'Fixture Schedule'!E\"&MOD(ROW(A353)-52,50)+9))","v":""},{"$f":"IF(A353=\"\",\"\",INDIRECT(\"'Fixture Schedule'!F\"&MOD(ROW(A353)-52,50)+9))","v":""},{"$f":"IF(A353=\"\",\"\",INDIRECT(\"'Fixture Schedule'!L\"&MOD(ROW(A353)-52,50)+9))","v":""},"",null,null,{"$f":"IF(A353=\"\",\"\",IF(AP353=1,Summary!$C$12*(AO353)/(SUM('Space-by-Space Method'!$BO$4:$BO$78,SUM('Exterior Lighting'!$BL$5:$BL$25))),0))","v":""},{"$f":"IF(A353=\"\",\"\",IF(START!$B$34=1,INDIRECT(\"'Space-by-Space Method'!\"&SUBSTITUTE(ADDRESS(1,MOD(ROW(A353)-52,50)+10,4),\"1\",\"\")&ROUNDDOWN((ROW(A353)-52)/50,0)+4),\"\"))","v":""},{"$f":"IF(A353=\"\",\"\",IF(AP353=1,Summary!$F$11*(AO353)/(SUM('Space-by-Space Method'!$BO$4:$BO$78,SUM('Exterior Lighting'!$BL$5:$BL$25))),0))","v":""},{"$f":"IF(A353=\"\",\"\",IF(AP353=1,Summary!$E$11*(AO353)/(SUM('Space-by-Space Method'!$BO$4:$BO$78,SUM('Exterior Lighting'!$BL$5:$BL$25))),0))","v":""},{"$f":"IF(A353=\"\",\"\",IF(AP353=1,Summary!$G$11*(AO353)/(SUM('Space-by-Space Method'!$BO$4:$BO$78,SUM('Exterior Lighting'!$BL$5:$BL$25))),0))","v":""},{"$f":"IF(A353=\"\",\"\",IF(AP353=1,Summary!$H$11*(AO353)/(SUM('Space-by-Space Method'!$BO$4:$BO$78)),0))","v":""},{"$f":"IF(A353=\"\",\"\",IF(AP353=1,Summary!$I$11*(AO353)/(SUM('Space-by-Space Method'!$BO$4:$BO$78)),0))","v":""},null,null,null,{"$f":"IF(A353=\"\",\"\",IF(START!$B$34=2,INDIRECT(\"'Space-by-Space Method'!\"&SUBSTITUTE(ADDRESS(1,MOD(ROW(A353)-52,50)+10,4),\"1\",\"\")&ROUNDDOWN((ROW(A353)-52)/50,0)+4),\"\"))","v":""},{"$f":"IF(A353=\"\",\"\",INDIRECT(\"'Space-by-Space Method'!C\"&ROUNDDOWN((ROW(A353)-52)/50,0)+4))","v":""},{"$f":"IF(A353=\"\",\"\",IF(COUNTIF(CommonSpaceTypes,AQ353)>0,INDIRECT(\"'Space-by-Space Method'!F\"&ROUNDDOWN((ROW(A353)-52)/50,0)+4),\"\"))","v":""},{"$f":"IF(A353=\"\",\"\",IF(COUNTIF(BuildingSpecificSpaceTypes,AQ353)>0,INDIRECT(\"'Space-by-Space Method'!F\"&ROUNDDOWN((ROW(A353)-52)/50,0)+4),\"\"))","v":""},{"$f":"IF(A353=\"\",\"\",INDIRECT(\"'Fixture Schedule'!D\"&MOD(ROW(A353)-52,50)+9))","v":""},{"$f":"IF(A353=\"\",\"\",IF(AR353=\"\",\"\",INDIRECT(\"'Fixture Schedule'!K\"&MOD(ROW(A353)-52,50)+9)))","v":""},"",{"$f":"IF(A353=\"\",\"\",INDIRECT(\"'Fixture Schedule'!L\"&MOD(ROW(A353)-52,50)+9))","v":""},null,null,null,null,null,null,null,null,null,null,null,null,null,{"$f":"INDIRECT(\"'Space-by-Space Method'!\"&SUBSTITUTE(ADDRESS(1,MOD(ROW(A353)-52,50)+10,4),\"1\",\"\")&ROUNDDOWN((ROW(A353)-52)/50,0)+4)","v":0},{"$f":"LEFT(INDIRECT(\"'Space-by-Space Method'!BJ\"&ROUNDDOWN((ROW(A353)-52)/50,0)+4),3)","v":""},{"$f":"INDIRECT(\"'Fixture Schedule'!L\"&MOD(ROW(A353)-52,50)+9)","v":0},{"$f":"INDIRECT(\"'Fixture Schedule'!O\"&MOD(ROW(A353)-52,50)+9)","v":0},{"$f":"INDIRECT(\"'Space-by-Space Method'!F\"&ROUNDDOWN((ROW(A353)-52)/50,0)+4)","v":0},{"$f":"INDIRECT(\"'Fixture Schedule'!L\"&MOD(ROW(A353)-52,50)+9)","v":0},{"$f":"INDIRECT(\"'Space-by-Space Method'!D\"&ROUNDDOWN((ROW(A353)-52)/50,0)+4)","v":0},{"$f":"INDIRECT(\"'Space-by-Space Method'!E\"&ROUNDDOWN((ROW(A353)-52)/50,0)+4)","v":1}]
[{"$f":"IF(InteriorCalcType=2,IF(OR(AM354=0,AN354=\"DNQ\")=TRUE,\"\",INDIRECT(\"'Fixture Schedule'!M\"&MOD(ROW(A354)-52,50)+9)),\"\")","v":""},{"$f":"IF(A354=\"\",\"\",INDIRECT(\"'Fixture Schedule'!E\"&MOD(ROW(A354)-52,50)+9))","v":""},{"$f":"IF(A354=\"\",\"\",INDIRECT(\"'Fixture Schedule'!F\"&MOD(ROW(A354)-52,50)+9))","v":""},{"$f":"IF(A354=\"\",\"\",INDIRECT(\"'Fixture Schedule'!L\"&MOD(ROW(A354)-52,50)+9))","v":""},"",null,null,{"$f":"IF(A354=\"\",\"\",IF(AP354=1,Summary!$C$12*(AO354)/(SUM('Space-by-Space Method'!$BO$4:$BO$78,SUM('Exterior Lighting'!$BL$5:$BL$25))),0))","v":""},{"$f":"IF(A354=\"\",\"\",IF(START!$B$34=1,INDIRECT(\"'Space-by-Space Method'!\"&SUBSTITUTE(ADDRESS(1,MOD(ROW(A354)-52,50)+10,4),\"1\",\"\")&ROUNDDOWN((ROW(A354)-52)/50,0)+4),\"\"))","v":""},{"$f":"IF(A354=\"\",\"\",IF(AP354=1,Summary!$F$11*(AO354)/(SUM('Space-by-Space Method'!$BO$4:$BO$78,SUM('Exterior Lighting'!$BL$5:$BL$25))),0))","v":""},{"$f":"IF(A354=\"\",\"\",IF(AP354=1,Summary!$E$11*(AO354)/(SUM('Space-by-Space Method'!$BO$4:$BO$78,SUM('Exterior Lighting'!$BL$5:$BL$25))),0))","v":""},{"$f":"IF(A354=\"\",\"\",IF(AP354=1,Summary!$G$11*(AO354)/(SUM('Space-by-Space Method'!$BO$4:$BO$78,SUM('Exterior Lighting'!$BL$5:$BL$25))),0))","v":""},{"$f":"IF(A354=\"\",\"\",IF(AP354=1,Summary!$H$11*(AO354)/(SUM('Space-by-Space Method'!$BO$4:$BO$78)),0))","v":""},{"$f":"IF(A354=\"\",\"\",IF(AP354=1,Summary!$I$11*(AO354)/(SUM('Space-by-Space Method'!$BO$4:$BO$78)),0))","v":""},null,null,null,{"$f":"IF(A354=\"\",\"\",IF(START!$B$34=2,INDIRECT(\"'Space-by-Space Method'!\"&SUBSTITUTE(ADDRESS(1,MOD(ROW(A354)-52,50)+10,4),\"1\",\"\")&ROUNDDOWN((ROW(A354)-52)/50,0)+4),\"\"))","v":""},{"$f":"IF(A354=\"\",\"\",INDIRECT(\"'Space-by-Space Method'!C\"&ROUNDDOWN((ROW(A354)-52)/50,0)+4))","v":""},{"$f":"IF(A354=\"\",\"\",IF(COUNTIF(CommonSpaceTypes,AQ354)>0,INDIRECT(\"'Space-by-Space Method'!F\"&ROUNDDOWN((ROW(A354)-52)/50,0)+4),\"\"))","v":""},{"$f":"IF(A354=\"\",\"\",IF(COUNTIF(BuildingSpecificSpaceTypes,AQ354)>0,INDIRECT(\"'Space-by-Space Method'!F\"&ROUNDDOWN((ROW(A354)-52)/50,0)+4),\"\"))","v":""},{"$f":"IF(A354=\"\",\"\",INDIRECT(\"'Fixture Schedule'!D\"&MOD(ROW(A354)-52,50)+9))","v":""},{"$f":"IF(A354=\"\",\"\",IF(AR354=\"\",\"\",INDIRECT(\"'Fixture Schedule'!K\"&MOD(ROW(A354)-52,50)+9)))","v":""},"",{"$f":"IF(A354=\"\",\"\",INDIRECT(\"'Fixture Schedule'!L\"&MOD(ROW(A354)-52,50)+9))","v":""},null,null,null,null,null,null,null,null,null,null,null,null,null,{"$f":"INDIRECT(\"'Space-by-Space Method'!\"&SUBSTITUTE(ADDRESS(1,MOD(ROW(A354)-52,50)+10,4),\"1\",\"\")&ROUNDDOWN((ROW(A354)-52)/50,0)+4)","v":0},{"$f":"LEFT(INDIRECT(\"'Space-by-Space Method'!BJ\"&ROUNDDOWN((ROW(A354)-52)/50,0)+4),3)","v":""},{"$f":"INDIRECT(\"'Fixture Schedule'!L\"&MOD(ROW(A354)-52,50)+9)","v":0},{"$f":"INDIRECT(\"'Fixture Schedule'!O\"&MOD(ROW(A354)-52,50)+9)","v":0},{"$f":"INDIRECT(\"'Space-by-Space Method'!F\"&ROUNDDOWN((ROW(A354)-52)/50,0)+4)","v":0},{"$f":"INDIRECT(\"'Fixture Schedule'!L\"&MOD(ROW(A354)-52,50)+9)","v":0},{"$f":"INDIRECT(\"'Space-by-Space Method'!D\"&ROUNDDOWN((ROW(A354)-52)/50,0)+4)","v":0},{"$f":"INDIRECT(\"'Space-by-Space Method'!E\"&ROUNDDOWN((ROW(A354)-52)/50,0)+4)","v":1}]
[{"$f":"IF(InteriorCalcType=2,IF(OR(AM355=0,AN355=\"DNQ\")=TRUE,\"\",INDIRECT(\"'Fixture Schedule'!M\"&MOD(ROW(A355)-52,50)+9)),\"\")","v":""},{"$f":"IF(A355=\"\",\"\",INDIRECT(\"'Fixture Schedule'!E\"&MOD(ROW(A355)-52,50)+9))","v":""},{"$f":"IF(A355=\"\",\"\",INDIRECT(\"'Fixture Schedule'!F\"&MOD(ROW(A355)-52,50)+9))","v":""},{"$f":"IF(A355=\"\",\"\",INDIRECT(\"'Fixture Schedule'!L\"&MOD(ROW(A355)-52,50)+9))","v":""},"",null,null,{"$f":"IF(A355=\"\",\"\",IF(AP355=1,Summary!$C$12*(AO355)/(SUM('Space-by-Space Method'!$BO$4:$BO$78,SUM('Exterior Lighting'!$BL$5:$BL$25))),0))","v":""},{"$f":"IF(A355=\"\",\"\",IF(START!$B$34=1,INDIRECT(\"'Space-by-Space Method'!\"&SUBSTITUTE(ADDRESS(1,MOD(ROW(A355)-52,50)+10,4),\"1\",\"\")&ROUNDDOWN((ROW(A355)-52)/50,0)+4),\"\"))","v":""},{"$f":"IF(A355=\"\",\"\",IF(AP355=1,Summary!$F$11*(AO355)/(SUM('Space-by-Space Method'!$BO$4:$BO$78,SUM('Exterior Lighting'!$BL$5:$BL$25))),0))","v":""},{"$f":"IF(A355=\"\",\"\",IF(AP355=1,Summary!$E$11*(AO355)/(SUM('Space-by-Space Method'!$BO$4:$BO$78,SUM('Exterior Lighting'!$BL$5:$BL$25))),0))","v":""},{"$f":"IF(A355=\"\",\"\",IF(AP355=1,Summary!$G$11*(AO355)/(SUM('Space-by-Space Method'!$BO$4:$BO$78,SUM('Exterior Lighting'!$BL$5:$BL$25))),0))","v":""},{"$f":"IF(A355=\"\",\"\",IF(AP355=1,Summary!$H$11*(AO355)/(SUM('Space-by-Space Method'!$BO$4:$BO$78)),0))","v":""},{"$f":"IF(A355=\"\",\"\",IF(AP355=1,Summary!$I$11*(AO355)/(SUM('Space-by-Space Method'!$BO$4:$BO$78)),0))","v":""},null,null,null,{"$f":"IF(A355=\"\",\"\",IF(START!$B$34=2,INDIRECT(\"'Space-by-Space Method'!\"&SUBSTITUTE(ADDRESS(1,MOD(ROW(A355)-52,50)+10,4),\"1\",\"\")&ROUNDDOWN((ROW(A355)-52)/50,0)+4),\"\"))","v":""},{"$f":"IF(A355=\"\",\"\",INDIRECT(\"'Space-by-Space Method'!C\"&ROUNDDOWN((ROW(A355)-52)/50,0)+4))","v":""},{"$f":"IF(A355=\"\",\"\",IF(COUNTIF(CommonSpaceTypes,AQ355)>0,INDIRECT(\"'Space-by-Space Method'!F\"&ROUNDDOWN((ROW(A355)-52)/50,0)+4),\"\"))","v":""},{"$f":"IF(A355=\"\",\"\",IF(COUNTIF(BuildingSpecificSpaceTypes,AQ355)>0,INDIRECT(\"'Space-by-Space Method'!F\"&ROUNDDOWN((ROW(A355)-52)/50,0)+4),\"\"))","v":""},{"$f":"IF(A355=\"\",\"\",INDIRECT(\"'Fixture Schedule'!D\"&MOD(ROW(A355)-52,50)+9))","v":""},{"$f":"IF(A355=\"\",\"\",IF(AR355=\"\",\"\",INDIRECT(\"'Fixture Schedule'!K\"&MOD(ROW(A355)-52,50)+9)))","v":""},"",{"$f":"IF(A355=\"\",\"\",INDIRECT(\"'Fixture Schedule'!L\"&MOD(ROW(A355)-52,50)+9))","v":""},null,null,null,null,null,null,null,null,null,null,null,null,null,{"$f":"INDIRECT(\"'Space-by-Space Method'!\"&SUBSTITUTE(ADDRESS(1,MOD(ROW(A355)-52,50)+10,4),\"1\",\"\")&ROUNDDOWN((ROW(A355)-52)/50,0)+4)","v":0},{"$f":"LEFT(INDIRECT(\"'Space-by-Space Method'!BJ\"&ROUNDDOWN((ROW(A355)-52)/50,0)+4),3)","v":""},{"$f":"INDIRECT(\"'Fixture Schedule'!L\"&MOD(ROW(A355)-52,50)+9)","v":0},{"$f":"INDIRECT(\"'Fixture Schedule'!O\"&MOD(ROW(A355)-52,50)+9)","v":0},{"$f":"INDIRECT(\"'Space-by-Space Method'!F\"&ROUNDDOWN((ROW(A355)-52)/50,0)+4)","v":0},{"$f":"INDIRECT(\"'Fixture Schedule'!L\"&MOD(ROW(A355)-52,50)+9)","v":0},{"$f":"INDIRECT(\"'Space-by-Space Method'!D\"&ROUNDDOWN((ROW(A355)-52)/50,0)+4)","v":0},{"$f":"INDIRECT(\"'Space-by-Space Method'!E\"&ROUNDDOWN((ROW(A355)-52)/50,0)+4)","v":1}]
[{"$f":"IF(InteriorCalcType=2,IF(OR(AM356=0,AN356=\"DNQ\")=TRUE,\"\",INDIRECT(\"'Fixture Schedule'!M\"&MOD(ROW(A356)-52,50)+9)),\"\")","v":""},{"$f":"IF(A356=\"\",\"\",INDIRECT(\"'Fixture Schedule'!E\"&MOD(ROW(A356)-52,50)+9))","v":""},{"$f":"IF(A356=\"\",\"\",INDIRECT(\"'Fixture Schedule'!F\"&MOD(ROW(A356)-52,50)+9))","v":""},{"$f":"IF(A356=\"\",\"\",INDIRECT(\"'Fixture Schedule'!L\"&MOD(ROW(A356)-52,50)+9))","v":""},"",null,null,{"$f":"IF(A356=\"\",\"\",IF(AP356=1,Summary!$C$12*(AO356)/(SUM('Space-by-Space Method'!$BO$4:$BO$78,SUM('Exterior Lighting'!$BL$5:$BL$25))),0))","v":""},{"$f":"IF(A356=\"\",\"\",IF(START!$B$34=1,INDIRECT(\"'Space-by-Space Method'!\"&SUBSTITUTE(ADDRESS(1,MOD(ROW(A356)-52,50)+10,4),\"1\",\"\")&ROUNDDOWN((ROW(A356)-52)/50,0)+4),\"\"))","v":""},{"$f":"IF(A356=\"\",\"\",IF(AP356=1,Summary!$F$11*(AO356)/(SUM('Space-by-Space Method'!$BO$4:$BO$78,SUM('Exterior Lighting'!$BL$5:$BL$25))),0))","v":""},{"$f":"IF(A356=\"\",\"\",IF(AP356=1,Summary!$E$11*(AO356)/(SUM('Space-by-Space Method'!$BO$4:$BO$78,SUM('Exterior Lighting'!$BL$5:$BL$25))),0))","v":""},{"$f":"IF(A356=\"\",\"\",IF(AP356=1,Summary!$G$11*(AO356)/(SUM('Space-by-Space Method'!$BO$4:$BO$78,SUM('Exterior Lighting'!$BL$5:$BL$25))),0))","v":""},{"$f":"IF(A356=\"\",\"\",IF(AP356=1,Summary!$H$11*(AO356)/(SUM('Space-by-Space Method'!$BO$4:$BO$78)),0))","v":""},{"$f":"IF(A356=\"\",\"\",IF(AP356=1,Summary!$I$11*(AO356)/(SUM('Space-by-Space Method'!$BO$4:$BO$78)),0))","v":""},null,null,null,{"$f":"IF(A356=\"\",\"\",IF(START!$B$34=2,INDIRECT(\"'Space-by-Space Method'!\"&SUBSTITUTE(ADDRESS(1,MOD(ROW(A356)-52,50)+10,4),\"1\",\"\")&ROUNDDOWN((ROW(A356)-52)/50,0)+4),\"\"))","v":""},{"$f":"IF(A356=\"\",\"\",INDIRECT(\"'Space-by-Space Method'!C\"&ROUNDDOWN((ROW(A356)-52)/50,0)+4))","v":""},{"$f":"IF(A356=\"\",\"\",IF(COUNTIF(CommonSpaceTypes,AQ356)>0,INDIRECT(\"'Space-by-Space Method'!F\"&ROUNDDOWN((ROW(A356)-52)/50,0)+4),\"\"))","v":""},{"$f":"IF(A356=\"\",\"\",IF(COUNTIF(BuildingSpecificSpaceTypes,AQ356)>0,INDIRECT(\"'Space-by-Space Method'!F\"&ROUNDDOWN((ROW(A356)-52)/50,0)+4),\"\"))","v":""},{"$f":"IF(A356=\"\",\"\",INDIRECT(\"'Fixture Schedule'!D\"&MOD(ROW(A356)-52,50)+9))","v":""},{"$f":"IF(A356=\"\",\"\",IF(AR356=\"\",\"\",INDIRECT(\"'Fixture Schedule'!K\"&MOD(ROW(A356)-52,50)+9)))","v":""},"",{"$f":"IF(A356=\"\",\"\",INDIRECT(\"'Fixture Schedule'!L\"&MOD(ROW(A356)-52,50)+9))","v":""},null,null,null,null,null,null,null,null,null,null,null,null,null,{"$f":"INDIRECT(\"'Space-by-Space Method'!\"&SUBSTITUTE(ADDRESS(1,MOD(ROW(A356)-52,50)+10,4),\"1\",\"\")&ROUNDDOWN((ROW(A356)-52)/50,0)+4)","v":0},{"$f":"LEFT(INDIRECT(\"'Space-by-Space Method'!BJ\"&ROUNDDOWN((ROW(A356)-52)/50,0)+4),3)","v":""},{"$f":"INDIRECT(\"'Fixture Schedule'!L\"&MOD(ROW(A356)-52,50)+9)","v":0},{"$f":"INDIRECT(\"'Fixture Schedule'!O\"&MOD(ROW(A356)-52,50)+9)","v":0},{"$f":"INDIRECT(\"'Space-by-Space Method'!F\"&ROUNDDOWN((ROW(A356)-52)/50,0)+4)","v":0},{"$f":"INDIRECT(\"'Fixture Schedule'!L\"&MOD(ROW(A356)-52,50)+9)","v":0},{"$f":"INDIRECT(\"'Space-by-Space Method'!D\"&ROUNDDOWN((ROW(A356)-52)/50,0)+4)","v":0},{"$f":"INDIRECT(\"'Space-by-Space Method'!E\"&ROUNDDOWN((ROW(A356)-52)/50,0)+4)","v":1}]
[{"$f":"IF(InteriorCalcType=2,IF(OR(AM357=0,AN357=\"DNQ\")=TRUE,\"\",INDIRECT(\"'Fixture Schedule'!M\"&MOD(ROW(A357)-52,50)+9)),\"\")","v":""},{"$f":"IF(A357=\"\",\"\",INDIRECT(\"'Fixture Schedule'!E\"&MOD(ROW(A357)-52,50)+9))","v":""},{"$f":"IF(A357=\"\",\"\",INDIRECT(\"'Fixture Schedule'!F\"&MOD(ROW(A357)-52,50)+9))","v":""},{"$f":"IF(A357=\"\",\"\",INDIRECT(\"'Fixture Schedule'!L\"&MOD(ROW(A357)-52,50)+9))","v":""},"",null,null,{"$f":"IF(A357=\"\",\"\",IF(AP357=1,Summary!$C$12*(AO357)/(SUM('Space-by-Space Method'!$BO$4:$BO$78,SUM('Exterior Lighting'!$BL$5:$BL$25))),0))","v":""},{"$f":"IF(A357=\"\",\"\",IF(START!$B$34=1,INDIRECT(\"'Space-by-Space Method'!\"&SUBSTITUTE(ADDRESS(1,MOD(ROW(A357)-52,50)+10,4),\"1\",\"\")&ROUNDDOWN((ROW(A357)-52)/50,0)+4),\"\"))","v":""},{"$f":"IF(A357=\"\",\"\",IF(AP357=1,Summary!$F$11*(AO357)/(SUM('Space-by-Space Method'!$BO$4:$BO$78,SUM('Exterior Lighting'!$BL$5:$BL$25))),0))","v":""},{"$f":"IF(A357=\"\",\"\",IF(AP357=1,Summary!$E$11*(AO357)/(SUM('Space-by-Space Method'!$BO$4:$BO$78,SUM('Exterior Lighting'!$BL$5:$BL$25))),0))","v":""},{"$f":"IF(A357=\"\",\"\",IF(AP357=1,Summary!$G$11*(AO357)/(SUM('Space-by-Space Method'!$BO$4:$BO$78,SUM('Exterior Lighting'!$BL$5:$BL$25))),0))","v":""},{"$f":"IF(A357=\"\",\"\",IF(AP357=1,Summary!$H$11*(AO357)/(SUM('Space-by-Space Method'!$BO$4:$BO$78)),0))","v":""},{"$f":"IF(A357=\"\",\"\",IF(AP357=1,Summary!$I$11*(AO357)/(SUM('Space-by-Space Method'!$BO$4:$BO$78)),0))","v":""},null,null,null,{"$f":"IF(A357=\"\",\"\",IF(START!$B$34=2,INDIRECT(\"'Space-by-Space Method'!\"&SUBSTITUTE(ADDRESS(1,MOD(ROW(A357)-52,50)+10,4),\"1\",\"\")&ROUNDDOWN((ROW(A357)-52)/50,0)+4),\"\"))","v":""},{"$f":"IF(A357=\"\",\"\",INDIRECT(\"'Space-by-Space Method'!C\"&ROUNDDOWN((ROW(A357)-52)/50,0)+4))","v":""},{"$f":"IF(A357=\"\",\"\",IF(COUNTIF(CommonSpaceTypes,AQ357)>0,INDIRECT(\"'Space-by-Space Method'!F\"&ROUNDDOWN((ROW(A357)-52)/50,0)+4),\"\"))","v":""},{"$f":"IF(A357=\"\",\"\",IF(COUNTIF(BuildingSpecificSpaceTypes,AQ357)>0,INDIRECT(\"'Space-by-Space Method'!F\"&ROUNDDOWN((ROW(A357)-52)/50,0)+4),\"\"))","v":""},{"$f":"IF(A357=\"\",\"\",INDIRECT(\"'Fixture Schedule'!D\"&MOD(ROW(A357)-52,50)+9))","v":""},{"$f":"IF(A357=\"\",\"\",IF(AR357=\"\",\"\",INDIRECT(\"'Fixture Schedule'!K\"&MOD(ROW(A357)-52,50)+9)))","v":""},"",{"$f":"IF(A357=\"\",\"\",INDIRECT(\"'Fixture Schedule'!L\"&MOD(ROW(A357)-52,50)+9))","v":""},null,null,null,null,null,null,null,null,null,null,null,null,null,{"$f":"INDIRECT(\"'Space-by-Space Method'!\"&SUBSTITUTE(ADDRESS(1,MOD(ROW(A357)-52,50)+10,4),\"1\",\"\")&ROUNDDOWN((ROW(A357)-52)/50,0)+4)","v":0},{"$f":"LEFT(INDIRECT(\"'Space-by-Space Method'!BJ\"&ROUNDDOWN((ROW(A357)-52)/50,0)+4),3)","v":""},{"$f":"INDIRECT(\"'Fixture Schedule'!L\"&MOD(ROW(A357)-52,50)+9)","v":0},{"$f":"INDIRECT(\"'Fixture Schedule'!O\"&MOD(ROW(A357)-52,50)+9)","v":0},{"$f":"INDIRECT(\"'Space-by-Space Method'!F\"&ROUNDDOWN((ROW(A357)-52)/50,0)+4)","v":0},{"$f":"INDIRECT(\"'Fixture Schedule'!L\"&MOD(ROW(A357)-52,50)+9)","v":0},{"$f":"INDIRECT(\"'Space-by-Space Method'!D\"&ROUNDDOWN((ROW(A357)-52)/50,0)+4)","v":0},{"$f":"INDIRECT(\"'Space-by-Space Method'!E\"&ROUNDDOWN((ROW(A357)-52)/50,0)+4)","v":1}]
[{"$f":"IF(InteriorCalcType=2,IF(OR(AM358=0,AN358=\"DNQ\")=TRUE,\"\",INDIRECT(\"'Fixture Schedule'!M\"&MOD(ROW(A358)-52,50)+9)),\"\")","v":""},{"$f":"IF(A358=\"\",\"\",INDIRECT(\"'Fixture Schedule'!E\"&MOD(ROW(A358)-52,50)+9))","v":""},{"$f":"IF(A358=\"\",\"\",INDIRECT(\"'Fixture Schedule'!F\"&MOD(ROW(A358)-52,50)+9))","v":""},{"$f":"IF(A358=\"\",\"\",INDIRECT(\"'Fixture Schedule'!L\"&MOD(ROW(A358)-52,50)+9))","v":""},"",null,null,{"$f":"IF(A358=\"\",\"\",IF(AP358=1,Summary!$C$12*(AO358)/(SUM('Space-by-Space Method'!$BO$4:$BO$78,SUM('Exterior Lighting'!$BL$5:$BL$25))),0))","v":""},{"$f":"IF(A358=\"\",\"\",IF(START!$B$34=1,INDIRECT(\"'Space-by-Space Method'!\"&SUBSTITUTE(ADDRESS(1,MOD(ROW(A358)-52,50)+10,4),\"1\",\"\")&ROUNDDOWN((ROW(A358)-52)/50,0)+4),\"\"))","v":""},{"$f":"IF(A358=\"\",\"\",IF(AP358=1,Summary!$F$11*(AO358)/(SUM('Space-by-Space Method'!$BO$4:$BO$78,SUM('Exterior Lighting'!$BL$5:$BL$25))),0))","v":""},{"$f":"IF(A358=\"\",\"\",IF(AP358=1,Summary!$E$11*(AO358)/(SUM('Space-by-Space Method'!$BO$4:$BO$78,SUM('Exterior Lighting'!$BL$5:$BL$25))),0))","v":""},{"$f":"IF(A358=\"\",\"\",IF(AP358=1,Summary!$G$11*(AO358)/(SUM('Space-by-Space Method'!$BO$4:$BO$78,SUM('Exterior Lighting'!$BL$5:$BL$25))),0))","v":""},{"$f":"IF(A358=\"\",\"\",IF(AP358=1,Summary!$H$11*(AO358)/(SUM('Space-by-Space Method'!$BO$4:$BO$78)),0))","v":""},{"$f":"IF(A358=\"\",\"\",IF(AP358=1,Summary!$I$11*(AO358)/(SUM('Space-by-Space Method'!$BO$4:$BO$78)),0))","v":""},null,null,null,{"$f":"IF(A358=\"\",\"\",IF(START!$B$34=2,INDIRECT(\"'Space-by-Space Method'!\"&SUBSTITUTE(ADDRESS(1,MOD(ROW(A358)-52,50)+10,4),\"1\",\"\")&ROUNDDOWN((ROW(A358)-52)/50,0)+4),\"\"))","v":""},{"$f":"IF(A358=\"\",\"\",INDIRECT(\"'Space-by-Space Method'!C\"&ROUNDDOWN((ROW(A358)-52)/50,0)+4))","v":""},{"$f":"IF(A358=\"\",\"\",IF(COUNTIF(CommonSpaceTypes,AQ358)>0,INDIRECT(\"'Space-by-Space Method'!F\"&ROUNDDOWN((ROW(A358)-52)/50,0)+4),\"\"))","v":""},{"$f":"IF(A358=\"\",\"\",IF(COUNTIF(BuildingSpecificSpaceTypes,AQ358)>0,INDIRECT(\"'Space-by-Space Method'!F\"&ROUNDDOWN((ROW(A358)-52)/50,0)+4),\"\"))","v":""},{"$f":"IF(A358=\"\",\"\",INDIRECT(\"'Fixture Schedule'!D\"&MOD(ROW(A358)-52,50)+9))","v":""},{"$f":"IF(A358=\"\",\"\",IF(AR358=\"\",\"\",INDIRECT(\"'Fixture Schedule'!K\"&MOD(ROW(A358)-52,50)+9)))","v":""},"",{"$f":"IF(A358=\"\",\"\",INDIRECT(\"'Fixture Schedule'!L\"&MOD(ROW(A358)-52,50)+9))","v":""},null,null,null,null,null,null,null,null,null,null,null,null,null,{"$f":"INDIRECT(\"'Space-by-Space Method'!\"&SUBSTITUTE(ADDRESS(1,MOD(ROW(A358)-52,50)+10,4),\"1\",\"\")&ROUNDDOWN((ROW(A358)-52)/50,0)+4)","v":0},{"$f":"LEFT(INDIRECT(\"'Space-by-Space Method'!BJ\"&ROUNDDOWN((ROW(A358)-52)/50,0)+4),3)","v":""},{"$f":"INDIRECT(\"'Fixture Schedule'!L\"&MOD(ROW(A358)-52,50)+9)","v":0},{"$f":"INDIRECT(\"'Fixture Schedule'!O\"&MOD(ROW(A358)-52,50)+9)","v":0},{"$f":"INDIRECT(\"'Space-by-Space Method'!F\"&ROUNDDOWN((ROW(A358)-52)/50,0)+4)","v":0},{"$f":"INDIRECT(\"'Fixture Schedule'!L\"&MOD(ROW(A358)-52,50)+9)","v":0},{"$f":"INDIRECT(\"'Space-by-Space Method'!D\"&ROUNDDOWN((ROW(A358)-52)/50,0)+4)","v":0},{"$f":"INDIRECT(\"'Space-by-Space Method'!E\"&ROUNDDOWN((ROW(A358)-52)/50,0)+4)","v":1}]
[{"$f":"IF(InteriorCalcType=2,IF(OR(AM359=0,AN359=\"DNQ\")=TRUE,\"\",INDIRECT(\"'Fixture Schedule'!M\"&MOD(ROW(A359)-52,50)+9)),\"\")","v":""},{"$f":"IF(A359=\"\",\"\",INDIRECT(\"'Fixture Schedule'!E\"&MOD(ROW(A359)-52,50)+9))","v":""},{"$f":"IF(A359=\"\",\"\",INDIRECT(\"'Fixture Schedule'!F\"&MOD(ROW(A359)-52,50)+9))","v":""},{"$f":"IF(A359=\"\",\"\",INDIRECT(\"'Fixture Schedule'!L\"&MOD(ROW(A359)-52,50)+9))","v":""},"",null,null,{"$f":"IF(A359=\"\",\"\",IF(AP359=1,Summary!$C$12*(AO359)/(SUM('Space-by-Space Method'!$BO$4:$BO$78,SUM('Exterior Lighting'!$BL$5:$BL$25))),0))","v":""},{"$f":"IF(A359=\"\",\"\",IF(START!$B$34=1,INDIRECT(\"'Space-by-Space Method'!\"&SUBSTITUTE(ADDRESS(1,MOD(ROW(A359)-52,50)+10,4),\"1\",\"\")&ROUNDDOWN((ROW(A359)-52)/50,0)+4),\"\"))","v":""},{"$f":"IF(A359=\"\",\"\",IF(AP359=1,Summary!$F$11*(AO359)/(SUM('Space-by-Space Method'!$BO$4:$BO$78,SUM('Exterior Lighting'!$BL$5:$BL$25))),0))","v":""},{"$f":"IF(A359=\"\",\"\",IF(AP359=1,Summary!$E$11*(AO359)/(SUM('Space-by-Space Method'!$BO$4:$BO$78,SUM('Exterior Lighting'!$BL$5:$BL$25))),0))","v":""},{"$f":"IF(A359=\"\",\"\",IF(AP359=1,Summary!$G$11*(AO359)/(SUM('Space-by-Space Method'!$BO$4:$BO$78,SUM('Exterior Lighting'!$BL$5:$BL$25))),0))","v":""},{"$f":"IF(A359=\"\",\"\",IF(AP359=1,Summary!$H$11*(AO359)/(SUM('Space-by-Space Method'!$BO$4:$BO$78)),0))","v":""},{"$f":"IF(A359=\"\",\"\",IF(AP359=1,Summary!$I$11*(AO359)/(SUM('Space-by-Space Method'!$BO$4:$BO$78)),0))","v":""},null,null,null,{"$f":"IF(A359=\"\",\"\",IF(START!$B$34=2,INDIRECT(\"'Space-by-Space Method'!\"&SUBSTITUTE(ADDRESS(1,MOD(ROW(A359)-52,50)+10,4),\"1\",\"\")&ROUNDDOWN((ROW(A359)-52)/50,0)+4),\"\"))","v":""},{"$f":"IF(A359=\"\",\"\",INDIRECT(\"'Space-by-Space Method'!C\"&ROUNDDOWN((ROW(A359)-52)/50,0)+4))","v":""},{"$f":"IF(A359=\"\",\"\",IF(COUNTIF(CommonSpaceTypes,AQ359)>0,INDIRECT(\"'Space-by-Space Method'!F\"&ROUNDDOWN((ROW(A359)-52)/50,0)+4),\"\"))","v":""},{"$f":"IF(A359=\"\",\"\",IF(COUNTIF(BuildingSpecificSpaceTypes,AQ359)>0,INDIRECT(\"'Space-by-Space Method'!F\"&ROUNDDOWN((ROW(A359)-52)/50,0)+4),\"\"))","v":""},{"$f":"IF(A359=\"\",\"\",INDIRECT(\"'Fixture Schedule'!D\"&MOD(ROW(A359)-52,50)+9))","v":""},{"$f":"IF(A359=\"\",\"\",IF(AR359=\"\",\"\",INDIRECT(\"'Fixture Schedule'!K\"&MOD(ROW(A359)-52,50)+9)))","v":""},"",{"$f":"IF(A359=\"\",\"\",INDIRECT(\"'Fixture Schedule'!L\"&MOD(ROW(A359)-52,50)+9))","v":""},null,null,null,null,null,null,null,null,null,null,null,null,null,{"$f":"INDIRECT(\"'Space-by-Space Method'!\"&SUBSTITUTE(ADDRESS(1,MOD(ROW(A359)-52,50)+10,4),\"1\",\"\")&ROUNDDOWN((ROW(A359)-52)/50,0)+4)","v":0},{"$f":"LEFT(INDIRECT(\"'Space-by-Space Method'!BJ\"&ROUNDDOWN((ROW(A359)-52)/50,0)+4),3)","v":""},{"$f":"INDIRECT(\"'Fixture Schedule'!L\"&MOD(ROW(A359)-52,50)+9)","v":0},{"$f":"INDIRECT(\"'Fixture Schedule'!O\"&MOD(ROW(A359)-52,50)+9)","v":0},{"$f":"INDIRECT(\"'Space-by-Space Method'!F\"&ROUNDDOWN((ROW(A359)-52)/50,0)+4)","v":0},{"$f":"INDIRECT(\"'Fixture Schedule'!L\"&MOD(ROW(A359)-52,50)+9)","v":0},{"$f":"INDIRECT(\"'Space-by-Space Method'!D\"&ROUNDDOWN((ROW(A359)-52)/50,0)+4)","v":0},{"$f":"INDIRECT(\"'Space-by-Space Method'!E\"&ROUNDDOWN((ROW(A359)-52)/50,0)+4)","v":1}]
[{"$f":"IF(InteriorCalcType=2,IF(OR(AM360=0,AN360=\"DNQ\")=TRUE,\"\",INDIRECT(\"'Fixture Schedule'!M\"&MOD(ROW(A360)-52,50)+9)),\"\")","v":""},{"$f":"IF(A360=\"\",\"\",INDIRECT(\"'Fixture Schedule'!E\"&MOD(ROW(A360)-52,50)+9))","v":""},{"$f":"IF(A360=\"\",\"\",INDIRECT(\"'Fixture Schedule'!F\"&MOD(ROW(A360)-52,50)+9))","v":""},{"$f":"IF(A360=\"\",\"\",INDIRECT(\"'Fixture Schedule'!L\"&MOD(ROW(A360)-52,50)+9))","v":""},"",null,null,{"$f":"IF(A360=\"\",\"\",IF(AP360=1,Summary!$C$12*(AO360)/(SUM('Space-by-Space Method'!$BO$4:$BO$78,SUM('Exterior Lighting'!$BL$5:$BL$25))),0))","v":""},{"$f":"IF(A360=\"\",\"\",IF(START!$B$34=1,INDIRECT(\"'Space-by-Space Method'!\"&SUBSTITUTE(ADDRESS(1,MOD(ROW(A360)-52,50)+10,4),\"1\",\"\")&ROUNDDOWN((ROW(A360)-52)/50,0)+4),\"\"))","v":""},{"$f":"IF(A360=\"\",\"\",IF(AP360=1,Summary!$F$11*(AO360)/(SUM('Space-by-Space Method'!$BO$4:$BO$78,SUM('Exterior Lighting'!$BL$5:$BL$25))),0))","v":""},{"$f":"IF(A360=\"\",\"\",IF(AP360=1,Summary!$E$11*(AO360)/(SUM('Space-by-Space Method'!$BO$4:$BO$78,SUM('Exterior Lighting'!$BL$5:$BL$25))),0))","v":""},{"$f":"IF(A360=\"\",\"\",IF(AP360=1,Summary!$G$11*(AO360)/(SUM('Space-by-Space Method'!$BO$4:$BO$78,SUM('Exterior Lighting'!$BL$5:$BL$25))),0))","v":""},{"$f":"IF(A360=\"\",\"\",IF(AP360=1,Summary!$H$11*(AO360)/(SUM('Space-by-Space Method'!$BO$4:$BO$78)),0))","v":""},{"$f":"IF(A360=\"\",\"\",IF(AP360=1,Summary!$I$11*(AO360)/(SUM('Space-by-Space Method'!$BO$4:$BO$78)),0))","v":""},null,null,null,{"$f":"IF(A360=\"\",\"\",IF(START!$B$34=2,INDIRECT(\"'Space-by-Space Method'!\"&SUBSTITUTE(ADDRESS(1,MOD(ROW(A360)-52,50)+10,4),\"1\",\"\")&ROUNDDOWN((ROW(A360)-52)/50,0)+4),\"\"))","v":""},{"$f":"IF(A360=\"\",\"\",INDIRECT(\"'Space-by-Space Method'!C\"&ROUNDDOWN((ROW(A360)-52)/50,0)+4))","v":""},{"$f":"IF(A360=\"\",\"\",IF(COUNTIF(CommonSpaceTypes,AQ360)>0,INDIRECT(\"'Space-by-Space Method'!F\"&ROUNDDOWN((ROW(A360)-52)/50,0)+4),\"\"))","v":""},{"$f":"IF(A360=\"\",\"\",IF(COUNTIF(BuildingSpecificSpaceTypes,AQ360)>0,INDIRECT(\"'Space-by-Space Method'!F\"&ROUNDDOWN((ROW(A360)-52)/50,0)+4),\"\"))","v":""},{"$f":"IF(A360=\"\",\"\",INDIRECT(\"'Fixture Schedule'!D\"&MOD(ROW(A360)-52,50)+9))","v":""},{"$f":"IF(A360=\"\",\"\",IF(AR360=\"\",\"\",INDIRECT(\"'Fixture Schedule'!K\"&MOD(ROW(A360)-52,50)+9)))","v":""},"",{"$f":"IF(A360=\"\",\"\",INDIRECT(\"'Fixture Schedule'!L\"&MOD(ROW(A360)-52,50)+9))","v":""},null,null,null,null,null,null,null,null,null,null,null,null,null,{"$f":"INDIRECT(\"'Space-by-Space Method'!\"&SUBSTITUTE(ADDRESS(1,MOD(ROW(A360)-52,50)+10,4),\"1\",\"\")&ROUNDDOWN((ROW(A360)-52)/50,0)+4)","v":0},{"$f":"LEFT(INDIRECT(\"'Space-by-Space Method'!BJ\"&ROUNDDOWN((ROW(A360)-52)/50,0)+4),3)","v":""},{"$f":"INDIRECT(\"'Fixture Schedule'!L\"&MOD(ROW(A360)-52,50)+9)","v":0},{"$f":"INDIRECT(\"'Fixture Schedule'!O\"&MOD(ROW(A360)-52,50)+9)","v":0},{"$f":"INDIRECT(\"'Space-by-Space Method'!F\"&ROUNDDOWN((ROW(A360)-52)/50,0)+4)","v":0},{"$f":"INDIRECT(\"'Fixture Schedule'!L\"&MOD(ROW(A360)-52,50)+9)","v":0},{"$f":"INDIRECT(\"'Space-by-Space Method'!D\"&ROUNDDOWN((ROW(A360)-52)/50,0)+4)","v":0},{"$f":"INDIRECT(\"'Space-by-Space Method'!E\"&ROUNDDOWN((ROW(A360)-52)/50,0)+4)","v":1}]
[{"$f":"IF(InteriorCalcType=2,IF(OR(AM361=0,AN361=\"DNQ\")=TRUE,\"\",INDIRECT(\"'Fixture Schedule'!M\"&MOD(ROW(A361)-52,50)+9)),\"\")","v":""},{"$f":"IF(A361=\"\",\"\",INDIRECT(\"'Fixture Schedule'!E\"&MOD(ROW(A361)-52,50)+9))","v":""},{"$f":"IF(A361=\"\",\"\",INDIRECT(\"'Fixture Schedule'!F\"&MOD(ROW(A361)-52,50)+9))","v":""},{"$f":"IF(A361=\"\",\"\",INDIRECT(\"'Fixture Schedule'!L\"&MOD(ROW(A361)-52,50)+9))","v":""},"",null,null,{"$f":"IF(A361=\"\",\"\",IF(AP361=1,Summary!$C$12*(AO361)/(SUM('Space-by-Space Method'!$BO$4:$BO$78,SUM('Exterior Lighting'!$BL$5:$BL$25))),0))","v":""},{"$f":"IF(A361=\"\",\"\",IF(START!$B$34=1,INDIRECT(\"'Space-by-Space Method'!\"&SUBSTITUTE(ADDRESS(1,MOD(ROW(A361)-52,50)+10,4),\"1\",\"\")&ROUNDDOWN((ROW(A361)-52)/50,0)+4),\"\"))","v":""},{"$f":"IF(A361=\"\",\"\",IF(AP361=1,Summary!$F$11*(AO361)/(SUM('Space-by-Space Method'!$BO$4:$BO$78,SUM('Exterior Lighting'!$BL$5:$BL$25))),0))","v":""},{"$f":"IF(A361=\"\",\"\",IF(AP361=1,Summary!$E$11*(AO361)/(SUM('Space-by-Space Method'!$BO$4:$BO$78,SUM('Exterior Lighting'!$BL$5:$BL$25))),0))","v":""},{"$f":"IF(A361=\"\",\"\",IF(AP361=1,Summary!$G$11*(AO361)/(SUM('Space-by-Space Method'!$BO$4:$BO$78,SUM('Exterior Lighting'!$BL$5:$BL$25))),0))","v":""},{"$f":"IF(A361=\"\",\"\",IF(AP361=1,Summary!$H$11*(AO361)/(SUM('Space-by-Space Method'!$BO$4:$BO$78)),0))","v":""},{"$f":"IF(A361=\"\",\"\",IF(AP361=1,Summary!$I$11*(AO361)/(SUM('Space-by-Space Method'!$BO$4:$BO$78)),0))","v":""},null,null,null,{"$f":"IF(A361=\"\",\"\",IF(START!$B$34=2,INDIRECT(\"'Space-by-Space Method'!\"&SUBSTITUTE(ADDRESS(1,MOD(ROW(A361)-52,50)+10,4),\"1\",\"\")&ROUNDDOWN((ROW(A361)-52)/50,0)+4),\"\"))","v":""},{"$f":"IF(A361=\"\",\"\",INDIRECT(\"'Space-by-Space Method'!C\"&ROUNDDOWN((ROW(A361)-52)/50,0)+4))","v":""},{"$f":"IF(A361=\"\",\"\",IF(COUNTIF(CommonSpaceTypes,AQ361)>0,INDIRECT(\"'Space-by-Space Method'!F\"&ROUNDDOWN((ROW(A361)-52)/50,0)+4),\"\"))","v":""},{"$f":"IF(A361=\"\",\"\",IF(COUNTIF(BuildingSpecificSpaceTypes,AQ361)>0,INDIRECT(\"'Space-by-Space Method'!F\"&ROUNDDOWN((ROW(A361)-52)/50,0)+4),\"\"))","v":""},{"$f":"IF(A361=\"\",\"\",INDIRECT(\"'Fixture Schedule'!D\"&MOD(ROW(A361)-52,50)+9))","v":""},{"$f":"IF(A361=\"\",\"\",IF(AR361=\"\",\"\",INDIRECT(\"'Fixture Schedule'!K\"&MOD(ROW(A361)-52,50)+9)))","v":""},"",{"$f":"IF(A361=\"\",\"\",INDIRECT(\"'Fixture Schedule'!L\"&MOD(ROW(A361)-52,50)+9))","v":""},null,null,null,null,null,null,null,null,null,null,null,null,null,{"$f":"INDIRECT(\"'Space-by-Space Method'!\"&SUBSTITUTE(ADDRESS(1,MOD(ROW(A361)-52,50)+10,4),\"1\",\"\")&ROUNDDOWN((ROW(A361)-52)/50,0)+4)","v":0},{"$f":"LEFT(INDIRECT(\"'Space-by-Space Method'!BJ\"&ROUNDDOWN((ROW(A361)-52)/50,0)+4),3)","v":""},{"$f":"INDIRECT(\"'Fixture Schedule'!L\"&MOD(ROW(A361)-52,50)+9)","v":0},{"$f":"INDIRECT(\"'Fixture Schedule'!O\"&MOD(ROW(A361)-52,50)+9)","v":0},{"$f":"INDIRECT(\"'Space-by-Space Method'!F\"&ROUNDDOWN((ROW(A361)-52)/50,0)+4)","v":0},{"$f":"INDIRECT(\"'Fixture Schedule'!L\"&MOD(ROW(A361)-52,50)+9)","v":0},{"$f":"INDIRECT(\"'Space-by-Space Method'!D\"&ROUNDDOWN((ROW(A361)-52)/50,0)+4)","v":0},{"$f":"INDIRECT(\"'Space-by-Space Method'!E\"&ROUNDDOWN((ROW(A361)-52)/50,0)+4)","v":1}]
[{"$f":"IF(InteriorCalcType=2,IF(OR(AM362=0,AN362=\"DNQ\")=TRUE,\"\",INDIRECT(\"'Fixture Schedule'!M\"&MOD(ROW(A362)-52,50)+9)),\"\")","v":""},{"$f":"IF(A362=\"\",\"\",INDIRECT(\"'Fixture Schedule'!E\"&MOD(ROW(A362)-52,50)+9))","v":""},{"$f":"IF(A362=\"\",\"\",INDIRECT(\"'Fixture Schedule'!F\"&MOD(ROW(A362)-52,50)+9))","v":""},{"$f":"IF(A362=\"\",\"\",INDIRECT(\"'Fixture Schedule'!L\"&MOD(ROW(A362)-52,50)+9))","v":""},"",null,null,{"$f":"IF(A362=\"\",\"\",IF(AP362=1,Summary!$C$12*(AO362)/(SUM('Space-by-Space Method'!$BO$4:$BO$78,SUM('Exterior Lighting'!$BL$5:$BL$25))),0))","v":""},{"$f":"IF(A362=\"\",\"\",IF(START!$B$34=1,INDIRECT(\"'Space-by-Space Method'!\"&SUBSTITUTE(ADDRESS(1,MOD(ROW(A362)-52,50)+10,4),\"1\",\"\")&ROUNDDOWN((ROW(A362)-52)/50,0)+4),\"\"))","v":""},{"$f":"IF(A362=\"\",\"\",IF(AP362=1,Summary!$F$11*(AO362)/(SUM('Space-by-Space Method'!$BO$4:$BO$78,SUM('Exterior Lighting'!$BL$5:$BL$25))),0))","v":""},{"$f":"IF(A362=\"\",\"\",IF(AP362=1,Summary!$E$11*(AO362)/(SUM('Space-by-Space Method'!$BO$4:$BO$78,SUM('Exterior Lighting'!$BL$5:$BL$25))),0))","v":""},{"$f":"IF(A362=\"\",\"\",IF(AP362=1,Summary!$G$11*(AO362)/(SUM('Space-by-Space Method'!$BO$4:$BO$78,SUM('Exterior Lighting'!$BL$5:$BL$25))),0))","v":""},{"$f":"IF(A362=\"\",\"\",IF(AP362=1,Summary!$H$11*(AO362)/(SUM('Space-by-Space Method'!$BO$4:$BO$78)),0))","v":""},{"$f":"IF(A362=\"\",\"\",IF(AP362=1,Summary!$I$11*(AO362)/(SUM('Space-by-Space Method'!$BO$4:$BO$78)),0))","v":""},null,null,null,{"$f":"IF(A362=\"\",\"\",IF(START!$B$34=2,INDIRECT(\"'Space-by-Space Method'!\"&SUBSTITUTE(ADDRESS(1,MOD(ROW(A362)-52,50)+10,4),\"1\",\"\")&ROUNDDOWN((ROW(A362)-52)/50,0)+4),\"\"))","v":""},{"$f":"IF(A362=\"\",\"\",INDIRECT(\"'Space-by-Space Method'!C\"&ROUNDDOWN((ROW(A362)-52)/50,0)+4))","v":""},{"$f":"IF(A362=\"\",\"\",IF(COUNTIF(CommonSpaceTypes,AQ362)>0,INDIRECT(\"'Space-by-Space Method'!F\"&ROUNDDOWN((ROW(A362)-52)/50,0)+4),\"\"))","v":""},{"$f":"IF(A362=\"\",\"\",IF(COUNTIF(BuildingSpecificSpaceTypes,AQ362)>0,INDIRECT(\"'Space-by-Space Method'!F\"&ROUNDDOWN((ROW(A362)-52)/50,0)+4),\"\"))","v":""},{"$f":"IF(A362=\"\",\"\",INDIRECT(\"'Fixture Schedule'!D\"&MOD(ROW(A362)-52,50)+9))","v":""},{"$f":"IF(A362=\"\",\"\",IF(AR362=\"\",\"\",INDIRECT(\"'Fixture Schedule'!K\"&MOD(ROW(A362)-52,50)+9)))","v":""},"",{"$f":"IF(A362=\"\",\"\",INDIRECT(\"'Fixture Schedule'!L\"&MOD(ROW(A362)-52,50)+9))","v":""},null,null,null,null,null,null,null,null,null,null,null,null,null,{"$f":"INDIRECT(\"'Space-by-Space Method'!\"&SUBSTITUTE(ADDRESS(1,MOD(ROW(A362)-52,50)+10,4),\"1\",\"\")&ROUNDDOWN((ROW(A362)-52)/50,0)+4)","v":0},{"$f":"LEFT(INDIRECT(\"'Space-by-Space Method'!BJ\"&ROUNDDOWN((ROW(A362)-52)/50,0)+4),3)","v":""},{"$f":"INDIRECT(\"'Fixture Schedule'!L\"&MOD(ROW(A362)-52,50)+9)","v":0},{"$f":"INDIRECT(\"'Fixture Schedule'!O\"&MOD(ROW(A362)-52,50)+9)","v":0},{"$f":"INDIRECT(\"'Space-by-Space Method'!F\"&ROUNDDOWN((ROW(A362)-52)/50,0)+4)","v":0},{"$f":"INDIRECT(\"'Fixture Schedule'!L\"&MOD(ROW(A362)-52,50)+9)","v":0},{"$f":"INDIRECT(\"'Space-by-Space Method'!D\"&ROUNDDOWN((ROW(A362)-52)/50,0)+4)","v":0},{"$f":"INDIRECT(\"'Space-by-Space Method'!E\"&ROUNDDOWN((ROW(A362)-52)/50,0)+4)","v":1}]
[{"$f":"IF(InteriorCalcType=2,IF(OR(AM363=0,AN363=\"DNQ\")=TRUE,\"\",INDIRECT(\"'Fixture Schedule'!M\"&MOD(ROW(A363)-52,50)+9)),\"\")","v":""},{"$f":"IF(A363=\"\",\"\",INDIRECT(\"'Fixture Schedule'!E\"&MOD(ROW(A363)-52,50)+9))","v":""},{"$f":"IF(A363=\"\",\"\",INDIRECT(\"'Fixture Schedule'!F\"&MOD(ROW(A363)-52,50)+9))","v":""},{"$f":"IF(A363=\"\",\"\",INDIRECT(\"'Fixture Schedule'!L\"&MOD(ROW(A363)-52,50)+9))","v":""},"",null,null,{"$f":"IF(A363=\"\",\"\",IF(AP363=1,Summary!$C$12*(AO363)/(SUM('Space-by-Space Method'!$BO$4:$BO$78,SUM('Exterior Lighting'!$BL$5:$BL$25))),0))","v":""},{"$f":"IF(A363=\"\",\"\",IF(START!$B$34=1,INDIRECT(\"'Space-by-Space Method'!\"&SUBSTITUTE(ADDRESS(1,MOD(ROW(A363)-52,50)+10,4),\"1\",\"\")&ROUNDDOWN((ROW(A363)-52)/50,0)+4),\"\"))","v":""},{"$f":"IF(A363=\"\",\"\",IF(AP363=1,Summary!$F$11*(AO363)/(SUM('Space-by-Space Method'!$BO$4:$BO$78,SUM('Exterior Lighting'!$BL$5:$BL$25))),0))","v":""},{"$f":"IF(A363=\"\",\"\",IF(AP363=1,Summary!$E$11*(AO363)/(SUM('Space-by-Space Method'!$BO$4:$BO$78,SUM('Exterior Lighting'!$BL$5:$BL$25))),0))","v":""},{"$f":"IF(A363=\"\",\"\",IF(AP363=1,Summary!$G$11*(AO363)/(SUM('Space-by-Space Method'!$BO$4:$BO$78,SUM('Exterior Lighting'!$BL$5:$BL$25))),0))","v":""},{"$f":"IF(A363=\"\",\"\",IF(AP363=1,Summary!$H$11*(AO363)/(SUM('Space-by-Space Method'!$BO$4:$BO$78)),0))","v":""},{"$f":"IF(A363=\"\",\"\",IF(AP363=1,Summary!$I$11*(AO363)/(SUM('Space-by-Space Method'!$BO$4:$BO$78)),0))","v":""},null,null,null,{"$f":"IF(A363=\"\",\"\",IF(START!$B$34=2,INDIRECT(\"'Space-by-Space Method'!\"&SUBSTITUTE(ADDRESS(1,MOD(ROW(A363)-52,50)+10,4),\"1\",\"\")&ROUNDDOWN((ROW(A363)-52)/50,0)+4),\"\"))","v":""},{"$f":"IF(A363=\"\",\"\",INDIRECT(\"'Space-by-Space Method'!C\"&ROUNDDOWN((ROW(A363)-52)/50,0)+4))","v":""},{"$f":"IF(A363=\"\",\"\",IF(COUNTIF(CommonSpaceTypes,AQ363)>0,INDIRECT(\"'Space-by-Space Method'!F\"&ROUNDDOWN((ROW(A363)-52)/50,0)+4),\"\"))","v":""},{"$f":"IF(A363=\"\",\"\",IF(COUNTIF(BuildingSpecificSpaceTypes,AQ363)>0,INDIRECT(\"'Space-by-Space Method'!F\"&ROUNDDOWN((ROW(A363)-52)/50,0)+4),\"\"))","v":""},{"$f":"IF(A363=\"\",\"\",INDIRECT(\"'Fixture Schedule'!D\"&MOD(ROW(A363)-52,50)+9))","v":""},{"$f":"IF(A363=\"\",\"\",IF(AR363=\"\",\"\",INDIRECT(\"'Fixture Schedule'!K\"&MOD(ROW(A363)-52,50)+9)))","v":""},"",{"$f":"IF(A363=\"\",\"\",INDIRECT(\"'Fixture Schedule'!L\"&MOD(ROW(A363)-52,50)+9))","v":""},null,null,null,null,null,null,null,null,null,null,null,null,null,{"$f":"INDIRECT(\"'Space-by-Space Method'!\"&SUBSTITUTE(ADDRESS(1,MOD(ROW(A363)-52,50)+10,4),\"1\",\"\")&ROUNDDOWN((ROW(A363)-52)/50,0)+4)","v":0},{"$f":"LEFT(INDIRECT(\"'Space-by-Space Method'!BJ\"&ROUNDDOWN((ROW(A363)-52)/50,0)+4),3)","v":""},{"$f":"INDIRECT(\"'Fixture Schedule'!L\"&MOD(ROW(A363)-52,50)+9)","v":0},{"$f":"INDIRECT(\"'Fixture Schedule'!O\"&MOD(ROW(A363)-52,50)+9)","v":0},{"$f":"INDIRECT(\"'Space-by-Space Method'!F\"&ROUNDDOWN((ROW(A363)-52)/50,0)+4)","v":0},{"$f":"INDIRECT(\"'Fixture Schedule'!L\"&MOD(ROW(A363)-52,50)+9)","v":0},{"$f":"INDIRECT(\"'Space-by-Space Method'!D\"&ROUNDDOWN((ROW(A363)-52)/50,0)+4)","v":0},{"$f":"INDIRECT(\"'Space-by-Space Method'!E\"&ROUNDDOWN((ROW(A363)-52)/50,0)+4)","v":1}]
[{"$f":"IF(InteriorCalcType=2,IF(OR(AM364=0,AN364=\"DNQ\")=TRUE,\"\",INDIRECT(\"'Fixture Schedule'!M\"&MOD(ROW(A364)-52,50)+9)),\"\")","v":""},{"$f":"IF(A364=\"\",\"\",INDIRECT(\"'Fixture Schedule'!E\"&MOD(ROW(A364)-52,50)+9))","v":""},{"$f":"IF(A364=\"\",\"\",INDIRECT(\"'Fixture Schedule'!F\"&MOD(ROW(A364)-52,50)+9))","v":""},{"$f":"IF(A364=\"\",\"\",INDIRECT(\"'Fixture Schedule'!L\"&MOD(ROW(A364)-52,50)+9))","v":""},"",null,null,{"$f":"IF(A364=\"\",\"\",IF(AP364=1,Summary!$C$12*(AO364)/(SUM('Space-by-Space Method'!$BO$4:$BO$78,SUM('Exterior Lighting'!$BL$5:$BL$25))),0))","v":""},{"$f":"IF(A364=\"\",\"\",IF(START!$B$34=1,INDIRECT(\"'Space-by-Space Method'!\"&SUBSTITUTE(ADDRESS(1,MOD(ROW(A364)-52,50)+10,4),\"1\",\"\")&ROUNDDOWN((ROW(A364)-52)/50,0)+4),\"\"))","v":""},{"$f":"IF(A364=\"\",\"\",IF(AP364=1,Summary!$F$11*(AO364)/(SUM('Space-by-Space Method'!$BO$4:$BO$78,SUM('Exterior Lighting'!$BL$5:$BL$25))),0))","v":""},{"$f":"IF(A364=\"\",\"\",IF(AP364=1,Summary!$E$11*(AO364)/(SUM('Space-by-Space Method'!$BO$4:$BO$78,SUM('Exterior Lighting'!$BL$5:$BL$25))),0))","v":""},{"$f":"IF(A364=\"\",\"\",IF(AP364=1,Summary!$G$11*(AO364)/(SUM('Space-by-Space Method'!$BO$4:$BO$78,SUM('Exterior Lighting'!$BL$5:$BL$25))),0))","v":""},{"$f":"IF(A364=\"\",\"\",IF(AP364=1,Summary!$H$11*(AO364)/(SUM('Space-by-Space Method'!$BO$4:$BO$78)),0))","v":""},{"$f":"IF(A364=\"\",\"\",IF(AP364=1,Summary!$I$11*(AO364)/(SUM('Space-by-Space Method'!$BO$4:$BO$78)),0))","v":""},null,null,null,{"$f":"IF(A364=\"\",\"\",IF(START!$B$34=2,INDIRECT(\"'Space-by-Space Method'!\"&SUBSTITUTE(ADDRESS(1,MOD(ROW(A364)-52,50)+10,4),\"1\",\"\")&ROUNDDOWN((ROW(A364)-52)/50,0)+4),\"\"))","v":""},{"$f":"IF(A364=\"\",\"\",INDIRECT(\"'Space-by-Space Method'!C\"&ROUNDDOWN((ROW(A364)-52)/50,0)+4))","v":""},{"$f":"IF(A364=\"\",\"\",IF(COUNTIF(CommonSpaceTypes,AQ364)>0,INDIRECT(\"'Space-by-Space Method'!F\"&ROUNDDOWN((ROW(A364)-52)/50,0)+4),\"\"))","v":""},{"$f":"IF(A364=\"\",\"\",IF(COUNTIF(BuildingSpecificSpaceTypes,AQ364)>0,INDIRECT(\"'Space-by-Space Method'!F\"&ROUNDDOWN((ROW(A364)-52)/50,0)+4),\"\"))","v":""},{"$f":"IF(A364=\"\",\"\",INDIRECT(\"'Fixture Schedule'!D\"&MOD(ROW(A364)-52,50)+9))","v":""},{"$f":"IF(A364=\"\",\"\",IF(AR364=\"\",\"\",INDIRECT(\"'Fixture Schedule'!K\"&MOD(ROW(A364)-52,50)+9)))","v":""},"",{"$f":"IF(A364=\"\",\"\",INDIRECT(\"'Fixture Schedule'!L\"&MOD(ROW(A364)-52,50)+9))","v":""},null,null,null,null,null,null,null,null,null,null,null,null,null,{"$f":"INDIRECT(\"'Space-by-Space Method'!\"&SUBSTITUTE(ADDRESS(1,MOD(ROW(A364)-52,50)+10,4),\"1\",\"\")&ROUNDDOWN((ROW(A364)-52)/50,0)+4)","v":0},{"$f":"LEFT(INDIRECT(\"'Space-by-Space Method'!BJ\"&ROUNDDOWN((ROW(A364)-52)/50,0)+4),3)","v":""},{"$f":"INDIRECT(\"'Fixture Schedule'!L\"&MOD(ROW(A364)-52,50)+9)","v":0},{"$f":"INDIRECT(\"'Fixture Schedule'!O\"&MOD(ROW(A364)-52,50)+9)","v":0},{"$f":"INDIRECT(\"'Space-by-Space Method'!F\"&ROUNDDOWN((ROW(A364)-52)/50,0)+4)","v":0},{"$f":"INDIRECT(\"'Fixture Schedule'!L\"&MOD(ROW(A364)-52,50)+9)","v":0},{"$f":"INDIRECT(\"'Space-by-Space Method'!D\"&ROUNDDOWN((ROW(A364)-52)/50,0)+4)","v":0},{"$f":"INDIRECT(\"'Space-by-Space Method'!E\"&ROUNDDOWN((ROW(A364)-52)/50,0)+4)","v":1}]
[{"$f":"IF(InteriorCalcType=2,IF(OR(AM365=0,AN365=\"DNQ\")=TRUE,\"\",INDIRECT(\"'Fixture Schedule'!M\"&MOD(ROW(A365)-52,50)+9)),\"\")","v":""},{"$f":"IF(A365=\"\",\"\",INDIRECT(\"'Fixture Schedule'!E\"&MOD(ROW(A365)-52,50)+9))","v":""},{"$f":"IF(A365=\"\",\"\",INDIRECT(\"'Fixture Schedule'!F\"&MOD(ROW(A365)-52,50)+9))","v":""},{"$f":"IF(A365=\"\",\"\",INDIRECT(\"'Fixture Schedule'!L\"&MOD(ROW(A365)-52,50)+9))","v":""},"",null,null,{"$f":"IF(A365=\"\",\"\",IF(AP365=1,Summary!$C$12*(AO365)/(SUM('Space-by-Space Method'!$BO$4:$BO$78,SUM('Exterior Lighting'!$BL$5:$BL$25))),0))","v":""},{"$f":"IF(A365=\"\",\"\",IF(START!$B$34=1,INDIRECT(\"'Space-by-Space Method'!\"&SUBSTITUTE(ADDRESS(1,MOD(ROW(A365)-52,50)+10,4),\"1\",\"\")&ROUNDDOWN((ROW(A365)-52)/50,0)+4),\"\"))","v":""},{"$f":"IF(A365=\"\",\"\",IF(AP365=1,Summary!$F$11*(AO365)/(SUM('Space-by-Space Method'!$BO$4:$BO$78,SUM('Exterior Lighting'!$BL$5:$BL$25))),0))","v":""},{"$f":"IF(A365=\"\",\"\",IF(AP365=1,Summary!$E$11*(AO365)/(SUM('Space-by-Space Method'!$BO$4:$BO$78,SUM('Exterior Lighting'!$BL$5:$BL$25))),0))","v":""},{"$f":"IF(A365=\"\",\"\",IF(AP365=1,Summary!$G$11*(AO365)/(SUM('Space-by-Space Method'!$BO$4:$BO$78,SUM('Exterior Lighting'!$BL$5:$BL$25))),0))","v":""},{"$f":"IF(A365=\"\",\"\",IF(AP365=1,Summary!$H$11*(AO365)/(SUM('Space-by-Space Method'!$BO$4:$BO$78)),0))","v":""},{"$f":"IF(A365=\"\",\"\",IF(AP365=1,Summary!$I$11*(AO365)/(SUM('Space-by-Space Method'!$BO$4:$BO$78)),0))","v":""},null,null,null,{"$f":"IF(A365=\"\",\"\",IF(START!$B$34=2,INDIRECT(\"'Space-by-Space Method'!\"&SUBSTITUTE(ADDRESS(1,MOD(ROW(A365)-52,50)+10,4),\"1\",\"\")&ROUNDDOWN((ROW(A365)-52)/50,0)+4),\"\"))","v":""},{"$f":"IF(A365=\"\",\"\",INDIRECT(\"'Space-by-Space Method'!C\"&ROUNDDOWN((ROW(A365)-52)/50,0)+4))","v":""},{"$f":"IF(A365=\"\",\"\",IF(COUNTIF(CommonSpaceTypes,AQ365)>0,INDIRECT(\"'Space-by-Space Method'!F\"&ROUNDDOWN((ROW(A365)-52)/50,0)+4),\"\"))","v":""},{"$f":"IF(A365=\"\",\"\",IF(COUNTIF(BuildingSpecificSpaceTypes,AQ365)>0,INDIRECT(\"'Space-by-Space Method'!F\"&ROUNDDOWN((ROW(A365)-52)/50,0)+4),\"\"))","v":""},{"$f":"IF(A365=\"\",\"\",INDIRECT(\"'Fixture Schedule'!D\"&MOD(ROW(A365)-52,50)+9))","v":""},{"$f":"IF(A365=\"\",\"\",IF(AR365=\"\",\"\",INDIRECT(\"'Fixture Schedule'!K\"&MOD(ROW(A365)-52,50)+9)))","v":""},"",{"$f":"IF(A365=\"\",\"\",INDIRECT(\"'Fixture Schedule'!L\"&MOD(ROW(A365)-52,50)+9))","v":""},null,null,null,null,null,null,null,null,null,null,null,null,null,{"$f":"INDIRECT(\"'Space-by-Space Method'!\"&SUBSTITUTE(ADDRESS(1,MOD(ROW(A365)-52,50)+10,4),\"1\",\"\")&ROUNDDOWN((ROW(A365)-52)/50,0)+4)","v":0},{"$f":"LEFT(INDIRECT(\"'Space-by-Space Method'!BJ\"&ROUNDDOWN((ROW(A365)-52)/50,0)+4),3)","v":""},{"$f":"INDIRECT(\"'Fixture Schedule'!L\"&MOD(ROW(A365)-52,50)+9)","v":0},{"$f":"INDIRECT(\"'Fixture Schedule'!O\"&MOD(ROW(A365)-52,50)+9)","v":0},{"$f":"INDIRECT(\"'Space-by-Space Method'!F\"&ROUNDDOWN((ROW(A365)-52)/50,0)+4)","v":0},{"$f":"INDIRECT(\"'Fixture Schedule'!L\"&MOD(ROW(A365)-52,50)+9)","v":0},{"$f":"INDIRECT(\"'Space-by-Space Method'!D\"&ROUNDDOWN((ROW(A365)-52)/50,0)+4)","v":0},{"$f":"INDIRECT(\"'Space-by-Space Method'!E\"&ROUNDDOWN((ROW(A365)-52)/50,0)+4)","v":1}]
[{"$f":"IF(InteriorCalcType=2,IF(OR(AM366=0,AN366=\"DNQ\")=TRUE,\"\",INDIRECT(\"'Fixture Schedule'!M\"&MOD(ROW(A366)-52,50)+9)),\"\")","v":""},{"$f":"IF(A366=\"\",\"\",INDIRECT(\"'Fixture Schedule'!E\"&MOD(ROW(A366)-52,50)+9))","v":""},{"$f":"IF(A366=\"\",\"\",INDIRECT(\"'Fixture Schedule'!F\"&MOD(ROW(A366)-52,50)+9))","v":""},{"$f":"IF(A366=\"\",\"\",INDIRECT(\"'Fixture Schedule'!L\"&MOD(ROW(A366)-52,50)+9))","v":""},"",null,null,{"$f":"IF(A366=\"\",\"\",IF(AP366=1,Summary!$C$12*(AO366)/(SUM('Space-by-Space Method'!$BO$4:$BO$78,SUM('Exterior Lighting'!$BL$5:$BL$25))),0))","v":""},{"$f":"IF(A366=\"\",\"\",IF(START!$B$34=1,INDIRECT(\"'Space-by-Space Method'!\"&SUBSTITUTE(ADDRESS(1,MOD(ROW(A366)-52,50)+10,4),\"1\",\"\")&ROUNDDOWN((ROW(A366)-52)/50,0)+4),\"\"))","v":""},{"$f":"IF(A366=\"\",\"\",IF(AP366=1,Summary!$F$11*(AO366)/(SUM('Space-by-Space Method'!$BO$4:$BO$78,SUM('Exterior Lighting'!$BL$5:$BL$25))),0))","v":""},{"$f":"IF(A366=\"\",\"\",IF(AP366=1,Summary!$E$11*(AO366)/(SUM('Space-by-Space Method'!$BO$4:$BO$78,SUM('Exterior Lighting'!$BL$5:$BL$25))),0))","v":""},{"$f":"IF(A366=\"\",\"\",IF(AP366=1,Summary!$G$11*(AO366)/(SUM('Space-by-Space Method'!$BO$4:$BO$78,SUM('Exterior Lighting'!$BL$5:$BL$25))),0))","v":""},{"$f":"IF(A366=\"\",\"\",IF(AP366=1,Summary!$H$11*(AO366)/(SUM('Space-by-Space Method'!$BO$4:$BO$78)),0))","v":""},{"$f":"IF(A366=\"\",\"\",IF(AP366=1,Summary!$I$11*(AO366)/(SUM('Space-by-Space Method'!$BO$4:$BO$78)),0))","v":""},null,null,null,{"$f":"IF(A366=\"\",\"\",IF(START!$B$34=2,INDIRECT(\"'Space-by-Space Method'!\"&SUBSTITUTE(ADDRESS(1,MOD(ROW(A366)-52,50)+10,4),\"1\",\"\")&ROUNDDOWN((ROW(A366)-52)/50,0)+4),\"\"))","v":""},{"$f":"IF(A366=\"\",\"\",INDIRECT(\"'Space-by-Space Method'!C\"&ROUNDDOWN((ROW(A366)-52)/50,0)+4))","v":""},{"$f":"IF(A366=\"\",\"\",IF(COUNTIF(CommonSpaceTypes,AQ366)>0,INDIRECT(\"'Space-by-Space Method'!F\"&ROUNDDOWN((ROW(A366)-52)/50,0)+4),\"\"))","v":""},{"$f":"IF(A366=\"\",\"\",IF(COUNTIF(BuildingSpecificSpaceTypes,AQ366)>0,INDIRECT(\"'Space-by-Space Method'!F\"&ROUNDDOWN((ROW(A366)-52)/50,0)+4),\"\"))","v":""},{"$f":"IF(A366=\"\",\"\",INDIRECT(\"'Fixture Schedule'!D\"&MOD(ROW(A366)-52,50)+9))","v":""},{"$f":"IF(A366=\"\",\"\",IF(AR366=\"\",\"\",INDIRECT(\"'Fixture Schedule'!K\"&MOD(ROW(A366)-52,50)+9)))","v":""},"",{"$f":"IF(A366=\"\",\"\",INDIRECT(\"'Fixture Schedule'!L\"&MOD(ROW(A366)-52,50)+9))","v":""},null,null,null,null,null,null,null,null,null,null,null,null,null,{"$f":"INDIRECT(\"'Space-by-Space Method'!\"&SUBSTITUTE(ADDRESS(1,MOD(ROW(A366)-52,50)+10,4),\"1\",\"\")&ROUNDDOWN((ROW(A366)-52)/50,0)+4)","v":0},{"$f":"LEFT(INDIRECT(\"'Space-by-Space Method'!BJ\"&ROUNDDOWN((ROW(A366)-52)/50,0)+4),3)","v":""},{"$f":"INDIRECT(\"'Fixture Schedule'!L\"&MOD(ROW(A366)-52,50)+9)","v":0},{"$f":"INDIRECT(\"'Fixture Schedule'!O\"&MOD(ROW(A366)-52,50)+9)","v":0},{"$f":"INDIRECT(\"'Space-by-Space Method'!F\"&ROUNDDOWN((ROW(A366)-52)/50,0)+4)","v":0},{"$f":"INDIRECT(\"'Fixture Schedule'!L\"&MOD(ROW(A366)-52,50)+9)","v":0},{"$f":"INDIRECT(\"'Space-by-Space Method'!D\"&ROUNDDOWN((ROW(A366)-52)/50,0)+4)","v":0},{"$f":"INDIRECT(\"'Space-by-Space Method'!E\"&ROUNDDOWN((ROW(A366)-52)/50,0)+4)","v":1}]
[{"$f":"IF(InteriorCalcType=2,IF(OR(AM367=0,AN367=\"DNQ\")=TRUE,\"\",INDIRECT(\"'Fixture Schedule'!M\"&MOD(ROW(A367)-52,50)+9)),\"\")","v":""},{"$f":"IF(A367=\"\",\"\",INDIRECT(\"'Fixture Schedule'!E\"&MOD(ROW(A367)-52,50)+9))","v":""},{"$f":"IF(A367=\"\",\"\",INDIRECT(\"'Fixture Schedule'!F\"&MOD(ROW(A367)-52,50)+9))","v":""},{"$f":"IF(A367=\"\",\"\",INDIRECT(\"'Fixture Schedule'!L\"&MOD(ROW(A367)-52,50)+9))","v":""},"",null,null,{"$f":"IF(A367=\"\",\"\",IF(AP367=1,Summary!$C$12*(AO367)/(SUM('Space-by-Space Method'!$BO$4:$BO$78,SUM('Exterior Lighting'!$BL$5:$BL$25))),0))","v":""},{"$f":"IF(A367=\"\",\"\",IF(START!$B$34=1,INDIRECT(\"'Space-by-Space Method'!\"&SUBSTITUTE(ADDRESS(1,MOD(ROW(A367)-52,50)+10,4),\"1\",\"\")&ROUNDDOWN((ROW(A367)-52)/50,0)+4),\"\"))","v":""},{"$f":"IF(A367=\"\",\"\",IF(AP367=1,Summary!$F$11*(AO367)/(SUM('Space-by-Space Method'!$BO$4:$BO$78,SUM('Exterior Lighting'!$BL$5:$BL$25))),0))","v":""},{"$f":"IF(A367=\"\",\"\",IF(AP367=1,Summary!$E$11*(AO367)/(SUM('Space-by-Space Method'!$BO$4:$BO$78,SUM('Exterior Lighting'!$BL$5:$BL$25))),0))","v":""},{"$f":"IF(A367=\"\",\"\",IF(AP367=1,Summary!$G$11*(AO367)/(SUM('Space-by-Space Method'!$BO$4:$BO$78,SUM('Exterior Lighting'!$BL$5:$BL$25))),0))","v":""},{"$f":"IF(A367=\"\",\"\",IF(AP367=1,Summary!$H$11*(AO367)/(SUM('Space-by-Space Method'!$BO$4:$BO$78)),0))","v":""},{"$f":"IF(A367=\"\",\"\",IF(AP367=1,Summary!$I$11*(AO367)/(SUM('Space-by-Space Method'!$BO$4:$BO$78)),0))","v":""},null,null,null,{"$f":"IF(A367=\"\",\"\",IF(START!$B$34=2,INDIRECT(\"'Space-by-Space Method'!\"&SUBSTITUTE(ADDRESS(1,MOD(ROW(A367)-52,50)+10,4),\"1\",\"\")&ROUNDDOWN((ROW(A367)-52)/50,0)+4),\"\"))","v":""},{"$f":"IF(A367=\"\",\"\",INDIRECT(\"'Space-by-Space Method'!C\"&ROUNDDOWN((ROW(A367)-52)/50,0)+4))","v":""},{"$f":"IF(A367=\"\",\"\",IF(COUNTIF(CommonSpaceTypes,AQ367)>0,INDIRECT(\"'Space-by-Space Method'!F\"&ROUNDDOWN((ROW(A367)-52)/50,0)+4),\"\"))","v":""},{"$f":"IF(A367=\"\",\"\",IF(COUNTIF(BuildingSpecificSpaceTypes,AQ367)>0,INDIRECT(\"'Space-by-Space Method'!F\"&ROUNDDOWN((ROW(A367)-52)/50,0)+4),\"\"))","v":""},{"$f":"IF(A367=\"\",\"\",INDIRECT(\"'Fixture Schedule'!D\"&MOD(ROW(A367)-52,50)+9))","v":""},{"$f":"IF(A367=\"\",\"\",IF(AR367=\"\",\"\",INDIRECT(\"'Fixture Schedule'!K\"&MOD(ROW(A367)-52,50)+9)))","v":""},"",{"$f":"IF(A367=\"\",\"\",INDIRECT(\"'Fixture Schedule'!L\"&MOD(ROW(A367)-52,50)+9))","v":""},null,null,null,null,null,null,null,null,null,null,null,null,null,{"$f":"INDIRECT(\"'Space-by-Space Method'!\"&SUBSTITUTE(ADDRESS(1,MOD(ROW(A367)-52,50)+10,4),\"1\",\"\")&ROUNDDOWN((ROW(A367)-52)/50,0)+4)","v":0},{"$f":"LEFT(INDIRECT(\"'Space-by-Space Method'!BJ\"&ROUNDDOWN((ROW(A367)-52)/50,0)+4),3)","v":""},{"$f":"INDIRECT(\"'Fixture Schedule'!L\"&MOD(ROW(A367)-52,50)+9)","v":0},{"$f":"INDIRECT(\"'Fixture Schedule'!O\"&MOD(ROW(A367)-52,50)+9)","v":0},{"$f":"INDIRECT(\"'Space-by-Space Method'!F\"&ROUNDDOWN((ROW(A367)-52)/50,0)+4)","v":0},{"$f":"INDIRECT(\"'Fixture Schedule'!L\"&MOD(ROW(A367)-52,50)+9)","v":0},{"$f":"INDIRECT(\"'Space-by-Space Method'!D\"&ROUNDDOWN((ROW(A367)-52)/50,0)+4)","v":0},{"$f":"INDIRECT(\"'Space-by-Space Method'!E\"&ROUNDDOWN((ROW(A367)-52)/50,0)+4)","v":1}]
[{"$f":"IF(InteriorCalcType=2,IF(OR(AM368=0,AN368=\"DNQ\")=TRUE,\"\",INDIRECT(\"'Fixture Schedule'!M\"&MOD(ROW(A368)-52,50)+9)),\"\")","v":""},{"$f":"IF(A368=\"\",\"\",INDIRECT(\"'Fixture Schedule'!E\"&MOD(ROW(A368)-52,50)+9))","v":""},{"$f":"IF(A368=\"\",\"\",INDIRECT(\"'Fixture Schedule'!F\"&MOD(ROW(A368)-52,50)+9))","v":""},{"$f":"IF(A368=\"\",\"\",INDIRECT(\"'Fixture Schedule'!L\"&MOD(ROW(A368)-52,50)+9))","v":""},"",null,null,{"$f":"IF(A368=\"\",\"\",IF(AP368=1,Summary!$C$12*(AO368)/(SUM('Space-by-Space Method'!$BO$4:$BO$78,SUM('Exterior Lighting'!$BL$5:$BL$25))),0))","v":""},{"$f":"IF(A368=\"\",\"\",IF(START!$B$34=1,INDIRECT(\"'Space-by-Space Method'!\"&SUBSTITUTE(ADDRESS(1,MOD(ROW(A368)-52,50)+10,4),\"1\",\"\")&ROUNDDOWN((ROW(A368)-52)/50,0)+4),\"\"))","v":""},{"$f":"IF(A368=\"\",\"\",IF(AP368=1,Summary!$F$11*(AO368)/(SUM('Space-by-Space Method'!$BO$4:$BO$78,SUM('Exterior Lighting'!$BL$5:$BL$25))),0))","v":""},{"$f":"IF(A368=\"\",\"\",IF(AP368=1,Summary!$E$11*(AO368)/(SUM('Space-by-Space Method'!$BO$4:$BO$78,SUM('Exterior Lighting'!$BL$5:$BL$25))),0))","v":""},{"$f":"IF(A368=\"\",\"\",IF(AP368=1,Summary!$G$11*(AO368)/(SUM('Space-by-Space Method'!$BO$4:$BO$78,SUM('Exterior Lighting'!$BL$5:$BL$25))),0))","v":""},{"$f":"IF(A368=\"\",\"\",IF(AP368=1,Summary!$H$11*(AO368)/(SUM('Space-by-Space Method'!$BO$4:$BO$78)),0))","v":""},{"$f":"IF(A368=\"\",\"\",IF(AP368=1,Summary!$I$11*(AO368)/(SUM('Space-by-Space Method'!$BO$4:$BO$78)),0))","v":""},null,null,null,{"$f":"IF(A368=\"\",\"\",IF(START!$B$34=2,INDIRECT(\"'Space-by-Space Method'!\"&SUBSTITUTE(ADDRESS(1,MOD(ROW(A368)-52,50)+10,4),\"1\",\"\")&ROUNDDOWN((ROW(A368)-52)/50,0)+4),\"\"))","v":""},{"$f":"IF(A368=\"\",\"\",INDIRECT(\"'Space-by-Space Method'!C\"&ROUNDDOWN((ROW(A368)-52)/50,0)+4))","v":""},{"$f":"IF(A368=\"\",\"\",IF(COUNTIF(CommonSpaceTypes,AQ368)>0,INDIRECT(\"'Space-by-Space Method'!F\"&ROUNDDOWN((ROW(A368)-52)/50,0)+4),\"\"))","v":""},{"$f":"IF(A368=\"\",\"\",IF(COUNTIF(BuildingSpecificSpaceTypes,AQ368)>0,INDIRECT(\"'Space-by-Space Method'!F\"&ROUNDDOWN((ROW(A368)-52)/50,0)+4),\"\"))","v":""},{"$f":"IF(A368=\"\",\"\",INDIRECT(\"'Fixture Schedule'!D\"&MOD(ROW(A368)-52,50)+9))","v":""},{"$f":"IF(A368=\"\",\"\",IF(AR368=\"\",\"\",INDIRECT(\"'Fixture Schedule'!K\"&MOD(ROW(A368)-52,50)+9)))","v":""},"",{"$f":"IF(A368=\"\",\"\",INDIRECT(\"'Fixture Schedule'!L\"&MOD(ROW(A368)-52,50)+9))","v":""},null,null,null,null,null,null,null,null,null,null,null,null,null,{"$f":"INDIRECT(\"'Space-by-Space Method'!\"&SUBSTITUTE(ADDRESS(1,MOD(ROW(A368)-52,50)+10,4),\"1\",\"\")&ROUNDDOWN((ROW(A368)-52)/50,0)+4)","v":0},{"$f":"LEFT(INDIRECT(\"'Space-by-Space Method'!BJ\"&ROUNDDOWN((ROW(A368)-52)/50,0)+4),3)","v":""},{"$f":"INDIRECT(\"'Fixture Schedule'!L\"&MOD(ROW(A368)-52,50)+9)","v":0},{"$f":"INDIRECT(\"'Fixture Schedule'!O\"&MOD(ROW(A368)-52,50)+9)","v":0},{"$f":"INDIRECT(\"'Space-by-Space Method'!F\"&ROUNDDOWN((ROW(A368)-52)/50,0)+4)","v":0},{"$f":"INDIRECT(\"'Fixture Schedule'!L\"&MOD(ROW(A368)-52,50)+9)","v":0},{"$f":"INDIRECT(\"'Space-by-Space Method'!D\"&ROUNDDOWN((ROW(A368)-52)/50,0)+4)","v":0},{"$f":"INDIRECT(\"'Space-by-Space Method'!E\"&ROUNDDOWN((ROW(A368)-52)/50,0)+4)","v":1}]
[{"$f":"IF(InteriorCalcType=2,IF(OR(AM369=0,AN369=\"DNQ\")=TRUE,\"\",INDIRECT(\"'Fixture Schedule'!M\"&MOD(ROW(A369)-52,50)+9)),\"\")","v":""},{"$f":"IF(A369=\"\",\"\",INDIRECT(\"'Fixture Schedule'!E\"&MOD(ROW(A369)-52,50)+9))","v":""},{"$f":"IF(A369=\"\",\"\",INDIRECT(\"'Fixture Schedule'!F\"&MOD(ROW(A369)-52,50)+9))","v":""},{"$f":"IF(A369=\"\",\"\",INDIRECT(\"'Fixture Schedule'!L\"&MOD(ROW(A369)-52,50)+9))","v":""},"",null,null,{"$f":"IF(A369=\"\",\"\",IF(AP369=1,Summary!$C$12*(AO369)/(SUM('Space-by-Space Method'!$BO$4:$BO$78,SUM('Exterior Lighting'!$BL$5:$BL$25))),0))","v":""},{"$f":"IF(A369=\"\",\"\",IF(START!$B$34=1,INDIRECT(\"'Space-by-Space Method'!\"&SUBSTITUTE(ADDRESS(1,MOD(ROW(A369)-52,50)+10,4),\"1\",\"\")&ROUNDDOWN((ROW(A369)-52)/50,0)+4),\"\"))","v":""},{"$f":"IF(A369=\"\",\"\",IF(AP369=1,Summary!$F$11*(AO369)/(SUM('Space-by-Space Method'!$BO$4:$BO$78,SUM('Exterior Lighting'!$BL$5:$BL$25))),0))","v":""},{"$f":"IF(A369=\"\",\"\",IF(AP369=1,Summary!$E$11*(AO369)/(SUM('Space-by-Space Method'!$BO$4:$BO$78,SUM('Exterior Lighting'!$BL$5:$BL$25))),0))","v":""},{"$f":"IF(A369=\"\",\"\",IF(AP369=1,Summary!$G$11*(AO369)/(SUM('Space-by-Space Method'!$BO$4:$BO$78,SUM('Exterior Lighting'!$BL$5:$BL$25))),0))","v":""},{"$f":"IF(A369=\"\",\"\",IF(AP369=1,Summary!$H$11*(AO369)/(SUM('Space-by-Space Method'!$BO$4:$BO$78)),0))","v":""},{"$f":"IF(A369=\"\",\"\",IF(AP369=1,Summary!$I$11*(AO369)/(SUM('Space-by-Space Method'!$BO$4:$BO$78)),0))","v":""},null,null,null,{"$f":"IF(A369=\"\",\"\",IF(START!$B$34=2,INDIRECT(\"'Space-by-Space Method'!\"&SUBSTITUTE(ADDRESS(1,MOD(ROW(A369)-52,50)+10,4),\"1\",\"\")&ROUNDDOWN((ROW(A369)-52)/50,0)+4),\"\"))","v":""},{"$f":"IF(A369=\"\",\"\",INDIRECT(\"'Space-by-Space Method'!C\"&ROUNDDOWN((ROW(A369)-52)/50,0)+4))","v":""},{"$f":"IF(A369=\"\",\"\",IF(COUNTIF(CommonSpaceTypes,AQ369)>0,INDIRECT(\"'Space-by-Space Method'!F\"&ROUNDDOWN((ROW(A369)-52)/50,0)+4),\"\"))","v":""},{"$f":"IF(A369=\"\",\"\",IF(COUNTIF(BuildingSpecificSpaceTypes,AQ369)>0,INDIRECT(\"'Space-by-Space Method'!F\"&ROUNDDOWN((ROW(A369)-52)/50,0)+4),\"\"))","v":""},{"$f":"IF(A369=\"\",\"\",INDIRECT(\"'Fixture Schedule'!D\"&MOD(ROW(A369)-52,50)+9))","v":""},{"$f":"IF(A369=\"\",\"\",IF(AR369=\"\",\"\",INDIRECT(\"'Fixture Schedule'!K\"&MOD(ROW(A369)-52,50)+9)))","v":""},"",{"$f":"IF(A369=\"\",\"\",INDIRECT(\"'Fixture Schedule'!L\"&MOD(ROW(A369)-52,50)+9))","v":""},null,null,null,null,null,null,null,null,null,null,null,null,null,{"$f":"INDIRECT(\"'Space-by-Space Method'!\"&SUBSTITUTE(ADDRESS(1,MOD(ROW(A369)-52,50)+10,4),\"1\",\"\")&ROUNDDOWN((ROW(A369)-52)/50,0)+4)","v":0},{"$f":"LEFT(INDIRECT(\"'Space-by-Space Method'!BJ\"&ROUNDDOWN((ROW(A369)-52)/50,0)+4),3)","v":""},{"$f":"INDIRECT(\"'Fixture Schedule'!L\"&MOD(ROW(A369)-52,50)+9)","v":0},{"$f":"INDIRECT(\"'Fixture Schedule'!O\"&MOD(ROW(A369)-52,50)+9)","v":0},{"$f":"INDIRECT(\"'Space-by-Space Method'!F\"&ROUNDDOWN((ROW(A369)-52)/50,0)+4)","v":0},{"$f":"INDIRECT(\"'Fixture Schedule'!L\"&MOD(ROW(A369)-52,50)+9)","v":0},{"$f":"INDIRECT(\"'Space-by-Space Method'!D\"&ROUNDDOWN((ROW(A369)-52)/50,0)+4)","v":0},{"$f":"INDIRECT(\"'Space-by-Space Method'!E\"&ROUNDDOWN((ROW(A369)-52)/50,0)+4)","v":1}]
[{"$f":"IF(InteriorCalcType=2,IF(OR(AM370=0,AN370=\"DNQ\")=TRUE,\"\",INDIRECT(\"'Fixture Schedule'!M\"&MOD(ROW(A370)-52,50)+9)),\"\")","v":""},{"$f":"IF(A370=\"\",\"\",INDIRECT(\"'Fixture Schedule'!E\"&MOD(ROW(A370)-52,50)+9))","v":""},{"$f":"IF(A370=\"\",\"\",INDIRECT(\"'Fixture Schedule'!F\"&MOD(ROW(A370)-52,50)+9))","v":""},{"$f":"IF(A370=\"\",\"\",INDIRECT(\"'Fixture Schedule'!L\"&MOD(ROW(A370)-52,50)+9))","v":""},"",null,null,{"$f":"IF(A370=\"\",\"\",IF(AP370=1,Summary!$C$12*(AO370)/(SUM('Space-by-Space Method'!$BO$4:$BO$78,SUM('Exterior Lighting'!$BL$5:$BL$25))),0))","v":""},{"$f":"IF(A370=\"\",\"\",IF(START!$B$34=1,INDIRECT(\"'Space-by-Space Method'!\"&SUBSTITUTE(ADDRESS(1,MOD(ROW(A370)-52,50)+10,4),\"1\",\"\")&ROUNDDOWN((ROW(A370)-52)/50,0)+4),\"\"))","v":""},{"$f":"IF(A370=\"\",\"\",IF(AP370=1,Summary!$F$11*(AO370)/(SUM('Space-by-Space Method'!$BO$4:$BO$78,SUM('Exterior Lighting'!$BL$5:$BL$25))),0))","v":""},{"$f":"IF(A370=\"\",\"\",IF(AP370=1,Summary!$E$11*(AO370)/(SUM('Space-by-Space Method'!$BO$4:$BO$78,SUM('Exterior Lighting'!$BL$5:$BL$25))),0))","v":""},{"$f":"IF(A370=\"\",\"\",IF(AP370=1,Summary!$G$11*(AO370)/(SUM('Space-by-Space Method'!$BO$4:$BO$78,SUM('Exterior Lighting'!$BL$5:$BL$25))),0))","v":""},{"$f":"IF(A370=\"\",\"\",IF(AP370=1,Summary!$H$11*(AO370)/(SUM('Space-by-Space Method'!$BO$4:$BO$78)),0))","v":""},{"$f":"IF(A370=\"\",\"\",IF(AP370=1,Summary!$I$11*(AO370)/(SUM('Space-by-Space Method'!$BO$4:$BO$78)),0))","v":""},null,null,null,{"$f":"IF(A370=\"\",\"\",IF(START!$B$34=2,INDIRECT(\"'Space-by-Space Method'!\"&SUBSTITUTE(ADDRESS(1,MOD(ROW(A370)-52,50)+10,4),\"1\",\"\")&ROUNDDOWN((ROW(A370)-52)/50,0)+4),\"\"))","v":""},{"$f":"IF(A370=\"\",\"\",INDIRECT(\"'Space-by-Space Method'!C\"&ROUNDDOWN((ROW(A370)-52)/50,0)+4))","v":""},{"$f":"IF(A370=\"\",\"\",IF(COUNTIF(CommonSpaceTypes,AQ370)>0,INDIRECT(\"'Space-by-Space Method'!F\"&ROUNDDOWN((ROW(A370)-52)/50,0)+4),\"\"))","v":""},{"$f":"IF(A370=\"\",\"\",IF(COUNTIF(BuildingSpecificSpaceTypes,AQ370)>0,INDIRECT(\"'Space-by-Space Method'!F\"&ROUNDDOWN((ROW(A370)-52)/50,0)+4),\"\"))","v":""},{"$f":"IF(A370=\"\",\"\",INDIRECT(\"'Fixture Schedule'!D\"&MOD(ROW(A370)-52,50)+9))","v":""},{"$f":"IF(A370=\"\",\"\",IF(AR370=\"\",\"\",INDIRECT(\"'Fixture Schedule'!K\"&MOD(ROW(A370)-52,50)+9)))","v":""},"",{"$f":"IF(A370=\"\",\"\",INDIRECT(\"'Fixture Schedule'!L\"&MOD(ROW(A370)-52,50)+9))","v":""},null,null,null,null,null,null,null,null,null,null,null,null,null,{"$f":"INDIRECT(\"'Space-by-Space Method'!\"&SUBSTITUTE(ADDRESS(1,MOD(ROW(A370)-52,50)+10,4),\"1\",\"\")&ROUNDDOWN((ROW(A370)-52)/50,0)+4)","v":0},{"$f":"LEFT(INDIRECT(\"'Space-by-Space Method'!BJ\"&ROUNDDOWN((ROW(A370)-52)/50,0)+4),3)","v":""},{"$f":"INDIRECT(\"'Fixture Schedule'!L\"&MOD(ROW(A370)-52,50)+9)","v":0},{"$f":"INDIRECT(\"'Fixture Schedule'!O\"&MOD(ROW(A370)-52,50)+9)","v":0},{"$f":"INDIRECT(\"'Space-by-Space Method'!F\"&ROUNDDOWN((ROW(A370)-52)/50,0)+4)","v":0},{"$f":"INDIRECT(\"'Fixture Schedule'!L\"&MOD(ROW(A370)-52,50)+9)","v":0},{"$f":"INDIRECT(\"'Space-by-Space Method'!D\"&ROUNDDOWN((ROW(A370)-52)/50,0)+4)","v":0},{"$f":"INDIRECT(\"'Space-by-Space Method'!E\"&ROUNDDOWN((ROW(A370)-52)/50,0)+4)","v":1}]
[{"$f":"IF(InteriorCalcType=2,IF(OR(AM371=0,AN371=\"DNQ\")=TRUE,\"\",INDIRECT(\"'Fixture Schedule'!M\"&MOD(ROW(A371)-52,50)+9)),\"\")","v":""},{"$f":"IF(A371=\"\",\"\",INDIRECT(\"'Fixture Schedule'!E\"&MOD(ROW(A371)-52,50)+9))","v":""},{"$f":"IF(A371=\"\",\"\",INDIRECT(\"'Fixture Schedule'!F\"&MOD(ROW(A371)-52,50)+9))","v":""},{"$f":"IF(A371=\"\",\"\",INDIRECT(\"'Fixture Schedule'!L\"&MOD(ROW(A371)-52,50)+9))","v":""},"",null,null,{"$f":"IF(A371=\"\",\"\",IF(AP371=1,Summary!$C$12*(AO371)/(SUM('Space-by-Space Method'!$BO$4:$BO$78,SUM('Exterior Lighting'!$BL$5:$BL$25))),0))","v":""},{"$f":"IF(A371=\"\",\"\",IF(START!$B$34=1,INDIRECT(\"'Space-by-Space Method'!\"&SUBSTITUTE(ADDRESS(1,MOD(ROW(A371)-52,50)+10,4),\"1\",\"\")&ROUNDDOWN((ROW(A371)-52)/50,0)+4),\"\"))","v":""},{"$f":"IF(A371=\"\",\"\",IF(AP371=1,Summary!$F$11*(AO371)/(SUM('Space-by-Space Method'!$BO$4:$BO$78,SUM('Exterior Lighting'!$BL$5:$BL$25))),0))","v":""},{"$f":"IF(A371=\"\",\"\",IF(AP371=1,Summary!$E$11*(AO371)/(SUM('Space-by-Space Method'!$BO$4:$BO$78,SUM('Exterior Lighting'!$BL$5:$BL$25))),0))","v":""},{"$f":"IF(A371=\"\",\"\",IF(AP371=1,Summary!$G$11*(AO371)/(SUM('Space-by-Space Method'!$BO$4:$BO$78,SUM('Exterior Lighting'!$BL$5:$BL$25))),0))","v":""},{"$f":"IF(A371=\"\",\"\",IF(AP371=1,Summary!$H$11*(AO371)/(SUM('Space-by-Space Method'!$BO$4:$BO$78)),0))","v":""},{"$f":"IF(A371=\"\",\"\",IF(AP371=1,Summary!$I$11*(AO371)/(SUM('Space-by-Space Method'!$BO$4:$BO$78)),0))","v":""},null,null,null,{"$f":"IF(A371=\"\",\"\",IF(START!$B$34=2,INDIRECT(\"'Space-by-Space Method'!\"&SUBSTITUTE(ADDRESS(1,MOD(ROW(A371)-52,50)+10,4),\"1\",\"\")&ROUNDDOWN((ROW(A371)-52)/50,0)+4),\"\"))","v":""},{"$f":"IF(A371=\"\",\"\",INDIRECT(\"'Space-by-Space Method'!C\"&ROUNDDOWN((ROW(A371)-52)/50,0)+4))","v":""},{"$f":"IF(A371=\"\",\"\",IF(COUNTIF(CommonSpaceTypes,AQ371)>0,INDIRECT(\"'Space-by-Space Method'!F\"&ROUNDDOWN((ROW(A371)-52)/50,0)+4),\"\"))","v":""},{"$f":"IF(A371=\"\",\"\",IF(COUNTIF(BuildingSpecificSpaceTypes,AQ371)>0,INDIRECT(\"'Space-by-Space Method'!F\"&ROUNDDOWN((ROW(A371)-52)/50,0)+4),\"\"))","v":""},{"$f":"IF(A371=\"\",\"\",INDIRECT(\"'Fixture Schedule'!D\"&MOD(ROW(A371)-52,50)+9))","v":""},{"$f":"IF(A371=\"\",\"\",IF(AR371=\"\",\"\",INDIRECT(\"'Fixture Schedule'!K\"&MOD(ROW(A371)-52,50)+9)))","v":""},"",{"$f":"IF(A371=\"\",\"\",INDIRECT(\"'Fixture Schedule'!L\"&MOD(ROW(A371)-52,50)+9))","v":""},null,null,null,null,null,null,null,null,null,null,null,null,null,{"$f":"INDIRECT(\"'Space-by-Space Method'!\"&SUBSTITUTE(ADDRESS(1,MOD(ROW(A371)-52,50)+10,4),\"1\",\"\")&ROUNDDOWN((ROW(A371)-52)/50,0)+4)","v":0},{"$f":"LEFT(INDIRECT(\"'Space-by-Space Method'!BJ\"&ROUNDDOWN((ROW(A371)-52)/50,0)+4),3)","v":""},{"$f":"INDIRECT(\"'Fixture Schedule'!L\"&MOD(ROW(A371)-52,50)+9)","v":0},{"$f":"INDIRECT(\"'Fixture Schedule'!O\"&MOD(ROW(A371)-52,50)+9)","v":0},{"$f":"INDIRECT(\"'Space-by-Space Method'!F\"&ROUNDDOWN((ROW(A371)-52)/50,0)+4)","v":0},{"$f":"INDIRECT(\"'Fixture Schedule'!L\"&MOD(ROW(A371)-52,50)+9)","v":0},{"$f":"INDIRECT(\"'Space-by-Space Method'!D\"&ROUNDDOWN((ROW(A371)-52)/50,0)+4)","v":0},{"$f":"INDIRECT(\"'Space-by-Space Method'!E\"&ROUNDDOWN((ROW(A371)-52)/50,0)+4)","v":1}]
[{"$f":"IF(InteriorCalcType=2,IF(OR(AM372=0,AN372=\"DNQ\")=TRUE,\"\",INDIRECT(\"'Fixture Schedule'!M\"&MOD(ROW(A372)-52,50)+9)),\"\")","v":""},{"$f":"IF(A372=\"\",\"\",INDIRECT(\"'Fixture Schedule'!E\"&MOD(ROW(A372)-52,50)+9))","v":""},{"$f":"IF(A372=\"\",\"\",INDIRECT(\"'Fixture Schedule'!F\"&MOD(ROW(A372)-52,50)+9))","v":""},{"$f":"IF(A372=\"\",\"\",INDIRECT(\"'Fixture Schedule'!L\"&MOD(ROW(A372)-52,50)+9))","v":""},"",null,null,{"$f":"IF(A372=\"\",\"\",IF(AP372=1,Summary!$C$12*(AO372)/(SUM('Space-by-Space Method'!$BO$4:$BO$78,SUM('Exterior Lighting'!$BL$5:$BL$25))),0))","v":""},{"$f":"IF(A372=\"\",\"\",IF(START!$B$34=1,INDIRECT(\"'Space-by-Space Method'!\"&SUBSTITUTE(ADDRESS(1,MOD(ROW(A372)-52,50)+10,4),\"1\",\"\")&ROUNDDOWN((ROW(A372)-52)/50,0)+4),\"\"))","v":""},{"$f":"IF(A372=\"\",\"\",IF(AP372=1,Summary!$F$11*(AO372)/(SUM('Space-by-Space Method'!$BO$4:$BO$78,SUM('Exterior Lighting'!$BL$5:$BL$25))),0))","v":""},{"$f":"IF(A372=\"\",\"\",IF(AP372=1,Summary!$E$11*(AO372)/(SUM('Space-by-Space Method'!$BO$4:$BO$78,SUM('Exterior Lighting'!$BL$5:$BL$25))),0))","v":""},{"$f":"IF(A372=\"\",\"\",IF(AP372=1,Summary!$G$11*(AO372)/(SUM('Space-by-Space Method'!$BO$4:$BO$78,SUM('Exterior Lighting'!$BL$5:$BL$25))),0))","v":""},{"$f":"IF(A372=\"\",\"\",IF(AP372=1,Summary!$H$11*(AO372)/(SUM('Space-by-Space Method'!$BO$4:$BO$78)),0))","v":""},{"$f":"IF(A372=\"\",\"\",IF(AP372=1,Summary!$I$11*(AO372)/(SUM('Space-by-Space Method'!$BO$4:$BO$78)),0))","v":""},null,null,null,{"$f":"IF(A372=\"\",\"\",IF(START!$B$34=2,INDIRECT(\"'Space-by-Space Method'!\"&SUBSTITUTE(ADDRESS(1,MOD(ROW(A372)-52,50)+10,4),\"1\",\"\")&ROUNDDOWN((ROW(A372)-52)/50,0)+4),\"\"))","v":""},{"$f":"IF(A372=\"\",\"\",INDIRECT(\"'Space-by-Space Method'!C\"&ROUNDDOWN((ROW(A372)-52)/50,0)+4))","v":""},{"$f":"IF(A372=\"\",\"\",IF(COUNTIF(CommonSpaceTypes,AQ372)>0,INDIRECT(\"'Space-by-Space Method'!F\"&ROUNDDOWN((ROW(A372)-52)/50,0)+4),\"\"))","v":""},{"$f":"IF(A372=\"\",\"\",IF(COUNTIF(BuildingSpecificSpaceTypes,AQ372)>0,INDIRECT(\"'Space-by-Space Method'!F\"&ROUNDDOWN((ROW(A372)-52)/50,0)+4),\"\"))","v":""},{"$f":"IF(A372=\"\",\"\",INDIRECT(\"'Fixture Schedule'!D\"&MOD(ROW(A372)-52,50)+9))","v":""},{"$f":"IF(A372=\"\",\"\",IF(AR372=\"\",\"\",INDIRECT(\"'Fixture Schedule'!K\"&MOD(ROW(A372)-52,50)+9)))","v":""},"",{"$f":"IF(A372=\"\",\"\",INDIRECT(\"'Fixture Schedule'!L\"&MOD(ROW(A372)-52,50)+9))","v":""},null,null,null,null,null,null,null,null,null,null,null,null,null,{"$f":"INDIRECT(\"'Space-by-Space Method'!\"&SUBSTITUTE(ADDRESS(1,MOD(ROW(A372)-52,50)+10,4),\"1\",\"\")&ROUNDDOWN((ROW(A372)-52)/50,0)+4)","v":0},{"$f":"LEFT(INDIRECT(\"'Space-by-Space Method'!BJ\"&ROUNDDOWN((ROW(A372)-52)/50,0)+4),3)","v":""},{"$f":"INDIRECT(\"'Fixture Schedule'!L\"&MOD(ROW(A372)-52,50)+9)","v":0},{"$f":"INDIRECT(\"'Fixture Schedule'!O\"&MOD(ROW(A372)-52,50)+9)","v":0},{"$f":"INDIRECT(\"'Space-by-Space Method'!F\"&ROUNDDOWN((ROW(A372)-52)/50,0)+4)","v":0},{"$f":"INDIRECT(\"'Fixture Schedule'!L\"&MOD(ROW(A372)-52,50)+9)","v":0},{"$f":"INDIRECT(\"'Space-by-Space Method'!D\"&ROUNDDOWN((ROW(A372)-52)/50,0)+4)","v":0},{"$f":"INDIRECT(\"'Space-by-Space Method'!E\"&ROUNDDOWN((ROW(A372)-52)/50,0)+4)","v":1}]
[{"$f":"IF(InteriorCalcType=2,IF(OR(AM373=0,AN373=\"DNQ\")=TRUE,\"\",INDIRECT(\"'Fixture Schedule'!M\"&MOD(ROW(A373)-52,50)+9)),\"\")","v":""},{"$f":"IF(A373=\"\",\"\",INDIRECT(\"'Fixture Schedule'!E\"&MOD(ROW(A373)-52,50)+9))","v":""},{"$f":"IF(A373=\"\",\"\",INDIRECT(\"'Fixture Schedule'!F\"&MOD(ROW(A373)-52,50)+9))","v":""},{"$f":"IF(A373=\"\",\"\",INDIRECT(\"'Fixture Schedule'!L\"&MOD(ROW(A373)-52,50)+9))","v":""},{"$f":"IF(A373=\"\",\"\",\"Watts\")","v":""},null,null,{"$f":"IF(A373=\"\",\"\",IF(AP373=1,Summary!$C$12*(AO373)/(SUM('Space-by-Space Method'!$BO$4:$BO$78,SUM('Exterior Lighting'!$BL$5:$BL$25))),0))","v":""},{"$f":"IF(A373=\"\",\"\",IF(START!$B$34=1,INDIRECT(\"'Space-by-Space Method'!\"&SUBSTITUTE(ADDRESS(1,MOD(ROW(A373)-52,50)+10,4),\"1\",\"\")&ROUNDDOWN((ROW(A373)-52)/50,0)+4),\"\"))","v":""},{"$f":"IF(A373=\"\",\"\",IF(AP373=1,Summary!$F$11*(AO373)/(SUM('Space-by-Space Method'!$BO$4:$BO$78,SUM('Exterior Lighting'!$BL$5:$BL$25))),0))","v":""},{"$f":"IF(A373=\"\",\"\",IF(AP373=1,Summary!$E$11*(AO373)/(SUM('Space-by-Space Method'!$BO$4:$BO$78,SUM('Exterior Lighting'!$BL$5:$BL$25))),0))","v":""},{"$f":"IF(A373=\"\",\"\",IF(AP373=1,Summary!$G$11*(AO373)/(SUM('Space-by-Space Method'!$BO$4:$BO$78,SUM('Exterior Lighting'!$BL$5:$BL$25))),0))","v":""},{"$f":"IF(A373=\"\",\"\",IF(AP373=1,Summary!$H$11*(AO373)/(SUM('Space-by-Space Method'!$BO$4:$BO$78)),0))","v":""},{"$f":"IF(A373=\"\",\"\",IF(AP373=1,Summary!$I$11*(AO373)/(SUM('Space-by-Space Method'!$BO$4:$BO$78)),0))","v":""},null,null,null,{"$f":"IF(A373=\"\",\"\",IF(START!$B$34=2,INDIRECT(\"'Space-by-Space Method'!\"&SUBSTITUTE(ADDRESS(1,MOD(ROW(A373)-52,50)+10,4),\"1\",\"\")&ROUNDDOWN((ROW(A373)-52)/50,0)+4),\"\"))","v":""},{"$f":"IF(A373=\"\",\"\",INDIRECT(\"'Space-by-Space Method'!C\"&ROUNDDOWN((ROW(A373)-52)/50,0)+4))","v":""},{"$f":"IF(A373=\"\",\"\",IF(COUNTIF(CommonSpaceTypes,AQ373)>0,INDIRECT(\"'Space-by-Space Method'!F\"&ROUNDDOWN((ROW(A373)-52)/50,0)+4),\"\"))","v":""},{"$f":"IF(A373=\"\",\"\",IF(COUNTIF(BuildingSpecificSpaceTypes,AQ373)>0,INDIRECT(\"'Space-by-Space Method'!F\"&ROUNDDOWN((ROW(A373)-52)/50,0)+4),\"\"))","v":""},{"$f":"IF(A373=\"\",\"\",INDIRECT(\"'Fixture Schedule'!D\"&MOD(ROW(A373)-52,50)+9))","v":""},{"$f":"IF(A373=\"\",\"\",IF(AR373=\"\",\"\",INDIRECT(\"'Fixture Schedule'!K\"&MOD(ROW(A373)-52,50)+9)))","v":""},{"$f":"IF(A373=\"\",\"\",AS373*AT373)","v":""},{"$f":"IF(A373=\"\",\"\",INDIRECT(\"'Fixture Schedule'!L\"&MOD(ROW(A373)-52,50)+9))","v":""},null,null,null,null,null,null,null,null,null,null,null,null,null,{"$f":"INDIRECT(\"'Space-by-Space Method'!\"&SUBSTITUTE(ADDRESS(1,MOD(ROW(A373)-52,50)+10,4),\"1\",\"\")&ROUNDDOWN((ROW(A373)-52)/50,0)+4)","v":0},{"$f":"LEFT(INDIRECT(\"'Space-by-Space Method'!BJ\"&ROUNDDOWN((ROW(A373)-52)/50,0)+4),3)","v":""},{"$f":"INDIRECT(\"'Fixture Schedule'!L\"&MOD(ROW(A373)-52,50)+9)","v":0},{"$f":"INDIRECT(\"'Fixture Schedule'!O\"&MOD(ROW(A373)-52,50)+9)","v":0},{"$f":"INDIRECT(\"'Space-by-Space Method'!F\"&ROUNDDOWN((ROW(A373)-52)/50,0)+4)","v":0},{"$f":"INDIRECT(\"'Fixture Schedule'!L\"&MOD(ROW(A373)-52,50)+9)","v":0},{"$f":"INDIRECT(\"'Space-by-Space Method'!D\"&ROUNDDOWN((ROW(A373)-52)/50,0)+4)","v":0},{"$f":"INDIRECT(\"'Space-by-Space Method'!E\"&ROUNDDOWN((ROW(A373)-52)/50,0)+4)","v":1}]
[{"$f":"IF(InteriorCalcType=2,IF(OR(AM374=0,AN374=\"DNQ\")=TRUE,\"\",INDIRECT(\"'Fixture Schedule'!M\"&MOD(ROW(A374)-52,50)+9)),\"\")","v":""},{"$f":"IF(A374=\"\",\"\",INDIRECT(\"'Fixture Schedule'!E\"&MOD(ROW(A374)-52,50)+9))","v":""},{"$f":"IF(A374=\"\",\"\",INDIRECT(\"'Fixture Schedule'!F\"&MOD(ROW(A374)-52,50)+9))","v":""},{"$f":"IF(A374=\"\",\"\",INDIRECT(\"'Fixture Schedule'!L\"&MOD(ROW(A374)-52,50)+9))","v":""},"",null,null,{"$f":"IF(A374=\"\",\"\",IF(AP374=1,Summary!$C$12*(AO374)/(SUM('Space-by-Space Method'!$BO$4:$BO$78,SUM('Exterior Lighting'!$BL$5:$BL$25))),0))","v":""},{"$f":"IF(A374=\"\",\"\",IF(START!$B$34=1,INDIRECT(\"'Space-by-Space Method'!\"&SUBSTITUTE(ADDRESS(1,MOD(ROW(A374)-52,50)+10,4),\"1\",\"\")&ROUNDDOWN((ROW(A374)-52)/50,0)+4),\"\"))","v":""},{"$f":"IF(A374=\"\",\"\",IF(AP374=1,Summary!$F$11*(AO374)/(SUM('Space-by-Space Method'!$BO$4:$BO$78,SUM('Exterior Lighting'!$BL$5:$BL$25))),0))","v":""},{"$f":"IF(A374=\"\",\"\",IF(AP374=1,Summary!$E$11*(AO374)/(SUM('Space-by-Space Method'!$BO$4:$BO$78,SUM('Exterior Lighting'!$BL$5:$BL$25))),0))","v":""},{"$f":"IF(A374=\"\",\"\",IF(AP374=1,Summary!$G$11*(AO374)/(SUM('Space-by-Space Method'!$BO$4:$BO$78,SUM('Exterior Lighting'!$BL$5:$BL$25))),0))","v":""},{"$f":"IF(A374=\"\",\"\",IF(AP374=1,Summary!$H$11*(AO374)/(SUM('Space-by-Space Method'!$BO$4:$BO$78)),0))","v":""},{"$f":"IF(A374=\"\",\"\",IF(AP374=1,Summary!$I$11*(AO374)/(SUM('Space-by-Space Method'!$BO$4:$BO$78)),0))","v":""},null,null,null,{"$f":"IF(A374=\"\",\"\",IF(START!$B$34=2,INDIRECT(\"'Space-by-Space Method'!\"&SUBSTITUTE(ADDRESS(1,MOD(ROW(A374)-52,50)+10,4),\"1\",\"\")&ROUNDDOWN((ROW(A374)-52)/50,0)+4),\"\"))","v":""},{"$f":"IF(A374=\"\",\"\",INDIRECT(\"'Space-by-Space Method'!C\"&ROUNDDOWN((ROW(A374)-52)/50,0)+4))","v":""},{"$f":"IF(A374=\"\",\"\",IF(COUNTIF(CommonSpaceTypes,AQ374)>0,INDIRECT(\"'Space-by-Space Method'!F\"&ROUNDDOWN((ROW(A374)-52)/50,0)+4),\"\"))","v":""},{"$f":"IF(A374=\"\",\"\",IF(COUNTIF(BuildingSpecificSpaceTypes,AQ374)>0,INDIRECT(\"'Space-by-Space Method'!F\"&ROUNDDOWN((ROW(A374)-52)/50,0)+4),\"\"))","v":""},{"$f":"IF(A374=\"\",\"\",INDIRECT(\"'Fixture Schedule'!D\"&MOD(ROW(A374)-52,50)+9))","v":""},{"$f":"IF(A374=\"\",\"\",IF(AR374=\"\",\"\",INDIRECT(\"'Fixture Schedule'!K\"&MOD(ROW(A374)-52,50)+9)))","v":""},"",{"$f":"IF(A374=\"\",\"\",INDIRECT(\"'Fixture Schedule'!L\"&MOD(ROW(A374)-52,50)+9))","v":""},null,null,null,null,null,null,null,null,null,null,null,null,null,{"$f":"INDIRECT(\"'Space-by-Space Method'!\"&SUBSTITUTE(ADDRESS(1,MOD(ROW(A374)-52,50)+10,4),\"1\",\"\")&ROUNDDOWN((ROW(A374)-52)/50,0)+4)","v":0},{"$f":"LEFT(INDIRECT(\"'Space-by-Space Method'!BJ\"&ROUNDDOWN((ROW(A374)-52)/50,0)+4),3)","v":""},{"$f":"INDIRECT(\"'Fixture Schedule'!L\"&MOD(ROW(A374)-52,50)+9)","v":0},{"$f":"INDIRECT(\"'Fixture Schedule'!O\"&MOD(ROW(A374)-52,50)+9)","v":0},{"$f":"INDIRECT(\"'Space-by-Space Method'!F\"&ROUNDDOWN((ROW(A374)-52)/50,0)+4)","v":0},{"$f":"INDIRECT(\"'Fixture Schedule'!L\"&MOD(ROW(A374)-52,50)+9)","v":0},{"$f":"INDIRECT(\"'Space-by-Space Method'!D\"&ROUNDDOWN((ROW(A374)-52)/50,0)+4)","v":0},{"$f":"INDIRECT(\"'Space-by-Space Method'!E\"&ROUNDDOWN((ROW(A374)-52)/50,0)+4)","v":1}]
[{"$f":"IF(InteriorCalcType=2,IF(OR(AM375=0,AN375=\"DNQ\")=TRUE,\"\",INDIRECT(\"'Fixture Schedule'!M\"&MOD(ROW(A375)-52,50)+9)),\"\")","v":""},{"$f":"IF(A375=\"\",\"\",INDIRECT(\"'Fixture Schedule'!E\"&MOD(ROW(A375)-52,50)+9))","v":""},{"$f":"IF(A375=\"\",\"\",INDIRECT(\"'Fixture Schedule'!F\"&MOD(ROW(A375)-52,50)+9))","v":""},{"$f":"IF(A375=\"\",\"\",INDIRECT(\"'Fixture Schedule'!L\"&MOD(ROW(A375)-52,50)+9))","v":""},"",null,null,{"$f":"IF(A375=\"\",\"\",IF(AP375=1,Summary!$C$12*(AO375)/(SUM('Space-by-Space Method'!$BO$4:$BO$78,SUM('Exterior Lighting'!$BL$5:$BL$25))),0))","v":""},{"$f":"IF(A375=\"\",\"\",IF(START!$B$34=1,INDIRECT(\"'Space-by-Space Method'!\"&SUBSTITUTE(ADDRESS(1,MOD(ROW(A375)-52,50)+10,4),\"1\",\"\")&ROUNDDOWN((ROW(A375)-52)/50,0)+4),\"\"))","v":""},{"$f":"IF(A375=\"\",\"\",IF(AP375=1,Summary!$F$11*(AO375)/(SUM('Space-by-Space Method'!$BO$4:$BO$78,SUM('Exterior Lighting'!$BL$5:$BL$25))),0))","v":""},{"$f":"IF(A375=\"\",\"\",IF(AP375=1,Summary!$E$11*(AO375)/(SUM('Space-by-Space Method'!$BO$4:$BO$78,SUM('Exterior Lighting'!$BL$5:$BL$25))),0))","v":""},{"$f":"IF(A375=\"\",\"\",IF(AP375=1,Summary!$G$11*(AO375)/(SUM('Space-by-Space Method'!$BO$4:$BO$78,SUM('Exterior Lighting'!$BL$5:$BL$25))),0))","v":""},{"$f":"IF(A375=\"\",\"\",IF(AP375=1,Summary!$H$11*(AO375)/(SUM('Space-by-Space Method'!$BO$4:$BO$78)),0))","v":""},{"$f":"IF(A375=\"\",\"\",IF(AP375=1,Summary!$I$11*(AO375)/(SUM('Space-by-Space Method'!$BO$4:$BO$78)),0))","v":""},null,null,null,{"$f":"IF(A375=\"\",\"\",IF(START!$B$34=2,INDIRECT(\"'Space-by-Space Method'!\"&SUBSTITUTE(ADDRESS(1,MOD(ROW(A375)-52,50)+10,4),\"1\",\"\")&ROUNDDOWN((ROW(A375)-52)/50,0)+4),\"\"))","v":""},{"$f":"IF(A375=\"\",\"\",INDIRECT(\"'Space-by-Space Method'!C\"&ROUNDDOWN((ROW(A375)-52)/50,0)+4))","v":""},{"$f":"IF(A375=\"\",\"\",IF(COUNTIF(CommonSpaceTypes,AQ375)>0,INDIRECT(\"'Space-by-Space Method'!F\"&ROUNDDOWN((ROW(A375)-52)/50,0)+4),\"\"))","v":""},{"$f":"IF(A375=\"\",\"\",IF(COUNTIF(BuildingSpecificSpaceTypes,AQ375)>0,INDIRECT(\"'Space-by-Space Method'!F\"&ROUNDDOWN((ROW(A375)-52)/50,0)+4),\"\"))","v":""},{"$f":"IF(A375=\"\",\"\",INDIRECT(\"'Fixture Schedule'!D\"&MOD(ROW(A375)-52,50)+9))","v":""},{"$f":"IF(A375=\"\",\"\",IF(AR375=\"\",\"\",INDIRECT(\"'Fixture Schedule'!K\"&MOD(ROW(A375)-52,50)+9)))","v":""},"",{"$f":"IF(A375=\"\",\"\",INDIRECT(\"'Fixture Schedule'!L\"&MOD(ROW(A375)-52,50)+9))","v":""},null,null,null,null,null,null,null,null,null,null,null,null,null,{"$f":"INDIRECT(\"'Space-by-Space Method'!\"&SUBSTITUTE(ADDRESS(1,MOD(ROW(A375)-52,50)+10,4),\"1\",\"\")&ROUNDDOWN((ROW(A375)-52)/50,0)+4)","v":0},{"$f":"LEFT(INDIRECT(\"'Space-by-Space Method'!BJ\"&ROUNDDOWN((ROW(A375)-52)/50,0)+4),3)","v":""},{"$f":"INDIRECT(\"'Fixture Schedule'!L\"&MOD(ROW(A375)-52,50)+9)","v":0},{"$f":"INDIRECT(\"'Fixture Schedule'!O\"&MOD(ROW(A375)-52,50)+9)","v":0},{"$f":"INDIRECT(\"'Space-by-Space Method'!F\"&ROUNDDOWN((ROW(A375)-52)/50,0)+4)","v":0},{"$f":"INDIRECT(\"'Fixture Schedule'!L\"&MOD(ROW(A375)-52,50)+9)","v":0},{"$f":"INDIRECT(\"'Space-by-Space Method'!D\"&ROUNDDOWN((ROW(A375)-52)/50,0)+4)","v":0},{"$f":"INDIRECT(\"'Space-by-Space Method'!E\"&ROUNDDOWN((ROW(A375)-52)/50,0)+4)","v":1}]
[{"$f":"IF(InteriorCalcType=2,IF(OR(AM376=0,AN376=\"DNQ\")=TRUE,\"\",INDIRECT(\"'Fixture Schedule'!M\"&MOD(ROW(A376)-52,50)+9)),\"\")","v":""},{"$f":"IF(A376=\"\",\"\",INDIRECT(\"'Fixture Schedule'!E\"&MOD(ROW(A376)-52,50)+9))","v":""},{"$f":"IF(A376=\"\",\"\",INDIRECT(\"'Fixture Schedule'!F\"&MOD(ROW(A376)-52,50)+9))","v":""},{"$f":"IF(A376=\"\",\"\",INDIRECT(\"'Fixture Schedule'!L\"&MOD(ROW(A376)-52,50)+9))","v":""},"",null,null,{"$f":"IF(A376=\"\",\"\",IF(AP376=1,Summary!$C$12*(AO376)/(SUM('Space-by-Space Method'!$BO$4:$BO$78,SUM('Exterior Lighting'!$BL$5:$BL$25))),0))","v":""},{"$f":"IF(A376=\"\",\"\",IF(START!$B$34=1,INDIRECT(\"'Space-by-Space Method'!\"&SUBSTITUTE(ADDRESS(1,MOD(ROW(A376)-52,50)+10,4),\"1\",\"\")&ROUNDDOWN((ROW(A376)-52)/50,0)+4),\"\"))","v":""},{"$f":"IF(A376=\"\",\"\",IF(AP376=1,Summary!$F$11*(AO376)/(SUM('Space-by-Space Method'!$BO$4:$BO$78,SUM('Exterior Lighting'!$BL$5:$BL$25))),0))","v":""},{"$f":"IF(A376=\"\",\"\",IF(AP376=1,Summary!$E$11*(AO376)/(SUM('Space-by-Space Method'!$BO$4:$BO$78,SUM('Exterior Lighting'!$BL$5:$BL$25))),0))","v":""},{"$f":"IF(A376=\"\",\"\",IF(AP376=1,Summary!$G$11*(AO376)/(SUM('Space-by-Space Method'!$BO$4:$BO$78,SUM('Exterior Lighting'!$BL$5:$BL$25))),0))","v":""},{"$f":"IF(A376=\"\",\"\",IF(AP376=1,Summary!$H$11*(AO376)/(SUM('Space-by-Space Method'!$BO$4:$BO$78)),0))","v":""},{"$f":"IF(A376=\"\",\"\",IF(AP376=1,Summary!$I$11*(AO376)/(SUM('Space-by-Space Method'!$BO$4:$BO$78)),0))","v":""},null,null,null,{"$f":"IF(A376=\"\",\"\",IF(START!$B$34=2,INDIRECT(\"'Space-by-Space Method'!\"&SUBSTITUTE(ADDRESS(1,MOD(ROW(A376)-52,50)+10,4),\"1\",\"\")&ROUNDDOWN((ROW(A376)-52)/50,0)+4),\"\"))","v":""},{"$f":"IF(A376=\"\",\"\",INDIRECT(\"'Space-by-Space Method'!C\"&ROUNDDOWN((ROW(A376)-52)/50,0)+4))","v":""},{"$f":"IF(A376=\"\",\"\",IF(COUNTIF(CommonSpaceTypes,AQ376)>0,INDIRECT(\"'Space-by-Space Method'!F\"&ROUNDDOWN((ROW(A376)-52)/50,0)+4),\"\"))","v":""},{"$f":"IF(A376=\"\",\"\",IF(COUNTIF(BuildingSpecificSpaceTypes,AQ376)>0,INDIRECT(\"'Space-by-Space Method'!F\"&ROUNDDOWN((ROW(A376)-52)/50,0)+4),\"\"))","v":""},{"$f":"IF(A376=\"\",\"\",INDIRECT(\"'Fixture Schedule'!D\"&MOD(ROW(A376)-52,50)+9))","v":""},{"$f":"IF(A376=\"\",\"\",IF(AR376=\"\",\"\",INDIRECT(\"'Fixture Schedule'!K\"&MOD(ROW(A376)-52,50)+9)))","v":""},"",{"$f":"IF(A376=\"\",\"\",INDIRECT(\"'Fixture Schedule'!L\"&MOD(ROW(A376)-52,50)+9))","v":""},null,null,null,null,null,null,null,null,null,null,null,null,null,{"$f":"INDIRECT(\"'Space-by-Space Method'!\"&SUBSTITUTE(ADDRESS(1,MOD(ROW(A376)-52,50)+10,4),\"1\",\"\")&ROUNDDOWN((ROW(A376)-52)/50,0)+4)","v":0},{"$f":"LEFT(INDIRECT(\"'Space-by-Space Method'!BJ\"&ROUNDDOWN((ROW(A376)-52)/50,0)+4),3)","v":""},{"$f":"INDIRECT(\"'Fixture Schedule'!L\"&MOD(ROW(A376)-52,50)+9)","v":0},{"$f":"INDIRECT(\"'Fixture Schedule'!O\"&MOD(ROW(A376)-52,50)+9)","v":0},{"$f":"INDIRECT(\"'Space-by-Space Method'!F\"&ROUNDDOWN((ROW(A376)-52)/50,0)+4)","v":0},{"$f":"INDIRECT(\"'Fixture Schedule'!L\"&MOD(ROW(A376)-52,50)+9)","v":0},{"$f":"INDIRECT(\"'Space-by-Space Method'!D\"&ROUNDDOWN((ROW(A376)-52)/50,0)+4)","v":0},{"$f":"INDIRECT(\"'Space-by-Space Method'!E\"&ROUNDDOWN((ROW(A376)-52)/50,0)+4)","v":1}]
[{"$f":"IF(InteriorCalcType=2,IF(OR(AM377=0,AN377=\"DNQ\")=TRUE,\"\",INDIRECT(\"'Fixture Schedule'!M\"&MOD(ROW(A377)-52,50)+9)),\"\")","v":""},{"$f":"IF(A377=\"\",\"\",INDIRECT(\"'Fixture Schedule'!E\"&MOD(ROW(A377)-52,50)+9))","v":""},{"$f":"IF(A377=\"\",\"\",INDIRECT(\"'Fixture Schedule'!F\"&MOD(ROW(A377)-52,50)+9))","v":""},{"$f":"IF(A377=\"\",\"\",INDIRECT(\"'Fixture Schedule'!L\"&MOD(ROW(A377)-52,50)+9))","v":""},"",null,null,{"$f":"IF(A377=\"\",\"\",IF(AP377=1,Summary!$C$12*(AO377)/(SUM('Space-by-Space Method'!$BO$4:$BO$78,SUM('Exterior Lighting'!$BL$5:$BL$25))),0))","v":""},{"$f":"IF(A377=\"\",\"\",IF(START!$B$34=1,INDIRECT(\"'Space-by-Space Method'!\"&SUBSTITUTE(ADDRESS(1,MOD(ROW(A377)-52,50)+10,4),\"1\",\"\")&ROUNDDOWN((ROW(A377)-52)/50,0)+4),\"\"))","v":""},{"$f":"IF(A377=\"\",\"\",IF(AP377=1,Summary!$F$11*(AO377)/(SUM('Space-by-Space Method'!$BO$4:$BO$78,SUM('Exterior Lighting'!$BL$5:$BL$25))),0))","v":""},{"$f":"IF(A377=\"\",\"\",IF(AP377=1,Summary!$E$11*(AO377)/(SUM('Space-by-Space Method'!$BO$4:$BO$78,SUM('Exterior Lighting'!$BL$5:$BL$25))),0))","v":""},{"$f":"IF(A377=\"\",\"\",IF(AP377=1,Summary!$G$11*(AO377)/(SUM('Space-by-Space Method'!$BO$4:$BO$78,SUM('Exterior Lighting'!$BL$5:$BL$25))),0))","v":""},{"$f":"IF(A377=\"\",\"\",IF(AP377=1,Summary!$H$11*(AO377)/(SUM('Space-by-Space Method'!$BO$4:$BO$78)),0))","v":""},{"$f":"IF(A377=\"\",\"\",IF(AP377=1,Summary!$I$11*(AO377)/(SUM('Space-by-Space Method'!$BO$4:$BO$78)),0))","v":""},null,null,null,{"$f":"IF(A377=\"\",\"\",IF(START!$B$34=2,INDIRECT(\"'Space-by-Space Method'!\"&SUBSTITUTE(ADDRESS(1,MOD(ROW(A377)-52,50)+10,4),\"1\",\"\")&ROUNDDOWN((ROW(A377)-52)/50,0)+4),\"\"))","v":""},{"$f":"IF(A377=\"\",\"\",INDIRECT(\"'Space-by-Space Method'!C\"&ROUNDDOWN((ROW(A377)-52)/50,0)+4))","v":""},{"$f":"IF(A377=\"\",\"\",IF(COUNTIF(CommonSpaceTypes,AQ377)>0,INDIRECT(\"'Space-by-Space Method'!F\"&ROUNDDOWN((ROW(A377)-52)/50,0)+4),\"\"))","v":""},{"$f":"IF(A377=\"\",\"\",IF(COUNTIF(BuildingSpecificSpaceTypes,AQ377)>0,INDIRECT(\"'Space-by-Space Method'!F\"&ROUNDDOWN((ROW(A377)-52)/50,0)+4),\"\"))","v":""},{"$f":"IF(A377=\"\",\"\",INDIRECT(\"'Fixture Schedule'!D\"&MOD(ROW(A377)-52,50)+9))","v":""},{"$f":"IF(A377=\"\",\"\",IF(AR377=\"\",\"\",INDIRECT(\"'Fixture Schedule'!K\"&MOD(ROW(A377)-52,50)+9)))","v":""},"",{"$f":"IF(A377=\"\",\"\",INDIRECT(\"'Fixture Schedule'!L\"&MOD(ROW(A377)-52,50)+9))","v":""},null,null,null,null,null,null,null,null,null,null,null,null,null,{"$f":"INDIRECT(\"'Space-by-Space Method'!\"&SUBSTITUTE(ADDRESS(1,MOD(ROW(A377)-52,50)+10,4),\"1\",\"\")&ROUNDDOWN((ROW(A377)-52)/50,0)+4)","v":0},{"$f":"LEFT(INDIRECT(\"'Space-by-Space Method'!BJ\"&ROUNDDOWN((ROW(A377)-52)/50,0)+4),3)","v":""},{"$f":"INDIRECT(\"'Fixture Schedule'!L\"&MOD(ROW(A377)-52,50)+9)","v":0},{"$f":"INDIRECT(\"'Fixture Schedule'!O\"&MOD(ROW(A377)-52,50)+9)","v":0},{"$f":"INDIRECT(\"'Space-by-Space Method'!F\"&ROUNDDOWN((ROW(A377)-52)/50,0)+4)","v":0},{"$f":"INDIRECT(\"'Fixture Schedule'!L\"&MOD(ROW(A377)-52,50)+9)","v":0},{"$f":"INDIRECT(\"'Space-by-Space Method'!D\"&ROUNDDOWN((ROW(A377)-52)/50,0)+4)","v":0},{"$f":"INDIRECT(\"'Space-by-Space Method'!E\"&ROUNDDOWN((ROW(A377)-52)/50,0)+4)","v":1}]
[{"$f":"IF(InteriorCalcType=2,IF(OR(AM378=0,AN378=\"DNQ\")=TRUE,\"\",INDIRECT(\"'Fixture Schedule'!M\"&MOD(ROW(A378)-52,50)+9)),\"\")","v":""},{"$f":"IF(A378=\"\",\"\",INDIRECT(\"'Fixture Schedule'!E\"&MOD(ROW(A378)-52,50)+9))","v":""},{"$f":"IF(A378=\"\",\"\",INDIRECT(\"'Fixture Schedule'!F\"&MOD(ROW(A378)-52,50)+9))","v":""},{"$f":"IF(A378=\"\",\"\",INDIRECT(\"'Fixture Schedule'!L\"&MOD(ROW(A378)-52,50)+9))","v":""},"",null,null,{"$f":"IF(A378=\"\",\"\",IF(AP378=1,Summary!$C$12*(AO378)/(SUM('Space-by-Space Method'!$BO$4:$BO$78,SUM('Exterior Lighting'!$BL$5:$BL$25))),0))","v":""},{"$f":"IF(A378=\"\",\"\",IF(START!$B$34=1,INDIRECT(\"'Space-by-Space Method'!\"&SUBSTITUTE(ADDRESS(1,MOD(ROW(A378)-52,50)+10,4),\"1\",\"\")&ROUNDDOWN((ROW(A378)-52)/50,0)+4),\"\"))","v":""},{"$f":"IF(A378=\"\",\"\",IF(AP378=1,Summary!$F$11*(AO378)/(SUM('Space-by-Space Method'!$BO$4:$BO$78,SUM('Exterior Lighting'!$BL$5:$BL$25))),0))","v":""},{"$f":"IF(A378=\"\",\"\",IF(AP378=1,Summary!$E$11*(AO378)/(SUM('Space-by-Space Method'!$BO$4:$BO$78,SUM('Exterior Lighting'!$BL$5:$BL$25))),0))","v":""},{"$f":"IF(A378=\"\",\"\",IF(AP378=1,Summary!$G$11*(AO378)/(SUM('Space-by-Space Method'!$BO$4:$BO$78,SUM('Exterior Lighting'!$BL$5:$BL$25))),0))","v":""},{"$f":"IF(A378=\"\",\"\",IF(AP378=1,Summary!$H$11*(AO378)/(SUM('Space-by-Space Method'!$BO$4:$BO$78)),0))","v":""},{"$f":"IF(A378=\"\",\"\",IF(AP378=1,Summary!$I$11*(AO378)/(SUM('Space-by-Space Method'!$BO$4:$BO$78)),0))","v":""},null,null,null,{"$f":"IF(A378=\"\",\"\",IF(START!$B$34=2,INDIRECT(\"'Space-by-Space Method'!\"&SUBSTITUTE(ADDRESS(1,MOD(ROW(A378)-52,50)+10,4),\"1\",\"\")&ROUNDDOWN((ROW(A378)-52)/50,0)+4),\"\"))","v":""},{"$f":"IF(A378=\"\",\"\",INDIRECT(\"'Space-by-Space Method'!C\"&ROUNDDOWN((ROW(A378)-52)/50,0)+4))","v":""},{"$f":"IF(A378=\"\",\"\",IF(COUNTIF(CommonSpaceTypes,AQ378)>0,INDIRECT(\"'Space-by-Space Method'!F\"&ROUNDDOWN((ROW(A378)-52)/50,0)+4),\"\"))","v":""},{"$f":"IF(A378=\"\",\"\",IF(COUNTIF(BuildingSpecificSpaceTypes,AQ378)>0,INDIRECT(\"'Space-by-Space Method'!F\"&ROUNDDOWN((ROW(A378)-52)/50,0)+4),\"\"))","v":""},{"$f":"IF(A378=\"\",\"\",INDIRECT(\"'Fixture Schedule'!D\"&MOD(ROW(A378)-52,50)+9))","v":""},{"$f":"IF(A378=\"\",\"\",IF(AR378=\"\",\"\",INDIRECT(\"'Fixture Schedule'!K\"&MOD(ROW(A378)-52,50)+9)))","v":""},"",{"$f":"IF(A378=\"\",\"\",INDIRECT(\"'Fixture Schedule'!L\"&MOD(ROW(A378)-52,50)+9))","v":""},null,null,null,null,null,null,null,null,null,null,null,null,null,{"$f":"INDIRECT(\"'Space-by-Space Method'!\"&SUBSTITUTE(ADDRESS(1,MOD(ROW(A378)-52,50)+10,4),\"1\",\"\")&ROUNDDOWN((ROW(A378)-52)/50,0)+4)","v":0},{"$f":"LEFT(INDIRECT(\"'Space-by-Space Method'!BJ\"&ROUNDDOWN((ROW(A378)-52)/50,0)+4),3)","v":""},{"$f":"INDIRECT(\"'Fixture Schedule'!L\"&MOD(ROW(A378)-52,50)+9)","v":0},{"$f":"INDIRECT(\"'Fixture Schedule'!O\"&MOD(ROW(A378)-52,50)+9)","v":0},{"$f":"INDIRECT(\"'Space-by-Space Method'!F\"&ROUNDDOWN((ROW(A378)-52)/50,0)+4)","v":0},{"$f":"INDIRECT(\"'Fixture Schedule'!L\"&MOD(ROW(A378)-52,50)+9)","v":0},{"$f":"INDIRECT(\"'Space-by-Space Method'!D\"&ROUNDDOWN((ROW(A378)-52)/50,0)+4)","v":0},{"$f":"INDIRECT(\"'Space-by-Space Method'!E\"&ROUNDDOWN((ROW(A378)-52)/50,0)+4)","v":1}]
[{"$f":"IF(InteriorCalcType=2,IF(OR(AM379=0,AN379=\"DNQ\")=TRUE,\"\",INDIRECT(\"'Fixture Schedule'!M\"&MOD(ROW(A379)-52,50)+9)),\"\")","v":""},{"$f":"IF(A379=\"\",\"\",INDIRECT(\"'Fixture Schedule'!E\"&MOD(ROW(A379)-52,50)+9))","v":""},{"$f":"IF(A379=\"\",\"\",INDIRECT(\"'Fixture Schedule'!F\"&MOD(ROW(A379)-52,50)+9))","v":""},{"$f":"IF(A379=\"\",\"\",INDIRECT(\"'Fixture Schedule'!L\"&MOD(ROW(A379)-52,50)+9))","v":""},"",null,null,{"$f":"IF(A379=\"\",\"\",IF(AP379=1,Summary!$C$12*(AO379)/(SUM('Space-by-Space Method'!$BO$4:$BO$78,SUM('Exterior Lighting'!$BL$5:$BL$25))),0))","v":""},{"$f":"IF(A379=\"\",\"\",IF(START!$B$34=1,INDIRECT(\"'Space-by-Space Method'!\"&SUBSTITUTE(ADDRESS(1,MOD(ROW(A379)-52,50)+10,4),\"1\",\"\")&ROUNDDOWN((ROW(A379)-52)/50,0)+4),\"\"))","v":""},{"$f":"IF(A379=\"\",\"\",IF(AP379=1,Summary!$F$11*(AO379)/(SUM('Space-by-Space Method'!$BO$4:$BO$78,SUM('Exterior Lighting'!$BL$5:$BL$25))),0))","v":""},{"$f":"IF(A379=\"\",\"\",IF(AP379=1,Summary!$E$11*(AO379)/(SUM('Space-by-Space Method'!$BO$4:$BO$78,SUM('Exterior Lighting'!$BL$5:$BL$25))),0))","v":""},{"$f":"IF(A379=\"\",\"\",IF(AP379=1,Summary!$G$11*(AO379)/(SUM('Space-by-Space Method'!$BO$4:$BO$78,SUM('Exterior Lighting'!$BL$5:$BL$25))),0))","v":""},{"$f":"IF(A379=\"\",\"\",IF(AP379=1,Summary!$H$11*(AO379)/(SUM('Space-by-Space Method'!$BO$4:$BO$78)),0))","v":""},{"$f":"IF(A379=\"\",\"\",IF(AP379=1,Summary!$I$11*(AO379)/(SUM('Space-by-Space Method'!$BO$4:$BO$78)),0))","v":""},null,null,null,{"$f":"IF(A379=\"\",\"\",IF(START!$B$34=2,INDIRECT(\"'Space-by-Space Method'!\"&SUBSTITUTE(ADDRESS(1,MOD(ROW(A379)-52,50)+10,4),\"1\",\"\")&ROUNDDOWN((ROW(A379)-52)/50,0)+4),\"\"))","v":""},{"$f":"IF(A379=\"\",\"\",INDIRECT(\"'Space-by-Space Method'!C\"&ROUNDDOWN((ROW(A379)-52)/50,0)+4))","v":""},{"$f":"IF(A379=\"\",\"\",IF(COUNTIF(CommonSpaceTypes,AQ379)>0,INDIRECT(\"'Space-by-Space Method'!F\"&ROUNDDOWN((ROW(A379)-52)/50,0)+4),\"\"))","v":""},{"$f":"IF(A379=\"\",\"\",IF(COUNTIF(BuildingSpecificSpaceTypes,AQ379)>0,INDIRECT(\"'Space-by-Space Method'!F\"&ROUNDDOWN((ROW(A379)-52)/50,0)+4),\"\"))","v":""},{"$f":"IF(A379=\"\",\"\",INDIRECT(\"'Fixture Schedule'!D\"&MOD(ROW(A379)-52,50)+9))","v":""},{"$f":"IF(A379=\"\",\"\",IF(AR379=\"\",\"\",INDIRECT(\"'Fixture Schedule'!K\"&MOD(ROW(A379)-52,50)+9)))","v":""},"",{"$f":"IF(A379=\"\",\"\",INDIRECT(\"'Fixture Schedule'!L\"&MOD(ROW(A379)-52,50)+9))","v":""},null,null,null,null,null,null,null,null,null,null,null,null,null,{"$f":"INDIRECT(\"'Space-by-Space Method'!\"&SUBSTITUTE(ADDRESS(1,MOD(ROW(A379)-52,50)+10,4),\"1\",\"\")&ROUNDDOWN((ROW(A379)-52)/50,0)+4)","v":0},{"$f":"LEFT(INDIRECT(\"'Space-by-Space Method'!BJ\"&ROUNDDOWN((ROW(A379)-52)/50,0)+4),3)","v":""},{"$f":"INDIRECT(\"'Fixture Schedule'!L\"&MOD(ROW(A379)-52,50)+9)","v":0},{"$f":"INDIRECT(\"'Fixture Schedule'!O\"&MOD(ROW(A379)-52,50)+9)","v":0},{"$f":"INDIRECT(\"'Space-by-Space Method'!F\"&ROUNDDOWN((ROW(A379)-52)/50,0)+4)","v":0},{"$f":"INDIRECT(\"'Fixture Schedule'!L\"&MOD(ROW(A379)-52,50)+9)","v":0},{"$f":"INDIRECT(\"'Space-by-Space Method'!D\"&ROUNDDOWN((ROW(A379)-52)/50,0)+4)","v":0},{"$f":"INDIRECT(\"'Space-by-Space Method'!E\"&ROUNDDOWN((ROW(A379)-52)/50,0)+4)","v":1}]
[{"$f":"IF(InteriorCalcType=2,IF(OR(AM380=0,AN380=\"DNQ\")=TRUE,\"\",INDIRECT(\"'Fixture Schedule'!M\"&MOD(ROW(A380)-52,50)+9)),\"\")","v":""},{"$f":"IF(A380=\"\",\"\",INDIRECT(\"'Fixture Schedule'!E\"&MOD(ROW(A380)-52,50)+9))","v":""},{"$f":"IF(A380=\"\",\"\",INDIRECT(\"'Fixture Schedule'!F\"&MOD(ROW(A380)-52,50)+9))","v":""},{"$f":"IF(A380=\"\",\"\",INDIRECT(\"'Fixture Schedule'!L\"&MOD(ROW(A380)-52,50)+9))","v":""},"",null,null,{"$f":"IF(A380=\"\",\"\",IF(AP380=1,Summary!$C$12*(AO380)/(SUM('Space-by-Space Method'!$BO$4:$BO$78,SUM('Exterior Lighting'!$BL$5:$BL$25))),0))","v":""},{"$f":"IF(A380=\"\",\"\",IF(START!$B$34=1,INDIRECT(\"'Space-by-Space Method'!\"&SUBSTITUTE(ADDRESS(1,MOD(ROW(A380)-52,50)+10,4),\"1\",\"\")&ROUNDDOWN((ROW(A380)-52)/50,0)+4),\"\"))","v":""},{"$f":"IF(A380=\"\",\"\",IF(AP380=1,Summary!$F$11*(AO380)/(SUM('Space-by-Space Method'!$BO$4:$BO$78,SUM('Exterior Lighting'!$BL$5:$BL$25))),0))","v":""},{"$f":"IF(A380=\"\",\"\",IF(AP380=1,Summary!$E$11*(AO380)/(SUM('Space-by-Space Method'!$BO$4:$BO$78,SUM('Exterior Lighting'!$BL$5:$BL$25))),0))","v":""},{"$f":"IF(A380=\"\",\"\",IF(AP380=1,Summary!$G$11*(AO380)/(SUM('Space-by-Space Method'!$BO$4:$BO$78,SUM('Exterior Lighting'!$BL$5:$BL$25))),0))","v":""},{"$f":"IF(A380=\"\",\"\",IF(AP380=1,Summary!$H$11*(AO380)/(SUM('Space-by-Space Method'!$BO$4:$BO$78)),0))","v":""},{"$f":"IF(A380=\"\",\"\",IF(AP380=1,Summary!$I$11*(AO380)/(SUM('Space-by-Space Method'!$BO$4:$BO$78)),0))","v":""},null,null,null,{"$f":"IF(A380=\"\",\"\",IF(START!$B$34=2,INDIRECT(\"'Space-by-Space Method'!\"&SUBSTITUTE(ADDRESS(1,MOD(ROW(A380)-52,50)+10,4),\"1\",\"\")&ROUNDDOWN((ROW(A380)-52)/50,0)+4),\"\"))","v":""},{"$f":"IF(A380=\"\",\"\",INDIRECT(\"'Space-by-Space Method'!C\"&ROUNDDOWN((ROW(A380)-52)/50,0)+4))","v":""},{"$f":"IF(A380=\"\",\"\",IF(COUNTIF(CommonSpaceTypes,AQ380)>0,INDIRECT(\"'Space-by-Space Method'!F\"&ROUNDDOWN((ROW(A380)-52)/50,0)+4),\"\"))","v":""},{"$f":"IF(A380=\"\",\"\",IF(COUNTIF(BuildingSpecificSpaceTypes,AQ380)>0,INDIRECT(\"'Space-by-Space Method'!F\"&ROUNDDOWN((ROW(A380)-52)/50,0)+4),\"\"))","v":""},{"$f":"IF(A380=\"\",\"\",INDIRECT(\"'Fixture Schedule'!D\"&MOD(ROW(A380)-52,50)+9))","v":""},{"$f":"IF(A380=\"\",\"\",IF(AR380=\"\",\"\",INDIRECT(\"'Fixture Schedule'!K\"&MOD(ROW(A380)-52,50)+9)))","v":""},"",{"$f":"IF(A380=\"\",\"\",INDIRECT(\"'Fixture Schedule'!L\"&MOD(ROW(A380)-52,50)+9))","v":""},null,null,null,null,null,null,null,null,null,null,null,null,null,{"$f":"INDIRECT(\"'Space-by-Space Method'!\"&SUBSTITUTE(ADDRESS(1,MOD(ROW(A380)-52,50)+10,4),\"1\",\"\")&ROUNDDOWN((ROW(A380)-52)/50,0)+4)","v":0},{"$f":"LEFT(INDIRECT(\"'Space-by-Space Method'!BJ\"&ROUNDDOWN((ROW(A380)-52)/50,0)+4),3)","v":""},{"$f":"INDIRECT(\"'Fixture Schedule'!L\"&MOD(ROW(A380)-52,50)+9)","v":0},{"$f":"INDIRECT(\"'Fixture Schedule'!O\"&MOD(ROW(A380)-52,50)+9)","v":0},{"$f":"INDIRECT(\"'Space-by-Space Method'!F\"&ROUNDDOWN((ROW(A380)-52)/50,0)+4)","v":0},{"$f":"INDIRECT(\"'Fixture Schedule'!L\"&MOD(ROW(A380)-52,50)+9)","v":0},{"$f":"INDIRECT(\"'Space-by-Space Method'!D\"&ROUNDDOWN((ROW(A380)-52)/50,0)+4)","v":0},{"$f":"INDIRECT(\"'Space-by-Space Method'!E\"&ROUNDDOWN((ROW(A380)-52)/50,0)+4)","v":1}]
[{"$f":"IF(InteriorCalcType=2,IF(OR(AM381=0,AN381=\"DNQ\")=TRUE,\"\",INDIRECT(\"'Fixture Schedule'!M\"&MOD(ROW(A381)-52,50)+9)),\"\")","v":""},{"$f":"IF(A381=\"\",\"\",INDIRECT(\"'Fixture Schedule'!E\"&MOD(ROW(A381)-52,50)+9))","v":""},{"$f":"IF(A381=\"\",\"\",INDIRECT(\"'Fixture Schedule'!F\"&MOD(ROW(A381)-52,50)+9))","v":""},{"$f":"IF(A381=\"\",\"\",INDIRECT(\"'Fixture Schedule'!L\"&MOD(ROW(A381)-52,50)+9))","v":""},"",null,null,{"$f":"IF(A381=\"\",\"\",IF(AP381=1,Summary!$C$12*(AO381)/(SUM('Space-by-Space Method'!$BO$4:$BO$78,SUM('Exterior Lighting'!$BL$5:$BL$25))),0))","v":""},{"$f":"IF(A381=\"\",\"\",IF(START!$B$34=1,INDIRECT(\"'Space-by-Space Method'!\"&SUBSTITUTE(ADDRESS(1,MOD(ROW(A381)-52,50)+10,4),\"1\",\"\")&ROUNDDOWN((ROW(A381)-52)/50,0)+4),\"\"))","v":""},{"$f":"IF(A381=\"\",\"\",IF(AP381=1,Summary!$F$11*(AO381)/(SUM('Space-by-Space Method'!$BO$4:$BO$78,SUM('Exterior Lighting'!$BL$5:$BL$25))),0))","v":""},{"$f":"IF(A381=\"\",\"\",IF(AP381=1,Summary!$E$11*(AO381)/(SUM('Space-by-Space Method'!$BO$4:$BO$78,SUM('Exterior Lighting'!$BL$5:$BL$25))),0))","v":""},{"$f":"IF(A381=\"\",\"\",IF(AP381=1,Summary!$G$11*(AO381)/(SUM('Space-by-Space Method'!$BO$4:$BO$78,SUM('Exterior Lighting'!$BL$5:$BL$25))),0))","v":""},{"$f":"IF(A381=\"\",\"\",IF(AP381=1,Summary!$H$11*(AO381)/(SUM('Space-by-Space Method'!$BO$4:$BO$78)),0))","v":""},{"$f":"IF(A381=\"\",\"\",IF(AP381=1,Summary!$I$11*(AO381)/(SUM('Space-by-Space Method'!$BO$4:$BO$78)),0))","v":""},null,null,null,{"$f":"IF(A381=\"\",\"\",IF(START!$B$34=2,INDIRECT(\"'Space-by-Space Method'!\"&SUBSTITUTE(ADDRESS(1,MOD(ROW(A381)-52,50)+10,4),\"1\",\"\")&ROUNDDOWN((ROW(A381)-52)/50,0)+4),\"\"))","v":""},{"$f":"IF(A381=\"\",\"\",INDIRECT(\"'Space-by-Space Method'!C\"&ROUNDDOWN((ROW(A381)-52)/50,0)+4))","v":""},{"$f":"IF(A381=\"\",\"\",IF(COUNTIF(CommonSpaceTypes,AQ381)>0,INDIRECT(\"'Space-by-Space Method'!F\"&ROUNDDOWN((ROW(A381)-52)/50,0)+4),\"\"))","v":""},{"$f":"IF(A381=\"\",\"\",IF(COUNTIF(BuildingSpecificSpaceTypes,AQ381)>0,INDIRECT(\"'Space-by-Space Method'!F\"&ROUNDDOWN((ROW(A381)-52)/50,0)+4),\"\"))","v":""},{"$f":"IF(A381=\"\",\"\",INDIRECT(\"'Fixture Schedule'!D\"&MOD(ROW(A381)-52,50)+9))","v":""},{"$f":"IF(A381=\"\",\"\",IF(AR381=\"\",\"\",INDIRECT(\"'Fixture Schedule'!K\"&MOD(ROW(A381)-52,50)+9)))","v":""},"",{"$f":"IF(A381=\"\",\"\",INDIRECT(\"'Fixture Schedule'!L\"&MOD(ROW(A381)-52,50)+9))","v":""},null,null,null,null,null,null,null,null,null,null,null,null,null,{"$f":"INDIRECT(\"'Space-by-Space Method'!\"&SUBSTITUTE(ADDRESS(1,MOD(ROW(A381)-52,50)+10,4),\"1\",\"\")&ROUNDDOWN((ROW(A381)-52)/50,0)+4)","v":0},{"$f":"LEFT(INDIRECT(\"'Space-by-Space Method'!BJ\"&ROUNDDOWN((ROW(A381)-52)/50,0)+4),3)","v":""},{"$f":"INDIRECT(\"'Fixture Schedule'!L\"&MOD(ROW(A381)-52,50)+9)","v":0},{"$f":"INDIRECT(\"'Fixture Schedule'!O\"&MOD(ROW(A381)-52,50)+9)","v":0},{"$f":"INDIRECT(\"'Space-by-Space Method'!F\"&ROUNDDOWN((ROW(A381)-52)/50,0)+4)","v":0},{"$f":"INDIRECT(\"'Fixture Schedule'!L\"&MOD(ROW(A381)-52,50)+9)","v":0},{"$f":"INDIRECT(\"'Space-by-Space Method'!D\"&ROUNDDOWN((ROW(A381)-52)/50,0)+4)","v":0},{"$f":"INDIRECT(\"'Space-by-Space Method'!E\"&ROUNDDOWN((ROW(A381)-52)/50,0)+4)","v":1}]
[{"$f":"IF(InteriorCalcType=2,IF(OR(AM382=0,AN382=\"DNQ\")=TRUE,\"\",INDIRECT(\"'Fixture Schedule'!M\"&MOD(ROW(A382)-52,50)+9)),\"\")","v":""},{"$f":"IF(A382=\"\",\"\",INDIRECT(\"'Fixture Schedule'!E\"&MOD(ROW(A382)-52,50)+9))","v":""},{"$f":"IF(A382=\"\",\"\",INDIRECT(\"'Fixture Schedule'!F\"&MOD(ROW(A382)-52,50)+9))","v":""},{"$f":"IF(A382=\"\",\"\",INDIRECT(\"'Fixture Schedule'!L\"&MOD(ROW(A382)-52,50)+9))","v":""},"",null,null,{"$f":"IF(A382=\"\",\"\",IF(AP382=1,Summary!$C$12*(AO382)/(SUM('Space-by-Space Method'!$BO$4:$BO$78,SUM('Exterior Lighting'!$BL$5:$BL$25))),0))","v":""},{"$f":"IF(A382=\"\",\"\",IF(START!$B$34=1,INDIRECT(\"'Space-by-Space Method'!\"&SUBSTITUTE(ADDRESS(1,MOD(ROW(A382)-52,50)+10,4),\"1\",\"\")&ROUNDDOWN((ROW(A382)-52)/50,0)+4),\"\"))","v":""},{"$f":"IF(A382=\"\",\"\",IF(AP382=1,Summary!$F$11*(AO382)/(SUM('Space-by-Space Method'!$BO$4:$BO$78,SUM('Exterior Lighting'!$BL$5:$BL$25))),0))","v":""},{"$f":"IF(A382=\"\",\"\",IF(AP382=1,Summary!$E$11*(AO382)/(SUM('Space-by-Space Method'!$BO$4:$BO$78,SUM('Exterior Lighting'!$BL$5:$BL$25))),0))","v":""},{"$f":"IF(A382=\"\",\"\",IF(AP382=1,Summary!$G$11*(AO382)/(SUM('Space-by-Space Method'!$BO$4:$BO$78,SUM('Exterior Lighting'!$BL$5:$BL$25))),0))","v":""},{"$f":"IF(A382=\"\",\"\",IF(AP382=1,Summary!$H$11*(AO382)/(SUM('Space-by-Space Method'!$BO$4:$BO$78)),0))","v":""},{"$f":"IF(A382=\"\",\"\",IF(AP382=1,Summary!$I$11*(AO382)/(SUM('Space-by-Space Method'!$BO$4:$BO$78)),0))","v":""},null,null,null,{"$f":"IF(A382=\"\",\"\",IF(START!$B$34=2,INDIRECT(\"'Space-by-Space Method'!\"&SUBSTITUTE(ADDRESS(1,MOD(ROW(A382)-52,50)+10,4),\"1\",\"\")&ROUNDDOWN((ROW(A382)-52)/50,0)+4),\"\"))","v":""},{"$f":"IF(A382=\"\",\"\",INDIRECT(\"'Space-by-Space Method'!C\"&ROUNDDOWN((ROW(A382)-52)/50,0)+4))","v":""},{"$f":"IF(A382=\"\",\"\",IF(COUNTIF(CommonSpaceTypes,AQ382)>0,INDIRECT(\"'Space-by-Space Method'!F\"&ROUNDDOWN((ROW(A382)-52)/50,0)+4),\"\"))","v":""},{"$f":"IF(A382=\"\",\"\",IF(COUNTIF(BuildingSpecificSpaceTypes,AQ382)>0,INDIRECT(\"'Space-by-Space Method'!F\"&ROUNDDOWN((ROW(A382)-52)/50,0)+4),\"\"))","v":""},{"$f":"IF(A382=\"\",\"\",INDIRECT(\"'Fixture Schedule'!D\"&MOD(ROW(A382)-52,50)+9))","v":""},{"$f":"IF(A382=\"\",\"\",IF(AR382=\"\",\"\",INDIRECT(\"'Fixture Schedule'!K\"&MOD(ROW(A382)-52,50)+9)))","v":""},"",{"$f":"IF(A382=\"\",\"\",INDIRECT(\"'Fixture Schedule'!L\"&MOD(ROW(A382)-52,50)+9))","v":""},null,null,null,null,null,null,null,null,null,null,null,null,null,{"$f":"INDIRECT(\"'Space-by-Space Method'!\"&SUBSTITUTE(ADDRESS(1,MOD(ROW(A382)-52,50)+10,4),\"1\",\"\")&ROUNDDOWN((ROW(A382)-52)/50,0)+4)","v":0},{"$f":"LEFT(INDIRECT(\"'Space-by-Space Method'!BJ\"&ROUNDDOWN((ROW(A382)-52)/50,0)+4),3)","v":""},{"$f":"INDIRECT(\"'Fixture Schedule'!L\"&MOD(ROW(A382)-52,50)+9)","v":0},{"$f":"INDIRECT(\"'Fixture Schedule'!O\"&MOD(ROW(A382)-52,50)+9)","v":0},{"$f":"INDIRECT(\"'Space-by-Space Method'!F\"&ROUNDDOWN((ROW(A382)-52)/50,0)+4)","v":0},{"$f":"INDIRECT(\"'Fixture Schedule'!L\"&MOD(ROW(A382)-52,50)+9)","v":0},{"$f":"INDIRECT(\"'Space-by-Space Method'!D\"&ROUNDDOWN((ROW(A382)-52)/50,0)+4)","v":0},{"$f":"INDIRECT(\"'Space-by-Space Method'!E\"&ROUNDDOWN((ROW(A382)-52)/50,0)+4)","v":1}]
[{"$f":"IF(InteriorCalcType=2,IF(OR(AM383=0,AN383=\"DNQ\")=TRUE,\"\",INDIRECT(\"'Fixture Schedule'!M\"&MOD(ROW(A383)-52,50)+9)),\"\")","v":""},{"$f":"IF(A383=\"\",\"\",INDIRECT(\"'Fixture Schedule'!E\"&MOD(ROW(A383)-52,50)+9))","v":""},{"$f":"IF(A383=\"\",\"\",INDIRECT(\"'Fixture Schedule'!F\"&MOD(ROW(A383)-52,50)+9))","v":""},{"$f":"IF(A383=\"\",\"\",INDIRECT(\"'Fixture Schedule'!L\"&MOD(ROW(A383)-52,50)+9))","v":""},"",null,null,{"$f":"IF(A383=\"\",\"\",IF(AP383=1,Summary!$C$12*(AO383)/(SUM('Space-by-Space Method'!$BO$4:$BO$78,SUM('Exterior Lighting'!$BL$5:$BL$25))),0))","v":""},{"$f":"IF(A383=\"\",\"\",IF(START!$B$34=1,INDIRECT(\"'Space-by-Space Method'!\"&SUBSTITUTE(ADDRESS(1,MOD(ROW(A383)-52,50)+10,4),\"1\",\"\")&ROUNDDOWN((ROW(A383)-52)/50,0)+4),\"\"))","v":""},{"$f":"IF(A383=\"\",\"\",IF(AP383=1,Summary!$F$11*(AO383)/(SUM('Space-by-Space Method'!$BO$4:$BO$78,SUM('Exterior Lighting'!$BL$5:$BL$25))),0))","v":""},{"$f":"IF(A383=\"\",\"\",IF(AP383=1,Summary!$E$11*(AO383)/(SUM('Space-by-Space Method'!$BO$4:$BO$78,SUM('Exterior Lighting'!$BL$5:$BL$25))),0))","v":""},{"$f":"IF(A383=\"\",\"\",IF(AP383=1,Summary!$G$11*(AO383)/(SUM('Space-by-Space Method'!$BO$4:$BO$78,SUM('Exterior Lighting'!$BL$5:$BL$25))),0))","v":""},{"$f":"IF(A383=\"\",\"\",IF(AP383=1,Summary!$H$11*(AO383)/(SUM('Space-by-Space Method'!$BO$4:$BO$78)),0))","v":""},{"$f":"IF(A383=\"\",\"\",IF(AP383=1,Summary!$I$11*(AO383)/(SUM('Space-by-Space Method'!$BO$4:$BO$78)),0))","v":""},null,null,null,{"$f":"IF(A383=\"\",\"\",IF(START!$B$34=2,INDIRECT(\"'Space-by-Space Method'!\"&SUBSTITUTE(ADDRESS(1,MOD(ROW(A383)-52,50)+10,4),\"1\",\"\")&ROUNDDOWN((ROW(A383)-52)/50,0)+4),\"\"))","v":""},{"$f":"IF(A383=\"\",\"\",INDIRECT(\"'Space-by-Space Method'!C\"&ROUNDDOWN((ROW(A383)-52)/50,0)+4))","v":""},{"$f":"IF(A383=\"\",\"\",IF(COUNTIF(CommonSpaceTypes,AQ383)>0,INDIRECT(\"'Space-by-Space Method'!F\"&ROUNDDOWN((ROW(A383)-52)/50,0)+4),\"\"))","v":""},{"$f":"IF(A383=\"\",\"\",IF(COUNTIF(BuildingSpecificSpaceTypes,AQ383)>0,INDIRECT(\"'Space-by-Space Method'!F\"&ROUNDDOWN((ROW(A383)-52)/50,0)+4),\"\"))","v":""},{"$f":"IF(A383=\"\",\"\",INDIRECT(\"'Fixture Schedule'!D\"&MOD(ROW(A383)-52,50)+9))","v":""},{"$f":"IF(A383=\"\",\"\",IF(AR383=\"\",\"\",INDIRECT(\"'Fixture Schedule'!K\"&MOD(ROW(A383)-52,50)+9)))","v":""},"",{"$f":"IF(A383=\"\",\"\",INDIRECT(\"'Fixture Schedule'!L\"&MOD(ROW(A383)-52,50)+9))","v":""},null,null,null,null,null,null,null,null,null,null,null,null,null,{"$f":"INDIRECT(\"'Space-by-Space Method'!\"&SUBSTITUTE(ADDRESS(1,MOD(ROW(A383)-52,50)+10,4),\"1\",\"\")&ROUNDDOWN((ROW(A383)-52)/50,0)+4)","v":0},{"$f":"LEFT(INDIRECT(\"'Space-by-Space Method'!BJ\"&ROUNDDOWN((ROW(A383)-52)/50,0)+4),3)","v":""},{"$f":"INDIRECT(\"'Fixture Schedule'!L\"&MOD(ROW(A383)-52,50)+9)","v":0},{"$f":"INDIRECT(\"'Fixture Schedule'!O\"&MOD(ROW(A383)-52,50)+9)","v":0},{"$f":"INDIRECT(\"'Space-by-Space Method'!F\"&ROUNDDOWN((ROW(A383)-52)/50,0)+4)","v":0},{"$f":"INDIRECT(\"'Fixture Schedule'!L\"&MOD(ROW(A383)-52,50)+9)","v":0},{"$f":"INDIRECT(\"'Space-by-Space Method'!D\"&ROUNDDOWN((ROW(A383)-52)/50,0)+4)","v":0},{"$f":"INDIRECT(\"'Space-by-Space Method'!E\"&ROUNDDOWN((ROW(A383)-52)/50,0)+4)","v":1}]
[{"$f":"IF(InteriorCalcType=2,IF(OR(AM384=0,AN384=\"DNQ\")=TRUE,\"\",INDIRECT(\"'Fixture Schedule'!M\"&MOD(ROW(A384)-52,50)+9)),\"\")","v":""},{"$f":"IF(A384=\"\",\"\",INDIRECT(\"'Fixture Schedule'!E\"&MOD(ROW(A384)-52,50)+9))","v":""},{"$f":"IF(A384=\"\",\"\",INDIRECT(\"'Fixture Schedule'!F\"&MOD(ROW(A384)-52,50)+9))","v":""},{"$f":"IF(A384=\"\",\"\",INDIRECT(\"'Fixture Schedule'!L\"&MOD(ROW(A384)-52,50)+9))","v":""},"",null,null,{"$f":"IF(A384=\"\",\"\",IF(AP384=1,Summary!$C$12*(AO384)/(SUM('Space-by-Space Method'!$BO$4:$BO$78,SUM('Exterior Lighting'!$BL$5:$BL$25))),0))","v":""},{"$f":"IF(A384=\"\",\"\",IF(START!$B$34=1,INDIRECT(\"'Space-by-Space Method'!\"&SUBSTITUTE(ADDRESS(1,MOD(ROW(A384)-52,50)+10,4),\"1\",\"\")&ROUNDDOWN((ROW(A384)-52)/50,0)+4),\"\"))","v":""},{"$f":"IF(A384=\"\",\"\",IF(AP384=1,Summary!$F$11*(AO384)/(SUM('Space-by-Space Method'!$BO$4:$BO$78,SUM('Exterior Lighting'!$BL$5:$BL$25))),0))","v":""},{"$f":"IF(A384=\"\",\"\",IF(AP384=1,Summary!$E$11*(AO384)/(SUM('Space-by-Space Method'!$BO$4:$BO$78,SUM('Exterior Lighting'!$BL$5:$BL$25))),0))","v":""},{"$f":"IF(A384=\"\",\"\",IF(AP384=1,Summary!$G$11*(AO384)/(SUM('Space-by-Space Method'!$BO$4:$BO$78,SUM('Exterior Lighting'!$BL$5:$BL$25))),0))","v":""},{"$f":"IF(A384=\"\",\"\",IF(AP384=1,Summary!$H$11*(AO384)/(SUM('Space-by-Space Method'!$BO$4:$BO$78)),0))","v":""},{"$f":"IF(A384=\"\",\"\",IF(AP384=1,Summary!$I$11*(AO384)/(SUM('Space-by-Space Method'!$BO$4:$BO$78)),0))","v":""},null,null,null,{"$f":"IF(A384=\"\",\"\",IF(START!$B$34=2,INDIRECT(\"'Space-by-Space Method'!\"&SUBSTITUTE(ADDRESS(1,MOD(ROW(A384)-52,50)+10,4),\"1\",\"\")&ROUNDDOWN((ROW(A384)-52)/50,0)+4),\"\"))","v":""},{"$f":"IF(A384=\"\",\"\",INDIRECT(\"'Space-by-Space Method'!C\"&ROUNDDOWN((ROW(A384)-52)/50,0)+4))","v":""},{"$f":"IF(A384=\"\",\"\",IF(COUNTIF(CommonSpaceTypes,AQ384)>0,INDIRECT(\"'Space-by-Space Method'!F\"&ROUNDDOWN((ROW(A384)-52)/50,0)+4),\"\"))","v":""},{"$f":"IF(A384=\"\",\"\",IF(COUNTIF(BuildingSpecificSpaceTypes,AQ384)>0,INDIRECT(\"'Space-by-Space Method'!F\"&ROUNDDOWN((ROW(A384)-52)/50,0)+4),\"\"))","v":""},{"$f":"IF(A384=\"\",\"\",INDIRECT(\"'Fixture Schedule'!D\"&MOD(ROW(A384)-52,50)+9))","v":""},{"$f":"IF(A384=\"\",\"\",IF(AR384=\"\",\"\",INDIRECT(\"'Fixture Schedule'!K\"&MOD(ROW(A384)-52,50)+9)))","v":""},"",{"$f":"IF(A384=\"\",\"\",INDIRECT(\"'Fixture Schedule'!L\"&MOD(ROW(A384)-52,50)+9))","v":""},null,null,null,null,null,null,null,null,null,null,null,null,null,{"$f":"INDIRECT(\"'Space-by-Space Method'!\"&SUBSTITUTE(ADDRESS(1,MOD(ROW(A384)-52,50)+10,4),\"1\",\"\")&ROUNDDOWN((ROW(A384)-52)/50,0)+4)","v":0},{"$f":"LEFT(INDIRECT(\"'Space-by-Space Method'!BJ\"&ROUNDDOWN((ROW(A384)-52)/50,0)+4),3)","v":""},{"$f":"INDIRECT(\"'Fixture Schedule'!L\"&MOD(ROW(A384)-52,50)+9)","v":0},{"$f":"INDIRECT(\"'Fixture Schedule'!O\"&MOD(ROW(A384)-52,50)+9)","v":0},{"$f":"INDIRECT(\"'Space-by-Space Method'!F\"&ROUNDDOWN((ROW(A384)-52)/50,0)+4)","v":0},{"$f":"INDIRECT(\"'Fixture Schedule'!L\"&MOD(ROW(A384)-52,50)+9)","v":0},{"$f":"INDIRECT(\"'Space-by-Space Method'!D\"&ROUNDDOWN((ROW(A384)-52)/50,0)+4)","v":0},{"$f":"INDIRECT(\"'Space-by-Space Method'!E\"&ROUNDDOWN((ROW(A384)-52)/50,0)+4)","v":1}]
[{"$f":"IF(InteriorCalcType=2,IF(OR(AM385=0,AN385=\"DNQ\")=TRUE,\"\",INDIRECT(\"'Fixture Schedule'!M\"&MOD(ROW(A385)-52,50)+9)),\"\")","v":""},{"$f":"IF(A385=\"\",\"\",INDIRECT(\"'Fixture Schedule'!E\"&MOD(ROW(A385)-52,50)+9))","v":""},{"$f":"IF(A385=\"\",\"\",INDIRECT(\"'Fixture Schedule'!F\"&MOD(ROW(A385)-52,50)+9))","v":""},{"$f":"IF(A385=\"\",\"\",INDIRECT(\"'Fixture Schedule'!L\"&MOD(ROW(A385)-52,50)+9))","v":""},"",null,null,{"$f":"IF(A385=\"\",\"\",IF(AP385=1,Summary!$C$12*(AO385)/(SUM('Space-by-Space Method'!$BO$4:$BO$78,SUM('Exterior Lighting'!$BL$5:$BL$25))),0))","v":""},{"$f":"IF(A385=\"\",\"\",IF(START!$B$34=1,INDIRECT(\"'Space-by-Space Method'!\"&SUBSTITUTE(ADDRESS(1,MOD(ROW(A385)-52,50)+10,4),\"1\",\"\")&ROUNDDOWN((ROW(A385)-52)/50,0)+4),\"\"))","v":""},{"$f":"IF(A385=\"\",\"\",IF(AP385=1,Summary!$F$11*(AO385)/(SUM('Space-by-Space Method'!$BO$4:$BO$78,SUM('Exterior Lighting'!$BL$5:$BL$25))),0))","v":""},{"$f":"IF(A385=\"\",\"\",IF(AP385=1,Summary!$E$11*(AO385)/(SUM('Space-by-Space Method'!$BO$4:$BO$78,SUM('Exterior Lighting'!$BL$5:$BL$25))),0))","v":""},{"$f":"IF(A385=\"\",\"\",IF(AP385=1,Summary!$G$11*(AO385)/(SUM('Space-by-Space Method'!$BO$4:$BO$78,SUM('Exterior Lighting'!$BL$5:$BL$25))),0))","v":""},{"$f":"IF(A385=\"\",\"\",IF(AP385=1,Summary!$H$11*(AO385)/(SUM('Space-by-Space Method'!$BO$4:$BO$78)),0))","v":""},{"$f":"IF(A385=\"\",\"\",IF(AP385=1,Summary!$I$11*(AO385)/(SUM('Space-by-Space Method'!$BO$4:$BO$78)),0))","v":""},null,null,null,{"$f":"IF(A385=\"\",\"\",IF(START!$B$34=2,INDIRECT(\"'Space-by-Space Method'!\"&SUBSTITUTE(ADDRESS(1,MOD(ROW(A385)-52,50)+10,4),\"1\",\"\")&ROUNDDOWN((ROW(A385)-52)/50,0)+4),\"\"))","v":""},{"$f":"IF(A385=\"\",\"\",INDIRECT(\"'Space-by-Space Method'!C\"&ROUNDDOWN((ROW(A385)-52)/50,0)+4))","v":""},{"$f":"IF(A385=\"\",\"\",IF(COUNTIF(CommonSpaceTypes,AQ385)>0,INDIRECT(\"'Space-by-Space Method'!F\"&ROUNDDOWN((ROW(A385)-52)/50,0)+4),\"\"))","v":""},{"$f":"IF(A385=\"\",\"\",IF(COUNTIF(BuildingSpecificSpaceTypes,AQ385)>0,INDIRECT(\"'Space-by-Space Method'!F\"&ROUNDDOWN((ROW(A385)-52)/50,0)+4),\"\"))","v":""},{"$f":"IF(A385=\"\",\"\",INDIRECT(\"'Fixture Schedule'!D\"&MOD(ROW(A385)-52,50)+9))","v":""},{"$f":"IF(A385=\"\",\"\",IF(AR385=\"\",\"\",INDIRECT(\"'Fixture Schedule'!K\"&MOD(ROW(A385)-52,50)+9)))","v":""},"",{"$f":"IF(A385=\"\",\"\",INDIRECT(\"'Fixture Schedule'!L\"&MOD(ROW(A385)-52,50)+9))","v":""},null,null,null,null,null,null,null,null,null,null,null,null,null,{"$f":"INDIRECT(\"'Space-by-Space Method'!\"&SUBSTITUTE(ADDRESS(1,MOD(ROW(A385)-52,50)+10,4),\"1\",\"\")&ROUNDDOWN((ROW(A385)-52)/50,0)+4)","v":0},{"$f":"LEFT(INDIRECT(\"'Space-by-Space Method'!BJ\"&ROUNDDOWN((ROW(A385)-52)/50,0)+4),3)","v":""},{"$f":"INDIRECT(\"'Fixture Schedule'!L\"&MOD(ROW(A385)-52,50)+9)","v":0},{"$f":"INDIRECT(\"'Fixture Schedule'!O\"&MOD(ROW(A385)-52,50)+9)","v":0},{"$f":"INDIRECT(\"'Space-by-Space Method'!F\"&ROUNDDOWN((ROW(A385)-52)/50,0)+4)","v":0},{"$f":"INDIRECT(\"'Fixture Schedule'!L\"&MOD(ROW(A385)-52,50)+9)","v":0},{"$f":"INDIRECT(\"'Space-by-Space Method'!D\"&ROUNDDOWN((ROW(A385)-52)/50,0)+4)","v":0},{"$f":"INDIRECT(\"'Space-by-Space Method'!E\"&ROUNDDOWN((ROW(A385)-52)/50,0)+4)","v":1}]
[{"$f":"IF(InteriorCalcType=2,IF(OR(AM386=0,AN386=\"DNQ\")=TRUE,\"\",INDIRECT(\"'Fixture Schedule'!M\"&MOD(ROW(A386)-52,50)+9)),\"\")","v":""},{"$f":"IF(A386=\"\",\"\",INDIRECT(\"'Fixture Schedule'!E\"&MOD(ROW(A386)-52,50)+9))","v":""},{"$f":"IF(A386=\"\",\"\",INDIRECT(\"'Fixture Schedule'!F\"&MOD(ROW(A386)-52,50)+9))","v":""},{"$f":"IF(A386=\"\",\"\",INDIRECT(\"'Fixture Schedule'!L\"&MOD(ROW(A386)-52,50)+9))","v":""},"",null,null,{"$f":"IF(A386=\"\",\"\",IF(AP386=1,Summary!$C$12*(AO386)/(SUM('Space-by-Space Method'!$BO$4:$BO$78,SUM('Exterior Lighting'!$BL$5:$BL$25))),0))","v":""},{"$f":"IF(A386=\"\",\"\",IF(START!$B$34=1,INDIRECT(\"'Space-by-Space Method'!\"&SUBSTITUTE(ADDRESS(1,MOD(ROW(A386)-52,50)+10,4),\"1\",\"\")&ROUNDDOWN((ROW(A386)-52)/50,0)+4),\"\"))","v":""},{"$f":"IF(A386=\"\",\"\",IF(AP386=1,Summary!$F$11*(AO386)/(SUM('Space-by-Space Method'!$BO$4:$BO$78,SUM('Exterior Lighting'!$BL$5:$BL$25))),0))","v":""},{"$f":"IF(A386=\"\",\"\",IF(AP386=1,Summary!$E$11*(AO386)/(SUM('Space-by-Space Method'!$BO$4:$BO$78,SUM('Exterior Lighting'!$BL$5:$BL$25))),0))","v":""},{"$f":"IF(A386=\"\",\"\",IF(AP386=1,Summary!$G$11*(AO386)/(SUM('Space-by-Space Method'!$BO$4:$BO$78,SUM('Exterior Lighting'!$BL$5:$BL$25))),0))","v":""},{"$f":"IF(A386=\"\",\"\",IF(AP386=1,Summary!$H$11*(AO386)/(SUM('Space-by-Space Method'!$BO$4:$BO$78)),0))","v":""},{"$f":"IF(A386=\"\",\"\",IF(AP386=1,Summary!$I$11*(AO386)/(SUM('Space-by-Space Method'!$BO$4:$BO$78)),0))","v":""},null,null,null,{"$f":"IF(A386=\"\",\"\",IF(START!$B$34=2,INDIRECT(\"'Space-by-Space Method'!\"&SUBSTITUTE(ADDRESS(1,MOD(ROW(A386)-52,50)+10,4),\"1\",\"\")&ROUNDDOWN((ROW(A386)-52)/50,0)+4),\"\"))","v":""},{"$f":"IF(A386=\"\",\"\",INDIRECT(\"'Space-by-Space Method'!C\"&ROUNDDOWN((ROW(A386)-52)/50,0)+4))","v":""},{"$f":"IF(A386=\"\",\"\",IF(COUNTIF(CommonSpaceTypes,AQ386)>0,INDIRECT(\"'Space-by-Space Method'!F\"&ROUNDDOWN((ROW(A386)-52)/50,0)+4),\"\"))","v":""},{"$f":"IF(A386=\"\",\"\",IF(COUNTIF(BuildingSpecificSpaceTypes,AQ386)>0,INDIRECT(\"'Space-by-Space Method'!F\"&ROUNDDOWN((ROW(A386)-52)/50,0)+4),\"\"))","v":""},{"$f":"IF(A386=\"\",\"\",INDIRECT(\"'Fixture Schedule'!D\"&MOD(ROW(A386)-52,50)+9))","v":""},{"$f":"IF(A386=\"\",\"\",IF(AR386=\"\",\"\",INDIRECT(\"'Fixture Schedule'!K\"&MOD(ROW(A386)-52,50)+9)))","v":""},"",{"$f":"IF(A386=\"\",\"\",INDIRECT(\"'Fixture Schedule'!L\"&MOD(ROW(A386)-52,50)+9))","v":""},null,null,null,null,null,null,null,null,null,null,null,null,null,{"$f":"INDIRECT(\"'Space-by-Space Method'!\"&SUBSTITUTE(ADDRESS(1,MOD(ROW(A386)-52,50)+10,4),\"1\",\"\")&ROUNDDOWN((ROW(A386)-52)/50,0)+4)","v":0},{"$f":"LEFT(INDIRECT(\"'Space-by-Space Method'!BJ\"&ROUNDDOWN((ROW(A386)-52)/50,0)+4),3)","v":""},{"$f":"INDIRECT(\"'Fixture Schedule'!L\"&MOD(ROW(A386)-52,50)+9)","v":0},{"$f":"INDIRECT(\"'Fixture Schedule'!O\"&MOD(ROW(A386)-52,50)+9)","v":0},{"$f":"INDIRECT(\"'Space-by-Space Method'!F\"&ROUNDDOWN((ROW(A386)-52)/50,0)+4)","v":0},{"$f":"INDIRECT(\"'Fixture Schedule'!L\"&MOD(ROW(A386)-52,50)+9)","v":0},{"$f":"INDIRECT(\"'Space-by-Space Method'!D\"&ROUNDDOWN((ROW(A386)-52)/50,0)+4)","v":0},{"$f":"INDIRECT(\"'Space-by-Space Method'!E\"&ROUNDDOWN((ROW(A386)-52)/50,0)+4)","v":1}]
[{"$f":"IF(InteriorCalcType=2,IF(OR(AM387=0,AN387=\"DNQ\")=TRUE,\"\",INDIRECT(\"'Fixture Schedule'!M\"&MOD(ROW(A387)-52,50)+9)),\"\")","v":""},{"$f":"IF(A387=\"\",\"\",INDIRECT(\"'Fixture Schedule'!E\"&MOD(ROW(A387)-52,50)+9))","v":""},{"$f":"IF(A387=\"\",\"\",INDIRECT(\"'Fixture Schedule'!F\"&MOD(ROW(A387)-52,50)+9))","v":""},{"$f":"IF(A387=\"\",\"\",INDIRECT(\"'Fixture Schedule'!L\"&MOD(ROW(A387)-52,50)+9))","v":""},"",null,null,{"$f":"IF(A387=\"\",\"\",IF(AP387=1,Summary!$C$12*(AO387)/(SUM('Space-by-Space Method'!$BO$4:$BO$78,SUM('Exterior Lighting'!$BL$5:$BL$25))),0))","v":""},{"$f":"IF(A387=\"\",\"\",IF(START!$B$34=1,INDIRECT(\"'Space-by-Space Method'!\"&SUBSTITUTE(ADDRESS(1,MOD(ROW(A387)-52,50)+10,4),\"1\",\"\")&ROUNDDOWN((ROW(A387)-52)/50,0)+4),\"\"))","v":""},{"$f":"IF(A387=\"\",\"\",IF(AP387=1,Summary!$F$11*(AO387)/(SUM('Space-by-Space Method'!$BO$4:$BO$78,SUM('Exterior Lighting'!$BL$5:$BL$25))),0))","v":""},{"$f":"IF(A387=\"\",\"\",IF(AP387=1,Summary!$E$11*(AO387)/(SUM('Space-by-Space Method'!$BO$4:$BO$78,SUM('Exterior Lighting'!$BL$5:$BL$25))),0))","v":""},{"$f":"IF(A387=\"\",\"\",IF(AP387=1,Summary!$G$11*(AO387)/(SUM('Space-by-Space Method'!$BO$4:$BO$78,SUM('Exterior Lighting'!$BL$5:$BL$25))),0))","v":""},{"$f":"IF(A387=\"\",\"\",IF(AP387=1,Summary!$H$11*(AO387)/(SUM('Space-by-Space Method'!$BO$4:$BO$78)),0))","v":""},{"$f":"IF(A387=\"\",\"\",IF(AP387=1,Summary!$I$11*(AO387)/(SUM('Space-by-Space Method'!$BO$4:$BO$78)),0))","v":""},null,null,null,{"$f":"IF(A387=\"\",\"\",IF(START!$B$34=2,INDIRECT(\"'Space-by-Space Method'!\"&SUBSTITUTE(ADDRESS(1,MOD(ROW(A387)-52,50)+10,4),\"1\",\"\")&ROUNDDOWN((ROW(A387)-52)/50,0)+4),\"\"))","v":""},{"$f":"IF(A387=\"\",\"\",INDIRECT(\"'Space-by-Space Method'!C\"&ROUNDDOWN((ROW(A387)-52)/50,0)+4))","v":""},{"$f":"IF(A387=\"\",\"\",IF(COUNTIF(CommonSpaceTypes,AQ387)>0,INDIRECT(\"'Space-by-Space Method'!F\"&ROUNDDOWN((ROW(A387)-52)/50,0)+4),\"\"))","v":""},{"$f":"IF(A387=\"\",\"\",IF(COUNTIF(BuildingSpecificSpaceTypes,AQ387)>0,INDIRECT(\"'Space-by-Space Method'!F\"&ROUNDDOWN((ROW(A387)-52)/50,0)+4),\"\"))","v":""},{"$f":"IF(A387=\"\",\"\",INDIRECT(\"'Fixture Schedule'!D\"&MOD(ROW(A387)-52,50)+9))","v":""},{"$f":"IF(A387=\"\",\"\",IF(AR387=\"\",\"\",INDIRECT(\"'Fixture Schedule'!K\"&MOD(ROW(A387)-52,50)+9)))","v":""},"",{"$f":"IF(A387=\"\",\"\",INDIRECT(\"'Fixture Schedule'!L\"&MOD(ROW(A387)-52,50)+9))","v":""},null,null,null,null,null,null,null,null,null,null,null,null,null,{"$f":"INDIRECT(\"'Space-by-Space Method'!\"&SUBSTITUTE(ADDRESS(1,MOD(ROW(A387)-52,50)+10,4),\"1\",\"\")&ROUNDDOWN((ROW(A387)-52)/50,0)+4)","v":0},{"$f":"LEFT(INDIRECT(\"'Space-by-Space Method'!BJ\"&ROUNDDOWN((ROW(A387)-52)/50,0)+4),3)","v":""},{"$f":"INDIRECT(\"'Fixture Schedule'!L\"&MOD(ROW(A387)-52,50)+9)","v":0},{"$f":"INDIRECT(\"'Fixture Schedule'!O\"&MOD(ROW(A387)-52,50)+9)","v":0},{"$f":"INDIRECT(\"'Space-by-Space Method'!F\"&ROUNDDOWN((ROW(A387)-52)/50,0)+4)","v":0},{"$f":"INDIRECT(\"'Fixture Schedule'!L\"&MOD(ROW(A387)-52,50)+9)","v":0},{"$f":"INDIRECT(\"'Space-by-Space Method'!D\"&ROUNDDOWN((ROW(A387)-52)/50,0)+4)","v":0},{"$f":"INDIRECT(\"'Space-by-Space Method'!E\"&ROUNDDOWN((ROW(A387)-52)/50,0)+4)","v":1}]
[{"$f":"IF(InteriorCalcType=2,IF(OR(AM388=0,AN388=\"DNQ\")=TRUE,\"\",INDIRECT(\"'Fixture Schedule'!M\"&MOD(ROW(A388)-52,50)+9)),\"\")","v":""},{"$f":"IF(A388=\"\",\"\",INDIRECT(\"'Fixture Schedule'!E\"&MOD(ROW(A388)-52,50)+9))","v":""},{"$f":"IF(A388=\"\",\"\",INDIRECT(\"'Fixture Schedule'!F\"&MOD(ROW(A388)-52,50)+9))","v":""},{"$f":"IF(A388=\"\",\"\",INDIRECT(\"'Fixture Schedule'!L\"&MOD(ROW(A388)-52,50)+9))","v":""},"",null,null,{"$f":"IF(A388=\"\",\"\",IF(AP388=1,Summary!$C$12*(AO388)/(SUM('Space-by-Space Method'!$BO$4:$BO$78,SUM('Exterior Lighting'!$BL$5:$BL$25))),0))","v":""},{"$f":"IF(A388=\"\",\"\",IF(START!$B$34=1,INDIRECT(\"'Space-by-Space Method'!\"&SUBSTITUTE(ADDRESS(1,MOD(ROW(A388)-52,50)+10,4),\"1\",\"\")&ROUNDDOWN((ROW(A388)-52)/50,0)+4),\"\"))","v":""},{"$f":"IF(A388=\"\",\"\",IF(AP388=1,Summary!$F$11*(AO388)/(SUM('Space-by-Space Method'!$BO$4:$BO$78,SUM('Exterior Lighting'!$BL$5:$BL$25))),0))","v":""},{"$f":"IF(A388=\"\",\"\",IF(AP388=1,Summary!$E$11*(AO388)/(SUM('Space-by-Space Method'!$BO$4:$BO$78,SUM('Exterior Lighting'!$BL$5:$BL$25))),0))","v":""},{"$f":"IF(A388=\"\",\"\",IF(AP388=1,Summary!$G$11*(AO388)/(SUM('Space-by-Space Method'!$BO$4:$BO$78,SUM('Exterior Lighting'!$BL$5:$BL$25))),0))","v":""},{"$f":"IF(A388=\"\",\"\",IF(AP388=1,Summary!$H$11*(AO388)/(SUM('Space-by-Space Method'!$BO$4:$BO$78)),0))","v":""},{"$f":"IF(A388=\"\",\"\",IF(AP388=1,Summary!$I$11*(AO388)/(SUM('Space-by-Space Method'!$BO$4:$BO$78)),0))","v":""},null,null,null,{"$f":"IF(A388=\"\",\"\",IF(START!$B$34=2,INDIRECT(\"'Space-by-Space Method'!\"&SUBSTITUTE(ADDRESS(1,MOD(ROW(A388)-52,50)+10,4),\"1\",\"\")&ROUNDDOWN((ROW(A388)-52)/50,0)+4),\"\"))","v":""},{"$f":"IF(A388=\"\",\"\",INDIRECT(\"'Space-by-Space Method'!C\"&ROUNDDOWN((ROW(A388)-52)/50,0)+4))","v":""},{"$f":"IF(A388=\"\",\"\",IF(COUNTIF(CommonSpaceTypes,AQ388)>0,INDIRECT(\"'Space-by-Space Method'!F\"&ROUNDDOWN((ROW(A388)-52)/50,0)+4),\"\"))","v":""},{"$f":"IF(A388=\"\",\"\",IF(COUNTIF(BuildingSpecificSpaceTypes,AQ388)>0,INDIRECT(\"'Space-by-Space Method'!F\"&ROUNDDOWN((ROW(A388)-52)/50,0)+4),\"\"))","v":""},{"$f":"IF(A388=\"\",\"\",INDIRECT(\"'Fixture Schedule'!D\"&MOD(ROW(A388)-52,50)+9))","v":""},{"$f":"IF(A388=\"\",\"\",IF(AR388=\"\",\"\",INDIRECT(\"'Fixture Schedule'!K\"&MOD(ROW(A388)-52,50)+9)))","v":""},"",{"$f":"IF(A388=\"\",\"\",INDIRECT(\"'Fixture Schedule'!L\"&MOD(ROW(A388)-52,50)+9))","v":""},null,null,null,null,null,null,null,null,null,null,null,null,null,{"$f":"INDIRECT(\"'Space-by-Space Method'!\"&SUBSTITUTE(ADDRESS(1,MOD(ROW(A388)-52,50)+10,4),\"1\",\"\")&ROUNDDOWN((ROW(A388)-52)/50,0)+4)","v":0},{"$f":"LEFT(INDIRECT(\"'Space-by-Space Method'!BJ\"&ROUNDDOWN((ROW(A388)-52)/50,0)+4),3)","v":""},{"$f":"INDIRECT(\"'Fixture Schedule'!L\"&MOD(ROW(A388)-52,50)+9)","v":0},{"$f":"INDIRECT(\"'Fixture Schedule'!O\"&MOD(ROW(A388)-52,50)+9)","v":0},{"$f":"INDIRECT(\"'Space-by-Space Method'!F\"&ROUNDDOWN((ROW(A388)-52)/50,0)+4)","v":0},{"$f":"INDIRECT(\"'Fixture Schedule'!L\"&MOD(ROW(A388)-52,50)+9)","v":0},{"$f":"INDIRECT(\"'Space-by-Space Method'!D\"&ROUNDDOWN((ROW(A388)-52)/50,0)+4)","v":0},{"$f":"INDIRECT(\"'Space-by-Space Method'!E\"&ROUNDDOWN((ROW(A388)-52)/50,0)+4)","v":1}]
[{"$f":"IF(InteriorCalcType=2,IF(OR(AM389=0,AN389=\"DNQ\")=TRUE,\"\",INDIRECT(\"'Fixture Schedule'!M\"&MOD(ROW(A389)-52,50)+9)),\"\")","v":""},{"$f":"IF(A389=\"\",\"\",INDIRECT(\"'Fixture Schedule'!E\"&MOD(ROW(A389)-52,50)+9))","v":""},{"$f":"IF(A389=\"\",\"\",INDIRECT(\"'Fixture Schedule'!F\"&MOD(ROW(A389)-52,50)+9))","v":""},{"$f":"IF(A389=\"\",\"\",INDIRECT(\"'Fixture Schedule'!L\"&MOD(ROW(A389)-52,50)+9))","v":""},"",null,null,{"$f":"IF(A389=\"\",\"\",IF(AP389=1,Summary!$C$12*(AO389)/(SUM('Space-by-Space Method'!$BO$4:$BO$78,SUM('Exterior Lighting'!$BL$5:$BL$25))),0))","v":""},{"$f":"IF(A389=\"\",\"\",IF(START!$B$34=1,INDIRECT(\"'Space-by-Space Method'!\"&SUBSTITUTE(ADDRESS(1,MOD(ROW(A389)-52,50)+10,4),\"1\",\"\")&ROUNDDOWN((ROW(A389)-52)/50,0)+4),\"\"))","v":""},{"$f":"IF(A389=\"\",\"\",IF(AP389=1,Summary!$F$11*(AO389)/(SUM('Space-by-Space Method'!$BO$4:$BO$78,SUM('Exterior Lighting'!$BL$5:$BL$25))),0))","v":""},{"$f":"IF(A389=\"\",\"\",IF(AP389=1,Summary!$E$11*(AO389)/(SUM('Space-by-Space Method'!$BO$4:$BO$78,SUM('Exterior Lighting'!$BL$5:$BL$25))),0))","v":""},{"$f":"IF(A389=\"\",\"\",IF(AP389=1,Summary!$G$11*(AO389)/(SUM('Space-by-Space Method'!$BO$4:$BO$78,SUM('Exterior Lighting'!$BL$5:$BL$25))),0))","v":""},{"$f":"IF(A389=\"\",\"\",IF(AP389=1,Summary!$H$11*(AO389)/(SUM('Space-by-Space Method'!$BO$4:$BO$78)),0))","v":""},{"$f":"IF(A389=\"\",\"\",IF(AP389=1,Summary!$I$11*(AO389)/(SUM('Space-by-Space Method'!$BO$4:$BO$78)),0))","v":""},null,null,null,{"$f":"IF(A389=\"\",\"\",IF(START!$B$34=2,INDIRECT(\"'Space-by-Space Method'!\"&SUBSTITUTE(ADDRESS(1,MOD(ROW(A389)-52,50)+10,4),\"1\",\"\")&ROUNDDOWN((ROW(A389)-52)/50,0)+4),\"\"))","v":""},{"$f":"IF(A389=\"\",\"\",INDIRECT(\"'Space-by-Space Method'!C\"&ROUNDDOWN((ROW(A389)-52)/50,0)+4))","v":""},{"$f":"IF(A389=\"\",\"\",IF(COUNTIF(CommonSpaceTypes,AQ389)>0,INDIRECT(\"'Space-by-Space Method'!F\"&ROUNDDOWN((ROW(A389)-52)/50,0)+4),\"\"))","v":""},{"$f":"IF(A389=\"\",\"\",IF(COUNTIF(BuildingSpecificSpaceTypes,AQ389)>0,INDIRECT(\"'Space-by-Space Method'!F\"&ROUNDDOWN((ROW(A389)-52)/50,0)+4),\"\"))","v":""},{"$f":"IF(A389=\"\",\"\",INDIRECT(\"'Fixture Schedule'!D\"&MOD(ROW(A389)-52,50)+9))","v":""},{"$f":"IF(A389=\"\",\"\",IF(AR389=\"\",\"\",INDIRECT(\"'Fixture Schedule'!K\"&MOD(ROW(A389)-52,50)+9)))","v":""},"",{"$f":"IF(A389=\"\",\"\",INDIRECT(\"'Fixture Schedule'!L\"&MOD(ROW(A389)-52,50)+9))","v":""},null,null,null,null,null,null,null,null,null,null,null,null,null,{"$f":"INDIRECT(\"'Space-by-Space Method'!\"&SUBSTITUTE(ADDRESS(1,MOD(ROW(A389)-52,50)+10,4),\"1\",\"\")&ROUNDDOWN((ROW(A389)-52)/50,0)+4)","v":0},{"$f":"LEFT(INDIRECT(\"'Space-by-Space Method'!BJ\"&ROUNDDOWN((ROW(A389)-52)/50,0)+4),3)","v":""},{"$f":"INDIRECT(\"'Fixture Schedule'!L\"&MOD(ROW(A389)-52,50)+9)","v":0},{"$f":"INDIRECT(\"'Fixture Schedule'!O\"&MOD(ROW(A389)-52,50)+9)","v":0},{"$f":"INDIRECT(\"'Space-by-Space Method'!F\"&ROUNDDOWN((ROW(A389)-52)/50,0)+4)","v":0},{"$f":"INDIRECT(\"'Fixture Schedule'!L\"&MOD(ROW(A389)-52,50)+9)","v":0},{"$f":"INDIRECT(\"'Space-by-Space Method'!D\"&ROUNDDOWN((ROW(A389)-52)/50,0)+4)","v":0},{"$f":"INDIRECT(\"'Space-by-Space Method'!E\"&ROUNDDOWN((ROW(A389)-52)/50,0)+4)","v":1}]
[{"$f":"IF(InteriorCalcType=2,IF(OR(AM390=0,AN390=\"DNQ\")=TRUE,\"\",INDIRECT(\"'Fixture Schedule'!M\"&MOD(ROW(A390)-52,50)+9)),\"\")","v":""},{"$f":"IF(A390=\"\",\"\",INDIRECT(\"'Fixture Schedule'!E\"&MOD(ROW(A390)-52,50)+9))","v":""},{"$f":"IF(A390=\"\",\"\",INDIRECT(\"'Fixture Schedule'!F\"&MOD(ROW(A390)-52,50)+9))","v":""},{"$f":"IF(A390=\"\",\"\",INDIRECT(\"'Fixture Schedule'!L\"&MOD(ROW(A390)-52,50)+9))","v":""},"",null,null,{"$f":"IF(A390=\"\",\"\",IF(AP390=1,Summary!$C$12*(AO390)/(SUM('Space-by-Space Method'!$BO$4:$BO$78,SUM('Exterior Lighting'!$BL$5:$BL$25))),0))","v":""},{"$f":"IF(A390=\"\",\"\",IF(START!$B$34=1,INDIRECT(\"'Space-by-Space Method'!\"&SUBSTITUTE(ADDRESS(1,MOD(ROW(A390)-52,50)+10,4),\"1\",\"\")&ROUNDDOWN((ROW(A390)-52)/50,0)+4),\"\"))","v":""},{"$f":"IF(A390=\"\",\"\",IF(AP390=1,Summary!$F$11*(AO390)/(SUM('Space-by-Space Method'!$BO$4:$BO$78,SUM('Exterior Lighting'!$BL$5:$BL$25))),0))","v":""},{"$f":"IF(A390=\"\",\"\",IF(AP390=1,Summary!$E$11*(AO390)/(SUM('Space-by-Space Method'!$BO$4:$BO$78,SUM('Exterior Lighting'!$BL$5:$BL$25))),0))","v":""},{"$f":"IF(A390=\"\",\"\",IF(AP390=1,Summary!$G$11*(AO390)/(SUM('Space-by-Space Method'!$BO$4:$BO$78,SUM('Exterior Lighting'!$BL$5:$BL$25))),0))","v":""},{"$f":"IF(A390=\"\",\"\",IF(AP390=1,Summary!$H$11*(AO390)/(SUM('Space-by-Space Method'!$BO$4:$BO$78)),0))","v":""},{"$f":"IF(A390=\"\",\"\",IF(AP390=1,Summary!$I$11*(AO390)/(SUM('Space-by-Space Method'!$BO$4:$BO$78)),0))","v":""},null,null,null,{"$f":"IF(A390=\"\",\"\",IF(START!$B$34=2,INDIRECT(\"'Space-by-Space Method'!\"&SUBSTITUTE(ADDRESS(1,MOD(ROW(A390)-52,50)+10,4),\"1\",\"\")&ROUNDDOWN((ROW(A390)-52)/50,0)+4),\"\"))","v":""},{"$f":"IF(A390=\"\",\"\",INDIRECT(\"'Space-by-Space Method'!C\"&ROUNDDOWN((ROW(A390)-52)/50,0)+4))","v":""},{"$f":"IF(A390=\"\",\"\",IF(COUNTIF(CommonSpaceTypes,AQ390)>0,INDIRECT(\"'Space-by-Space Method'!F\"&ROUNDDOWN((ROW(A390)-52)/50,0)+4),\"\"))","v":""},{"$f":"IF(A390=\"\",\"\",IF(COUNTIF(BuildingSpecificSpaceTypes,AQ390)>0,INDIRECT(\"'Space-by-Space Method'!F\"&ROUNDDOWN((ROW(A390)-52)/50,0)+4),\"\"))","v":""},{"$f":"IF(A390=\"\",\"\",INDIRECT(\"'Fixture Schedule'!D\"&MOD(ROW(A390)-52,50)+9))","v":""},{"$f":"IF(A390=\"\",\"\",IF(AR390=\"\",\"\",INDIRECT(\"'Fixture Schedule'!K\"&MOD(ROW(A390)-52,50)+9)))","v":""},"",{"$f":"IF(A390=\"\",\"\",INDIRECT(\"'Fixture Schedule'!L\"&MOD(ROW(A390)-52,50)+9))","v":""},null,null,null,null,null,null,null,null,null,null,null,null,null,{"$f":"INDIRECT(\"'Space-by-Space Method'!\"&SUBSTITUTE(ADDRESS(1,MOD(ROW(A390)-52,50)+10,4),\"1\",\"\")&ROUNDDOWN((ROW(A390)-52)/50,0)+4)","v":0},{"$f":"LEFT(INDIRECT(\"'Space-by-Space Method'!BJ\"&ROUNDDOWN((ROW(A390)-52)/50,0)+4),3)","v":""},{"$f":"INDIRECT(\"'Fixture Schedule'!L\"&MOD(ROW(A390)-52,50)+9)","v":0},{"$f":"INDIRECT(\"'Fixture Schedule'!O\"&MOD(ROW(A390)-52,50)+9)","v":0},{"$f":"INDIRECT(\"'Space-by-Space Method'!F\"&ROUNDDOWN((ROW(A390)-52)/50,0)+4)","v":0},{"$f":"INDIRECT(\"'Fixture Schedule'!L\"&MOD(ROW(A390)-52,50)+9)","v":0},{"$f":"INDIRECT(\"'Space-by-Space Method'!D\"&ROUNDDOWN((ROW(A390)-52)/50,0)+4)","v":0},{"$f":"INDIRECT(\"'Space-by-Space Method'!E\"&ROUNDDOWN((ROW(A390)-52)/50,0)+4)","v":1}]
[{"$f":"IF(InteriorCalcType=2,IF(OR(AM391=0,AN391=\"DNQ\")=TRUE,\"\",INDIRECT(\"'Fixture Schedule'!M\"&MOD(ROW(A391)-52,50)+9)),\"\")","v":""},{"$f":"IF(A391=\"\",\"\",INDIRECT(\"'Fixture Schedule'!E\"&MOD(ROW(A391)-52,50)+9))","v":""},{"$f":"IF(A391=\"\",\"\",INDIRECT(\"'Fixture Schedule'!F\"&MOD(ROW(A391)-52,50)+9))","v":""},{"$f":"IF(A391=\"\",\"\",INDIRECT(\"'Fixture Schedule'!L\"&MOD(ROW(A391)-52,50)+9))","v":""},"",null,null,{"$f":"IF(A391=\"\",\"\",IF(AP391=1,Summary!$C$12*(AO391)/(SUM('Space-by-Space Method'!$BO$4:$BO$78,SUM('Exterior Lighting'!$BL$5:$BL$25))),0))","v":""},{"$f":"IF(A391=\"\",\"\",IF(START!$B$34=1,INDIRECT(\"'Space-by-Space Method'!\"&SUBSTITUTE(ADDRESS(1,MOD(ROW(A391)-52,50)+10,4),\"1\",\"\")&ROUNDDOWN((ROW(A391)-52)/50,0)+4),\"\"))","v":""},{"$f":"IF(A391=\"\",\"\",IF(AP391=1,Summary!$F$11*(AO391)/(SUM('Space-by-Space Method'!$BO$4:$BO$78,SUM('Exterior Lighting'!$BL$5:$BL$25))),0))","v":""},{"$f":"IF(A391=\"\",\"\",IF(AP391=1,Summary!$E$11*(AO391)/(SUM('Space-by-Space Method'!$BO$4:$BO$78,SUM('Exterior Lighting'!$BL$5:$BL$25))),0))","v":""},{"$f":"IF(A391=\"\",\"\",IF(AP391=1,Summary!$G$11*(AO391)/(SUM('Space-by-Space Method'!$BO$4:$BO$78,SUM('Exterior Lighting'!$BL$5:$BL$25))),0))","v":""},{"$f":"IF(A391=\"\",\"\",IF(AP391=1,Summary!$H$11*(AO391)/(SUM('Space-by-Space Method'!$BO$4:$BO$78)),0))","v":""},{"$f":"IF(A391=\"\",\"\",IF(AP391=1,Summary!$I$11*(AO391)/(SUM('Space-by-Space Method'!$BO$4:$BO$78)),0))","v":""},null,null,null,{"$f":"IF(A391=\"\",\"\",IF(START!$B$34=2,INDIRECT(\"'Space-by-Space Method'!\"&SUBSTITUTE(ADDRESS(1,MOD(ROW(A391)-52,50)+10,4),\"1\",\"\")&ROUNDDOWN((ROW(A391)-52)/50,0)+4),\"\"))","v":""},{"$f":"IF(A391=\"\",\"\",INDIRECT(\"'Space-by-Space Method'!C\"&ROUNDDOWN((ROW(A391)-52)/50,0)+4))","v":""},{"$f":"IF(A391=\"\",\"\",IF(COUNTIF(CommonSpaceTypes,AQ391)>0,INDIRECT(\"'Space-by-Space Method'!F\"&ROUNDDOWN((ROW(A391)-52)/50,0)+4),\"\"))","v":""},{"$f":"IF(A391=\"\",\"\",IF(COUNTIF(BuildingSpecificSpaceTypes,AQ391)>0,INDIRECT(\"'Space-by-Space Method'!F\"&ROUNDDOWN((ROW(A391)-52)/50,0)+4),\"\"))","v":""},{"$f":"IF(A391=\"\",\"\",INDIRECT(\"'Fixture Schedule'!D\"&MOD(ROW(A391)-52,50)+9))","v":""},{"$f":"IF(A391=\"\",\"\",IF(AR391=\"\",\"\",INDIRECT(\"'Fixture Schedule'!K\"&MOD(ROW(A391)-52,50)+9)))","v":""},"",{"$f":"IF(A391=\"\",\"\",INDIRECT(\"'Fixture Schedule'!L\"&MOD(ROW(A391)-52,50)+9))","v":""},null,null,null,null,null,null,null,null,null,null,null,null,null,{"$f":"INDIRECT(\"'Space-by-Space Method'!\"&SUBSTITUTE(ADDRESS(1,MOD(ROW(A391)-52,50)+10,4),\"1\",\"\")&ROUNDDOWN((ROW(A391)-52)/50,0)+4)","v":0},{"$f":"LEFT(INDIRECT(\"'Space-by-Space Method'!BJ\"&ROUNDDOWN((ROW(A391)-52)/50,0)+4),3)","v":""},{"$f":"INDIRECT(\"'Fixture Schedule'!L\"&MOD(ROW(A391)-52,50)+9)","v":0},{"$f":"INDIRECT(\"'Fixture Schedule'!O\"&MOD(ROW(A391)-52,50)+9)","v":0},{"$f":"INDIRECT(\"'Space-by-Space Method'!F\"&ROUNDDOWN((ROW(A391)-52)/50,0)+4)","v":0},{"$f":"INDIRECT(\"'Fixture Schedule'!L\"&MOD(ROW(A391)-52,50)+9)","v":0},{"$f":"INDIRECT(\"'Space-by-Space Method'!D\"&ROUNDDOWN((ROW(A391)-52)/50,0)+4)","v":0},{"$f":"INDIRECT(\"'Space-by-Space Method'!E\"&ROUNDDOWN((ROW(A391)-52)/50,0)+4)","v":1}]
[{"$f":"IF(InteriorCalcType=2,IF(OR(AM392=0,AN392=\"DNQ\")=TRUE,\"\",INDIRECT(\"'Fixture Schedule'!M\"&MOD(ROW(A392)-52,50)+9)),\"\")","v":""},{"$f":"IF(A392=\"\",\"\",INDIRECT(\"'Fixture Schedule'!E\"&MOD(ROW(A392)-52,50)+9))","v":""},{"$f":"IF(A392=\"\",\"\",INDIRECT(\"'Fixture Schedule'!F\"&MOD(ROW(A392)-52,50)+9))","v":""},{"$f":"IF(A392=\"\",\"\",INDIRECT(\"'Fixture Schedule'!L\"&MOD(ROW(A392)-52,50)+9))","v":""},"",null,null,{"$f":"IF(A392=\"\",\"\",IF(AP392=1,Summary!$C$12*(AO392)/(SUM('Space-by-Space Method'!$BO$4:$BO$78,SUM('Exterior Lighting'!$BL$5:$BL$25))),0))","v":""},{"$f":"IF(A392=\"\",\"\",IF(START!$B$34=1,INDIRECT(\"'Space-by-Space Method'!\"&SUBSTITUTE(ADDRESS(1,MOD(ROW(A392)-52,50)+10,4),\"1\",\"\")&ROUNDDOWN((ROW(A392)-52)/50,0)+4),\"\"))","v":""},{"$f":"IF(A392=\"\",\"\",IF(AP392=1,Summary!$F$11*(AO392)/(SUM('Space-by-Space Method'!$BO$4:$BO$78,SUM('Exterior Lighting'!$BL$5:$BL$25))),0))","v":""},{"$f":"IF(A392=\"\",\"\",IF(AP392=1,Summary!$E$11*(AO392)/(SUM('Space-by-Space Method'!$BO$4:$BO$78,SUM('Exterior Lighting'!$BL$5:$BL$25))),0))","v":""},{"$f":"IF(A392=\"\",\"\",IF(AP392=1,Summary!$G$11*(AO392)/(SUM('Space-by-Space Method'!$BO$4:$BO$78,SUM('Exterior Lighting'!$BL$5:$BL$25))),0))","v":""},{"$f":"IF(A392=\"\",\"\",IF(AP392=1,Summary!$H$11*(AO392)/(SUM('Space-by-Space Method'!$BO$4:$BO$78)),0))","v":""},{"$f":"IF(A392=\"\",\"\",IF(AP392=1,Summary!$I$11*(AO392)/(SUM('Space-by-Space Method'!$BO$4:$BO$78)),0))","v":""},null,null,null,{"$f":"IF(A392=\"\",\"\",IF(START!$B$34=2,INDIRECT(\"'Space-by-Space Method'!\"&SUBSTITUTE(ADDRESS(1,MOD(ROW(A392)-52,50)+10,4),\"1\",\"\")&ROUNDDOWN((ROW(A392)-52)/50,0)+4),\"\"))","v":""},{"$f":"IF(A392=\"\",\"\",INDIRECT(\"'Space-by-Space Method'!C\"&ROUNDDOWN((ROW(A392)-52)/50,0)+4))","v":""},{"$f":"IF(A392=\"\",\"\",IF(COUNTIF(CommonSpaceTypes,AQ392)>0,INDIRECT(\"'Space-by-Space Method'!F\"&ROUNDDOWN((ROW(A392)-52)/50,0)+4),\"\"))","v":""},{"$f":"IF(A392=\"\",\"\",IF(COUNTIF(BuildingSpecificSpaceTypes,AQ392)>0,INDIRECT(\"'Space-by-Space Method'!F\"&ROUNDDOWN((ROW(A392)-52)/50,0)+4),\"\"))","v":""},{"$f":"IF(A392=\"\",\"\",INDIRECT(\"'Fixture Schedule'!D\"&MOD(ROW(A392)-52,50)+9))","v":""},{"$f":"IF(A392=\"\",\"\",IF(AR392=\"\",\"\",INDIRECT(\"'Fixture Schedule'!K\"&MOD(ROW(A392)-52,50)+9)))","v":""},"",{"$f":"IF(A392=\"\",\"\",INDIRECT(\"'Fixture Schedule'!L\"&MOD(ROW(A392)-52,50)+9))","v":""},null,null,null,null,null,null,null,null,null,null,null,null,null,{"$f":"INDIRECT(\"'Space-by-Space Method'!\"&SUBSTITUTE(ADDRESS(1,MOD(ROW(A392)-52,50)+10,4),\"1\",\"\")&ROUNDDOWN((ROW(A392)-52)/50,0)+4)","v":0},{"$f":"LEFT(INDIRECT(\"'Space-by-Space Method'!BJ\"&ROUNDDOWN((ROW(A392)-52)/50,0)+4),3)","v":""},{"$f":"INDIRECT(\"'Fixture Schedule'!L\"&MOD(ROW(A392)-52,50)+9)","v":0},{"$f":"INDIRECT(\"'Fixture Schedule'!O\"&MOD(ROW(A392)-52,50)+9)","v":0},{"$f":"INDIRECT(\"'Space-by-Space Method'!F\"&ROUNDDOWN((ROW(A392)-52)/50,0)+4)","v":0},{"$f":"INDIRECT(\"'Fixture Schedule'!L\"&MOD(ROW(A392)-52,50)+9)","v":0},{"$f":"INDIRECT(\"'Space-by-Space Method'!D\"&ROUNDDOWN((ROW(A392)-52)/50,0)+4)","v":0},{"$f":"INDIRECT(\"'Space-by-Space Method'!E\"&ROUNDDOWN((ROW(A392)-52)/50,0)+4)","v":1}]
[{"$f":"IF(InteriorCalcType=2,IF(OR(AM393=0,AN393=\"DNQ\")=TRUE,\"\",INDIRECT(\"'Fixture Schedule'!M\"&MOD(ROW(A393)-52,50)+9)),\"\")","v":""},{"$f":"IF(A393=\"\",\"\",INDIRECT(\"'Fixture Schedule'!E\"&MOD(ROW(A393)-52,50)+9))","v":""},{"$f":"IF(A393=\"\",\"\",INDIRECT(\"'Fixture Schedule'!F\"&MOD(ROW(A393)-52,50)+9))","v":""},{"$f":"IF(A393=\"\",\"\",INDIRECT(\"'Fixture Schedule'!L\"&MOD(ROW(A393)-52,50)+9))","v":""},"",null,null,{"$f":"IF(A393=\"\",\"\",IF(AP393=1,Summary!$C$12*(AO393)/(SUM('Space-by-Space Method'!$BO$4:$BO$78,SUM('Exterior Lighting'!$BL$5:$BL$25))),0))","v":""},{"$f":"IF(A393=\"\",\"\",IF(START!$B$34=1,INDIRECT(\"'Space-by-Space Method'!\"&SUBSTITUTE(ADDRESS(1,MOD(ROW(A393)-52,50)+10,4),\"1\",\"\")&ROUNDDOWN((ROW(A393)-52)/50,0)+4),\"\"))","v":""},{"$f":"IF(A393=\"\",\"\",IF(AP393=1,Summary!$F$11*(AO393)/(SUM('Space-by-Space Method'!$BO$4:$BO$78,SUM('Exterior Lighting'!$BL$5:$BL$25))),0))","v":""},{"$f":"IF(A393=\"\",\"\",IF(AP393=1,Summary!$E$11*(AO393)/(SUM('Space-by-Space Method'!$BO$4:$BO$78,SUM('Exterior Lighting'!$BL$5:$BL$25))),0))","v":""},{"$f":"IF(A393=\"\",\"\",IF(AP393=1,Summary!$G$11*(AO393)/(SUM('Space-by-Space Method'!$BO$4:$BO$78,SUM('Exterior Lighting'!$BL$5:$BL$25))),0))","v":""},{"$f":"IF(A393=\"\",\"\",IF(AP393=1,Summary!$H$11*(AO393)/(SUM('Space-by-Space Method'!$BO$4:$BO$78)),0))","v":""},{"$f":"IF(A393=\"\",\"\",IF(AP393=1,Summary!$I$11*(AO393)/(SUM('Space-by-Space Method'!$BO$4:$BO$78)),0))","v":""},null,null,null,{"$f":"IF(A393=\"\",\"\",IF(START!$B$34=2,INDIRECT(\"'Space-by-Space Method'!\"&SUBSTITUTE(ADDRESS(1,MOD(ROW(A393)-52,50)+10,4),\"1\",\"\")&ROUNDDOWN((ROW(A393)-52)/50,0)+4),\"\"))","v":""},{"$f":"IF(A393=\"\",\"\",INDIRECT(\"'Space-by-Space Method'!C\"&ROUNDDOWN((ROW(A393)-52)/50,0)+4))","v":""},{"$f":"IF(A393=\"\",\"\",IF(COUNTIF(CommonSpaceTypes,AQ393)>0,INDIRECT(\"'Space-by-Space Method'!F\"&ROUNDDOWN((ROW(A393)-52)/50,0)+4),\"\"))","v":""},{"$f":"IF(A393=\"\",\"\",IF(COUNTIF(BuildingSpecificSpaceTypes,AQ393)>0,INDIRECT(\"'Space-by-Space Method'!F\"&ROUNDDOWN((ROW(A393)-52)/50,0)+4),\"\"))","v":""},{"$f":"IF(A393=\"\",\"\",INDIRECT(\"'Fixture Schedule'!D\"&MOD(ROW(A393)-52,50)+9))","v":""},{"$f":"IF(A393=\"\",\"\",IF(AR393=\"\",\"\",INDIRECT(\"'Fixture Schedule'!K\"&MOD(ROW(A393)-52,50)+9)))","v":""},"",{"$f":"IF(A393=\"\",\"\",INDIRECT(\"'Fixture Schedule'!L\"&MOD(ROW(A393)-52,50)+9))","v":""},null,null,null,null,null,null,null,null,null,null,null,null,null,{"$f":"INDIRECT(\"'Space-by-Space Method'!\"&SUBSTITUTE(ADDRESS(1,MOD(ROW(A393)-52,50)+10,4),\"1\",\"\")&ROUNDDOWN((ROW(A393)-52)/50,0)+4)","v":0},{"$f":"LEFT(INDIRECT(\"'Space-by-Space Method'!BJ\"&ROUNDDOWN((ROW(A393)-52)/50,0)+4),3)","v":""},{"$f":"INDIRECT(\"'Fixture Schedule'!L\"&MOD(ROW(A393)-52,50)+9)","v":0},{"$f":"INDIRECT(\"'Fixture Schedule'!O\"&MOD(ROW(A393)-52,50)+9)","v":0},{"$f":"INDIRECT(\"'Space-by-Space Method'!F\"&ROUNDDOWN((ROW(A393)-52)/50,0)+4)","v":0},{"$f":"INDIRECT(\"'Fixture Schedule'!L\"&MOD(ROW(A393)-52,50)+9)","v":0},{"$f":"INDIRECT(\"'Space-by-Space Method'!D\"&ROUNDDOWN((ROW(A393)-52)/50,0)+4)","v":0},{"$f":"INDIRECT(\"'Space-by-Space Method'!E\"&ROUNDDOWN((ROW(A393)-52)/50,0)+4)","v":1}]
[{"$f":"IF(InteriorCalcType=2,IF(OR(AM394=0,AN394=\"DNQ\")=TRUE,\"\",INDIRECT(\"'Fixture Schedule'!M\"&MOD(ROW(A394)-52,50)+9)),\"\")","v":""},{"$f":"IF(A394=\"\",\"\",INDIRECT(\"'Fixture Schedule'!E\"&MOD(ROW(A394)-52,50)+9))","v":""},{"$f":"IF(A394=\"\",\"\",INDIRECT(\"'Fixture Schedule'!F\"&MOD(ROW(A394)-52,50)+9))","v":""},{"$f":"IF(A394=\"\",\"\",INDIRECT(\"'Fixture Schedule'!L\"&MOD(ROW(A394)-52,50)+9))","v":""},"",null,null,{"$f":"IF(A394=\"\",\"\",IF(AP394=1,Summary!$C$12*(AO394)/(SUM('Space-by-Space Method'!$BO$4:$BO$78,SUM('Exterior Lighting'!$BL$5:$BL$25))),0))","v":""},{"$f":"IF(A394=\"\",\"\",IF(START!$B$34=1,INDIRECT(\"'Space-by-Space Method'!\"&SUBSTITUTE(ADDRESS(1,MOD(ROW(A394)-52,50)+10,4),\"1\",\"\")&ROUNDDOWN((ROW(A394)-52)/50,0)+4),\"\"))","v":""},{"$f":"IF(A394=\"\",\"\",IF(AP394=1,Summary!$F$11*(AO394)/(SUM('Space-by-Space Method'!$BO$4:$BO$78,SUM('Exterior Lighting'!$BL$5:$BL$25))),0))","v":""},{"$f":"IF(A394=\"\",\"\",IF(AP394=1,Summary!$E$11*(AO394)/(SUM('Space-by-Space Method'!$BO$4:$BO$78,SUM('Exterior Lighting'!$BL$5:$BL$25))),0))","v":""},{"$f":"IF(A394=\"\",\"\",IF(AP394=1,Summary!$G$11*(AO394)/(SUM('Space-by-Space Method'!$BO$4:$BO$78,SUM('Exterior Lighting'!$BL$5:$BL$25))),0))","v":""},{"$f":"IF(A394=\"\",\"\",IF(AP394=1,Summary!$H$11*(AO394)/(SUM('Space-by-Space Method'!$BO$4:$BO$78)),0))","v":""},{"$f":"IF(A394=\"\",\"\",IF(AP394=1,Summary!$I$11*(AO394)/(SUM('Space-by-Space Method'!$BO$4:$BO$78)),0))","v":""},null,null,null,{"$f":"IF(A394=\"\",\"\",IF(START!$B$34=2,INDIRECT(\"'Space-by-Space Method'!\"&SUBSTITUTE(ADDRESS(1,MOD(ROW(A394)-52,50)+10,4),\"1\",\"\")&ROUNDDOWN((ROW(A394)-52)/50,0)+4),\"\"))","v":""},{"$f":"IF(A394=\"\",\"\",INDIRECT(\"'Space-by-Space Method'!C\"&ROUNDDOWN((ROW(A394)-52)/50,0)+4))","v":""},{"$f":"IF(A394=\"\",\"\",IF(COUNTIF(CommonSpaceTypes,AQ394)>0,INDIRECT(\"'Space-by-Space Method'!F\"&ROUNDDOWN((ROW(A394)-52)/50,0)+4),\"\"))","v":""},{"$f":"IF(A394=\"\",\"\",IF(COUNTIF(BuildingSpecificSpaceTypes,AQ394)>0,INDIRECT(\"'Space-by-Space Method'!F\"&ROUNDDOWN((ROW(A394)-52)/50,0)+4),\"\"))","v":""},{"$f":"IF(A394=\"\",\"\",INDIRECT(\"'Fixture Schedule'!D\"&MOD(ROW(A394)-52,50)+9))","v":""},{"$f":"IF(A394=\"\",\"\",IF(AR394=\"\",\"\",INDIRECT(\"'Fixture Schedule'!K\"&MOD(ROW(A394)-52,50)+9)))","v":""},"",{"$f":"IF(A394=\"\",\"\",INDIRECT(\"'Fixture Schedule'!L\"&MOD(ROW(A394)-52,50)+9))","v":""},null,null,null,null,null,null,null,null,null,null,null,null,null,{"$f":"INDIRECT(\"'Space-by-Space Method'!\"&SUBSTITUTE(ADDRESS(1,MOD(ROW(A394)-52,50)+10,4),\"1\",\"\")&ROUNDDOWN((ROW(A394)-52)/50,0)+4)","v":0},{"$f":"LEFT(INDIRECT(\"'Space-by-Space Method'!BJ\"&ROUNDDOWN((ROW(A394)-52)/50,0)+4),3)","v":""},{"$f":"INDIRECT(\"'Fixture Schedule'!L\"&MOD(ROW(A394)-52,50)+9)","v":0},{"$f":"INDIRECT(\"'Fixture Schedule'!O\"&MOD(ROW(A394)-52,50)+9)","v":0},{"$f":"INDIRECT(\"'Space-by-Space Method'!F\"&ROUNDDOWN((ROW(A394)-52)/50,0)+4)","v":0},{"$f":"INDIRECT(\"'Fixture Schedule'!L\"&MOD(ROW(A394)-52,50)+9)","v":0},{"$f":"INDIRECT(\"'Space-by-Space Method'!D\"&ROUNDDOWN((ROW(A394)-52)/50,0)+4)","v":0},{"$f":"INDIRECT(\"'Space-by-Space Method'!E\"&ROUNDDOWN((ROW(A394)-52)/50,0)+4)","v":1}]
[{"$f":"IF(InteriorCalcType=2,IF(OR(AM395=0,AN395=\"DNQ\")=TRUE,\"\",INDIRECT(\"'Fixture Schedule'!M\"&MOD(ROW(A395)-52,50)+9)),\"\")","v":""},{"$f":"IF(A395=\"\",\"\",INDIRECT(\"'Fixture Schedule'!E\"&MOD(ROW(A395)-52,50)+9))","v":""},{"$f":"IF(A395=\"\",\"\",INDIRECT(\"'Fixture Schedule'!F\"&MOD(ROW(A395)-52,50)+9))","v":""},{"$f":"IF(A395=\"\",\"\",INDIRECT(\"'Fixture Schedule'!L\"&MOD(ROW(A395)-52,50)+9))","v":""},"",null,null,{"$f":"IF(A395=\"\",\"\",IF(AP395=1,Summary!$C$12*(AO395)/(SUM('Space-by-Space Method'!$BO$4:$BO$78,SUM('Exterior Lighting'!$BL$5:$BL$25))),0))","v":""},{"$f":"IF(A395=\"\",\"\",IF(START!$B$34=1,INDIRECT(\"'Space-by-Space Method'!\"&SUBSTITUTE(ADDRESS(1,MOD(ROW(A395)-52,50)+10,4),\"1\",\"\")&ROUNDDOWN((ROW(A395)-52)/50,0)+4),\"\"))","v":""},{"$f":"IF(A395=\"\",\"\",IF(AP395=1,Summary!$F$11*(AO395)/(SUM('Space-by-Space Method'!$BO$4:$BO$78,SUM('Exterior Lighting'!$BL$5:$BL$25))),0))","v":""},{"$f":"IF(A395=\"\",\"\",IF(AP395=1,Summary!$E$11*(AO395)/(SUM('Space-by-Space Method'!$BO$4:$BO$78,SUM('Exterior Lighting'!$BL$5:$BL$25))),0))","v":""},{"$f":"IF(A395=\"\",\"\",IF(AP395=1,Summary!$G$11*(AO395)/(SUM('Space-by-Space Method'!$BO$4:$BO$78,SUM('Exterior Lighting'!$BL$5:$BL$25))),0))","v":""},{"$f":"IF(A395=\"\",\"\",IF(AP395=1,Summary!$H$11*(AO395)/(SUM('Space-by-Space Method'!$BO$4:$BO$78)),0))","v":""},{"$f":"IF(A395=\"\",\"\",IF(AP395=1,Summary!$I$11*(AO395)/(SUM('Space-by-Space Method'!$BO$4:$BO$78)),0))","v":""},null,null,null,{"$f":"IF(A395=\"\",\"\",IF(START!$B$34=2,INDIRECT(\"'Space-by-Space Method'!\"&SUBSTITUTE(ADDRESS(1,MOD(ROW(A395)-52,50)+10,4),\"1\",\"\")&ROUNDDOWN((ROW(A395)-52)/50,0)+4),\"\"))","v":""},{"$f":"IF(A395=\"\",\"\",INDIRECT(\"'Space-by-Space Method'!C\"&ROUNDDOWN((ROW(A395)-52)/50,0)+4))","v":""},{"$f":"IF(A395=\"\",\"\",IF(COUNTIF(CommonSpaceTypes,AQ395)>0,INDIRECT(\"'Space-by-Space Method'!F\"&ROUNDDOWN((ROW(A395)-52)/50,0)+4),\"\"))","v":""},{"$f":"IF(A395=\"\",\"\",IF(COUNTIF(BuildingSpecificSpaceTypes,AQ395)>0,INDIRECT(\"'Space-by-Space Method'!F\"&ROUNDDOWN((ROW(A395)-52)/50,0)+4),\"\"))","v":""},{"$f":"IF(A395=\"\",\"\",INDIRECT(\"'Fixture Schedule'!D\"&MOD(ROW(A395)-52,50)+9))","v":""},{"$f":"IF(A395=\"\",\"\",IF(AR395=\"\",\"\",INDIRECT(\"'Fixture Schedule'!K\"&MOD(ROW(A395)-52,50)+9)))","v":""},"",{"$f":"IF(A395=\"\",\"\",INDIRECT(\"'Fixture Schedule'!L\"&MOD(ROW(A395)-52,50)+9))","v":""},null,null,null,null,null,null,null,null,null,null,null,null,null,{"$f":"INDIRECT(\"'Space-by-Space Method'!\"&SUBSTITUTE(ADDRESS(1,MOD(ROW(A395)-52,50)+10,4),\"1\",\"\")&ROUNDDOWN((ROW(A395)-52)/50,0)+4)","v":0},{"$f":"LEFT(INDIRECT(\"'Space-by-Space Method'!BJ\"&ROUNDDOWN((ROW(A395)-52)/50,0)+4),3)","v":""},{"$f":"INDIRECT(\"'Fixture Schedule'!L\"&MOD(ROW(A395)-52,50)+9)","v":0},{"$f":"INDIRECT(\"'Fixture Schedule'!O\"&MOD(ROW(A395)-52,50)+9)","v":0},{"$f":"INDIRECT(\"'Space-by-Space Method'!F\"&ROUNDDOWN((ROW(A395)-52)/50,0)+4)","v":0},{"$f":"INDIRECT(\"'Fixture Schedule'!L\"&MOD(ROW(A395)-52,50)+9)","v":0},{"$f":"INDIRECT(\"'Space-by-Space Method'!D\"&ROUNDDOWN((ROW(A395)-52)/50,0)+4)","v":0},{"$f":"INDIRECT(\"'Space-by-Space Method'!E\"&ROUNDDOWN((ROW(A395)-52)/50,0)+4)","v":1}]
[{"$f":"IF(InteriorCalcType=2,IF(OR(AM396=0,AN396=\"DNQ\")=TRUE,\"\",INDIRECT(\"'Fixture Schedule'!M\"&MOD(ROW(A396)-52,50)+9)),\"\")","v":""},{"$f":"IF(A396=\"\",\"\",INDIRECT(\"'Fixture Schedule'!E\"&MOD(ROW(A396)-52,50)+9))","v":""},{"$f":"IF(A396=\"\",\"\",INDIRECT(\"'Fixture Schedule'!F\"&MOD(ROW(A396)-52,50)+9))","v":""},{"$f":"IF(A396=\"\",\"\",INDIRECT(\"'Fixture Schedule'!L\"&MOD(ROW(A396)-52,50)+9))","v":""},"",null,null,{"$f":"IF(A396=\"\",\"\",IF(AP396=1,Summary!$C$12*(AO396)/(SUM('Space-by-Space Method'!$BO$4:$BO$78,SUM('Exterior Lighting'!$BL$5:$BL$25))),0))","v":""},{"$f":"IF(A396=\"\",\"\",IF(START!$B$34=1,INDIRECT(\"'Space-by-Space Method'!\"&SUBSTITUTE(ADDRESS(1,MOD(ROW(A396)-52,50)+10,4),\"1\",\"\")&ROUNDDOWN((ROW(A396)-52)/50,0)+4),\"\"))","v":""},{"$f":"IF(A396=\"\",\"\",IF(AP396=1,Summary!$F$11*(AO396)/(SUM('Space-by-Space Method'!$BO$4:$BO$78,SUM('Exterior Lighting'!$BL$5:$BL$25))),0))","v":""},{"$f":"IF(A396=\"\",\"\",IF(AP396=1,Summary!$E$11*(AO396)/(SUM('Space-by-Space Method'!$BO$4:$BO$78,SUM('Exterior Lighting'!$BL$5:$BL$25))),0))","v":""},{"$f":"IF(A396=\"\",\"\",IF(AP396=1,Summary!$G$11*(AO396)/(SUM('Space-by-Space Method'!$BO$4:$BO$78,SUM('Exterior Lighting'!$BL$5:$BL$25))),0))","v":""},{"$f":"IF(A396=\"\",\"\",IF(AP396=1,Summary!$H$11*(AO396)/(SUM('Space-by-Space Method'!$BO$4:$BO$78)),0))","v":""},{"$f":"IF(A396=\"\",\"\",IF(AP396=1,Summary!$I$11*(AO396)/(SUM('Space-by-Space Method'!$BO$4:$BO$78)),0))","v":""},null,null,null,{"$f":"IF(A396=\"\",\"\",IF(START!$B$34=2,INDIRECT(\"'Space-by-Space Method'!\"&SUBSTITUTE(ADDRESS(1,MOD(ROW(A396)-52,50)+10,4),\"1\",\"\")&ROUNDDOWN((ROW(A396)-52)/50,0)+4),\"\"))","v":""},{"$f":"IF(A396=\"\",\"\",INDIRECT(\"'Space-by-Space Method'!C\"&ROUNDDOWN((ROW(A396)-52)/50,0)+4))","v":""},{"$f":"IF(A396=\"\",\"\",IF(COUNTIF(CommonSpaceTypes,AQ396)>0,INDIRECT(\"'Space-by-Space Method'!F\"&ROUNDDOWN((ROW(A396)-52)/50,0)+4),\"\"))","v":""},{"$f":"IF(A396=\"\",\"\",IF(COUNTIF(BuildingSpecificSpaceTypes,AQ396)>0,INDIRECT(\"'Space-by-Space Method'!F\"&ROUNDDOWN((ROW(A396)-52)/50,0)+4),\"\"))","v":""},{"$f":"IF(A396=\"\",\"\",INDIRECT(\"'Fixture Schedule'!D\"&MOD(ROW(A396)-52,50)+9))","v":""},{"$f":"IF(A396=\"\",\"\",IF(AR396=\"\",\"\",INDIRECT(\"'Fixture Schedule'!K\"&MOD(ROW(A396)-52,50)+9)))","v":""},"",{"$f":"IF(A396=\"\",\"\",INDIRECT(\"'Fixture Schedule'!L\"&MOD(ROW(A396)-52,50)+9))","v":""},null,null,null,null,null,null,null,null,null,null,null,null,null,{"$f":"INDIRECT(\"'Space-by-Space Method'!\"&SUBSTITUTE(ADDRESS(1,MOD(ROW(A396)-52,50)+10,4),\"1\",\"\")&ROUNDDOWN((ROW(A396)-52)/50,0)+4)","v":0},{"$f":"LEFT(INDIRECT(\"'Space-by-Space Method'!BJ\"&ROUNDDOWN((ROW(A396)-52)/50,0)+4),3)","v":""},{"$f":"INDIRECT(\"'Fixture Schedule'!L\"&MOD(ROW(A396)-52,50)+9)","v":0},{"$f":"INDIRECT(\"'Fixture Schedule'!O\"&MOD(ROW(A396)-52,50)+9)","v":0},{"$f":"INDIRECT(\"'Space-by-Space Method'!F\"&ROUNDDOWN((ROW(A396)-52)/50,0)+4)","v":0},{"$f":"INDIRECT(\"'Fixture Schedule'!L\"&MOD(ROW(A396)-52,50)+9)","v":0},{"$f":"INDIRECT(\"'Space-by-Space Method'!D\"&ROUNDDOWN((ROW(A396)-52)/50,0)+4)","v":0},{"$f":"INDIRECT(\"'Space-by-Space Method'!E\"&ROUNDDOWN((ROW(A396)-52)/50,0)+4)","v":1}]
[{"$f":"IF(InteriorCalcType=2,IF(OR(AM397=0,AN397=\"DNQ\")=TRUE,\"\",INDIRECT(\"'Fixture Schedule'!M\"&MOD(ROW(A397)-52,50)+9)),\"\")","v":""},{"$f":"IF(A397=\"\",\"\",INDIRECT(\"'Fixture Schedule'!E\"&MOD(ROW(A397)-52,50)+9))","v":""},{"$f":"IF(A397=\"\",\"\",INDIRECT(\"'Fixture Schedule'!F\"&MOD(ROW(A397)-52,50)+9))","v":""},{"$f":"IF(A397=\"\",\"\",INDIRECT(\"'Fixture Schedule'!L\"&MOD(ROW(A397)-52,50)+9))","v":""},"",null,null,{"$f":"IF(A397=\"\",\"\",IF(AP397=1,Summary!$C$12*(AO397)/(SUM('Space-by-Space Method'!$BO$4:$BO$78,SUM('Exterior Lighting'!$BL$5:$BL$25))),0))","v":""},{"$f":"IF(A397=\"\",\"\",IF(START!$B$34=1,INDIRECT(\"'Space-by-Space Method'!\"&SUBSTITUTE(ADDRESS(1,MOD(ROW(A397)-52,50)+10,4),\"1\",\"\")&ROUNDDOWN((ROW(A397)-52)/50,0)+4),\"\"))","v":""},{"$f":"IF(A397=\"\",\"\",IF(AP397=1,Summary!$F$11*(AO397)/(SUM('Space-by-Space Method'!$BO$4:$BO$78,SUM('Exterior Lighting'!$BL$5:$BL$25))),0))","v":""},{"$f":"IF(A397=\"\",\"\",IF(AP397=1,Summary!$E$11*(AO397)/(SUM('Space-by-Space Method'!$BO$4:$BO$78,SUM('Exterior Lighting'!$BL$5:$BL$25))),0))","v":""},{"$f":"IF(A397=\"\",\"\",IF(AP397=1,Summary!$G$11*(AO397)/(SUM('Space-by-Space Method'!$BO$4:$BO$78,SUM('Exterior Lighting'!$BL$5:$BL$25))),0))","v":""},{"$f":"IF(A397=\"\",\"\",IF(AP397=1,Summary!$H$11*(AO397)/(SUM('Space-by-Space Method'!$BO$4:$BO$78)),0))","v":""},{"$f":"IF(A397=\"\",\"\",IF(AP397=1,Summary!$I$11*(AO397)/(SUM('Space-by-Space Method'!$BO$4:$BO$78)),0))","v":""},null,null,null,{"$f":"IF(A397=\"\",\"\",IF(START!$B$34=2,INDIRECT(\"'Space-by-Space Method'!\"&SUBSTITUTE(ADDRESS(1,MOD(ROW(A397)-52,50)+10,4),\"1\",\"\")&ROUNDDOWN((ROW(A397)-52)/50,0)+4),\"\"))","v":""},{"$f":"IF(A397=\"\",\"\",INDIRECT(\"'Space-by-Space Method'!C\"&ROUNDDOWN((ROW(A397)-52)/50,0)+4))","v":""},{"$f":"IF(A397=\"\",\"\",IF(COUNTIF(CommonSpaceTypes,AQ397)>0,INDIRECT(\"'Space-by-Space Method'!F\"&ROUNDDOWN((ROW(A397)-52)/50,0)+4),\"\"))","v":""},{"$f":"IF(A397=\"\",\"\",IF(COUNTIF(BuildingSpecificSpaceTypes,AQ397)>0,INDIRECT(\"'Space-by-Space Method'!F\"&ROUNDDOWN((ROW(A397)-52)/50,0)+4),\"\"))","v":""},{"$f":"IF(A397=\"\",\"\",INDIRECT(\"'Fixture Schedule'!D\"&MOD(ROW(A397)-52,50)+9))","v":""},{"$f":"IF(A397=\"\",\"\",IF(AR397=\"\",\"\",INDIRECT(\"'Fixture Schedule'!K\"&MOD(ROW(A397)-52,50)+9)))","v":""},"",{"$f":"IF(A397=\"\",\"\",INDIRECT(\"'Fixture Schedule'!L\"&MOD(ROW(A397)-52,50)+9))","v":""},null,null,null,null,null,null,null,null,null,null,null,null,null,{"$f":"INDIRECT(\"'Space-by-Space Method'!\"&SUBSTITUTE(ADDRESS(1,MOD(ROW(A397)-52,50)+10,4),\"1\",\"\")&ROUNDDOWN((ROW(A397)-52)/50,0)+4)","v":0},{"$f":"LEFT(INDIRECT(\"'Space-by-Space Method'!BJ\"&ROUNDDOWN((ROW(A397)-52)/50,0)+4),3)","v":""},{"$f":"INDIRECT(\"'Fixture Schedule'!L\"&MOD(ROW(A397)-52,50)+9)","v":0},{"$f":"INDIRECT(\"'Fixture Schedule'!O\"&MOD(ROW(A397)-52,50)+9)","v":0},{"$f":"INDIRECT(\"'Space-by-Space Method'!F\"&ROUNDDOWN((ROW(A397)-52)/50,0)+4)","v":0},{"$f":"INDIRECT(\"'Fixture Schedule'!L\"&MOD(ROW(A397)-52,50)+9)","v":0},{"$f":"INDIRECT(\"'Space-by-Space Method'!D\"&ROUNDDOWN((ROW(A397)-52)/50,0)+4)","v":0},{"$f":"INDIRECT(\"'Space-by-Space Method'!E\"&ROUNDDOWN((ROW(A397)-52)/50,0)+4)","v":1}]
[{"$f":"IF(InteriorCalcType=2,IF(OR(AM398=0,AN398=\"DNQ\")=TRUE,\"\",INDIRECT(\"'Fixture Schedule'!M\"&MOD(ROW(A398)-52,50)+9)),\"\")","v":""},{"$f":"IF(A398=\"\",\"\",INDIRECT(\"'Fixture Schedule'!E\"&MOD(ROW(A398)-52,50)+9))","v":""},{"$f":"IF(A398=\"\",\"\",INDIRECT(\"'Fixture Schedule'!F\"&MOD(ROW(A398)-52,50)+9))","v":""},{"$f":"IF(A398=\"\",\"\",INDIRECT(\"'Fixture Schedule'!L\"&MOD(ROW(A398)-52,50)+9))","v":""},"",null,null,{"$f":"IF(A398=\"\",\"\",IF(AP398=1,Summary!$C$12*(AO398)/(SUM('Space-by-Space Method'!$BO$4:$BO$78,SUM('Exterior Lighting'!$BL$5:$BL$25))),0))","v":""},{"$f":"IF(A398=\"\",\"\",IF(START!$B$34=1,INDIRECT(\"'Space-by-Space Method'!\"&SUBSTITUTE(ADDRESS(1,MOD(ROW(A398)-52,50)+10,4),\"1\",\"\")&ROUNDDOWN((ROW(A398)-52)/50,0)+4),\"\"))","v":""},{"$f":"IF(A398=\"\",\"\",IF(AP398=1,Summary!$F$11*(AO398)/(SUM('Space-by-Space Method'!$BO$4:$BO$78,SUM('Exterior Lighting'!$BL$5:$BL$25))),0))","v":""},{"$f":"IF(A398=\"\",\"\",IF(AP398=1,Summary!$E$11*(AO398)/(SUM('Space-by-Space Method'!$BO$4:$BO$78,SUM('Exterior Lighting'!$BL$5:$BL$25))),0))","v":""},{"$f":"IF(A398=\"\",\"\",IF(AP398=1,Summary!$G$11*(AO398)/(SUM('Space-by-Space Method'!$BO$4:$BO$78,SUM('Exterior Lighting'!$BL$5:$BL$25))),0))","v":""},{"$f":"IF(A398=\"\",\"\",IF(AP398=1,Summary!$H$11*(AO398)/(SUM('Space-by-Space Method'!$BO$4:$BO$78)),0))","v":""},{"$f":"IF(A398=\"\",\"\",IF(AP398=1,Summary!$I$11*(AO398)/(SUM('Space-by-Space Method'!$BO$4:$BO$78)),0))","v":""},null,null,null,{"$f":"IF(A398=\"\",\"\",IF(START!$B$34=2,INDIRECT(\"'Space-by-Space Method'!\"&SUBSTITUTE(ADDRESS(1,MOD(ROW(A398)-52,50)+10,4),\"1\",\"\")&ROUNDDOWN((ROW(A398)-52)/50,0)+4),\"\"))","v":""},{"$f":"IF(A398=\"\",\"\",INDIRECT(\"'Space-by-Space Method'!C\"&ROUNDDOWN((ROW(A398)-52)/50,0)+4))","v":""},{"$f":"IF(A398=\"\",\"\",IF(COUNTIF(CommonSpaceTypes,AQ398)>0,INDIRECT(\"'Space-by-Space Method'!F\"&ROUNDDOWN((ROW(A398)-52)/50,0)+4),\"\"))","v":""},{"$f":"IF(A398=\"\",\"\",IF(COUNTIF(BuildingSpecificSpaceTypes,AQ398)>0,INDIRECT(\"'Space-by-Space Method'!F\"&ROUNDDOWN((ROW(A398)-52)/50,0)+4),\"\"))","v":""},{"$f":"IF(A398=\"\",\"\",INDIRECT(\"'Fixture Schedule'!D\"&MOD(ROW(A398)-52,50)+9))","v":""},{"$f":"IF(A398=\"\",\"\",IF(AR398=\"\",\"\",INDIRECT(\"'Fixture Schedule'!K\"&MOD(ROW(A398)-52,50)+9)))","v":""},"",{"$f":"IF(A398=\"\",\"\",INDIRECT(\"'Fixture Schedule'!L\"&MOD(ROW(A398)-52,50)+9))","v":""},null,null,null,null,null,null,null,null,null,null,null,null,null,{"$f":"INDIRECT(\"'Space-by-Space Method'!\"&SUBSTITUTE(ADDRESS(1,MOD(ROW(A398)-52,50)+10,4),\"1\",\"\")&ROUNDDOWN((ROW(A398)-52)/50,0)+4)","v":0},{"$f":"LEFT(INDIRECT(\"'Space-by-Space Method'!BJ\"&ROUNDDOWN((ROW(A398)-52)/50,0)+4),3)","v":""},{"$f":"INDIRECT(\"'Fixture Schedule'!L\"&MOD(ROW(A398)-52,50)+9)","v":0},{"$f":"INDIRECT(\"'Fixture Schedule'!O\"&MOD(ROW(A398)-52,50)+9)","v":0},{"$f":"INDIRECT(\"'Space-by-Space Method'!F\"&ROUNDDOWN((ROW(A398)-52)/50,0)+4)","v":0},{"$f":"INDIRECT(\"'Fixture Schedule'!L\"&MOD(ROW(A398)-52,50)+9)","v":0},{"$f":"INDIRECT(\"'Space-by-Space Method'!D\"&ROUNDDOWN((ROW(A398)-52)/50,0)+4)","v":0},{"$f":"INDIRECT(\"'Space-by-Space Method'!E\"&ROUNDDOWN((ROW(A398)-52)/50,0)+4)","v":1}]
[{"$f":"IF(InteriorCalcType=2,IF(OR(AM399=0,AN399=\"DNQ\")=TRUE,\"\",INDIRECT(\"'Fixture Schedule'!M\"&MOD(ROW(A399)-52,50)+9)),\"\")","v":""},{"$f":"IF(A399=\"\",\"\",INDIRECT(\"'Fixture Schedule'!E\"&MOD(ROW(A399)-52,50)+9))","v":""},{"$f":"IF(A399=\"\",\"\",INDIRECT(\"'Fixture Schedule'!F\"&MOD(ROW(A399)-52,50)+9))","v":""},{"$f":"IF(A399=\"\",\"\",INDIRECT(\"'Fixture Schedule'!L\"&MOD(ROW(A399)-52,50)+9))","v":""},"",null,null,{"$f":"IF(A399=\"\",\"\",IF(AP399=1,Summary!$C$12*(AO399)/(SUM('Space-by-Space Method'!$BO$4:$BO$78,SUM('Exterior Lighting'!$BL$5:$BL$25))),0))","v":""},{"$f":"IF(A399=\"\",\"\",IF(START!$B$34=1,INDIRECT(\"'Space-by-Space Method'!\"&SUBSTITUTE(ADDRESS(1,MOD(ROW(A399)-52,50)+10,4),\"1\",\"\")&ROUNDDOWN((ROW(A399)-52)/50,0)+4),\"\"))","v":""},{"$f":"IF(A399=\"\",\"\",IF(AP399=1,Summary!$F$11*(AO399)/(SUM('Space-by-Space Method'!$BO$4:$BO$78,SUM('Exterior Lighting'!$BL$5:$BL$25))),0))","v":""},{"$f":"IF(A399=\"\",\"\",IF(AP399=1,Summary!$E$11*(AO399)/(SUM('Space-by-Space Method'!$BO$4:$BO$78,SUM('Exterior Lighting'!$BL$5:$BL$25))),0))","v":""},{"$f":"IF(A399=\"\",\"\",IF(AP399=1,Summary!$G$11*(AO399)/(SUM('Space-by-Space Method'!$BO$4:$BO$78,SUM('Exterior Lighting'!$BL$5:$BL$25))),0))","v":""},{"$f":"IF(A399=\"\",\"\",IF(AP399=1,Summary!$H$11*(AO399)/(SUM('Space-by-Space Method'!$BO$4:$BO$78)),0))","v":""},{"$f":"IF(A399=\"\",\"\",IF(AP399=1,Summary!$I$11*(AO399)/(SUM('Space-by-Space Method'!$BO$4:$BO$78)),0))","v":""},null,null,null,{"$f":"IF(A399=\"\",\"\",IF(START!$B$34=2,INDIRECT(\"'Space-by-Space Method'!\"&SUBSTITUTE(ADDRESS(1,MOD(ROW(A399)-52,50)+10,4),\"1\",\"\")&ROUNDDOWN((ROW(A399)-52)/50,0)+4),\"\"))","v":""},{"$f":"IF(A399=\"\",\"\",INDIRECT(\"'Space-by-Space Method'!C\"&ROUNDDOWN((ROW(A399)-52)/50,0)+4))","v":""},{"$f":"IF(A399=\"\",\"\",IF(COUNTIF(CommonSpaceTypes,AQ399)>0,INDIRECT(\"'Space-by-Space Method'!F\"&ROUNDDOWN((ROW(A399)-52)/50,0)+4),\"\"))","v":""},{"$f":"IF(A399=\"\",\"\",IF(COUNTIF(BuildingSpecificSpaceTypes,AQ399)>0,INDIRECT(\"'Space-by-Space Method'!F\"&ROUNDDOWN((ROW(A399)-52)/50,0)+4),\"\"))","v":""},{"$f":"IF(A399=\"\",\"\",INDIRECT(\"'Fixture Schedule'!D\"&MOD(ROW(A399)-52,50)+9))","v":""},{"$f":"IF(A399=\"\",\"\",IF(AR399=\"\",\"\",INDIRECT(\"'Fixture Schedule'!K\"&MOD(ROW(A399)-52,50)+9)))","v":""},"",{"$f":"IF(A399=\"\",\"\",INDIRECT(\"'Fixture Schedule'!L\"&MOD(ROW(A399)-52,50)+9))","v":""},null,null,null,null,null,null,null,null,null,null,null,null,null,{"$f":"INDIRECT(\"'Space-by-Space Method'!\"&SUBSTITUTE(ADDRESS(1,MOD(ROW(A399)-52,50)+10,4),\"1\",\"\")&ROUNDDOWN((ROW(A399)-52)/50,0)+4)","v":0},{"$f":"LEFT(INDIRECT(\"'Space-by-Space Method'!BJ\"&ROUNDDOWN((ROW(A399)-52)/50,0)+4),3)","v":""},{"$f":"INDIRECT(\"'Fixture Schedule'!L\"&MOD(ROW(A399)-52,50)+9)","v":0},{"$f":"INDIRECT(\"'Fixture Schedule'!O\"&MOD(ROW(A399)-52,50)+9)","v":0},{"$f":"INDIRECT(\"'Space-by-Space Method'!F\"&ROUNDDOWN((ROW(A399)-52)/50,0)+4)","v":0},{"$f":"INDIRECT(\"'Fixture Schedule'!L\"&MOD(ROW(A399)-52,50)+9)","v":0},{"$f":"INDIRECT(\"'Space-by-Space Method'!D\"&ROUNDDOWN((ROW(A399)-52)/50,0)+4)","v":0},{"$f":"INDIRECT(\"'Space-by-Space Method'!E\"&ROUNDDOWN((ROW(A399)-52)/50,0)+4)","v":1}]
[{"$f":"IF(InteriorCalcType=2,IF(OR(AM400=0,AN400=\"DNQ\")=TRUE,\"\",INDIRECT(\"'Fixture Schedule'!M\"&MOD(ROW(A400)-52,50)+9)),\"\")","v":""},{"$f":"IF(A400=\"\",\"\",INDIRECT(\"'Fixture Schedule'!E\"&MOD(ROW(A400)-52,50)+9))","v":""},{"$f":"IF(A400=\"\",\"\",INDIRECT(\"'Fixture Schedule'!F\"&MOD(ROW(A400)-52,50)+9))","v":""},{"$f":"IF(A400=\"\",\"\",INDIRECT(\"'Fixture Schedule'!L\"&MOD(ROW(A400)-52,50)+9))","v":""},"",null,null,{"$f":"IF(A400=\"\",\"\",IF(AP400=1,Summary!$C$12*(AO400)/(SUM('Space-by-Space Method'!$BO$4:$BO$78,SUM('Exterior Lighting'!$BL$5:$BL$25))),0))","v":""},{"$f":"IF(A400=\"\",\"\",IF(START!$B$34=1,INDIRECT(\"'Space-by-Space Method'!\"&SUBSTITUTE(ADDRESS(1,MOD(ROW(A400)-52,50)+10,4),\"1\",\"\")&ROUNDDOWN((ROW(A400)-52)/50,0)+4),\"\"))","v":""},{"$f":"IF(A400=\"\",\"\",IF(AP400=1,Summary!$F$11*(AO400)/(SUM('Space-by-Space Method'!$BO$4:$BO$78,SUM('Exterior Lighting'!$BL$5:$BL$25))),0))","v":""},{"$f":"IF(A400=\"\",\"\",IF(AP400=1,Summary!$E$11*(AO400)/(SUM('Space-by-Space Method'!$BO$4:$BO$78,SUM('Exterior Lighting'!$BL$5:$BL$25))),0))","v":""},{"$f":"IF(A400=\"\",\"\",IF(AP400=1,Summary!$G$11*(AO400)/(SUM('Space-by-Space Method'!$BO$4:$BO$78,SUM('Exterior Lighting'!$BL$5:$BL$25))),0))","v":""},{"$f":"IF(A400=\"\",\"\",IF(AP400=1,Summary!$H$11*(AO400)/(SUM('Space-by-Space Method'!$BO$4:$BO$78)),0))","v":""},{"$f":"IF(A400=\"\",\"\",IF(AP400=1,Summary!$I$11*(AO400)/(SUM('Space-by-Space Method'!$BO$4:$BO$78)),0))","v":""},null,null,null,{"$f":"IF(A400=\"\",\"\",IF(START!$B$34=2,INDIRECT(\"'Space-by-Space Method'!\"&SUBSTITUTE(ADDRESS(1,MOD(ROW(A400)-52,50)+10,4),\"1\",\"\")&ROUNDDOWN((ROW(A400)-52)/50,0)+4),\"\"))","v":""},{"$f":"IF(A400=\"\",\"\",INDIRECT(\"'Space-by-Space Method'!C\"&ROUNDDOWN((ROW(A400)-52)/50,0)+4))","v":""},{"$f":"IF(A400=\"\",\"\",IF(COUNTIF(CommonSpaceTypes,AQ400)>0,INDIRECT(\"'Space-by-Space Method'!F\"&ROUNDDOWN((ROW(A400)-52)/50,0)+4),\"\"))","v":""},{"$f":"IF(A400=\"\",\"\",IF(COUNTIF(BuildingSpecificSpaceTypes,AQ400)>0,INDIRECT(\"'Space-by-Space Method'!F\"&ROUNDDOWN((ROW(A400)-52)/50,0)+4),\"\"))","v":""},{"$f":"IF(A400=\"\",\"\",INDIRECT(\"'Fixture Schedule'!D\"&MOD(ROW(A400)-52,50)+9))","v":""},{"$f":"IF(A400=\"\",\"\",IF(AR400=\"\",\"\",INDIRECT(\"'Fixture Schedule'!K\"&MOD(ROW(A400)-52,50)+9)))","v":""},"",{"$f":"IF(A400=\"\",\"\",INDIRECT(\"'Fixture Schedule'!L\"&MOD(ROW(A400)-52,50)+9))","v":""},null,null,null,null,null,null,null,null,null,null,null,null,null,{"$f":"INDIRECT(\"'Space-by-Space Method'!\"&SUBSTITUTE(ADDRESS(1,MOD(ROW(A400)-52,50)+10,4),\"1\",\"\")&ROUNDDOWN((ROW(A400)-52)/50,0)+4)","v":0},{"$f":"LEFT(INDIRECT(\"'Space-by-Space Method'!BJ\"&ROUNDDOWN((ROW(A400)-52)/50,0)+4),3)","v":""},{"$f":"INDIRECT(\"'Fixture Schedule'!L\"&MOD(ROW(A400)-52,50)+9)","v":0},{"$f":"INDIRECT(\"'Fixture Schedule'!O\"&MOD(ROW(A400)-52,50)+9)","v":0},{"$f":"INDIRECT(\"'Space-by-Space Method'!F\"&ROUNDDOWN((ROW(A400)-52)/50,0)+4)","v":0},{"$f":"INDIRECT(\"'Fixture Schedule'!L\"&MOD(ROW(A400)-52,50)+9)","v":0},{"$f":"INDIRECT(\"'Space-by-Space Method'!D\"&ROUNDDOWN((ROW(A400)-52)/50,0)+4)","v":0},{"$f":"INDIRECT(\"'Space-by-Space Method'!E\"&ROUNDDOWN((ROW(A400)-52)/50,0)+4)","v":1}]
[{"$f":"IF(InteriorCalcType=2,IF(OR(AM401=0,AN401=\"DNQ\")=TRUE,\"\",INDIRECT(\"'Fixture Schedule'!M\"&MOD(ROW(A401)-52,50)+9)),\"\")","v":""},{"$f":"IF(A401=\"\",\"\",INDIRECT(\"'Fixture Schedule'!E\"&MOD(ROW(A401)-52,50)+9))","v":""},{"$f":"IF(A401=\"\",\"\",INDIRECT(\"'Fixture Schedule'!F\"&MOD(ROW(A401)-52,50)+9))","v":""},{"$f":"IF(A401=\"\",\"\",INDIRECT(\"'Fixture Schedule'!L\"&MOD(ROW(A401)-52,50)+9))","v":""},"",null,null,{"$f":"IF(A401=\"\",\"\",IF(AP401=1,Summary!$C$12*(AO401)/(SUM('Space-by-Space Method'!$BO$4:$BO$78,SUM('Exterior Lighting'!$BL$5:$BL$25))),0))","v":""},{"$f":"IF(A401=\"\",\"\",IF(START!$B$34=1,INDIRECT(\"'Space-by-Space Method'!\"&SUBSTITUTE(ADDRESS(1,MOD(ROW(A401)-52,50)+10,4),\"1\",\"\")&ROUNDDOWN((ROW(A401)-52)/50,0)+4),\"\"))","v":""},{"$f":"IF(A401=\"\",\"\",IF(AP401=1,Summary!$F$11*(AO401)/(SUM('Space-by-Space Method'!$BO$4:$BO$78,SUM('Exterior Lighting'!$BL$5:$BL$25))),0))","v":""},{"$f":"IF(A401=\"\",\"\",IF(AP401=1,Summary!$E$11*(AO401)/(SUM('Space-by-Space Method'!$BO$4:$BO$78,SUM('Exterior Lighting'!$BL$5:$BL$25))),0))","v":""},{"$f":"IF(A401=\"\",\"\",IF(AP401=1,Summary!$G$11*(AO401)/(SUM('Space-by-Space Method'!$BO$4:$BO$78,SUM('Exterior Lighting'!$BL$5:$BL$25))),0))","v":""},{"$f":"IF(A401=\"\",\"\",IF(AP401=1,Summary!$H$11*(AO401)/(SUM('Space-by-Space Method'!$BO$4:$BO$78)),0))","v":""},{"$f":"IF(A401=\"\",\"\",IF(AP401=1,Summary!$I$11*(AO401)/(SUM('Space-by-Space Method'!$BO$4:$BO$78)),0))","v":""},null,null,null,{"$f":"IF(A401=\"\",\"\",IF(START!$B$34=2,INDIRECT(\"'Space-by-Space Method'!\"&SUBSTITUTE(ADDRESS(1,MOD(ROW(A401)-52,50)+10,4),\"1\",\"\")&ROUNDDOWN((ROW(A401)-52)/50,0)+4),\"\"))","v":""},{"$f":"IF(A401=\"\",\"\",INDIRECT(\"'Space-by-Space Method'!C\"&ROUNDDOWN((ROW(A401)-52)/50,0)+4))","v":""},{"$f":"IF(A401=\"\",\"\",IF(COUNTIF(CommonSpaceTypes,AQ401)>0,INDIRECT(\"'Space-by-Space Method'!F\"&ROUNDDOWN((ROW(A401)-52)/50,0)+4),\"\"))","v":""},{"$f":"IF(A401=\"\",\"\",IF(COUNTIF(BuildingSpecificSpaceTypes,AQ401)>0,INDIRECT(\"'Space-by-Space Method'!F\"&ROUNDDOWN((ROW(A401)-52)/50,0)+4),\"\"))","v":""},{"$f":"IF(A401=\"\",\"\",INDIRECT(\"'Fixture Schedule'!D\"&MOD(ROW(A401)-52,50)+9))","v":""},{"$f":"IF(A401=\"\",\"\",IF(AR401=\"\",\"\",INDIRECT(\"'Fixture Schedule'!K\"&MOD(ROW(A401)-52,50)+9)))","v":""},"",{"$f":"IF(A401=\"\",\"\",INDIRECT(\"'Fixture Schedule'!L\"&MOD(ROW(A401)-52,50)+9))","v":""},null,null,null,null,null,null,null,null,null,null,null,null,null,{"$f":"INDIRECT(\"'Space-by-Space Method'!\"&SUBSTITUTE(ADDRESS(1,MOD(ROW(A401)-52,50)+10,4),\"1\",\"\")&ROUNDDOWN((ROW(A401)-52)/50,0)+4)","v":0},{"$f":"LEFT(INDIRECT(\"'Space-by-Space Method'!BJ\"&ROUNDDOWN((ROW(A401)-52)/50,0)+4),3)","v":""},{"$f":"INDIRECT(\"'Fixture Schedule'!L\"&MOD(ROW(A401)-52,50)+9)","v":0},{"$f":"INDIRECT(\"'Fixture Schedule'!O\"&MOD(ROW(A401)-52,50)+9)","v":0},{"$f":"INDIRECT(\"'Space-by-Space Method'!F\"&ROUNDDOWN((ROW(A401)-52)/50,0)+4)","v":0},{"$f":"INDIRECT(\"'Fixture Schedule'!L\"&MOD(ROW(A401)-52,50)+9)","v":0},{"$f":"INDIRECT(\"'Space-by-Space Method'!D\"&ROUNDDOWN((ROW(A401)-52)/50,0)+4)","v":0},{"$f":"INDIRECT(\"'Space-by-Space Method'!E\"&ROUNDDOWN((ROW(A401)-52)/50,0)+4)","v":1}]
[{"$f":"IF(InteriorCalcType=2,IF(OR(AM402=0,AN402=\"DNQ\")=TRUE,\"\",INDIRECT(\"'Fixture Schedule'!M\"&MOD(ROW(A402)-52,50)+9)),\"\")","v":""},{"$f":"IF(A402=\"\",\"\",INDIRECT(\"'Fixture Schedule'!E\"&MOD(ROW(A402)-52,50)+9))","v":""},{"$f":"IF(A402=\"\",\"\",INDIRECT(\"'Fixture Schedule'!F\"&MOD(ROW(A402)-52,50)+9))","v":""},{"$f":"IF(A402=\"\",\"\",INDIRECT(\"'Fixture Schedule'!L\"&MOD(ROW(A402)-52,50)+9))","v":""},"",null,null,{"$f":"IF(A402=\"\",\"\",IF(AP402=1,Summary!$C$12*(AO402)/(SUM('Space-by-Space Method'!$BO$4:$BO$78,SUM('Exterior Lighting'!$BL$5:$BL$25))),0))","v":""},{"$f":"IF(A402=\"\",\"\",IF(START!$B$34=1,INDIRECT(\"'Space-by-Space Method'!\"&SUBSTITUTE(ADDRESS(1,MOD(ROW(A402)-52,50)+10,4),\"1\",\"\")&ROUNDDOWN((ROW(A402)-52)/50,0)+4),\"\"))","v":""},{"$f":"IF(A402=\"\",\"\",IF(AP402=1,Summary!$F$11*(AO402)/(SUM('Space-by-Space Method'!$BO$4:$BO$78,SUM('Exterior Lighting'!$BL$5:$BL$25))),0))","v":""},{"$f":"IF(A402=\"\",\"\",IF(AP402=1,Summary!$E$11*(AO402)/(SUM('Space-by-Space Method'!$BO$4:$BO$78,SUM('Exterior Lighting'!$BL$5:$BL$25))),0))","v":""},{"$f":"IF(A402=\"\",\"\",IF(AP402=1,Summary!$G$11*(AO402)/(SUM('Space-by-Space Method'!$BO$4:$BO$78,SUM('Exterior Lighting'!$BL$5:$BL$25))),0))","v":""},{"$f":"IF(A402=\"\",\"\",IF(AP402=1,Summary!$H$11*(AO402)/(SUM('Space-by-Space Method'!$BO$4:$BO$78)),0))","v":""},{"$f":"IF(A402=\"\",\"\",IF(AP402=1,Summary!$I$11*(AO402)/(SUM('Space-by-Space Method'!$BO$4:$BO$78)),0))","v":""},null,null,null,{"$f":"IF(A402=\"\",\"\",IF(START!$B$34=2,INDIRECT(\"'Space-by-Space Method'!\"&SUBSTITUTE(ADDRESS(1,MOD(ROW(A402)-52,50)+10,4),\"1\",\"\")&ROUNDDOWN((ROW(A402)-52)/50,0)+4),\"\"))","v":""},{"$f":"IF(A402=\"\",\"\",INDIRECT(\"'Space-by-Space Method'!C\"&ROUNDDOWN((ROW(A402)-52)/50,0)+4))","v":""},{"$f":"IF(A402=\"\",\"\",IF(COUNTIF(CommonSpaceTypes,AQ402)>0,INDIRECT(\"'Space-by-Space Method'!F\"&ROUNDDOWN((ROW(A402)-52)/50,0)+4),\"\"))","v":""},{"$f":"IF(A402=\"\",\"\",IF(COUNTIF(BuildingSpecificSpaceTypes,AQ402)>0,INDIRECT(\"'Space-by-Space Method'!F\"&ROUNDDOWN((ROW(A402)-52)/50,0)+4),\"\"))","v":""},{"$f":"IF(A402=\"\",\"\",INDIRECT(\"'Fixture Schedule'!D\"&MOD(ROW(A402)-52,50)+9))","v":""},{"$f":"IF(A402=\"\",\"\",IF(AR402=\"\",\"\",INDIRECT(\"'Fixture Schedule'!K\"&MOD(ROW(A402)-52,50)+9)))","v":""},"",{"$f":"IF(A402=\"\",\"\",INDIRECT(\"'Fixture Schedule'!L\"&MOD(ROW(A402)-52,50)+9))","v":""},null,null,null,null,null,null,null,null,null,null,null,null,null,{"$f":"INDIRECT(\"'Space-by-Space Method'!\"&SUBSTITUTE(ADDRESS(1,MOD(ROW(A402)-52,50)+10,4),\"1\",\"\")&ROUNDDOWN((ROW(A402)-52)/50,0)+4)","v":0},{"$f":"LEFT(INDIRECT(\"'Space-by-Space Method'!BJ\"&ROUNDDOWN((ROW(A402)-52)/50,0)+4),3)","v":""},{"$f":"INDIRECT(\"'Fixture Schedule'!L\"&MOD(ROW(A402)-52,50)+9)","v":0},{"$f":"INDIRECT(\"'Fixture Schedule'!O\"&MOD(ROW(A402)-52,50)+9)","v":0},{"$f":"INDIRECT(\"'Space-by-Space Method'!F\"&ROUNDDOWN((ROW(A402)-52)/50,0)+4)","v":0},{"$f":"INDIRECT(\"'Fixture Schedule'!L\"&MOD(ROW(A402)-52,50)+9)","v":0},{"$f":"INDIRECT(\"'Space-by-Space Method'!D\"&ROUNDDOWN((ROW(A402)-52)/50,0)+4)","v":0},{"$f":"INDIRECT(\"'Space-by-Space Method'!E\"&ROUNDDOWN((ROW(A402)-52)/50,0)+4)","v":1}]
[{"$f":"IF(InteriorCalcType=2,IF(OR(AM403=0,AN403=\"DNQ\")=TRUE,\"\",INDIRECT(\"'Fixture Schedule'!M\"&MOD(ROW(A403)-52,50)+9)),\"\")","v":""},{"$f":"IF(A403=\"\",\"\",INDIRECT(\"'Fixture Schedule'!E\"&MOD(ROW(A403)-52,50)+9))","v":""},{"$f":"IF(A403=\"\",\"\",INDIRECT(\"'Fixture Schedule'!F\"&MOD(ROW(A403)-52,50)+9))","v":""},{"$f":"IF(A403=\"\",\"\",INDIRECT(\"'Fixture Schedule'!L\"&MOD(ROW(A403)-52,50)+9))","v":""},"",null,null,{"$f":"IF(A403=\"\",\"\",IF(AP403=1,Summary!$C$12*(AO403)/(SUM('Space-by-Space Method'!$BO$4:$BO$78,SUM('Exterior Lighting'!$BL$5:$BL$25))),0))","v":""},{"$f":"IF(A403=\"\",\"\",IF(START!$B$34=1,INDIRECT(\"'Space-by-Space Method'!\"&SUBSTITUTE(ADDRESS(1,MOD(ROW(A403)-52,50)+10,4),\"1\",\"\")&ROUNDDOWN((ROW(A403)-52)/50,0)+4),\"\"))","v":""},{"$f":"IF(A403=\"\",\"\",IF(AP403=1,Summary!$F$11*(AO403)/(SUM('Space-by-Space Method'!$BO$4:$BO$78,SUM('Exterior Lighting'!$BL$5:$BL$25))),0))","v":""},{"$f":"IF(A403=\"\",\"\",IF(AP403=1,Summary!$E$11*(AO403)/(SUM('Space-by-Space Method'!$BO$4:$BO$78,SUM('Exterior Lighting'!$BL$5:$BL$25))),0))","v":""},{"$f":"IF(A403=\"\",\"\",IF(AP403=1,Summary!$G$11*(AO403)/(SUM('Space-by-Space Method'!$BO$4:$BO$78,SUM('Exterior Lighting'!$BL$5:$BL$25))),0))","v":""},{"$f":"IF(A403=\"\",\"\",IF(AP403=1,Summary!$H$11*(AO403)/(SUM('Space-by-Space Method'!$BO$4:$BO$78)),0))","v":""},{"$f":"IF(A403=\"\",\"\",IF(AP403=1,Summary!$I$11*(AO403)/(SUM('Space-by-Space Method'!$BO$4:$BO$78)),0))","v":""},null,null,null,{"$f":"IF(A403=\"\",\"\",IF(START!$B$34=2,INDIRECT(\"'Space-by-Space Method'!\"&SUBSTITUTE(ADDRESS(1,MOD(ROW(A403)-52,50)+10,4),\"1\",\"\")&ROUNDDOWN((ROW(A403)-52)/50,0)+4),\"\"))","v":""},{"$f":"IF(A403=\"\",\"\",INDIRECT(\"'Space-by-Space Method'!C\"&ROUNDDOWN((ROW(A403)-52)/50,0)+4))","v":""},{"$f":"IF(A403=\"\",\"\",IF(COUNTIF(CommonSpaceTypes,AQ403)>0,INDIRECT(\"'Space-by-Space Method'!F\"&ROUNDDOWN((ROW(A403)-52)/50,0)+4),\"\"))","v":""},{"$f":"IF(A403=\"\",\"\",IF(COUNTIF(BuildingSpecificSpaceTypes,AQ403)>0,INDIRECT(\"'Space-by-Space Method'!F\"&ROUNDDOWN((ROW(A403)-52)/50,0)+4),\"\"))","v":""},{"$f":"IF(A403=\"\",\"\",INDIRECT(\"'Fixture Schedule'!D\"&MOD(ROW(A403)-52,50)+9))","v":""},{"$f":"IF(A403=\"\",\"\",IF(AR403=\"\",\"\",INDIRECT(\"'Fixture Schedule'!K\"&MOD(ROW(A403)-52,50)+9)))","v":""},"",{"$f":"IF(A403=\"\",\"\",INDIRECT(\"'Fixture Schedule'!L\"&MOD(ROW(A403)-52,50)+9))","v":""},null,null,null,null,null,null,null,null,null,null,null,null,null,{"$f":"INDIRECT(\"'Space-by-Space Method'!\"&SUBSTITUTE(ADDRESS(1,MOD(ROW(A403)-52,50)+10,4),\"1\",\"\")&ROUNDDOWN((ROW(A403)-52)/50,0)+4)","v":0},{"$f":"LEFT(INDIRECT(\"'Space-by-Space Method'!BJ\"&ROUNDDOWN((ROW(A403)-52)/50,0)+4),3)","v":""},{"$f":"INDIRECT(\"'Fixture Schedule'!L\"&MOD(ROW(A403)-52,50)+9)","v":0},{"$f":"INDIRECT(\"'Fixture Schedule'!O\"&MOD(ROW(A403)-52,50)+9)","v":0},{"$f":"INDIRECT(\"'Space-by-Space Method'!F\"&ROUNDDOWN((ROW(A403)-52)/50,0)+4)","v":0},{"$f":"INDIRECT(\"'Fixture Schedule'!L\"&MOD(ROW(A403)-52,50)+9)","v":0},{"$f":"INDIRECT(\"'Space-by-Space Method'!D\"&ROUNDDOWN((ROW(A403)-52)/50,0)+4)","v":0},{"$f":"INDIRECT(\"'Space-by-Space Method'!E\"&ROUNDDOWN((ROW(A403)-52)/50,0)+4)","v":1}]
[{"$f":"IF(InteriorCalcType=2,IF(OR(AM404=0,AN404=\"DNQ\")=TRUE,\"\",INDIRECT(\"'Fixture Schedule'!M\"&MOD(ROW(A404)-52,50)+9)),\"\")","v":""},{"$f":"IF(A404=\"\",\"\",INDIRECT(\"'Fixture Schedule'!E\"&MOD(ROW(A404)-52,50)+9))","v":""},{"$f":"IF(A404=\"\",\"\",INDIRECT(\"'Fixture Schedule'!F\"&MOD(ROW(A404)-52,50)+9))","v":""},{"$f":"IF(A404=\"\",\"\",INDIRECT(\"'Fixture Schedule'!L\"&MOD(ROW(A404)-52,50)+9))","v":""},"",null,null,{"$f":"IF(A404=\"\",\"\",IF(AP404=1,Summary!$C$12*(AO404)/(SUM('Space-by-Space Method'!$BO$4:$BO$78,SUM('Exterior Lighting'!$BL$5:$BL$25))),0))","v":""},{"$f":"IF(A404=\"\",\"\",IF(START!$B$34=1,INDIRECT(\"'Space-by-Space Method'!\"&SUBSTITUTE(ADDRESS(1,MOD(ROW(A404)-52,50)+10,4),\"1\",\"\")&ROUNDDOWN((ROW(A404)-52)/50,0)+4),\"\"))","v":""},{"$f":"IF(A404=\"\",\"\",IF(AP404=1,Summary!$F$11*(AO404)/(SUM('Space-by-Space Method'!$BO$4:$BO$78,SUM('Exterior Lighting'!$BL$5:$BL$25))),0))","v":""},{"$f":"IF(A404=\"\",\"\",IF(AP404=1,Summary!$E$11*(AO404)/(SUM('Space-by-Space Method'!$BO$4:$BO$78,SUM('Exterior Lighting'!$BL$5:$BL$25))),0))","v":""},{"$f":"IF(A404=\"\",\"\",IF(AP404=1,Summary!$G$11*(AO404)/(SUM('Space-by-Space Method'!$BO$4:$BO$78,SUM('Exterior Lighting'!$BL$5:$BL$25))),0))","v":""},{"$f":"IF(A404=\"\",\"\",IF(AP404=1,Summary!$H$11*(AO404)/(SUM('Space-by-Space Method'!$BO$4:$BO$78)),0))","v":""},{"$f":"IF(A404=\"\",\"\",IF(AP404=1,Summary!$I$11*(AO404)/(SUM('Space-by-Space Method'!$BO$4:$BO$78)),0))","v":""},null,null,null,{"$f":"IF(A404=\"\",\"\",IF(START!$B$34=2,INDIRECT(\"'Space-by-Space Method'!\"&SUBSTITUTE(ADDRESS(1,MOD(ROW(A404)-52,50)+10,4),\"1\",\"\")&ROUNDDOWN((ROW(A404)-52)/50,0)+4),\"\"))","v":""},{"$f":"IF(A404=\"\",\"\",INDIRECT(\"'Space-by-Space Method'!C\"&ROUNDDOWN((ROW(A404)-52)/50,0)+4))","v":""},{"$f":"IF(A404=\"\",\"\",IF(COUNTIF(CommonSpaceTypes,AQ404)>0,INDIRECT(\"'Space-by-Space Method'!F\"&ROUNDDOWN((ROW(A404)-52)/50,0)+4),\"\"))","v":""},{"$f":"IF(A404=\"\",\"\",IF(COUNTIF(BuildingSpecificSpaceTypes,AQ404)>0,INDIRECT(\"'Space-by-Space Method'!F\"&ROUNDDOWN((ROW(A404)-52)/50,0)+4),\"\"))","v":""},{"$f":"IF(A404=\"\",\"\",INDIRECT(\"'Fixture Schedule'!D\"&MOD(ROW(A404)-52,50)+9))","v":""},{"$f":"IF(A404=\"\",\"\",IF(AR404=\"\",\"\",INDIRECT(\"'Fixture Schedule'!K\"&MOD(ROW(A404)-52,50)+9)))","v":""},"",{"$f":"IF(A404=\"\",\"\",INDIRECT(\"'Fixture Schedule'!L\"&MOD(ROW(A404)-52,50)+9))","v":""},null,null,null,null,null,null,null,null,null,null,null,null,null,{"$f":"INDIRECT(\"'Space-by-Space Method'!\"&SUBSTITUTE(ADDRESS(1,MOD(ROW(A404)-52,50)+10,4),\"1\",\"\")&ROUNDDOWN((ROW(A404)-52)/50,0)+4)","v":0},{"$f":"LEFT(INDIRECT(\"'Space-by-Space Method'!BJ\"&ROUNDDOWN((ROW(A404)-52)/50,0)+4),3)","v":""},{"$f":"INDIRECT(\"'Fixture Schedule'!L\"&MOD(ROW(A404)-52,50)+9)","v":0},{"$f":"INDIRECT(\"'Fixture Schedule'!O\"&MOD(ROW(A404)-52,50)+9)","v":0},{"$f":"INDIRECT(\"'Space-by-Space Method'!F\"&ROUNDDOWN((ROW(A404)-52)/50,0)+4)","v":0},{"$f":"INDIRECT(\"'Fixture Schedule'!L\"&MOD(ROW(A404)-52,50)+9)","v":0},{"$f":"INDIRECT(\"'Space-by-Space Method'!D\"&ROUNDDOWN((ROW(A404)-52)/50,0)+4)","v":0},{"$f":"INDIRECT(\"'Space-by-Space Method'!E\"&ROUNDDOWN((ROW(A404)-52)/50,0)+4)","v":1}]
[{"$f":"IF(InteriorCalcType=2,IF(OR(AM405=0,AN405=\"DNQ\")=TRUE,\"\",INDIRECT(\"'Fixture Schedule'!M\"&MOD(ROW(A405)-52,50)+9)),\"\")","v":""},{"$f":"IF(A405=\"\",\"\",INDIRECT(\"'Fixture Schedule'!E\"&MOD(ROW(A405)-52,50)+9))","v":""},{"$f":"IF(A405=\"\",\"\",INDIRECT(\"'Fixture Schedule'!F\"&MOD(ROW(A405)-52,50)+9))","v":""},{"$f":"IF(A405=\"\",\"\",INDIRECT(\"'Fixture Schedule'!L\"&MOD(ROW(A405)-52,50)+9))","v":""},"",null,null,{"$f":"IF(A405=\"\",\"\",IF(AP405=1,Summary!$C$12*(AO405)/(SUM('Space-by-Space Method'!$BO$4:$BO$78,SUM('Exterior Lighting'!$BL$5:$BL$25))),0))","v":""},{"$f":"IF(A405=\"\",\"\",IF(START!$B$34=1,INDIRECT(\"'Space-by-Space Method'!\"&SUBSTITUTE(ADDRESS(1,MOD(ROW(A405)-52,50)+10,4),\"1\",\"\")&ROUNDDOWN((ROW(A405)-52)/50,0)+4),\"\"))","v":""},{"$f":"IF(A405=\"\",\"\",IF(AP405=1,Summary!$F$11*(AO405)/(SUM('Space-by-Space Method'!$BO$4:$BO$78,SUM('Exterior Lighting'!$BL$5:$BL$25))),0))","v":""},{"$f":"IF(A405=\"\",\"\",IF(AP405=1,Summary!$E$11*(AO405)/(SUM('Space-by-Space Method'!$BO$4:$BO$78,SUM('Exterior Lighting'!$BL$5:$BL$25))),0))","v":""},{"$f":"IF(A405=\"\",\"\",IF(AP405=1,Summary!$G$11*(AO405)/(SUM('Space-by-Space Method'!$BO$4:$BO$78,SUM('Exterior Lighting'!$BL$5:$BL$25))),0))","v":""},{"$f":"IF(A405=\"\",\"\",IF(AP405=1,Summary!$H$11*(AO405)/(SUM('Space-by-Space Method'!$BO$4:$BO$78)),0))","v":""},{"$f":"IF(A405=\"\",\"\",IF(AP405=1,Summary!$I$11*(AO405)/(SUM('Space-by-Space Method'!$BO$4:$BO$78)),0))","v":""},null,null,null,{"$f":"IF(A405=\"\",\"\",IF(START!$B$34=2,INDIRECT(\"'Space-by-Space Method'!\"&SUBSTITUTE(ADDRESS(1,MOD(ROW(A405)-52,50)+10,4),\"1\",\"\")&ROUNDDOWN((ROW(A405)-52)/50,0)+4),\"\"))","v":""},{"$f":"IF(A405=\"\",\"\",INDIRECT(\"'Space-by-Space Method'!C\"&ROUNDDOWN((ROW(A405)-52)/50,0)+4))","v":""},{"$f":"IF(A405=\"\",\"\",IF(COUNTIF(CommonSpaceTypes,AQ405)>0,INDIRECT(\"'Space-by-Space Method'!F\"&ROUNDDOWN((ROW(A405)-52)/50,0)+4),\"\"))","v":""},{"$f":"IF(A405=\"\",\"\",IF(COUNTIF(BuildingSpecificSpaceTypes,AQ405)>0,INDIRECT(\"'Space-by-Space Method'!F\"&ROUNDDOWN((ROW(A405)-52)/50,0)+4),\"\"))","v":""},{"$f":"IF(A405=\"\",\"\",INDIRECT(\"'Fixture Schedule'!D\"&MOD(ROW(A405)-52,50)+9))","v":""},{"$f":"IF(A405=\"\",\"\",IF(AR405=\"\",\"\",INDIRECT(\"'Fixture Schedule'!K\"&MOD(ROW(A405)-52,50)+9)))","v":""},"",{"$f":"IF(A405=\"\",\"\",INDIRECT(\"'Fixture Schedule'!L\"&MOD(ROW(A405)-52,50)+9))","v":""},null,null,null,null,null,null,null,null,null,null,null,null,null,{"$f":"INDIRECT(\"'Space-by-Space Method'!\"&SUBSTITUTE(ADDRESS(1,MOD(ROW(A405)-52,50)+10,4),\"1\",\"\")&ROUNDDOWN((ROW(A405)-52)/50,0)+4)","v":0},{"$f":"LEFT(INDIRECT(\"'Space-by-Space Method'!BJ\"&ROUNDDOWN((ROW(A405)-52)/50,0)+4),3)","v":""},{"$f":"INDIRECT(\"'Fixture Schedule'!L\"&MOD(ROW(A405)-52,50)+9)","v":0},{"$f":"INDIRECT(\"'Fixture Schedule'!O\"&MOD(ROW(A405)-52,50)+9)","v":0},{"$f":"INDIRECT(\"'Space-by-Space Method'!F\"&ROUNDDOWN((ROW(A405)-52)/50,0)+4)","v":0},{"$f":"INDIRECT(\"'Fixture Schedule'!L\"&MOD(ROW(A405)-52,50)+9)","v":0},{"$f":"INDIRECT(\"'Space-by-Space Method'!D\"&ROUNDDOWN((ROW(A405)-52)/50,0)+4)","v":0},{"$f":"INDIRECT(\"'Space-by-Space Method'!E\"&ROUNDDOWN((ROW(A405)-52)/50,0)+4)","v":1}]
[{"$f":"IF(InteriorCalcType=2,IF(OR(AM406=0,AN406=\"DNQ\")=TRUE,\"\",INDIRECT(\"'Fixture Schedule'!M\"&MOD(ROW(A406)-52,50)+9)),\"\")","v":""},{"$f":"IF(A406=\"\",\"\",INDIRECT(\"'Fixture Schedule'!E\"&MOD(ROW(A406)-52,50)+9))","v":""},{"$f":"IF(A406=\"\",\"\",INDIRECT(\"'Fixture Schedule'!F\"&MOD(ROW(A406)-52,50)+9))","v":""},{"$f":"IF(A406=\"\",\"\",INDIRECT(\"'Fixture Schedule'!L\"&MOD(ROW(A406)-52,50)+9))","v":""},"",null,null,{"$f":"IF(A406=\"\",\"\",IF(AP406=1,Summary!$C$12*(AO406)/(SUM('Space-by-Space Method'!$BO$4:$BO$78,SUM('Exterior Lighting'!$BL$5:$BL$25))),0))","v":""},{"$f":"IF(A406=\"\",\"\",IF(START!$B$34=1,INDIRECT(\"'Space-by-Space Method'!\"&SUBSTITUTE(ADDRESS(1,MOD(ROW(A406)-52,50)+10,4),\"1\",\"\")&ROUNDDOWN((ROW(A406)-52)/50,0)+4),\"\"))","v":""},{"$f":"IF(A406=\"\",\"\",IF(AP406=1,Summary!$F$11*(AO406)/(SUM('Space-by-Space Method'!$BO$4:$BO$78,SUM('Exterior Lighting'!$BL$5:$BL$25))),0))","v":""},{"$f":"IF(A406=\"\",\"\",IF(AP406=1,Summary!$E$11*(AO406)/(SUM('Space-by-Space Method'!$BO$4:$BO$78,SUM('Exterior Lighting'!$BL$5:$BL$25))),0))","v":""},{"$f":"IF(A406=\"\",\"\",IF(AP406=1,Summary!$G$11*(AO406)/(SUM('Space-by-Space Method'!$BO$4:$BO$78,SUM('Exterior Lighting'!$BL$5:$BL$25))),0))","v":""},{"$f":"IF(A406=\"\",\"\",IF(AP406=1,Summary!$H$11*(AO406)/(SUM('Space-by-Space Method'!$BO$4:$BO$78)),0))","v":""},{"$f":"IF(A406=\"\",\"\",IF(AP406=1,Summary!$I$11*(AO406)/(SUM('Space-by-Space Method'!$BO$4:$BO$78)),0))","v":""},null,null,null,{"$f":"IF(A406=\"\",\"\",IF(START!$B$34=2,INDIRECT(\"'Space-by-Space Method'!\"&SUBSTITUTE(ADDRESS(1,MOD(ROW(A406)-52,50)+10,4),\"1\",\"\")&ROUNDDOWN((ROW(A406)-52)/50,0)+4),\"\"))","v":""},{"$f":"IF(A406=\"\",\"\",INDIRECT(\"'Space-by-Space Method'!C\"&ROUNDDOWN((ROW(A406)-52)/50,0)+4))","v":""},{"$f":"IF(A406=\"\",\"\",IF(COUNTIF(CommonSpaceTypes,AQ406)>0,INDIRECT(\"'Space-by-Space Method'!F\"&ROUNDDOWN((ROW(A406)-52)/50,0)+4),\"\"))","v":""},{"$f":"IF(A406=\"\",\"\",IF(COUNTIF(BuildingSpecificSpaceTypes,AQ406)>0,INDIRECT(\"'Space-by-Space Method'!F\"&ROUNDDOWN((ROW(A406)-52)/50,0)+4),\"\"))","v":""},{"$f":"IF(A406=\"\",\"\",INDIRECT(\"'Fixture Schedule'!D\"&MOD(ROW(A406)-52,50)+9))","v":""},{"$f":"IF(A406=\"\",\"\",IF(AR406=\"\",\"\",INDIRECT(\"'Fixture Schedule'!K\"&MOD(ROW(A406)-52,50)+9)))","v":""},"",{"$f":"IF(A406=\"\",\"\",INDIRECT(\"'Fixture Schedule'!L\"&MOD(ROW(A406)-52,50)+9))","v":""},null,null,null,null,null,null,null,null,null,null,null,null,null,{"$f":"INDIRECT(\"'Space-by-Space Method'!\"&SUBSTITUTE(ADDRESS(1,MOD(ROW(A406)-52,50)+10,4),\"1\",\"\")&ROUNDDOWN((ROW(A406)-52)/50,0)+4)","v":0},{"$f":"LEFT(INDIRECT(\"'Space-by-Space Method'!BJ\"&ROUNDDOWN((ROW(A406)-52)/50,0)+4),3)","v":""},{"$f":"INDIRECT(\"'Fixture Schedule'!L\"&MOD(ROW(A406)-52,50)+9)","v":0},{"$f":"INDIRECT(\"'Fixture Schedule'!O\"&MOD(ROW(A406)-52,50)+9)","v":0},{"$f":"INDIRECT(\"'Space-by-Space Method'!F\"&ROUNDDOWN((ROW(A406)-52)/50,0)+4)","v":0},{"$f":"INDIRECT(\"'Fixture Schedule'!L\"&MOD(ROW(A406)-52,50)+9)","v":0},{"$f":"INDIRECT(\"'Space-by-Space Method'!D\"&ROUNDDOWN((ROW(A406)-52)/50,0)+4)","v":0},{"$f":"INDIRECT(\"'Space-by-Space Method'!E\"&ROUNDDOWN((ROW(A406)-52)/50,0)+4)","v":1}]
[{"$f":"IF(InteriorCalcType=2,IF(OR(AM407=0,AN407=\"DNQ\")=TRUE,\"\",INDIRECT(\"'Fixture Schedule'!M\"&MOD(ROW(A407)-52,50)+9)),\"\")","v":""},{"$f":"IF(A407=\"\",\"\",INDIRECT(\"'Fixture Schedule'!E\"&MOD(ROW(A407)-52,50)+9))","v":""},{"$f":"IF(A407=\"\",\"\",INDIRECT(\"'Fixture Schedule'!F\"&MOD(ROW(A407)-52,50)+9))","v":""},{"$f":"IF(A407=\"\",\"\",INDIRECT(\"'Fixture Schedule'!L\"&MOD(ROW(A407)-52,50)+9))","v":""},"",null,null,{"$f":"IF(A407=\"\",\"\",IF(AP407=1,Summary!$C$12*(AO407)/(SUM('Space-by-Space Method'!$BO$4:$BO$78,SUM('Exterior Lighting'!$BL$5:$BL$25))),0))","v":""},{"$f":"IF(A407=\"\",\"\",IF(START!$B$34=1,INDIRECT(\"'Space-by-Space Method'!\"&SUBSTITUTE(ADDRESS(1,MOD(ROW(A407)-52,50)+10,4),\"1\",\"\")&ROUNDDOWN((ROW(A407)-52)/50,0)+4),\"\"))","v":""},{"$f":"IF(A407=\"\",\"\",IF(AP407=1,Summary!$F$11*(AO407)/(SUM('Space-by-Space Method'!$BO$4:$BO$78,SUM('Exterior Lighting'!$BL$5:$BL$25))),0))","v":""},{"$f":"IF(A407=\"\",\"\",IF(AP407=1,Summary!$E$11*(AO407)/(SUM('Space-by-Space Method'!$BO$4:$BO$78,SUM('Exterior Lighting'!$BL$5:$BL$25))),0))","v":""},{"$f":"IF(A407=\"\",\"\",IF(AP407=1,Summary!$G$11*(AO407)/(SUM('Space-by-Space Method'!$BO$4:$BO$78,SUM('Exterior Lighting'!$BL$5:$BL$25))),0))","v":""},{"$f":"IF(A407=\"\",\"\",IF(AP407=1,Summary!$H$11*(AO407)/(SUM('Space-by-Space Method'!$BO$4:$BO$78)),0))","v":""},{"$f":"IF(A407=\"\",\"\",IF(AP407=1,Summary!$I$11*(AO407)/(SUM('Space-by-Space Method'!$BO$4:$BO$78)),0))","v":""},null,null,null,{"$f":"IF(A407=\"\",\"\",IF(START!$B$34=2,INDIRECT(\"'Space-by-Space Method'!\"&SUBSTITUTE(ADDRESS(1,MOD(ROW(A407)-52,50)+10,4),\"1\",\"\")&ROUNDDOWN((ROW(A407)-52)/50,0)+4),\"\"))","v":""},{"$f":"IF(A407=\"\",\"\",INDIRECT(\"'Space-by-Space Method'!C\"&ROUNDDOWN((ROW(A407)-52)/50,0)+4))","v":""},{"$f":"IF(A407=\"\",\"\",IF(COUNTIF(CommonSpaceTypes,AQ407)>0,INDIRECT(\"'Space-by-Space Method'!F\"&ROUNDDOWN((ROW(A407)-52)/50,0)+4),\"\"))","v":""},{"$f":"IF(A407=\"\",\"\",IF(COUNTIF(BuildingSpecificSpaceTypes,AQ407)>0,INDIRECT(\"'Space-by-Space Method'!F\"&ROUNDDOWN((ROW(A407)-52)/50,0)+4),\"\"))","v":""},{"$f":"IF(A407=\"\",\"\",INDIRECT(\"'Fixture Schedule'!D\"&MOD(ROW(A407)-52,50)+9))","v":""},{"$f":"IF(A407=\"\",\"\",IF(AR407=\"\",\"\",INDIRECT(\"'Fixture Schedule'!K\"&MOD(ROW(A407)-52,50)+9)))","v":""},"",{"$f":"IF(A407=\"\",\"\",INDIRECT(\"'Fixture Schedule'!L\"&MOD(ROW(A407)-52,50)+9))","v":""},null,null,null,null,null,null,null,null,null,null,null,null,null,{"$f":"INDIRECT(\"'Space-by-Space Method'!\"&SUBSTITUTE(ADDRESS(1,MOD(ROW(A407)-52,50)+10,4),\"1\",\"\")&ROUNDDOWN((ROW(A407)-52)/50,0)+4)","v":0},{"$f":"LEFT(INDIRECT(\"'Space-by-Space Method'!BJ\"&ROUNDDOWN((ROW(A407)-52)/50,0)+4),3)","v":""},{"$f":"INDIRECT(\"'Fixture Schedule'!L\"&MOD(ROW(A407)-52,50)+9)","v":0},{"$f":"INDIRECT(\"'Fixture Schedule'!O\"&MOD(ROW(A407)-52,50)+9)","v":0},{"$f":"INDIRECT(\"'Space-by-Space Method'!F\"&ROUNDDOWN((ROW(A407)-52)/50,0)+4)","v":0},{"$f":"INDIRECT(\"'Fixture Schedule'!L\"&MOD(ROW(A407)-52,50)+9)","v":0},{"$f":"INDIRECT(\"'Space-by-Space Method'!D\"&ROUNDDOWN((ROW(A407)-52)/50,0)+4)","v":0},{"$f":"INDIRECT(\"'Space-by-Space Method'!E\"&ROUNDDOWN((ROW(A407)-52)/50,0)+4)","v":1}]
[{"$f":"IF(InteriorCalcType=2,IF(OR(AM408=0,AN408=\"DNQ\")=TRUE,\"\",INDIRECT(\"'Fixture Schedule'!M\"&MOD(ROW(A408)-52,50)+9)),\"\")","v":""},{"$f":"IF(A408=\"\",\"\",INDIRECT(\"'Fixture Schedule'!E\"&MOD(ROW(A408)-52,50)+9))","v":""},{"$f":"IF(A408=\"\",\"\",INDIRECT(\"'Fixture Schedule'!F\"&MOD(ROW(A408)-52,50)+9))","v":""},{"$f":"IF(A408=\"\",\"\",INDIRECT(\"'Fixture Schedule'!L\"&MOD(ROW(A408)-52,50)+9))","v":""},"",null,null,{"$f":"IF(A408=\"\",\"\",IF(AP408=1,Summary!$C$12*(AO408)/(SUM('Space-by-Space Method'!$BO$4:$BO$78,SUM('Exterior Lighting'!$BL$5:$BL$25))),0))","v":""},{"$f":"IF(A408=\"\",\"\",IF(START!$B$34=1,INDIRECT(\"'Space-by-Space Method'!\"&SUBSTITUTE(ADDRESS(1,MOD(ROW(A408)-52,50)+10,4),\"1\",\"\")&ROUNDDOWN((ROW(A408)-52)/50,0)+4),\"\"))","v":""},{"$f":"IF(A408=\"\",\"\",IF(AP408=1,Summary!$F$11*(AO408)/(SUM('Space-by-Space Method'!$BO$4:$BO$78,SUM('Exterior Lighting'!$BL$5:$BL$25))),0))","v":""},{"$f":"IF(A408=\"\",\"\",IF(AP408=1,Summary!$E$11*(AO408)/(SUM('Space-by-Space Method'!$BO$4:$BO$78,SUM('Exterior Lighting'!$BL$5:$BL$25))),0))","v":""},{"$f":"IF(A408=\"\",\"\",IF(AP408=1,Summary!$G$11*(AO408)/(SUM('Space-by-Space Method'!$BO$4:$BO$78,SUM('Exterior Lighting'!$BL$5:$BL$25))),0))","v":""},{"$f":"IF(A408=\"\",\"\",IF(AP408=1,Summary!$H$11*(AO408)/(SUM('Space-by-Space Method'!$BO$4:$BO$78)),0))","v":""},{"$f":"IF(A408=\"\",\"\",IF(AP408=1,Summary!$I$11*(AO408)/(SUM('Space-by-Space Method'!$BO$4:$BO$78)),0))","v":""},null,null,null,{"$f":"IF(A408=\"\",\"\",IF(START!$B$34=2,INDIRECT(\"'Space-by-Space Method'!\"&SUBSTITUTE(ADDRESS(1,MOD(ROW(A408)-52,50)+10,4),\"1\",\"\")&ROUNDDOWN((ROW(A408)-52)/50,0)+4),\"\"))","v":""},{"$f":"IF(A408=\"\",\"\",INDIRECT(\"'Space-by-Space Method'!C\"&ROUNDDOWN((ROW(A408)-52)/50,0)+4))","v":""},{"$f":"IF(A408=\"\",\"\",IF(COUNTIF(CommonSpaceTypes,AQ408)>0,INDIRECT(\"'Space-by-Space Method'!F\"&ROUNDDOWN((ROW(A408)-52)/50,0)+4),\"\"))","v":""},{"$f":"IF(A408=\"\",\"\",IF(COUNTIF(BuildingSpecificSpaceTypes,AQ408)>0,INDIRECT(\"'Space-by-Space Method'!F\"&ROUNDDOWN((ROW(A408)-52)/50,0)+4),\"\"))","v":""},{"$f":"IF(A408=\"\",\"\",INDIRECT(\"'Fixture Schedule'!D\"&MOD(ROW(A408)-52,50)+9))","v":""},{"$f":"IF(A408=\"\",\"\",IF(AR408=\"\",\"\",INDIRECT(\"'Fixture Schedule'!K\"&MOD(ROW(A408)-52,50)+9)))","v":""},"",{"$f":"IF(A408=\"\",\"\",INDIRECT(\"'Fixture Schedule'!L\"&MOD(ROW(A408)-52,50)+9))","v":""},null,null,null,null,null,null,null,null,null,null,null,null,null,{"$f":"INDIRECT(\"'Space-by-Space Method'!\"&SUBSTITUTE(ADDRESS(1,MOD(ROW(A408)-52,50)+10,4),\"1\",\"\")&ROUNDDOWN((ROW(A408)-52)/50,0)+4)","v":0},{"$f":"LEFT(INDIRECT(\"'Space-by-Space Method'!BJ\"&ROUNDDOWN((ROW(A408)-52)/50,0)+4),3)","v":""},{"$f":"INDIRECT(\"'Fixture Schedule'!L\"&MOD(ROW(A408)-52,50)+9)","v":0},{"$f":"INDIRECT(\"'Fixture Schedule'!O\"&MOD(ROW(A408)-52,50)+9)","v":0},{"$f":"INDIRECT(\"'Space-by-Space Method'!F\"&ROUNDDOWN((ROW(A408)-52)/50,0)+4)","v":0},{"$f":"INDIRECT(\"'Fixture Schedule'!L\"&MOD(ROW(A408)-52,50)+9)","v":0},{"$f":"INDIRECT(\"'Space-by-Space Method'!D\"&ROUNDDOWN((ROW(A408)-52)/50,0)+4)","v":0},{"$f":"INDIRECT(\"'Space-by-Space Method'!E\"&ROUNDDOWN((ROW(A408)-52)/50,0)+4)","v":1}]
[{"$f":"IF(InteriorCalcType=2,IF(OR(AM409=0,AN409=\"DNQ\")=TRUE,\"\",INDIRECT(\"'Fixture Schedule'!M\"&MOD(ROW(A409)-52,50)+9)),\"\")","v":""},{"$f":"IF(A409=\"\",\"\",INDIRECT(\"'Fixture Schedule'!E\"&MOD(ROW(A409)-52,50)+9))","v":""},{"$f":"IF(A409=\"\",\"\",INDIRECT(\"'Fixture Schedule'!F\"&MOD(ROW(A409)-52,50)+9))","v":""},{"$f":"IF(A409=\"\",\"\",INDIRECT(\"'Fixture Schedule'!L\"&MOD(ROW(A409)-52,50)+9))","v":""},"",null,null,{"$f":"IF(A409=\"\",\"\",IF(AP409=1,Summary!$C$12*(AO409)/(SUM('Space-by-Space Method'!$BO$4:$BO$78,SUM('Exterior Lighting'!$BL$5:$BL$25))),0))","v":""},{"$f":"IF(A409=\"\",\"\",IF(START!$B$34=1,INDIRECT(\"'Space-by-Space Method'!\"&SUBSTITUTE(ADDRESS(1,MOD(ROW(A409)-52,50)+10,4),\"1\",\"\")&ROUNDDOWN((ROW(A409)-52)/50,0)+4),\"\"))","v":""},{"$f":"IF(A409=\"\",\"\",IF(AP409=1,Summary!$F$11*(AO409)/(SUM('Space-by-Space Method'!$BO$4:$BO$78,SUM('Exterior Lighting'!$BL$5:$BL$25))),0))","v":""},{"$f":"IF(A409=\"\",\"\",IF(AP409=1,Summary!$E$11*(AO409)/(SUM('Space-by-Space Method'!$BO$4:$BO$78,SUM('Exterior Lighting'!$BL$5:$BL$25))),0))","v":""},{"$f":"IF(A409=\"\",\"\",IF(AP409=1,Summary!$G$11*(AO409)/(SUM('Space-by-Space Method'!$BO$4:$BO$78,SUM('Exterior Lighting'!$BL$5:$BL$25))),0))","v":""},{"$f":"IF(A409=\"\",\"\",IF(AP409=1,Summary!$H$11*(AO409)/(SUM('Space-by-Space Method'!$BO$4:$BO$78)),0))","v":""},{"$f":"IF(A409=\"\",\"\",IF(AP409=1,Summary!$I$11*(AO409)/(SUM('Space-by-Space Method'!$BO$4:$BO$78)),0))","v":""},null,null,null,{"$f":"IF(A409=\"\",\"\",IF(START!$B$34=2,INDIRECT(\"'Space-by-Space Method'!\"&SUBSTITUTE(ADDRESS(1,MOD(ROW(A409)-52,50)+10,4),\"1\",\"\")&ROUNDDOWN((ROW(A409)-52)/50,0)+4),\"\"))","v":""},{"$f":"IF(A409=\"\",\"\",INDIRECT(\"'Space-by-Space Method'!C\"&ROUNDDOWN((ROW(A409)-52)/50,0)+4))","v":""},{"$f":"IF(A409=\"\",\"\",IF(COUNTIF(CommonSpaceTypes,AQ409)>0,INDIRECT(\"'Space-by-Space Method'!F\"&ROUNDDOWN((ROW(A409)-52)/50,0)+4),\"\"))","v":""},{"$f":"IF(A409=\"\",\"\",IF(COUNTIF(BuildingSpecificSpaceTypes,AQ409)>0,INDIRECT(\"'Space-by-Space Method'!F\"&ROUNDDOWN((ROW(A409)-52)/50,0)+4),\"\"))","v":""},{"$f":"IF(A409=\"\",\"\",INDIRECT(\"'Fixture Schedule'!D\"&MOD(ROW(A409)-52,50)+9))","v":""},{"$f":"IF(A409=\"\",\"\",IF(AR409=\"\",\"\",INDIRECT(\"'Fixture Schedule'!K\"&MOD(ROW(A409)-52,50)+9)))","v":""},"",{"$f":"IF(A409=\"\",\"\",INDIRECT(\"'Fixture Schedule'!L\"&MOD(ROW(A409)-52,50)+9))","v":""},null,null,null,null,null,null,null,null,null,null,null,null,null,{"$f":"INDIRECT(\"'Space-by-Space Method'!\"&SUBSTITUTE(ADDRESS(1,MOD(ROW(A409)-52,50)+10,4),\"1\",\"\")&ROUNDDOWN((ROW(A409)-52)/50,0)+4)","v":0},{"$f":"LEFT(INDIRECT(\"'Space-by-Space Method'!BJ\"&ROUNDDOWN((ROW(A409)-52)/50,0)+4),3)","v":""},{"$f":"INDIRECT(\"'Fixture Schedule'!L\"&MOD(ROW(A409)-52,50)+9)","v":0},{"$f":"INDIRECT(\"'Fixture Schedule'!O\"&MOD(ROW(A409)-52,50)+9)","v":0},{"$f":"INDIRECT(\"'Space-by-Space Method'!F\"&ROUNDDOWN((ROW(A409)-52)/50,0)+4)","v":0},{"$f":"INDIRECT(\"'Fixture Schedule'!L\"&MOD(ROW(A409)-52,50)+9)","v":0},{"$f":"INDIRECT(\"'Space-by-Space Method'!D\"&ROUNDDOWN((ROW(A409)-52)/50,0)+4)","v":0},{"$f":"INDIRECT(\"'Space-by-Space Method'!E\"&ROUNDDOWN((ROW(A409)-52)/50,0)+4)","v":1}]
[{"$f":"IF(InteriorCalcType=2,IF(OR(AM410=0,AN410=\"DNQ\")=TRUE,\"\",INDIRECT(\"'Fixture Schedule'!M\"&MOD(ROW(A410)-52,50)+9)),\"\")","v":""},{"$f":"IF(A410=\"\",\"\",INDIRECT(\"'Fixture Schedule'!E\"&MOD(ROW(A410)-52,50)+9))","v":""},{"$f":"IF(A410=\"\",\"\",INDIRECT(\"'Fixture Schedule'!F\"&MOD(ROW(A410)-52,50)+9))","v":""},{"$f":"IF(A410=\"\",\"\",INDIRECT(\"'Fixture Schedule'!L\"&MOD(ROW(A410)-52,50)+9))","v":""},"",null,null,{"$f":"IF(A410=\"\",\"\",IF(AP410=1,Summary!$C$12*(AO410)/(SUM('Space-by-Space Method'!$BO$4:$BO$78,SUM('Exterior Lighting'!$BL$5:$BL$25))),0))","v":""},{"$f":"IF(A410=\"\",\"\",IF(START!$B$34=1,INDIRECT(\"'Space-by-Space Method'!\"&SUBSTITUTE(ADDRESS(1,MOD(ROW(A410)-52,50)+10,4),\"1\",\"\")&ROUNDDOWN((ROW(A410)-52)/50,0)+4),\"\"))","v":""},{"$f":"IF(A410=\"\",\"\",IF(AP410=1,Summary!$F$11*(AO410)/(SUM('Space-by-Space Method'!$BO$4:$BO$78,SUM('Exterior Lighting'!$BL$5:$BL$25))),0))","v":""},{"$f":"IF(A410=\"\",\"\",IF(AP410=1,Summary!$E$11*(AO410)/(SUM('Space-by-Space Method'!$BO$4:$BO$78,SUM('Exterior Lighting'!$BL$5:$BL$25))),0))","v":""},{"$f":"IF(A410=\"\",\"\",IF(AP410=1,Summary!$G$11*(AO410)/(SUM('Space-by-Space Method'!$BO$4:$BO$78,SUM('Exterior Lighting'!$BL$5:$BL$25))),0))","v":""},{"$f":"IF(A410=\"\",\"\",IF(AP410=1,Summary!$H$11*(AO410)/(SUM('Space-by-Space Method'!$BO$4:$BO$78)),0))","v":""},{"$f":"IF(A410=\"\",\"\",IF(AP410=1,Summary!$I$11*(AO410)/(SUM('Space-by-Space Method'!$BO$4:$BO$78)),0))","v":""},null,null,null,{"$f":"IF(A410=\"\",\"\",IF(START!$B$34=2,INDIRECT(\"'Space-by-Space Method'!\"&SUBSTITUTE(ADDRESS(1,MOD(ROW(A410)-52,50)+10,4),\"1\",\"\")&ROUNDDOWN((ROW(A410)-52)/50,0)+4),\"\"))","v":""},{"$f":"IF(A410=\"\",\"\",INDIRECT(\"'Space-by-Space Method'!C\"&ROUNDDOWN((ROW(A410)-52)/50,0)+4))","v":""},{"$f":"IF(A410=\"\",\"\",IF(COUNTIF(CommonSpaceTypes,AQ410)>0,INDIRECT(\"'Space-by-Space Method'!F\"&ROUNDDOWN((ROW(A410)-52)/50,0)+4),\"\"))","v":""},{"$f":"IF(A410=\"\",\"\",IF(COUNTIF(BuildingSpecificSpaceTypes,AQ410)>0,INDIRECT(\"'Space-by-Space Method'!F\"&ROUNDDOWN((ROW(A410)-52)/50,0)+4),\"\"))","v":""},{"$f":"IF(A410=\"\",\"\",INDIRECT(\"'Fixture Schedule'!D\"&MOD(ROW(A410)-52,50)+9))","v":""},{"$f":"IF(A410=\"\",\"\",IF(AR410=\"\",\"\",INDIRECT(\"'Fixture Schedule'!K\"&MOD(ROW(A410)-52,50)+9)))","v":""},"",{"$f":"IF(A410=\"\",\"\",INDIRECT(\"'Fixture Schedule'!L\"&MOD(ROW(A410)-52,50)+9))","v":""},null,null,null,null,null,null,null,null,null,null,null,null,null,{"$f":"INDIRECT(\"'Space-by-Space Method'!\"&SUBSTITUTE(ADDRESS(1,MOD(ROW(A410)-52,50)+10,4),\"1\",\"\")&ROUNDDOWN((ROW(A410)-52)/50,0)+4)","v":0},{"$f":"LEFT(INDIRECT(\"'Space-by-Space Method'!BJ\"&ROUNDDOWN((ROW(A410)-52)/50,0)+4),3)","v":""},{"$f":"INDIRECT(\"'Fixture Schedule'!L\"&MOD(ROW(A410)-52,50)+9)","v":0},{"$f":"INDIRECT(\"'Fixture Schedule'!O\"&MOD(ROW(A410)-52,50)+9)","v":0},{"$f":"INDIRECT(\"'Space-by-Space Method'!F\"&ROUNDDOWN((ROW(A410)-52)/50,0)+4)","v":0},{"$f":"INDIRECT(\"'Fixture Schedule'!L\"&MOD(ROW(A410)-52,50)+9)","v":0},{"$f":"INDIRECT(\"'Space-by-Space Method'!D\"&ROUNDDOWN((ROW(A410)-52)/50,0)+4)","v":0},{"$f":"INDIRECT(\"'Space-by-Space Method'!E\"&ROUNDDOWN((ROW(A410)-52)/50,0)+4)","v":1}]
[{"$f":"IF(InteriorCalcType=2,IF(OR(AM411=0,AN411=\"DNQ\")=TRUE,\"\",INDIRECT(\"'Fixture Schedule'!M\"&MOD(ROW(A411)-52,50)+9)),\"\")","v":""},{"$f":"IF(A411=\"\",\"\",INDIRECT(\"'Fixture Schedule'!E\"&MOD(ROW(A411)-52,50)+9))","v":""},{"$f":"IF(A411=\"\",\"\",INDIRECT(\"'Fixture Schedule'!F\"&MOD(ROW(A411)-52,50)+9))","v":""},{"$f":"IF(A411=\"\",\"\",INDIRECT(\"'Fixture Schedule'!L\"&MOD(ROW(A411)-52,50)+9))","v":""},"",null,null,{"$f":"IF(A411=\"\",\"\",IF(AP411=1,Summary!$C$12*(AO411)/(SUM('Space-by-Space Method'!$BO$4:$BO$78,SUM('Exterior Lighting'!$BL$5:$BL$25))),0))","v":""},{"$f":"IF(A411=\"\",\"\",IF(START!$B$34=1,INDIRECT(\"'Space-by-Space Method'!\"&SUBSTITUTE(ADDRESS(1,MOD(ROW(A411)-52,50)+10,4),\"1\",\"\")&ROUNDDOWN((ROW(A411)-52)/50,0)+4),\"\"))","v":""},{"$f":"IF(A411=\"\",\"\",IF(AP411=1,Summary!$F$11*(AO411)/(SUM('Space-by-Space Method'!$BO$4:$BO$78,SUM('Exterior Lighting'!$BL$5:$BL$25))),0))","v":""},{"$f":"IF(A411=\"\",\"\",IF(AP411=1,Summary!$E$11*(AO411)/(SUM('Space-by-Space Method'!$BO$4:$BO$78,SUM('Exterior Lighting'!$BL$5:$BL$25))),0))","v":""},{"$f":"IF(A411=\"\",\"\",IF(AP411=1,Summary!$G$11*(AO411)/(SUM('Space-by-Space Method'!$BO$4:$BO$78,SUM('Exterior Lighting'!$BL$5:$BL$25))),0))","v":""},{"$f":"IF(A411=\"\",\"\",IF(AP411=1,Summary!$H$11*(AO411)/(SUM('Space-by-Space Method'!$BO$4:$BO$78)),0))","v":""},{"$f":"IF(A411=\"\",\"\",IF(AP411=1,Summary!$I$11*(AO411)/(SUM('Space-by-Space Method'!$BO$4:$BO$78)),0))","v":""},null,null,null,{"$f":"IF(A411=\"\",\"\",IF(START!$B$34=2,INDIRECT(\"'Space-by-Space Method'!\"&SUBSTITUTE(ADDRESS(1,MOD(ROW(A411)-52,50)+10,4),\"1\",\"\")&ROUNDDOWN((ROW(A411)-52)/50,0)+4),\"\"))","v":""},{"$f":"IF(A411=\"\",\"\",INDIRECT(\"'Space-by-Space Method'!C\"&ROUNDDOWN((ROW(A411)-52)/50,0)+4))","v":""},{"$f":"IF(A411=\"\",\"\",IF(COUNTIF(CommonSpaceTypes,AQ411)>0,INDIRECT(\"'Space-by-Space Method'!F\"&ROUNDDOWN((ROW(A411)-52)/50,0)+4),\"\"))","v":""},{"$f":"IF(A411=\"\",\"\",IF(COUNTIF(BuildingSpecificSpaceTypes,AQ411)>0,INDIRECT(\"'Space-by-Space Method'!F\"&ROUNDDOWN((ROW(A411)-52)/50,0)+4),\"\"))","v":""},{"$f":"IF(A411=\"\",\"\",INDIRECT(\"'Fixture Schedule'!D\"&MOD(ROW(A411)-52,50)+9))","v":""},{"$f":"IF(A411=\"\",\"\",IF(AR411=\"\",\"\",INDIRECT(\"'Fixture Schedule'!K\"&MOD(ROW(A411)-52,50)+9)))","v":""},"",{"$f":"IF(A411=\"\",\"\",INDIRECT(\"'Fixture Schedule'!L\"&MOD(ROW(A411)-52,50)+9))","v":""},null,null,null,null,null,null,null,null,null,null,null,null,null,{"$f":"INDIRECT(\"'Space-by-Space Method'!\"&SUBSTITUTE(ADDRESS(1,MOD(ROW(A411)-52,50)+10,4),\"1\",\"\")&ROUNDDOWN((ROW(A411)-52)/50,0)+4)","v":0},{"$f":"LEFT(INDIRECT(\"'Space-by-Space Method'!BJ\"&ROUNDDOWN((ROW(A411)-52)/50,0)+4),3)","v":""},{"$f":"INDIRECT(\"'Fixture Schedule'!L\"&MOD(ROW(A411)-52,50)+9)","v":0},{"$f":"INDIRECT(\"'Fixture Schedule'!O\"&MOD(ROW(A411)-52,50)+9)","v":0},{"$f":"INDIRECT(\"'Space-by-Space Method'!F\"&ROUNDDOWN((ROW(A411)-52)/50,0)+4)","v":0},{"$f":"INDIRECT(\"'Fixture Schedule'!L\"&MOD(ROW(A411)-52,50)+9)","v":0},{"$f":"INDIRECT(\"'Space-by-Space Method'!D\"&ROUNDDOWN((ROW(A411)-52)/50,0)+4)","v":0},{"$f":"INDIRECT(\"'Space-by-Space Method'!E\"&ROUNDDOWN((ROW(A411)-52)/50,0)+4)","v":1}]
[{"$f":"IF(InteriorCalcType=2,IF(OR(AM412=0,AN412=\"DNQ\")=TRUE,\"\",INDIRECT(\"'Fixture Schedule'!M\"&MOD(ROW(A412)-52,50)+9)),\"\")","v":""},{"$f":"IF(A412=\"\",\"\",INDIRECT(\"'Fixture Schedule'!E\"&MOD(ROW(A412)-52,50)+9))","v":""},{"$f":"IF(A412=\"\",\"\",INDIRECT(\"'Fixture Schedule'!F\"&MOD(ROW(A412)-52,50)+9))","v":""},{"$f":"IF(A412=\"\",\"\",INDIRECT(\"'Fixture Schedule'!L\"&MOD(ROW(A412)-52,50)+9))","v":""},"",null,null,{"$f":"IF(A412=\"\",\"\",IF(AP412=1,Summary!$C$12*(AO412)/(SUM('Space-by-Space Method'!$BO$4:$BO$78,SUM('Exterior Lighting'!$BL$5:$BL$25))),0))","v":""},{"$f":"IF(A412=\"\",\"\",IF(START!$B$34=1,INDIRECT(\"'Space-by-Space Method'!\"&SUBSTITUTE(ADDRESS(1,MOD(ROW(A412)-52,50)+10,4),\"1\",\"\")&ROUNDDOWN((ROW(A412)-52)/50,0)+4),\"\"))","v":""},{"$f":"IF(A412=\"\",\"\",IF(AP412=1,Summary!$F$11*(AO412)/(SUM('Space-by-Space Method'!$BO$4:$BO$78,SUM('Exterior Lighting'!$BL$5:$BL$25))),0))","v":""},{"$f":"IF(A412=\"\",\"\",IF(AP412=1,Summary!$E$11*(AO412)/(SUM('Space-by-Space Method'!$BO$4:$BO$78,SUM('Exterior Lighting'!$BL$5:$BL$25))),0))","v":""},{"$f":"IF(A412=\"\",\"\",IF(AP412=1,Summary!$G$11*(AO412)/(SUM('Space-by-Space Method'!$BO$4:$BO$78,SUM('Exterior Lighting'!$BL$5:$BL$25))),0))","v":""},{"$f":"IF(A412=\"\",\"\",IF(AP412=1,Summary!$H$11*(AO412)/(SUM('Space-by-Space Method'!$BO$4:$BO$78)),0))","v":""},{"$f":"IF(A412=\"\",\"\",IF(AP412=1,Summary!$I$11*(AO412)/(SUM('Space-by-Space Method'!$BO$4:$BO$78)),0))","v":""},null,null,null,{"$f":"IF(A412=\"\",\"\",IF(START!$B$34=2,INDIRECT(\"'Space-by-Space Method'!\"&SUBSTITUTE(ADDRESS(1,MOD(ROW(A412)-52,50)+10,4),\"1\",\"\")&ROUNDDOWN((ROW(A412)-52)/50,0)+4),\"\"))","v":""},{"$f":"IF(A412=\"\",\"\",INDIRECT(\"'Space-by-Space Method'!C\"&ROUNDDOWN((ROW(A412)-52)/50,0)+4))","v":""},{"$f":"IF(A412=\"\",\"\",IF(COUNTIF(CommonSpaceTypes,AQ412)>0,INDIRECT(\"'Space-by-Space Method'!F\"&ROUNDDOWN((ROW(A412)-52)/50,0)+4),\"\"))","v":""},{"$f":"IF(A412=\"\",\"\",IF(COUNTIF(BuildingSpecificSpaceTypes,AQ412)>0,INDIRECT(\"'Space-by-Space Method'!F\"&ROUNDDOWN((ROW(A412)-52)/50,0)+4),\"\"))","v":""},{"$f":"IF(A412=\"\",\"\",INDIRECT(\"'Fixture Schedule'!D\"&MOD(ROW(A412)-52,50)+9))","v":""},{"$f":"IF(A412=\"\",\"\",IF(AR412=\"\",\"\",INDIRECT(\"'Fixture Schedule'!K\"&MOD(ROW(A412)-52,50)+9)))","v":""},"",{"$f":"IF(A412=\"\",\"\",INDIRECT(\"'Fixture Schedule'!L\"&MOD(ROW(A412)-52,50)+9))","v":""},null,null,null,null,null,null,null,null,null,null,null,null,null,{"$f":"INDIRECT(\"'Space-by-Space Method'!\"&SUBSTITUTE(ADDRESS(1,MOD(ROW(A412)-52,50)+10,4),\"1\",\"\")&ROUNDDOWN((ROW(A412)-52)/50,0)+4)","v":0},{"$f":"LEFT(INDIRECT(\"'Space-by-Space Method'!BJ\"&ROUNDDOWN((ROW(A412)-52)/50,0)+4),3)","v":""},{"$f":"INDIRECT(\"'Fixture Schedule'!L\"&MOD(ROW(A412)-52,50)+9)","v":0},{"$f":"INDIRECT(\"'Fixture Schedule'!O\"&MOD(ROW(A412)-52,50)+9)","v":0},{"$f":"INDIRECT(\"'Space-by-Space Method'!F\"&ROUNDDOWN((ROW(A412)-52)/50,0)+4)","v":0},{"$f":"INDIRECT(\"'Fixture Schedule'!L\"&MOD(ROW(A412)-52,50)+9)","v":0},{"$f":"INDIRECT(\"'Space-by-Space Method'!D\"&ROUNDDOWN((ROW(A412)-52)/50,0)+4)","v":0},{"$f":"INDIRECT(\"'Space-by-Space Method'!E\"&ROUNDDOWN((ROW(A412)-52)/50,0)+4)","v":1}]
[{"$f":"IF(InteriorCalcType=2,IF(OR(AM413=0,AN413=\"DNQ\")=TRUE,\"\",INDIRECT(\"'Fixture Schedule'!M\"&MOD(ROW(A413)-52,50)+9)),\"\")","v":""},{"$f":"IF(A413=\"\",\"\",INDIRECT(\"'Fixture Schedule'!E\"&MOD(ROW(A413)-52,50)+9))","v":""},{"$f":"IF(A413=\"\",\"\",INDIRECT(\"'Fixture Schedule'!F\"&MOD(ROW(A413)-52,50)+9))","v":""},{"$f":"IF(A413=\"\",\"\",INDIRECT(\"'Fixture Schedule'!L\"&MOD(ROW(A413)-52,50)+9))","v":""},"",null,null,{"$f":"IF(A413=\"\",\"\",IF(AP413=1,Summary!$C$12*(AO413)/(SUM('Space-by-Space Method'!$BO$4:$BO$78,SUM('Exterior Lighting'!$BL$5:$BL$25))),0))","v":""},{"$f":"IF(A413=\"\",\"\",IF(START!$B$34=1,INDIRECT(\"'Space-by-Space Method'!\"&SUBSTITUTE(ADDRESS(1,MOD(ROW(A413)-52,50)+10,4),\"1\",\"\")&ROUNDDOWN((ROW(A413)-52)/50,0)+4),\"\"))","v":""},{"$f":"IF(A413=\"\",\"\",IF(AP413=1,Summary!$F$11*(AO413)/(SUM('Space-by-Space Method'!$BO$4:$BO$78,SUM('Exterior Lighting'!$BL$5:$BL$25))),0))","v":""},{"$f":"IF(A413=\"\",\"\",IF(AP413=1,Summary!$E$11*(AO413)/(SUM('Space-by-Space Method'!$BO$4:$BO$78,SUM('Exterior Lighting'!$BL$5:$BL$25))),0))","v":""},{"$f":"IF(A413=\"\",\"\",IF(AP413=1,Summary!$G$11*(AO413)/(SUM('Space-by-Space Method'!$BO$4:$BO$78,SUM('Exterior Lighting'!$BL$5:$BL$25))),0))","v":""},{"$f":"IF(A413=\"\",\"\",IF(AP413=1,Summary!$H$11*(AO413)/(SUM('Space-by-Space Method'!$BO$4:$BO$78)),0))","v":""},{"$f":"IF(A413=\"\",\"\",IF(AP413=1,Summary!$I$11*(AO413)/(SUM('Space-by-Space Method'!$BO$4:$BO$78)),0))","v":""},null,null,null,{"$f":"IF(A413=\"\",\"\",IF(START!$B$34=2,INDIRECT(\"'Space-by-Space Method'!\"&SUBSTITUTE(ADDRESS(1,MOD(ROW(A413)-52,50)+10,4),\"1\",\"\")&ROUNDDOWN((ROW(A413)-52)/50,0)+4),\"\"))","v":""},{"$f":"IF(A413=\"\",\"\",INDIRECT(\"'Space-by-Space Method'!C\"&ROUNDDOWN((ROW(A413)-52)/50,0)+4))","v":""},{"$f":"IF(A413=\"\",\"\",IF(COUNTIF(CommonSpaceTypes,AQ413)>0,INDIRECT(\"'Space-by-Space Method'!F\"&ROUNDDOWN((ROW(A413)-52)/50,0)+4),\"\"))","v":""},{"$f":"IF(A413=\"\",\"\",IF(COUNTIF(BuildingSpecificSpaceTypes,AQ413)>0,INDIRECT(\"'Space-by-Space Method'!F\"&ROUNDDOWN((ROW(A413)-52)/50,0)+4),\"\"))","v":""},{"$f":"IF(A413=\"\",\"\",INDIRECT(\"'Fixture Schedule'!D\"&MOD(ROW(A413)-52,50)+9))","v":""},{"$f":"IF(A413=\"\",\"\",IF(AR413=\"\",\"\",INDIRECT(\"'Fixture Schedule'!K\"&MOD(ROW(A413)-52,50)+9)))","v":""},"",{"$f":"IF(A413=\"\",\"\",INDIRECT(\"'Fixture Schedule'!L\"&MOD(ROW(A413)-52,50)+9))","v":""},null,null,null,null,null,null,null,null,null,null,null,null,null,{"$f":"INDIRECT(\"'Space-by-Space Method'!\"&SUBSTITUTE(ADDRESS(1,MOD(ROW(A413)-52,50)+10,4),\"1\",\"\")&ROUNDDOWN((ROW(A413)-52)/50,0)+4)","v":0},{"$f":"LEFT(INDIRECT(\"'Space-by-Space Method'!BJ\"&ROUNDDOWN((ROW(A413)-52)/50,0)+4),3)","v":""},{"$f":"INDIRECT(\"'Fixture Schedule'!L\"&MOD(ROW(A413)-52,50)+9)","v":0},{"$f":"INDIRECT(\"'Fixture Schedule'!O\"&MOD(ROW(A413)-52,50)+9)","v":0},{"$f":"INDIRECT(\"'Space-by-Space Method'!F\"&ROUNDDOWN((ROW(A413)-52)/50,0)+4)","v":0},{"$f":"INDIRECT(\"'Fixture Schedule'!L\"&MOD(ROW(A413)-52,50)+9)","v":0},{"$f":"INDIRECT(\"'Space-by-Space Method'!D\"&ROUNDDOWN((ROW(A413)-52)/50,0)+4)","v":0},{"$f":"INDIRECT(\"'Space-by-Space Method'!E\"&ROUNDDOWN((ROW(A413)-52)/50,0)+4)","v":1}]
[{"$f":"IF(InteriorCalcType=2,IF(OR(AM414=0,AN414=\"DNQ\")=TRUE,\"\",INDIRECT(\"'Fixture Schedule'!M\"&MOD(ROW(A414)-52,50)+9)),\"\")","v":""},{"$f":"IF(A414=\"\",\"\",INDIRECT(\"'Fixture Schedule'!E\"&MOD(ROW(A414)-52,50)+9))","v":""},{"$f":"IF(A414=\"\",\"\",INDIRECT(\"'Fixture Schedule'!F\"&MOD(ROW(A414)-52,50)+9))","v":""},{"$f":"IF(A414=\"\",\"\",INDIRECT(\"'Fixture Schedule'!L\"&MOD(ROW(A414)-52,50)+9))","v":""},"",null,null,{"$f":"IF(A414=\"\",\"\",IF(AP414=1,Summary!$C$12*(AO414)/(SUM('Space-by-Space Method'!$BO$4:$BO$78,SUM('Exterior Lighting'!$BL$5:$BL$25))),0))","v":""},{"$f":"IF(A414=\"\",\"\",IF(START!$B$34=1,INDIRECT(\"'Space-by-Space Method'!\"&SUBSTITUTE(ADDRESS(1,MOD(ROW(A414)-52,50)+10,4),\"1\",\"\")&ROUNDDOWN((ROW(A414)-52)/50,0)+4),\"\"))","v":""},{"$f":"IF(A414=\"\",\"\",IF(AP414=1,Summary!$F$11*(AO414)/(SUM('Space-by-Space Method'!$BO$4:$BO$78,SUM('Exterior Lighting'!$BL$5:$BL$25))),0))","v":""},{"$f":"IF(A414=\"\",\"\",IF(AP414=1,Summary!$E$11*(AO414)/(SUM('Space-by-Space Method'!$BO$4:$BO$78,SUM('Exterior Lighting'!$BL$5:$BL$25))),0))","v":""},{"$f":"IF(A414=\"\",\"\",IF(AP414=1,Summary!$G$11*(AO414)/(SUM('Space-by-Space Method'!$BO$4:$BO$78,SUM('Exterior Lighting'!$BL$5:$BL$25))),0))","v":""},{"$f":"IF(A414=\"\",\"\",IF(AP414=1,Summary!$H$11*(AO414)/(SUM('Space-by-Space Method'!$BO$4:$BO$78)),0))","v":""},{"$f":"IF(A414=\"\",\"\",IF(AP414=1,Summary!$I$11*(AO414)/(SUM('Space-by-Space Method'!$BO$4:$BO$78)),0))","v":""},null,null,null,{"$f":"IF(A414=\"\",\"\",IF(START!$B$34=2,INDIRECT(\"'Space-by-Space Method'!\"&SUBSTITUTE(ADDRESS(1,MOD(ROW(A414)-52,50)+10,4),\"1\",\"\")&ROUNDDOWN((ROW(A414)-52)/50,0)+4),\"\"))","v":""},{"$f":"IF(A414=\"\",\"\",INDIRECT(\"'Space-by-Space Method'!C\"&ROUNDDOWN((ROW(A414)-52)/50,0)+4))","v":""},{"$f":"IF(A414=\"\",\"\",IF(COUNTIF(CommonSpaceTypes,AQ414)>0,INDIRECT(\"'Space-by-Space Method'!F\"&ROUNDDOWN((ROW(A414)-52)/50,0)+4),\"\"))","v":""},{"$f":"IF(A414=\"\",\"\",IF(COUNTIF(BuildingSpecificSpaceTypes,AQ414)>0,INDIRECT(\"'Space-by-Space Method'!F\"&ROUNDDOWN((ROW(A414)-52)/50,0)+4),\"\"))","v":""},{"$f":"IF(A414=\"\",\"\",INDIRECT(\"'Fixture Schedule'!D\"&MOD(ROW(A414)-52,50)+9))","v":""},{"$f":"IF(A414=\"\",\"\",IF(AR414=\"\",\"\",INDIRECT(\"'Fixture Schedule'!K\"&MOD(ROW(A414)-52,50)+9)))","v":""},"",{"$f":"IF(A414=\"\",\"\",INDIRECT(\"'Fixture Schedule'!L\"&MOD(ROW(A414)-52,50)+9))","v":""},null,null,null,null,null,null,null,null,null,null,null,null,null,{"$f":"INDIRECT(\"'Space-by-Space Method'!\"&SUBSTITUTE(ADDRESS(1,MOD(ROW(A414)-52,50)+10,4),\"1\",\"\")&ROUNDDOWN((ROW(A414)-52)/50,0)+4)","v":0},{"$f":"LEFT(INDIRECT(\"'Space-by-Space Method'!BJ\"&ROUNDDOWN((ROW(A414)-52)/50,0)+4),3)","v":""},{"$f":"INDIRECT(\"'Fixture Schedule'!L\"&MOD(ROW(A414)-52,50)+9)","v":0},{"$f":"INDIRECT(\"'Fixture Schedule'!O\"&MOD(ROW(A414)-52,50)+9)","v":0},{"$f":"INDIRECT(\"'Space-by-Space Method'!F\"&ROUNDDOWN((ROW(A414)-52)/50,0)+4)","v":0},{"$f":"INDIRECT(\"'Fixture Schedule'!L\"&MOD(ROW(A414)-52,50)+9)","v":0},{"$f":"INDIRECT(\"'Space-by-Space Method'!D\"&ROUNDDOWN((ROW(A414)-52)/50,0)+4)","v":0},{"$f":"INDIRECT(\"'Space-by-Space Method'!E\"&ROUNDDOWN((ROW(A414)-52)/50,0)+4)","v":1}]
[{"$f":"IF(InteriorCalcType=2,IF(OR(AM415=0,AN415=\"DNQ\")=TRUE,\"\",INDIRECT(\"'Fixture Schedule'!M\"&MOD(ROW(A415)-52,50)+9)),\"\")","v":""},{"$f":"IF(A415=\"\",\"\",INDIRECT(\"'Fixture Schedule'!E\"&MOD(ROW(A415)-52,50)+9))","v":""},{"$f":"IF(A415=\"\",\"\",INDIRECT(\"'Fixture Schedule'!F\"&MOD(ROW(A415)-52,50)+9))","v":""},{"$f":"IF(A415=\"\",\"\",INDIRECT(\"'Fixture Schedule'!L\"&MOD(ROW(A415)-52,50)+9))","v":""},"",null,null,{"$f":"IF(A415=\"\",\"\",IF(AP415=1,Summary!$C$12*(AO415)/(SUM('Space-by-Space Method'!$BO$4:$BO$78,SUM('Exterior Lighting'!$BL$5:$BL$25))),0))","v":""},{"$f":"IF(A415=\"\",\"\",IF(START!$B$34=1,INDIRECT(\"'Space-by-Space Method'!\"&SUBSTITUTE(ADDRESS(1,MOD(ROW(A415)-52,50)+10,4),\"1\",\"\")&ROUNDDOWN((ROW(A415)-52)/50,0)+4),\"\"))","v":""},{"$f":"IF(A415=\"\",\"\",IF(AP415=1,Summary!$F$11*(AO415)/(SUM('Space-by-Space Method'!$BO$4:$BO$78,SUM('Exterior Lighting'!$BL$5:$BL$25))),0))","v":""},{"$f":"IF(A415=\"\",\"\",IF(AP415=1,Summary!$E$11*(AO415)/(SUM('Space-by-Space Method'!$BO$4:$BO$78,SUM('Exterior Lighting'!$BL$5:$BL$25))),0))","v":""},{"$f":"IF(A415=\"\",\"\",IF(AP415=1,Summary!$G$11*(AO415)/(SUM('Space-by-Space Method'!$BO$4:$BO$78,SUM('Exterior Lighting'!$BL$5:$BL$25))),0))","v":""},{"$f":"IF(A415=\"\",\"\",IF(AP415=1,Summary!$H$11*(AO415)/(SUM('Space-by-Space Method'!$BO$4:$BO$78)),0))","v":""},{"$f":"IF(A415=\"\",\"\",IF(AP415=1,Summary!$I$11*(AO415)/(SUM('Space-by-Space Method'!$BO$4:$BO$78)),0))","v":""},null,null,null,{"$f":"IF(A415=\"\",\"\",IF(START!$B$34=2,INDIRECT(\"'Space-by-Space Method'!\"&SUBSTITUTE(ADDRESS(1,MOD(ROW(A415)-52,50)+10,4),\"1\",\"\")&ROUNDDOWN((ROW(A415)-52)/50,0)+4),\"\"))","v":""},{"$f":"IF(A415=\"\",\"\",INDIRECT(\"'Space-by-Space Method'!C\"&ROUNDDOWN((ROW(A415)-52)/50,0)+4))","v":""},{"$f":"IF(A415=\"\",\"\",IF(COUNTIF(CommonSpaceTypes,AQ415)>0,INDIRECT(\"'Space-by-Space Method'!F\"&ROUNDDOWN((ROW(A415)-52)/50,0)+4),\"\"))","v":""},{"$f":"IF(A415=\"\",\"\",IF(COUNTIF(BuildingSpecificSpaceTypes,AQ415)>0,INDIRECT(\"'Space-by-Space Method'!F\"&ROUNDDOWN((ROW(A415)-52)/50,0)+4),\"\"))","v":""},{"$f":"IF(A415=\"\",\"\",INDIRECT(\"'Fixture Schedule'!D\"&MOD(ROW(A415)-52,50)+9))","v":""},{"$f":"IF(A415=\"\",\"\",IF(AR415=\"\",\"\",INDIRECT(\"'Fixture Schedule'!K\"&MOD(ROW(A415)-52,50)+9)))","v":""},"",{"$f":"IF(A415=\"\",\"\",INDIRECT(\"'Fixture Schedule'!L\"&MOD(ROW(A415)-52,50)+9))","v":""},null,null,null,null,null,null,null,null,null,null,null,null,null,{"$f":"INDIRECT(\"'Space-by-Space Method'!\"&SUBSTITUTE(ADDRESS(1,MOD(ROW(A415)-52,50)+10,4),\"1\",\"\")&ROUNDDOWN((ROW(A415)-52)/50,0)+4)","v":0},{"$f":"LEFT(INDIRECT(\"'Space-by-Space Method'!BJ\"&ROUNDDOWN((ROW(A415)-52)/50,0)+4),3)","v":""},{"$f":"INDIRECT(\"'Fixture Schedule'!L\"&MOD(ROW(A415)-52,50)+9)","v":0},{"$f":"INDIRECT(\"'Fixture Schedule'!O\"&MOD(ROW(A415)-52,50)+9)","v":0},{"$f":"INDIRECT(\"'Space-by-Space Method'!F\"&ROUNDDOWN((ROW(A415)-52)/50,0)+4)","v":0},{"$f":"INDIRECT(\"'Fixture Schedule'!L\"&MOD(ROW(A415)-52,50)+9)","v":0},{"$f":"INDIRECT(\"'Space-by-Space Method'!D\"&ROUNDDOWN((ROW(A415)-52)/50,0)+4)","v":0},{"$f":"INDIRECT(\"'Space-by-Space Method'!E\"&ROUNDDOWN((ROW(A415)-52)/50,0)+4)","v":1}]
[{"$f":"IF(InteriorCalcType=2,IF(OR(AM416=0,AN416=\"DNQ\")=TRUE,\"\",INDIRECT(\"'Fixture Schedule'!M\"&MOD(ROW(A416)-52,50)+9)),\"\")","v":""},{"$f":"IF(A416=\"\",\"\",INDIRECT(\"'Fixture Schedule'!E\"&MOD(ROW(A416)-52,50)+9))","v":""},{"$f":"IF(A416=\"\",\"\",INDIRECT(\"'Fixture Schedule'!F\"&MOD(ROW(A416)-52,50)+9))","v":""},{"$f":"IF(A416=\"\",\"\",INDIRECT(\"'Fixture Schedule'!L\"&MOD(ROW(A416)-52,50)+9))","v":""},"",null,null,{"$f":"IF(A416=\"\",\"\",IF(AP416=1,Summary!$C$12*(AO416)/(SUM('Space-by-Space Method'!$BO$4:$BO$78,SUM('Exterior Lighting'!$BL$5:$BL$25))),0))","v":""},{"$f":"IF(A416=\"\",\"\",IF(START!$B$34=1,INDIRECT(\"'Space-by-Space Method'!\"&SUBSTITUTE(ADDRESS(1,MOD(ROW(A416)-52,50)+10,4),\"1\",\"\")&ROUNDDOWN((ROW(A416)-52)/50,0)+4),\"\"))","v":""},{"$f":"IF(A416=\"\",\"\",IF(AP416=1,Summary!$F$11*(AO416)/(SUM('Space-by-Space Method'!$BO$4:$BO$78,SUM('Exterior Lighting'!$BL$5:$BL$25))),0))","v":""},{"$f":"IF(A416=\"\",\"\",IF(AP416=1,Summary!$E$11*(AO416)/(SUM('Space-by-Space Method'!$BO$4:$BO$78,SUM('Exterior Lighting'!$BL$5:$BL$25))),0))","v":""},{"$f":"IF(A416=\"\",\"\",IF(AP416=1,Summary!$G$11*(AO416)/(SUM('Space-by-Space Method'!$BO$4:$BO$78,SUM('Exterior Lighting'!$BL$5:$BL$25))),0))","v":""},{"$f":"IF(A416=\"\",\"\",IF(AP416=1,Summary!$H$11*(AO416)/(SUM('Space-by-Space Method'!$BO$4:$BO$78)),0))","v":""},{"$f":"IF(A416=\"\",\"\",IF(AP416=1,Summary!$I$11*(AO416)/(SUM('Space-by-Space Method'!$BO$4:$BO$78)),0))","v":""},null,null,null,{"$f":"IF(A416=\"\",\"\",IF(START!$B$34=2,INDIRECT(\"'Space-by-Space Method'!\"&SUBSTITUTE(ADDRESS(1,MOD(ROW(A416)-52,50)+10,4),\"1\",\"\")&ROUNDDOWN((ROW(A416)-52)/50,0)+4),\"\"))","v":""},{"$f":"IF(A416=\"\",\"\",INDIRECT(\"'Space-by-Space Method'!C\"&ROUNDDOWN((ROW(A416)-52)/50,0)+4))","v":""},{"$f":"IF(A416=\"\",\"\",IF(COUNTIF(CommonSpaceTypes,AQ416)>0,INDIRECT(\"'Space-by-Space Method'!F\"&ROUNDDOWN((ROW(A416)-52)/50,0)+4),\"\"))","v":""},{"$f":"IF(A416=\"\",\"\",IF(COUNTIF(BuildingSpecificSpaceTypes,AQ416)>0,INDIRECT(\"'Space-by-Space Method'!F\"&ROUNDDOWN((ROW(A416)-52)/50,0)+4),\"\"))","v":""},{"$f":"IF(A416=\"\",\"\",INDIRECT(\"'Fixture Schedule'!D\"&MOD(ROW(A416)-52,50)+9))","v":""},{"$f":"IF(A416=\"\",\"\",IF(AR416=\"\",\"\",INDIRECT(\"'Fixture Schedule'!K\"&MOD(ROW(A416)-52,50)+9)))","v":""},"",{"$f":"IF(A416=\"\",\"\",INDIRECT(\"'Fixture Schedule'!L\"&MOD(ROW(A416)-52,50)+9))","v":""},null,null,null,null,null,null,null,null,null,null,null,null,null,{"$f":"INDIRECT(\"'Space-by-Space Method'!\"&SUBSTITUTE(ADDRESS(1,MOD(ROW(A416)-52,50)+10,4),\"1\",\"\")&ROUNDDOWN((ROW(A416)-52)/50,0)+4)","v":0},{"$f":"LEFT(INDIRECT(\"'Space-by-Space Method'!BJ\"&ROUNDDOWN((ROW(A416)-52)/50,0)+4),3)","v":""},{"$f":"INDIRECT(\"'Fixture Schedule'!L\"&MOD(ROW(A416)-52,50)+9)","v":0},{"$f":"INDIRECT(\"'Fixture Schedule'!O\"&MOD(ROW(A416)-52,50)+9)","v":0},{"$f":"INDIRECT(\"'Space-by-Space Method'!F\"&ROUNDDOWN((ROW(A416)-52)/50,0)+4)","v":0},{"$f":"INDIRECT(\"'Fixture Schedule'!L\"&MOD(ROW(A416)-52,50)+9)","v":0},{"$f":"INDIRECT(\"'Space-by-Space Method'!D\"&ROUNDDOWN((ROW(A416)-52)/50,0)+4)","v":0},{"$f":"INDIRECT(\"'Space-by-Space Method'!E\"&ROUNDDOWN((ROW(A416)-52)/50,0)+4)","v":1}]
[{"$f":"IF(InteriorCalcType=2,IF(OR(AM417=0,AN417=\"DNQ\")=TRUE,\"\",INDIRECT(\"'Fixture Schedule'!M\"&MOD(ROW(A417)-52,50)+9)),\"\")","v":""},{"$f":"IF(A417=\"\",\"\",INDIRECT(\"'Fixture Schedule'!E\"&MOD(ROW(A417)-52,50)+9))","v":""},{"$f":"IF(A417=\"\",\"\",INDIRECT(\"'Fixture Schedule'!F\"&MOD(ROW(A417)-52,50)+9))","v":""},{"$f":"IF(A417=\"\",\"\",INDIRECT(\"'Fixture Schedule'!L\"&MOD(ROW(A417)-52,50)+9))","v":""},"",null,null,{"$f":"IF(A417=\"\",\"\",IF(AP417=1,Summary!$C$12*(AO417)/(SUM('Space-by-Space Method'!$BO$4:$BO$78,SUM('Exterior Lighting'!$BL$5:$BL$25))),0))","v":""},{"$f":"IF(A417=\"\",\"\",IF(START!$B$34=1,INDIRECT(\"'Space-by-Space Method'!\"&SUBSTITUTE(ADDRESS(1,MOD(ROW(A417)-52,50)+10,4),\"1\",\"\")&ROUNDDOWN((ROW(A417)-52)/50,0)+4),\"\"))","v":""},{"$f":"IF(A417=\"\",\"\",IF(AP417=1,Summary!$F$11*(AO417)/(SUM('Space-by-Space Method'!$BO$4:$BO$78,SUM('Exterior Lighting'!$BL$5:$BL$25))),0))","v":""},{"$f":"IF(A417=\"\",\"\",IF(AP417=1,Summary!$E$11*(AO417)/(SUM('Space-by-Space Method'!$BO$4:$BO$78,SUM('Exterior Lighting'!$BL$5:$BL$25))),0))","v":""},{"$f":"IF(A417=\"\",\"\",IF(AP417=1,Summary!$G$11*(AO417)/(SUM('Space-by-Space Method'!$BO$4:$BO$78,SUM('Exterior Lighting'!$BL$5:$BL$25))),0))","v":""},{"$f":"IF(A417=\"\",\"\",IF(AP417=1,Summary!$H$11*(AO417)/(SUM('Space-by-Space Method'!$BO$4:$BO$78)),0))","v":""},{"$f":"IF(A417=\"\",\"\",IF(AP417=1,Summary!$I$11*(AO417)/(SUM('Space-by-Space Method'!$BO$4:$BO$78)),0))","v":""},null,null,null,{"$f":"IF(A417=\"\",\"\",IF(START!$B$34=2,INDIRECT(\"'Space-by-Space Method'!\"&SUBSTITUTE(ADDRESS(1,MOD(ROW(A417)-52,50)+10,4),\"1\",\"\")&ROUNDDOWN((ROW(A417)-52)/50,0)+4),\"\"))","v":""},{"$f":"IF(A417=\"\",\"\",INDIRECT(\"'Space-by-Space Method'!C\"&ROUNDDOWN((ROW(A417)-52)/50,0)+4))","v":""},{"$f":"IF(A417=\"\",\"\",IF(COUNTIF(CommonSpaceTypes,AQ417)>0,INDIRECT(\"'Space-by-Space Method'!F\"&ROUNDDOWN((ROW(A417)-52)/50,0)+4),\"\"))","v":""},{"$f":"IF(A417=\"\",\"\",IF(COUNTIF(BuildingSpecificSpaceTypes,AQ417)>0,INDIRECT(\"'Space-by-Space Method'!F\"&ROUNDDOWN((ROW(A417)-52)/50,0)+4),\"\"))","v":""},{"$f":"IF(A417=\"\",\"\",INDIRECT(\"'Fixture Schedule'!D\"&MOD(ROW(A417)-52,50)+9))","v":""},{"$f":"IF(A417=\"\",\"\",IF(AR417=\"\",\"\",INDIRECT(\"'Fixture Schedule'!K\"&MOD(ROW(A417)-52,50)+9)))","v":""},"",{"$f":"IF(A417=\"\",\"\",INDIRECT(\"'Fixture Schedule'!L\"&MOD(ROW(A417)-52,50)+9))","v":""},null,null,null,null,null,null,null,null,null,null,null,null,null,{"$f":"INDIRECT(\"'Space-by-Space Method'!\"&SUBSTITUTE(ADDRESS(1,MOD(ROW(A417)-52,50)+10,4),\"1\",\"\")&ROUNDDOWN((ROW(A417)-52)/50,0)+4)","v":0},{"$f":"LEFT(INDIRECT(\"'Space-by-Space Method'!BJ\"&ROUNDDOWN((ROW(A417)-52)/50,0)+4),3)","v":""},{"$f":"INDIRECT(\"'Fixture Schedule'!L\"&MOD(ROW(A417)-52,50)+9)","v":0},{"$f":"INDIRECT(\"'Fixture Schedule'!O\"&MOD(ROW(A417)-52,50)+9)","v":0},{"$f":"INDIRECT(\"'Space-by-Space Method'!F\"&ROUNDDOWN((ROW(A417)-52)/50,0)+4)","v":0},{"$f":"INDIRECT(\"'Fixture Schedule'!L\"&MOD(ROW(A417)-52,50)+9)","v":0},{"$f":"INDIRECT(\"'Space-by-Space Method'!D\"&ROUNDDOWN((ROW(A417)-52)/50,0)+4)","v":0},{"$f":"INDIRECT(\"'Space-by-Space Method'!E\"&ROUNDDOWN((ROW(A417)-52)/50,0)+4)","v":1}]
[{"$f":"IF(InteriorCalcType=2,IF(OR(AM418=0,AN418=\"DNQ\")=TRUE,\"\",INDIRECT(\"'Fixture Schedule'!M\"&MOD(ROW(A418)-52,50)+9)),\"\")","v":""},{"$f":"IF(A418=\"\",\"\",INDIRECT(\"'Fixture Schedule'!E\"&MOD(ROW(A418)-52,50)+9))","v":""},{"$f":"IF(A418=\"\",\"\",INDIRECT(\"'Fixture Schedule'!F\"&MOD(ROW(A418)-52,50)+9))","v":""},{"$f":"IF(A418=\"\",\"\",INDIRECT(\"'Fixture Schedule'!L\"&MOD(ROW(A418)-52,50)+9))","v":""},"",null,null,{"$f":"IF(A418=\"\",\"\",IF(AP418=1,Summary!$C$12*(AO418)/(SUM('Space-by-Space Method'!$BO$4:$BO$78,SUM('Exterior Lighting'!$BL$5:$BL$25))),0))","v":""},{"$f":"IF(A418=\"\",\"\",IF(START!$B$34=1,INDIRECT(\"'Space-by-Space Method'!\"&SUBSTITUTE(ADDRESS(1,MOD(ROW(A418)-52,50)+10,4),\"1\",\"\")&ROUNDDOWN((ROW(A418)-52)/50,0)+4),\"\"))","v":""},{"$f":"IF(A418=\"\",\"\",IF(AP418=1,Summary!$F$11*(AO418)/(SUM('Space-by-Space Method'!$BO$4:$BO$78,SUM('Exterior Lighting'!$BL$5:$BL$25))),0))","v":""},{"$f":"IF(A418=\"\",\"\",IF(AP418=1,Summary!$E$11*(AO418)/(SUM('Space-by-Space Method'!$BO$4:$BO$78,SUM('Exterior Lighting'!$BL$5:$BL$25))),0))","v":""},{"$f":"IF(A418=\"\",\"\",IF(AP418=1,Summary!$G$11*(AO418)/(SUM('Space-by-Space Method'!$BO$4:$BO$78,SUM('Exterior Lighting'!$BL$5:$BL$25))),0))","v":""},{"$f":"IF(A418=\"\",\"\",IF(AP418=1,Summary!$H$11*(AO418)/(SUM('Space-by-Space Method'!$BO$4:$BO$78)),0))","v":""},{"$f":"IF(A418=\"\",\"\",IF(AP418=1,Summary!$I$11*(AO418)/(SUM('Space-by-Space Method'!$BO$4:$BO$78)),0))","v":""},null,null,null,{"$f":"IF(A418=\"\",\"\",IF(START!$B$34=2,INDIRECT(\"'Space-by-Space Method'!\"&SUBSTITUTE(ADDRESS(1,MOD(ROW(A418)-52,50)+10,4),\"1\",\"\")&ROUNDDOWN((ROW(A418)-52)/50,0)+4),\"\"))","v":""},{"$f":"IF(A418=\"\",\"\",INDIRECT(\"'Space-by-Space Method'!C\"&ROUNDDOWN((ROW(A418)-52)/50,0)+4))","v":""},{"$f":"IF(A418=\"\",\"\",IF(COUNTIF(CommonSpaceTypes,AQ418)>0,INDIRECT(\"'Space-by-Space Method'!F\"&ROUNDDOWN((ROW(A418)-52)/50,0)+4),\"\"))","v":""},{"$f":"IF(A418=\"\",\"\",IF(COUNTIF(BuildingSpecificSpaceTypes,AQ418)>0,INDIRECT(\"'Space-by-Space Method'!F\"&ROUNDDOWN((ROW(A418)-52)/50,0)+4),\"\"))","v":""},{"$f":"IF(A418=\"\",\"\",INDIRECT(\"'Fixture Schedule'!D\"&MOD(ROW(A418)-52,50)+9))","v":""},{"$f":"IF(A418=\"\",\"\",IF(AR418=\"\",\"\",INDIRECT(\"'Fixture Schedule'!K\"&MOD(ROW(A418)-52,50)+9)))","v":""},"",{"$f":"IF(A418=\"\",\"\",INDIRECT(\"'Fixture Schedule'!L\"&MOD(ROW(A418)-52,50)+9))","v":""},null,null,null,null,null,null,null,null,null,null,null,null,null,{"$f":"INDIRECT(\"'Space-by-Space Method'!\"&SUBSTITUTE(ADDRESS(1,MOD(ROW(A418)-52,50)+10,4),\"1\",\"\")&ROUNDDOWN((ROW(A418)-52)/50,0)+4)","v":0},{"$f":"LEFT(INDIRECT(\"'Space-by-Space Method'!BJ\"&ROUNDDOWN((ROW(A418)-52)/50,0)+4),3)","v":""},{"$f":"INDIRECT(\"'Fixture Schedule'!L\"&MOD(ROW(A418)-52,50)+9)","v":0},{"$f":"INDIRECT(\"'Fixture Schedule'!O\"&MOD(ROW(A418)-52,50)+9)","v":0},{"$f":"INDIRECT(\"'Space-by-Space Method'!F\"&ROUNDDOWN((ROW(A418)-52)/50,0)+4)","v":0},{"$f":"INDIRECT(\"'Fixture Schedule'!L\"&MOD(ROW(A418)-52,50)+9)","v":0},{"$f":"INDIRECT(\"'Space-by-Space Method'!D\"&ROUNDDOWN((ROW(A418)-52)/50,0)+4)","v":0},{"$f":"INDIRECT(\"'Space-by-Space Method'!E\"&ROUNDDOWN((ROW(A418)-52)/50,0)+4)","v":1}]
[{"$f":"IF(InteriorCalcType=2,IF(OR(AM419=0,AN419=\"DNQ\")=TRUE,\"\",INDIRECT(\"'Fixture Schedule'!M\"&MOD(ROW(A419)-52,50)+9)),\"\")","v":""},{"$f":"IF(A419=\"\",\"\",INDIRECT(\"'Fixture Schedule'!E\"&MOD(ROW(A419)-52,50)+9))","v":""},{"$f":"IF(A419=\"\",\"\",INDIRECT(\"'Fixture Schedule'!F\"&MOD(ROW(A419)-52,50)+9))","v":""},{"$f":"IF(A419=\"\",\"\",INDIRECT(\"'Fixture Schedule'!L\"&MOD(ROW(A419)-52,50)+9))","v":""},"",null,null,{"$f":"IF(A419=\"\",\"\",IF(AP419=1,Summary!$C$12*(AO419)/(SUM('Space-by-Space Method'!$BO$4:$BO$78,SUM('Exterior Lighting'!$BL$5:$BL$25))),0))","v":""},{"$f":"IF(A419=\"\",\"\",IF(START!$B$34=1,INDIRECT(\"'Space-by-Space Method'!\"&SUBSTITUTE(ADDRESS(1,MOD(ROW(A419)-52,50)+10,4),\"1\",\"\")&ROUNDDOWN((ROW(A419)-52)/50,0)+4),\"\"))","v":""},{"$f":"IF(A419=\"\",\"\",IF(AP419=1,Summary!$F$11*(AO419)/(SUM('Space-by-Space Method'!$BO$4:$BO$78,SUM('Exterior Lighting'!$BL$5:$BL$25))),0))","v":""},{"$f":"IF(A419=\"\",\"\",IF(AP419=1,Summary!$E$11*(AO419)/(SUM('Space-by-Space Method'!$BO$4:$BO$78,SUM('Exterior Lighting'!$BL$5:$BL$25))),0))","v":""},{"$f":"IF(A419=\"\",\"\",IF(AP419=1,Summary!$G$11*(AO419)/(SUM('Space-by-Space Method'!$BO$4:$BO$78,SUM('Exterior Lighting'!$BL$5:$BL$25))),0))","v":""},{"$f":"IF(A419=\"\",\"\",IF(AP419=1,Summary!$H$11*(AO419)/(SUM('Space-by-Space Method'!$BO$4:$BO$78)),0))","v":""},{"$f":"IF(A419=\"\",\"\",IF(AP419=1,Summary!$I$11*(AO419)/(SUM('Space-by-Space Method'!$BO$4:$BO$78)),0))","v":""},null,null,null,{"$f":"IF(A419=\"\",\"\",IF(START!$B$34=2,INDIRECT(\"'Space-by-Space Method'!\"&SUBSTITUTE(ADDRESS(1,MOD(ROW(A419)-52,50)+10,4),\"1\",\"\")&ROUNDDOWN((ROW(A419)-52)/50,0)+4),\"\"))","v":""},{"$f":"IF(A419=\"\",\"\",INDIRECT(\"'Space-by-Space Method'!C\"&ROUNDDOWN((ROW(A419)-52)/50,0)+4))","v":""},{"$f":"IF(A419=\"\",\"\",IF(COUNTIF(CommonSpaceTypes,AQ419)>0,INDIRECT(\"'Space-by-Space Method'!F\"&ROUNDDOWN((ROW(A419)-52)/50,0)+4),\"\"))","v":""},{"$f":"IF(A419=\"\",\"\",IF(COUNTIF(BuildingSpecificSpaceTypes,AQ419)>0,INDIRECT(\"'Space-by-Space Method'!F\"&ROUNDDOWN((ROW(A419)-52)/50,0)+4),\"\"))","v":""},{"$f":"IF(A419=\"\",\"\",INDIRECT(\"'Fixture Schedule'!D\"&MOD(ROW(A419)-52,50)+9))","v":""},{"$f":"IF(A419=\"\",\"\",IF(AR419=\"\",\"\",INDIRECT(\"'Fixture Schedule'!K\"&MOD(ROW(A419)-52,50)+9)))","v":""},"",{"$f":"IF(A419=\"\",\"\",INDIRECT(\"'Fixture Schedule'!L\"&MOD(ROW(A419)-52,50)+9))","v":""},null,null,null,null,null,null,null,null,null,null,null,null,null,{"$f":"INDIRECT(\"'Space-by-Space Method'!\"&SUBSTITUTE(ADDRESS(1,MOD(ROW(A419)-52,50)+10,4),\"1\",\"\")&ROUNDDOWN((ROW(A419)-52)/50,0)+4)","v":0},{"$f":"LEFT(INDIRECT(\"'Space-by-Space Method'!BJ\"&ROUNDDOWN((ROW(A419)-52)/50,0)+4),3)","v":""},{"$f":"INDIRECT(\"'Fixture Schedule'!L\"&MOD(ROW(A419)-52,50)+9)","v":0},{"$f":"INDIRECT(\"'Fixture Schedule'!O\"&MOD(ROW(A419)-52,50)+9)","v":0},{"$f":"INDIRECT(\"'Space-by-Space Method'!F\"&ROUNDDOWN((ROW(A419)-52)/50,0)+4)","v":0},{"$f":"INDIRECT(\"'Fixture Schedule'!L\"&MOD(ROW(A419)-52,50)+9)","v":0},{"$f":"INDIRECT(\"'Space-by-Space Method'!D\"&ROUNDDOWN((ROW(A419)-52)/50,0)+4)","v":0},{"$f":"INDIRECT(\"'Space-by-Space Method'!E\"&ROUNDDOWN((ROW(A419)-52)/50,0)+4)","v":1}]
[{"$f":"IF(InteriorCalcType=2,IF(OR(AM420=0,AN420=\"DNQ\")=TRUE,\"\",INDIRECT(\"'Fixture Schedule'!M\"&MOD(ROW(A420)-52,50)+9)),\"\")","v":""},{"$f":"IF(A420=\"\",\"\",INDIRECT(\"'Fixture Schedule'!E\"&MOD(ROW(A420)-52,50)+9))","v":""},{"$f":"IF(A420=\"\",\"\",INDIRECT(\"'Fixture Schedule'!F\"&MOD(ROW(A420)-52,50)+9))","v":""},{"$f":"IF(A420=\"\",\"\",INDIRECT(\"'Fixture Schedule'!L\"&MOD(ROW(A420)-52,50)+9))","v":""},"",null,null,{"$f":"IF(A420=\"\",\"\",IF(AP420=1,Summary!$C$12*(AO420)/(SUM('Space-by-Space Method'!$BO$4:$BO$78,SUM('Exterior Lighting'!$BL$5:$BL$25))),0))","v":""},{"$f":"IF(A420=\"\",\"\",IF(START!$B$34=1,INDIRECT(\"'Space-by-Space Method'!\"&SUBSTITUTE(ADDRESS(1,MOD(ROW(A420)-52,50)+10,4),\"1\",\"\")&ROUNDDOWN((ROW(A420)-52)/50,0)+4),\"\"))","v":""},{"$f":"IF(A420=\"\",\"\",IF(AP420=1,Summary!$F$11*(AO420)/(SUM('Space-by-Space Method'!$BO$4:$BO$78,SUM('Exterior Lighting'!$BL$5:$BL$25))),0))","v":""},{"$f":"IF(A420=\"\",\"\",IF(AP420=1,Summary!$E$11*(AO420)/(SUM('Space-by-Space Method'!$BO$4:$BO$78,SUM('Exterior Lighting'!$BL$5:$BL$25))),0))","v":""},{"$f":"IF(A420=\"\",\"\",IF(AP420=1,Summary!$G$11*(AO420)/(SUM('Space-by-Space Method'!$BO$4:$BO$78,SUM('Exterior Lighting'!$BL$5:$BL$25))),0))","v":""},{"$f":"IF(A420=\"\",\"\",IF(AP420=1,Summary!$H$11*(AO420)/(SUM('Space-by-Space Method'!$BO$4:$BO$78)),0))","v":""},{"$f":"IF(A420=\"\",\"\",IF(AP420=1,Summary!$I$11*(AO420)/(SUM('Space-by-Space Method'!$BO$4:$BO$78)),0))","v":""},null,null,null,{"$f":"IF(A420=\"\",\"\",IF(START!$B$34=2,INDIRECT(\"'Space-by-Space Method'!\"&SUBSTITUTE(ADDRESS(1,MOD(ROW(A420)-52,50)+10,4),\"1\",\"\")&ROUNDDOWN((ROW(A420)-52)/50,0)+4),\"\"))","v":""},{"$f":"IF(A420=\"\",\"\",INDIRECT(\"'Space-by-Space Method'!C\"&ROUNDDOWN((ROW(A420)-52)/50,0)+4))","v":""},{"$f":"IF(A420=\"\",\"\",IF(COUNTIF(CommonSpaceTypes,AQ420)>0,INDIRECT(\"'Space-by-Space Method'!F\"&ROUNDDOWN((ROW(A420)-52)/50,0)+4),\"\"))","v":""},{"$f":"IF(A420=\"\",\"\",IF(COUNTIF(BuildingSpecificSpaceTypes,AQ420)>0,INDIRECT(\"'Space-by-Space Method'!F\"&ROUNDDOWN((ROW(A420)-52)/50,0)+4),\"\"))","v":""},{"$f":"IF(A420=\"\",\"\",INDIRECT(\"'Fixture Schedule'!D\"&MOD(ROW(A420)-52,50)+9))","v":""},{"$f":"IF(A420=\"\",\"\",IF(AR420=\"\",\"\",INDIRECT(\"'Fixture Schedule'!K\"&MOD(ROW(A420)-52,50)+9)))","v":""},"",{"$f":"IF(A420=\"\",\"\",INDIRECT(\"'Fixture Schedule'!L\"&MOD(ROW(A420)-52,50)+9))","v":""},null,null,null,null,null,null,null,null,null,null,null,null,null,{"$f":"INDIRECT(\"'Space-by-Space Method'!\"&SUBSTITUTE(ADDRESS(1,MOD(ROW(A420)-52,50)+10,4),\"1\",\"\")&ROUNDDOWN((ROW(A420)-52)/50,0)+4)","v":0},{"$f":"LEFT(INDIRECT(\"'Space-by-Space Method'!BJ\"&ROUNDDOWN((ROW(A420)-52)/50,0)+4),3)","v":""},{"$f":"INDIRECT(\"'Fixture Schedule'!L\"&MOD(ROW(A420)-52,50)+9)","v":0},{"$f":"INDIRECT(\"'Fixture Schedule'!O\"&MOD(ROW(A420)-52,50)+9)","v":0},{"$f":"INDIRECT(\"'Space-by-Space Method'!F\"&ROUNDDOWN((ROW(A420)-52)/50,0)+4)","v":0},{"$f":"INDIRECT(\"'Fixture Schedule'!L\"&MOD(ROW(A420)-52,50)+9)","v":0},{"$f":"INDIRECT(\"'Space-by-Space Method'!D\"&ROUNDDOWN((ROW(A420)-52)/50,0)+4)","v":0},{"$f":"INDIRECT(\"'Space-by-Space Method'!E\"&ROUNDDOWN((ROW(A420)-52)/50,0)+4)","v":1}]
[{"$f":"IF(InteriorCalcType=2,IF(OR(AM421=0,AN421=\"DNQ\")=TRUE,\"\",INDIRECT(\"'Fixture Schedule'!M\"&MOD(ROW(A421)-52,50)+9)),\"\")","v":""},{"$f":"IF(A421=\"\",\"\",INDIRECT(\"'Fixture Schedule'!E\"&MOD(ROW(A421)-52,50)+9))","v":""},{"$f":"IF(A421=\"\",\"\",INDIRECT(\"'Fixture Schedule'!F\"&MOD(ROW(A421)-52,50)+9))","v":""},{"$f":"IF(A421=\"\",\"\",INDIRECT(\"'Fixture Schedule'!L\"&MOD(ROW(A421)-52,50)+9))","v":""},"",null,null,{"$f":"IF(A421=\"\",\"\",IF(AP421=1,Summary!$C$12*(AO421)/(SUM('Space-by-Space Method'!$BO$4:$BO$78,SUM('Exterior Lighting'!$BL$5:$BL$25))),0))","v":""},{"$f":"IF(A421=\"\",\"\",IF(START!$B$34=1,INDIRECT(\"'Space-by-Space Method'!\"&SUBSTITUTE(ADDRESS(1,MOD(ROW(A421)-52,50)+10,4),\"1\",\"\")&ROUNDDOWN((ROW(A421)-52)/50,0)+4),\"\"))","v":""},{"$f":"IF(A421=\"\",\"\",IF(AP421=1,Summary!$F$11*(AO421)/(SUM('Space-by-Space Method'!$BO$4:$BO$78,SUM('Exterior Lighting'!$BL$5:$BL$25))),0))","v":""},{"$f":"IF(A421=\"\",\"\",IF(AP421=1,Summary!$E$11*(AO421)/(SUM('Space-by-Space Method'!$BO$4:$BO$78,SUM('Exterior Lighting'!$BL$5:$BL$25))),0))","v":""},{"$f":"IF(A421=\"\",\"\",IF(AP421=1,Summary!$G$11*(AO421)/(SUM('Space-by-Space Method'!$BO$4:$BO$78,SUM('Exterior Lighting'!$BL$5:$BL$25))),0))","v":""},{"$f":"IF(A421=\"\",\"\",IF(AP421=1,Summary!$H$11*(AO421)/(SUM('Space-by-Space Method'!$BO$4:$BO$78)),0))","v":""},{"$f":"IF(A421=\"\",\"\",IF(AP421=1,Summary!$I$11*(AO421)/(SUM('Space-by-Space Method'!$BO$4:$BO$78)),0))","v":""},null,null,null,{"$f":"IF(A421=\"\",\"\",IF(START!$B$34=2,INDIRECT(\"'Space-by-Space Method'!\"&SUBSTITUTE(ADDRESS(1,MOD(ROW(A421)-52,50)+10,4),\"1\",\"\")&ROUNDDOWN((ROW(A421)-52)/50,0)+4),\"\"))","v":""},{"$f":"IF(A421=\"\",\"\",INDIRECT(\"'Space-by-Space Method'!C\"&ROUNDDOWN((ROW(A421)-52)/50,0)+4))","v":""},{"$f":"IF(A421=\"\",\"\",IF(COUNTIF(CommonSpaceTypes,AQ421)>0,INDIRECT(\"'Space-by-Space Method'!F\"&ROUNDDOWN((ROW(A421)-52)/50,0)+4),\"\"))","v":""},{"$f":"IF(A421=\"\",\"\",IF(COUNTIF(BuildingSpecificSpaceTypes,AQ421)>0,INDIRECT(\"'Space-by-Space Method'!F\"&ROUNDDOWN((ROW(A421)-52)/50,0)+4),\"\"))","v":""},{"$f":"IF(A421=\"\",\"\",INDIRECT(\"'Fixture Schedule'!D\"&MOD(ROW(A421)-52,50)+9))","v":""},{"$f":"IF(A421=\"\",\"\",IF(AR421=\"\",\"\",INDIRECT(\"'Fixture Schedule'!K\"&MOD(ROW(A421)-52,50)+9)))","v":""},"",{"$f":"IF(A421=\"\",\"\",INDIRECT(\"'Fixture Schedule'!L\"&MOD(ROW(A421)-52,50)+9))","v":""},null,null,null,null,null,null,null,null,null,null,null,null,null,{"$f":"INDIRECT(\"'Space-by-Space Method'!\"&SUBSTITUTE(ADDRESS(1,MOD(ROW(A421)-52,50)+10,4),\"1\",\"\")&ROUNDDOWN((ROW(A421)-52)/50,0)+4)","v":0},{"$f":"LEFT(INDIRECT(\"'Space-by-Space Method'!BJ\"&ROUNDDOWN((ROW(A421)-52)/50,0)+4),3)","v":""},{"$f":"INDIRECT(\"'Fixture Schedule'!L\"&MOD(ROW(A421)-52,50)+9)","v":0},{"$f":"INDIRECT(\"'Fixture Schedule'!O\"&MOD(ROW(A421)-52,50)+9)","v":0},{"$f":"INDIRECT(\"'Space-by-Space Method'!F\"&ROUNDDOWN((ROW(A421)-52)/50,0)+4)","v":0},{"$f":"INDIRECT(\"'Fixture Schedule'!L\"&MOD(ROW(A421)-52,50)+9)","v":0},{"$f":"INDIRECT(\"'Space-by-Space Method'!D\"&ROUNDDOWN((ROW(A421)-52)/50,0)+4)","v":0},{"$f":"INDIRECT(\"'Space-by-Space Method'!E\"&ROUNDDOWN((ROW(A421)-52)/50,0)+4)","v":1}]
[{"$f":"IF(InteriorCalcType=2,IF(OR(AM422=0,AN422=\"DNQ\")=TRUE,\"\",INDIRECT(\"'Fixture Schedule'!M\"&MOD(ROW(A422)-52,50)+9)),\"\")","v":""},{"$f":"IF(A422=\"\",\"\",INDIRECT(\"'Fixture Schedule'!E\"&MOD(ROW(A422)-52,50)+9))","v":""},{"$f":"IF(A422=\"\",\"\",INDIRECT(\"'Fixture Schedule'!F\"&MOD(ROW(A422)-52,50)+9))","v":""},{"$f":"IF(A422=\"\",\"\",INDIRECT(\"'Fixture Schedule'!L\"&MOD(ROW(A422)-52,50)+9))","v":""},"",null,null,{"$f":"IF(A422=\"\",\"\",IF(AP422=1,Summary!$C$12*(AO422)/(SUM('Space-by-Space Method'!$BO$4:$BO$78,SUM('Exterior Lighting'!$BL$5:$BL$25))),0))","v":""},{"$f":"IF(A422=\"\",\"\",IF(START!$B$34=1,INDIRECT(\"'Space-by-Space Method'!\"&SUBSTITUTE(ADDRESS(1,MOD(ROW(A422)-52,50)+10,4),\"1\",\"\")&ROUNDDOWN((ROW(A422)-52)/50,0)+4),\"\"))","v":""},{"$f":"IF(A422=\"\",\"\",IF(AP422=1,Summary!$F$11*(AO422)/(SUM('Space-by-Space Method'!$BO$4:$BO$78,SUM('Exterior Lighting'!$BL$5:$BL$25))),0))","v":""},{"$f":"IF(A422=\"\",\"\",IF(AP422=1,Summary!$E$11*(AO422)/(SUM('Space-by-Space Method'!$BO$4:$BO$78,SUM('Exterior Lighting'!$BL$5:$BL$25))),0))","v":""},{"$f":"IF(A422=\"\",\"\",IF(AP422=1,Summary!$G$11*(AO422)/(SUM('Space-by-Space Method'!$BO$4:$BO$78,SUM('Exterior Lighting'!$BL$5:$BL$25))),0))","v":""},{"$f":"IF(A422=\"\",\"\",IF(AP422=1,Summary!$H$11*(AO422)/(SUM('Space-by-Space Method'!$BO$4:$BO$78)),0))","v":""},{"$f":"IF(A422=\"\",\"\",IF(AP422=1,Summary!$I$11*(AO422)/(SUM('Space-by-Space Method'!$BO$4:$BO$78)),0))","v":""},null,null,null,{"$f":"IF(A422=\"\",\"\",IF(START!$B$34=2,INDIRECT(\"'Space-by-Space Method'!\"&SUBSTITUTE(ADDRESS(1,MOD(ROW(A422)-52,50)+10,4),\"1\",\"\")&ROUNDDOWN((ROW(A422)-52)/50,0)+4),\"\"))","v":""},{"$f":"IF(A422=\"\",\"\",INDIRECT(\"'Space-by-Space Method'!C\"&ROUNDDOWN((ROW(A422)-52)/50,0)+4))","v":""},{"$f":"IF(A422=\"\",\"\",IF(COUNTIF(CommonSpaceTypes,AQ422)>0,INDIRECT(\"'Space-by-Space Method'!F\"&ROUNDDOWN((ROW(A422)-52)/50,0)+4),\"\"))","v":""},{"$f":"IF(A422=\"\",\"\",IF(COUNTIF(BuildingSpecificSpaceTypes,AQ422)>0,INDIRECT(\"'Space-by-Space Method'!F\"&ROUNDDOWN((ROW(A422)-52)/50,0)+4),\"\"))","v":""},{"$f":"IF(A422=\"\",\"\",INDIRECT(\"'Fixture Schedule'!D\"&MOD(ROW(A422)-52,50)+9))","v":""},{"$f":"IF(A422=\"\",\"\",IF(AR422=\"\",\"\",INDIRECT(\"'Fixture Schedule'!K\"&MOD(ROW(A422)-52,50)+9)))","v":""},"",{"$f":"IF(A422=\"\",\"\",INDIRECT(\"'Fixture Schedule'!L\"&MOD(ROW(A422)-52,50)+9))","v":""},null,null,null,null,null,null,null,null,null,null,null,null,null,{"$f":"INDIRECT(\"'Space-by-Space Method'!\"&SUBSTITUTE(ADDRESS(1,MOD(ROW(A422)-52,50)+10,4),\"1\",\"\")&ROUNDDOWN((ROW(A422)-52)/50,0)+4)","v":0},{"$f":"LEFT(INDIRECT(\"'Space-by-Space Method'!BJ\"&ROUNDDOWN((ROW(A422)-52)/50,0)+4),3)","v":""},{"$f":"INDIRECT(\"'Fixture Schedule'!L\"&MOD(ROW(A422)-52,50)+9)","v":0},{"$f":"INDIRECT(\"'Fixture Schedule'!O\"&MOD(ROW(A422)-52,50)+9)","v":0},{"$f":"INDIRECT(\"'Space-by-Space Method'!F\"&ROUNDDOWN((ROW(A422)-52)/50,0)+4)","v":0},{"$f":"INDIRECT(\"'Fixture Schedule'!L\"&MOD(ROW(A422)-52,50)+9)","v":0},{"$f":"INDIRECT(\"'Space-by-Space Method'!D\"&ROUNDDOWN((ROW(A422)-52)/50,0)+4)","v":0},{"$f":"INDIRECT(\"'Space-by-Space Method'!E\"&ROUNDDOWN((ROW(A422)-52)/50,0)+4)","v":1}]
[{"$f":"IF(InteriorCalcType=2,IF(OR(AM423=0,AN423=\"DNQ\")=TRUE,\"\",INDIRECT(\"'Fixture Schedule'!M\"&MOD(ROW(A423)-52,50)+9)),\"\")","v":""},{"$f":"IF(A423=\"\",\"\",INDIRECT(\"'Fixture Schedule'!E\"&MOD(ROW(A423)-52,50)+9))","v":""},{"$f":"IF(A423=\"\",\"\",INDIRECT(\"'Fixture Schedule'!F\"&MOD(ROW(A423)-52,50)+9))","v":""},{"$f":"IF(A423=\"\",\"\",INDIRECT(\"'Fixture Schedule'!L\"&MOD(ROW(A423)-52,50)+9))","v":""},"",null,null,{"$f":"IF(A423=\"\",\"\",IF(AP423=1,Summary!$C$12*(AO423)/(SUM('Space-by-Space Method'!$BO$4:$BO$78,SUM('Exterior Lighting'!$BL$5:$BL$25))),0))","v":""},{"$f":"IF(A423=\"\",\"\",IF(START!$B$34=1,INDIRECT(\"'Space-by-Space Method'!\"&SUBSTITUTE(ADDRESS(1,MOD(ROW(A423)-52,50)+10,4),\"1\",\"\")&ROUNDDOWN((ROW(A423)-52)/50,0)+4),\"\"))","v":""},{"$f":"IF(A423=\"\",\"\",IF(AP423=1,Summary!$F$11*(AO423)/(SUM('Space-by-Space Method'!$BO$4:$BO$78,SUM('Exterior Lighting'!$BL$5:$BL$25))),0))","v":""},{"$f":"IF(A423=\"\",\"\",IF(AP423=1,Summary!$E$11*(AO423)/(SUM('Space-by-Space Method'!$BO$4:$BO$78,SUM('Exterior Lighting'!$BL$5:$BL$25))),0))","v":""},{"$f":"IF(A423=\"\",\"\",IF(AP423=1,Summary!$G$11*(AO423)/(SUM('Space-by-Space Method'!$BO$4:$BO$78,SUM('Exterior Lighting'!$BL$5:$BL$25))),0))","v":""},{"$f":"IF(A423=\"\",\"\",IF(AP423=1,Summary!$H$11*(AO423)/(SUM('Space-by-Space Method'!$BO$4:$BO$78)),0))","v":""},{"$f":"IF(A423=\"\",\"\",IF(AP423=1,Summary!$I$11*(AO423)/(SUM('Space-by-Space Method'!$BO$4:$BO$78)),0))","v":""},null,null,null,{"$f":"IF(A423=\"\",\"\",IF(START!$B$34=2,INDIRECT(\"'Space-by-Space Method'!\"&SUBSTITUTE(ADDRESS(1,MOD(ROW(A423)-52,50)+10,4),\"1\",\"\")&ROUNDDOWN((ROW(A423)-52)/50,0)+4),\"\"))","v":""},{"$f":"IF(A423=\"\",\"\",INDIRECT(\"'Space-by-Space Method'!C\"&ROUNDDOWN((ROW(A423)-52)/50,0)+4))","v":""},{"$f":"IF(A423=\"\",\"\",IF(COUNTIF(CommonSpaceTypes,AQ423)>0,INDIRECT(\"'Space-by-Space Method'!F\"&ROUNDDOWN((ROW(A423)-52)/50,0)+4),\"\"))","v":""},{"$f":"IF(A423=\"\",\"\",IF(COUNTIF(BuildingSpecificSpaceTypes,AQ423)>0,INDIRECT(\"'Space-by-Space Method'!F\"&ROUNDDOWN((ROW(A423)-52)/50,0)+4),\"\"))","v":""},{"$f":"IF(A423=\"\",\"\",INDIRECT(\"'Fixture Schedule'!D\"&MOD(ROW(A423)-52,50)+9))","v":""},{"$f":"IF(A423=\"\",\"\",IF(AR423=\"\",\"\",INDIRECT(\"'Fixture Schedule'!K\"&MOD(ROW(A423)-52,50)+9)))","v":""},"",{"$f":"IF(A423=\"\",\"\",INDIRECT(\"'Fixture Schedule'!L\"&MOD(ROW(A423)-52,50)+9))","v":""},null,null,null,null,null,null,null,null,null,null,null,null,null,{"$f":"INDIRECT(\"'Space-by-Space Method'!\"&SUBSTITUTE(ADDRESS(1,MOD(ROW(A423)-52,50)+10,4),\"1\",\"\")&ROUNDDOWN((ROW(A423)-52)/50,0)+4)","v":0},{"$f":"LEFT(INDIRECT(\"'Space-by-Space Method'!BJ\"&ROUNDDOWN((ROW(A423)-52)/50,0)+4),3)","v":""},{"$f":"INDIRECT(\"'Fixture Schedule'!L\"&MOD(ROW(A423)-52,50)+9)","v":0},{"$f":"INDIRECT(\"'Fixture Schedule'!O\"&MOD(ROW(A423)-52,50)+9)","v":0},{"$f":"INDIRECT(\"'Space-by-Space Method'!F\"&ROUNDDOWN((ROW(A423)-52)/50,0)+4)","v":0},{"$f":"INDIRECT(\"'Fixture Schedule'!L\"&MOD(ROW(A423)-52,50)+9)","v":0},{"$f":"INDIRECT(\"'Space-by-Space Method'!D\"&ROUNDDOWN((ROW(A423)-52)/50,0)+4)","v":0},{"$f":"INDIRECT(\"'Space-by-Space Method'!E\"&ROUNDDOWN((ROW(A423)-52)/50,0)+4)","v":1}]
[{"$f":"IF(InteriorCalcType=2,IF(OR(AM424=0,AN424=\"DNQ\")=TRUE,\"\",INDIRECT(\"'Fixture Schedule'!M\"&MOD(ROW(A424)-52,50)+9)),\"\")","v":""},{"$f":"IF(A424=\"\",\"\",INDIRECT(\"'Fixture Schedule'!E\"&MOD(ROW(A424)-52,50)+9))","v":""},{"$f":"IF(A424=\"\",\"\",INDIRECT(\"'Fixture Schedule'!F\"&MOD(ROW(A424)-52,50)+9))","v":""},{"$f":"IF(A424=\"\",\"\",INDIRECT(\"'Fixture Schedule'!L\"&MOD(ROW(A424)-52,50)+9))","v":""},"",null,null,{"$f":"IF(A424=\"\",\"\",IF(AP424=1,Summary!$C$12*(AO424)/(SUM('Space-by-Space Method'!$BO$4:$BO$78,SUM('Exterior Lighting'!$BL$5:$BL$25))),0))","v":""},{"$f":"IF(A424=\"\",\"\",IF(START!$B$34=1,INDIRECT(\"'Space-by-Space Method'!\"&SUBSTITUTE(ADDRESS(1,MOD(ROW(A424)-52,50)+10,4),\"1\",\"\")&ROUNDDOWN((ROW(A424)-52)/50,0)+4),\"\"))","v":""},{"$f":"IF(A424=\"\",\"\",IF(AP424=1,Summary!$F$11*(AO424)/(SUM('Space-by-Space Method'!$BO$4:$BO$78,SUM('Exterior Lighting'!$BL$5:$BL$25))),0))","v":""},{"$f":"IF(A424=\"\",\"\",IF(AP424=1,Summary!$E$11*(AO424)/(SUM('Space-by-Space Method'!$BO$4:$BO$78,SUM('Exterior Lighting'!$BL$5:$BL$25))),0))","v":""},{"$f":"IF(A424=\"\",\"\",IF(AP424=1,Summary!$G$11*(AO424)/(SUM('Space-by-Space Method'!$BO$4:$BO$78,SUM('Exterior Lighting'!$BL$5:$BL$25))),0))","v":""},{"$f":"IF(A424=\"\",\"\",IF(AP424=1,Summary!$H$11*(AO424)/(SUM('Space-by-Space Method'!$BO$4:$BO$78)),0))","v":""},{"$f":"IF(A424=\"\",\"\",IF(AP424=1,Summary!$I$11*(AO424)/(SUM('Space-by-Space Method'!$BO$4:$BO$78)),0))","v":""},null,null,null,{"$f":"IF(A424=\"\",\"\",IF(START!$B$34=2,INDIRECT(\"'Space-by-Space Method'!\"&SUBSTITUTE(ADDRESS(1,MOD(ROW(A424)-52,50)+10,4),\"1\",\"\")&ROUNDDOWN((ROW(A424)-52)/50,0)+4),\"\"))","v":""},{"$f":"IF(A424=\"\",\"\",INDIRECT(\"'Space-by-Space Method'!C\"&ROUNDDOWN((ROW(A424)-52)/50,0)+4))","v":""},{"$f":"IF(A424=\"\",\"\",IF(COUNTIF(CommonSpaceTypes,AQ424)>0,INDIRECT(\"'Space-by-Space Method'!F\"&ROUNDDOWN((ROW(A424)-52)/50,0)+4),\"\"))","v":""},{"$f":"IF(A424=\"\",\"\",IF(COUNTIF(BuildingSpecificSpaceTypes,AQ424)>0,INDIRECT(\"'Space-by-Space Method'!F\"&ROUNDDOWN((ROW(A424)-52)/50,0)+4),\"\"))","v":""},{"$f":"IF(A424=\"\",\"\",INDIRECT(\"'Fixture Schedule'!D\"&MOD(ROW(A424)-52,50)+9))","v":""},{"$f":"IF(A424=\"\",\"\",IF(AR424=\"\",\"\",INDIRECT(\"'Fixture Schedule'!K\"&MOD(ROW(A424)-52,50)+9)))","v":""},"",{"$f":"IF(A424=\"\",\"\",INDIRECT(\"'Fixture Schedule'!L\"&MOD(ROW(A424)-52,50)+9))","v":""},null,null,null,null,null,null,null,null,null,null,null,null,null,{"$f":"INDIRECT(\"'Space-by-Space Method'!\"&SUBSTITUTE(ADDRESS(1,MOD(ROW(A424)-52,50)+10,4),\"1\",\"\")&ROUNDDOWN((ROW(A424)-52)/50,0)+4)","v":0},{"$f":"LEFT(INDIRECT(\"'Space-by-Space Method'!BJ\"&ROUNDDOWN((ROW(A424)-52)/50,0)+4),3)","v":""},{"$f":"INDIRECT(\"'Fixture Schedule'!L\"&MOD(ROW(A424)-52,50)+9)","v":0},{"$f":"INDIRECT(\"'Fixture Schedule'!O\"&MOD(ROW(A424)-52,50)+9)","v":0},{"$f":"INDIRECT(\"'Space-by-Space Method'!F\"&ROUNDDOWN((ROW(A424)-52)/50,0)+4)","v":0},{"$f":"INDIRECT(\"'Fixture Schedule'!L\"&MOD(ROW(A424)-52,50)+9)","v":0},{"$f":"INDIRECT(\"'Space-by-Space Method'!D\"&ROUNDDOWN((ROW(A424)-52)/50,0)+4)","v":0},{"$f":"INDIRECT(\"'Space-by-Space Method'!E\"&ROUNDDOWN((ROW(A424)-52)/50,0)+4)","v":1}]
[{"$f":"IF(InteriorCalcType=2,IF(OR(AM425=0,AN425=\"DNQ\")=TRUE,\"\",INDIRECT(\"'Fixture Schedule'!M\"&MOD(ROW(A425)-52,50)+9)),\"\")","v":""},{"$f":"IF(A425=\"\",\"\",INDIRECT(\"'Fixture Schedule'!E\"&MOD(ROW(A425)-52,50)+9))","v":""},{"$f":"IF(A425=\"\",\"\",INDIRECT(\"'Fixture Schedule'!F\"&MOD(ROW(A425)-52,50)+9))","v":""},{"$f":"IF(A425=\"\",\"\",INDIRECT(\"'Fixture Schedule'!L\"&MOD(ROW(A425)-52,50)+9))","v":""},"",null,null,{"$f":"IF(A425=\"\",\"\",IF(AP425=1,Summary!$C$12*(AO425)/(SUM('Space-by-Space Method'!$BO$4:$BO$78,SUM('Exterior Lighting'!$BL$5:$BL$25))),0))","v":""},{"$f":"IF(A425=\"\",\"\",IF(START!$B$34=1,INDIRECT(\"'Space-by-Space Method'!\"&SUBSTITUTE(ADDRESS(1,MOD(ROW(A425)-52,50)+10,4),\"1\",\"\")&ROUNDDOWN((ROW(A425)-52)/50,0)+4),\"\"))","v":""},{"$f":"IF(A425=\"\",\"\",IF(AP425=1,Summary!$F$11*(AO425)/(SUM('Space-by-Space Method'!$BO$4:$BO$78,SUM('Exterior Lighting'!$BL$5:$BL$25))),0))","v":""},{"$f":"IF(A425=\"\",\"\",IF(AP425=1,Summary!$E$11*(AO425)/(SUM('Space-by-Space Method'!$BO$4:$BO$78,SUM('Exterior Lighting'!$BL$5:$BL$25))),0))","v":""},{"$f":"IF(A425=\"\",\"\",IF(AP425=1,Summary!$G$11*(AO425)/(SUM('Space-by-Space Method'!$BO$4:$BO$78,SUM('Exterior Lighting'!$BL$5:$BL$25))),0))","v":""},{"$f":"IF(A425=\"\",\"\",IF(AP425=1,Summary!$H$11*(AO425)/(SUM('Space-by-Space Method'!$BO$4:$BO$78)),0))","v":""},{"$f":"IF(A425=\"\",\"\",IF(AP425=1,Summary!$I$11*(AO425)/(SUM('Space-by-Space Method'!$BO$4:$BO$78)),0))","v":""},null,null,null,{"$f":"IF(A425=\"\",\"\",IF(START!$B$34=2,INDIRECT(\"'Space-by-Space Method'!\"&SUBSTITUTE(ADDRESS(1,MOD(ROW(A425)-52,50)+10,4),\"1\",\"\")&ROUNDDOWN((ROW(A425)-52)/50,0)+4),\"\"))","v":""},{"$f":"IF(A425=\"\",\"\",INDIRECT(\"'Space-by-Space Method'!C\"&ROUNDDOWN((ROW(A425)-52)/50,0)+4))","v":""},{"$f":"IF(A425=\"\",\"\",IF(COUNTIF(CommonSpaceTypes,AQ425)>0,INDIRECT(\"'Space-by-Space Method'!F\"&ROUNDDOWN((ROW(A425)-52)/50,0)+4),\"\"))","v":""},{"$f":"IF(A425=\"\",\"\",IF(COUNTIF(BuildingSpecificSpaceTypes,AQ425)>0,INDIRECT(\"'Space-by-Space Method'!F\"&ROUNDDOWN((ROW(A425)-52)/50,0)+4),\"\"))","v":""},{"$f":"IF(A425=\"\",\"\",INDIRECT(\"'Fixture Schedule'!D\"&MOD(ROW(A425)-52,50)+9))","v":""},{"$f":"IF(A425=\"\",\"\",IF(AR425=\"\",\"\",INDIRECT(\"'Fixture Schedule'!K\"&MOD(ROW(A425)-52,50)+9)))","v":""},"",{"$f":"IF(A425=\"\",\"\",INDIRECT(\"'Fixture Schedule'!L\"&MOD(ROW(A425)-52,50)+9))","v":""},null,null,null,null,null,null,null,null,null,null,null,null,null,{"$f":"INDIRECT(\"'Space-by-Space Method'!\"&SUBSTITUTE(ADDRESS(1,MOD(ROW(A425)-52,50)+10,4),\"1\",\"\")&ROUNDDOWN((ROW(A425)-52)/50,0)+4)","v":0},{"$f":"LEFT(INDIRECT(\"'Space-by-Space Method'!BJ\"&ROUNDDOWN((ROW(A425)-52)/50,0)+4),3)","v":""},{"$f":"INDIRECT(\"'Fixture Schedule'!L\"&MOD(ROW(A425)-52,50)+9)","v":0},{"$f":"INDIRECT(\"'Fixture Schedule'!O\"&MOD(ROW(A425)-52,50)+9)","v":0},{"$f":"INDIRECT(\"'Space-by-Space Method'!F\"&ROUNDDOWN((ROW(A425)-52)/50,0)+4)","v":0},{"$f":"INDIRECT(\"'Fixture Schedule'!L\"&MOD(ROW(A425)-52,50)+9)","v":0},{"$f":"INDIRECT(\"'Space-by-Space Method'!D\"&ROUNDDOWN((ROW(A425)-52)/50,0)+4)","v":0},{"$f":"INDIRECT(\"'Space-by-Space Method'!E\"&ROUNDDOWN((ROW(A425)-52)/50,0)+4)","v":1}]
[{"$f":"IF(InteriorCalcType=2,IF(OR(AM426=0,AN426=\"DNQ\")=TRUE,\"\",INDIRECT(\"'Fixture Schedule'!M\"&MOD(ROW(A426)-52,50)+9)),\"\")","v":""},{"$f":"IF(A426=\"\",\"\",INDIRECT(\"'Fixture Schedule'!E\"&MOD(ROW(A426)-52,50)+9))","v":""},{"$f":"IF(A426=\"\",\"\",INDIRECT(\"'Fixture Schedule'!F\"&MOD(ROW(A426)-52,50)+9))","v":""},{"$f":"IF(A426=\"\",\"\",INDIRECT(\"'Fixture Schedule'!L\"&MOD(ROW(A426)-52,50)+9))","v":""},"",null,null,{"$f":"IF(A426=\"\",\"\",IF(AP426=1,Summary!$C$12*(AO426)/(SUM('Space-by-Space Method'!$BO$4:$BO$78,SUM('Exterior Lighting'!$BL$5:$BL$25))),0))","v":""},{"$f":"IF(A426=\"\",\"\",IF(START!$B$34=1,INDIRECT(\"'Space-by-Space Method'!\"&SUBSTITUTE(ADDRESS(1,MOD(ROW(A426)-52,50)+10,4),\"1\",\"\")&ROUNDDOWN((ROW(A426)-52)/50,0)+4),\"\"))","v":""},{"$f":"IF(A426=\"\",\"\",IF(AP426=1,Summary!$F$11*(AO426)/(SUM('Space-by-Space Method'!$BO$4:$BO$78,SUM('Exterior Lighting'!$BL$5:$BL$25))),0))","v":""},{"$f":"IF(A426=\"\",\"\",IF(AP426=1,Summary!$E$11*(AO426)/(SUM('Space-by-Space Method'!$BO$4:$BO$78,SUM('Exterior Lighting'!$BL$5:$BL$25))),0))","v":""},{"$f":"IF(A426=\"\",\"\",IF(AP426=1,Summary!$G$11*(AO426)/(SUM('Space-by-Space Method'!$BO$4:$BO$78,SUM('Exterior Lighting'!$BL$5:$BL$25))),0))","v":""},{"$f":"IF(A426=\"\",\"\",IF(AP426=1,Summary!$H$11*(AO426)/(SUM('Space-by-Space Method'!$BO$4:$BO$78)),0))","v":""},{"$f":"IF(A426=\"\",\"\",IF(AP426=1,Summary!$I$11*(AO426)/(SUM('Space-by-Space Method'!$BO$4:$BO$78)),0))","v":""},null,null,null,{"$f":"IF(A426=\"\",\"\",IF(START!$B$34=2,INDIRECT(\"'Space-by-Space Method'!\"&SUBSTITUTE(ADDRESS(1,MOD(ROW(A426)-52,50)+10,4),\"1\",\"\")&ROUNDDOWN((ROW(A426)-52)/50,0)+4),\"\"))","v":""},{"$f":"IF(A426=\"\",\"\",INDIRECT(\"'Space-by-Space Method'!C\"&ROUNDDOWN((ROW(A426)-52)/50,0)+4))","v":""},{"$f":"IF(A426=\"\",\"\",IF(COUNTIF(CommonSpaceTypes,AQ426)>0,INDIRECT(\"'Space-by-Space Method'!F\"&ROUNDDOWN((ROW(A426)-52)/50,0)+4),\"\"))","v":""},{"$f":"IF(A426=\"\",\"\",IF(COUNTIF(BuildingSpecificSpaceTypes,AQ426)>0,INDIRECT(\"'Space-by-Space Method'!F\"&ROUNDDOWN((ROW(A426)-52)/50,0)+4),\"\"))","v":""},{"$f":"IF(A426=\"\",\"\",INDIRECT(\"'Fixture Schedule'!D\"&MOD(ROW(A426)-52,50)+9))","v":""},{"$f":"IF(A426=\"\",\"\",IF(AR426=\"\",\"\",INDIRECT(\"'Fixture Schedule'!K\"&MOD(ROW(A426)-52,50)+9)))","v":""},"",{"$f":"IF(A426=\"\",\"\",INDIRECT(\"'Fixture Schedule'!L\"&MOD(ROW(A426)-52,50)+9))","v":""},null,null,null,null,null,null,null,null,null,null,null,null,null,{"$f":"INDIRECT(\"'Space-by-Space Method'!\"&SUBSTITUTE(ADDRESS(1,MOD(ROW(A426)-52,50)+10,4),\"1\",\"\")&ROUNDDOWN((ROW(A426)-52)/50,0)+4)","v":0},{"$f":"LEFT(INDIRECT(\"'Space-by-Space Method'!BJ\"&ROUNDDOWN((ROW(A426)-52)/50,0)+4),3)","v":""},{"$f":"INDIRECT(\"'Fixture Schedule'!L\"&MOD(ROW(A426)-52,50)+9)","v":0},{"$f":"INDIRECT(\"'Fixture Schedule'!O\"&MOD(ROW(A426)-52,50)+9)","v":0},{"$f":"INDIRECT(\"'Space-by-Space Method'!F\"&ROUNDDOWN((ROW(A426)-52)/50,0)+4)","v":0},{"$f":"INDIRECT(\"'Fixture Schedule'!L\"&MOD(ROW(A426)-52,50)+9)","v":0},{"$f":"INDIRECT(\"'Space-by-Space Method'!D\"&ROUNDDOWN((ROW(A426)-52)/50,0)+4)","v":0},{"$f":"INDIRECT(\"'Space-by-Space Method'!E\"&ROUNDDOWN((ROW(A426)-52)/50,0)+4)","v":1}]
[{"$f":"IF(InteriorCalcType=2,IF(OR(AM427=0,AN427=\"DNQ\")=TRUE,\"\",INDIRECT(\"'Fixture Schedule'!M\"&MOD(ROW(A427)-52,50)+9)),\"\")","v":""},{"$f":"IF(A427=\"\",\"\",INDIRECT(\"'Fixture Schedule'!E\"&MOD(ROW(A427)-52,50)+9))","v":""},{"$f":"IF(A427=\"\",\"\",INDIRECT(\"'Fixture Schedule'!F\"&MOD(ROW(A427)-52,50)+9))","v":""},{"$f":"IF(A427=\"\",\"\",INDIRECT(\"'Fixture Schedule'!L\"&MOD(ROW(A427)-52,50)+9))","v":""},"",null,null,{"$f":"IF(A427=\"\",\"\",IF(AP427=1,Summary!$C$12*(AO427)/(SUM('Space-by-Space Method'!$BO$4:$BO$78,SUM('Exterior Lighting'!$BL$5:$BL$25))),0))","v":""},{"$f":"IF(A427=\"\",\"\",IF(START!$B$34=1,INDIRECT(\"'Space-by-Space Method'!\"&SUBSTITUTE(ADDRESS(1,MOD(ROW(A427)-52,50)+10,4),\"1\",\"\")&ROUNDDOWN((ROW(A427)-52)/50,0)+4),\"\"))","v":""},{"$f":"IF(A427=\"\",\"\",IF(AP427=1,Summary!$F$11*(AO427)/(SUM('Space-by-Space Method'!$BO$4:$BO$78,SUM('Exterior Lighting'!$BL$5:$BL$25))),0))","v":""},{"$f":"IF(A427=\"\",\"\",IF(AP427=1,Summary!$E$11*(AO427)/(SUM('Space-by-Space Method'!$BO$4:$BO$78,SUM('Exterior Lighting'!$BL$5:$BL$25))),0))","v":""},{"$f":"IF(A427=\"\",\"\",IF(AP427=1,Summary!$G$11*(AO427)/(SUM('Space-by-Space Method'!$BO$4:$BO$78,SUM('Exterior Lighting'!$BL$5:$BL$25))),0))","v":""},{"$f":"IF(A427=\"\",\"\",IF(AP427=1,Summary!$H$11*(AO427)/(SUM('Space-by-Space Method'!$BO$4:$BO$78)),0))","v":""},{"$f":"IF(A427=\"\",\"\",IF(AP427=1,Summary!$I$11*(AO427)/(SUM('Space-by-Space Method'!$BO$4:$BO$78)),0))","v":""},null,null,null,{"$f":"IF(A427=\"\",\"\",IF(START!$B$34=2,INDIRECT(\"'Space-by-Space Method'!\"&SUBSTITUTE(ADDRESS(1,MOD(ROW(A427)-52,50)+10,4),\"1\",\"\")&ROUNDDOWN((ROW(A427)-52)/50,0)+4),\"\"))","v":""},{"$f":"IF(A427=\"\",\"\",INDIRECT(\"'Space-by-Space Method'!C\"&ROUNDDOWN((ROW(A427)-52)/50,0)+4))","v":""},{"$f":"IF(A427=\"\",\"\",IF(COUNTIF(CommonSpaceTypes,AQ427)>0,INDIRECT(\"'Space-by-Space Method'!F\"&ROUNDDOWN((ROW(A427)-52)/50,0)+4),\"\"))","v":""},{"$f":"IF(A427=\"\",\"\",IF(COUNTIF(BuildingSpecificSpaceTypes,AQ427)>0,INDIRECT(\"'Space-by-Space Method'!F\"&ROUNDDOWN((ROW(A427)-52)/50,0)+4),\"\"))","v":""},{"$f":"IF(A427=\"\",\"\",INDIRECT(\"'Fixture Schedule'!D\"&MOD(ROW(A427)-52,50)+9))","v":""},{"$f":"IF(A427=\"\",\"\",IF(AR427=\"\",\"\",INDIRECT(\"'Fixture Schedule'!K\"&MOD(ROW(A427)-52,50)+9)))","v":""},"",{"$f":"IF(A427=\"\",\"\",INDIRECT(\"'Fixture Schedule'!L\"&MOD(ROW(A427)-52,50)+9))","v":""},null,null,null,null,null,null,null,null,null,null,null,null,null,{"$f":"INDIRECT(\"'Space-by-Space Method'!\"&SUBSTITUTE(ADDRESS(1,MOD(ROW(A427)-52,50)+10,4),\"1\",\"\")&ROUNDDOWN((ROW(A427)-52)/50,0)+4)","v":0},{"$f":"LEFT(INDIRECT(\"'Space-by-Space Method'!BJ\"&ROUNDDOWN((ROW(A427)-52)/50,0)+4),3)","v":""},{"$f":"INDIRECT(\"'Fixture Schedule'!L\"&MOD(ROW(A427)-52,50)+9)","v":0},{"$f":"INDIRECT(\"'Fixture Schedule'!O\"&MOD(ROW(A427)-52,50)+9)","v":0},{"$f":"INDIRECT(\"'Space-by-Space Method'!F\"&ROUNDDOWN((ROW(A427)-52)/50,0)+4)","v":0},{"$f":"INDIRECT(\"'Fixture Schedule'!L\"&MOD(ROW(A427)-52,50)+9)","v":0},{"$f":"INDIRECT(\"'Space-by-Space Method'!D\"&ROUNDDOWN((ROW(A427)-52)/50,0)+4)","v":0},{"$f":"INDIRECT(\"'Space-by-Space Method'!E\"&ROUNDDOWN((ROW(A427)-52)/50,0)+4)","v":1}]
[{"$f":"IF(InteriorCalcType=2,IF(OR(AM428=0,AN428=\"DNQ\")=TRUE,\"\",INDIRECT(\"'Fixture Schedule'!M\"&MOD(ROW(A428)-52,50)+9)),\"\")","v":""},{"$f":"IF(A428=\"\",\"\",INDIRECT(\"'Fixture Schedule'!E\"&MOD(ROW(A428)-52,50)+9))","v":""},{"$f":"IF(A428=\"\",\"\",INDIRECT(\"'Fixture Schedule'!F\"&MOD(ROW(A428)-52,50)+9))","v":""},{"$f":"IF(A428=\"\",\"\",INDIRECT(\"'Fixture Schedule'!L\"&MOD(ROW(A428)-52,50)+9))","v":""},"",null,null,{"$f":"IF(A428=\"\",\"\",IF(AP428=1,Summary!$C$12*(AO428)/(SUM('Space-by-Space Method'!$BO$4:$BO$78,SUM('Exterior Lighting'!$BL$5:$BL$25))),0))","v":""},{"$f":"IF(A428=\"\",\"\",IF(START!$B$34=1,INDIRECT(\"'Space-by-Space Method'!\"&SUBSTITUTE(ADDRESS(1,MOD(ROW(A428)-52,50)+10,4),\"1\",\"\")&ROUNDDOWN((ROW(A428)-52)/50,0)+4),\"\"))","v":""},{"$f":"IF(A428=\"\",\"\",IF(AP428=1,Summary!$F$11*(AO428)/(SUM('Space-by-Space Method'!$BO$4:$BO$78,SUM('Exterior Lighting'!$BL$5:$BL$25))),0))","v":""},{"$f":"IF(A428=\"\",\"\",IF(AP428=1,Summary!$E$11*(AO428)/(SUM('Space-by-Space Method'!$BO$4:$BO$78,SUM('Exterior Lighting'!$BL$5:$BL$25))),0))","v":""},{"$f":"IF(A428=\"\",\"\",IF(AP428=1,Summary!$G$11*(AO428)/(SUM('Space-by-Space Method'!$BO$4:$BO$78,SUM('Exterior Lighting'!$BL$5:$BL$25))),0))","v":""},{"$f":"IF(A428=\"\",\"\",IF(AP428=1,Summary!$H$11*(AO428)/(SUM('Space-by-Space Method'!$BO$4:$BO$78)),0))","v":""},{"$f":"IF(A428=\"\",\"\",IF(AP428=1,Summary!$I$11*(AO428)/(SUM('Space-by-Space Method'!$BO$4:$BO$78)),0))","v":""},null,null,null,{"$f":"IF(A428=\"\",\"\",IF(START!$B$34=2,INDIRECT(\"'Space-by-Space Method'!\"&SUBSTITUTE(ADDRESS(1,MOD(ROW(A428)-52,50)+10,4),\"1\",\"\")&ROUNDDOWN((ROW(A428)-52)/50,0)+4),\"\"))","v":""},{"$f":"IF(A428=\"\",\"\",INDIRECT(\"'Space-by-Space Method'!C\"&ROUNDDOWN((ROW(A428)-52)/50,0)+4))","v":""},{"$f":"IF(A428=\"\",\"\",IF(COUNTIF(CommonSpaceTypes,AQ428)>0,INDIRECT(\"'Space-by-Space Method'!F\"&ROUNDDOWN((ROW(A428)-52)/50,0)+4),\"\"))","v":""},{"$f":"IF(A428=\"\",\"\",IF(COUNTIF(BuildingSpecificSpaceTypes,AQ428)>0,INDIRECT(\"'Space-by-Space Method'!F\"&ROUNDDOWN((ROW(A428)-52)/50,0)+4),\"\"))","v":""},{"$f":"IF(A428=\"\",\"\",INDIRECT(\"'Fixture Schedule'!D\"&MOD(ROW(A428)-52,50)+9))","v":""},{"$f":"IF(A428=\"\",\"\",IF(AR428=\"\",\"\",INDIRECT(\"'Fixture Schedule'!K\"&MOD(ROW(A428)-52,50)+9)))","v":""},"",{"$f":"IF(A428=\"\",\"\",INDIRECT(\"'Fixture Schedule'!L\"&MOD(ROW(A428)-52,50)+9))","v":""},null,null,null,null,null,null,null,null,null,null,null,null,null,{"$f":"INDIRECT(\"'Space-by-Space Method'!\"&SUBSTITUTE(ADDRESS(1,MOD(ROW(A428)-52,50)+10,4),\"1\",\"\")&ROUNDDOWN((ROW(A428)-52)/50,0)+4)","v":0},{"$f":"LEFT(INDIRECT(\"'Space-by-Space Method'!BJ\"&ROUNDDOWN((ROW(A428)-52)/50,0)+4),3)","v":""},{"$f":"INDIRECT(\"'Fixture Schedule'!L\"&MOD(ROW(A428)-52,50)+9)","v":0},{"$f":"INDIRECT(\"'Fixture Schedule'!O\"&MOD(ROW(A428)-52,50)+9)","v":0},{"$f":"INDIRECT(\"'Space-by-Space Method'!F\"&ROUNDDOWN((ROW(A428)-52)/50,0)+4)","v":0},{"$f":"INDIRECT(\"'Fixture Schedule'!L\"&MOD(ROW(A428)-52,50)+9)","v":0},{"$f":"INDIRECT(\"'Space-by-Space Method'!D\"&ROUNDDOWN((ROW(A428)-52)/50,0)+4)","v":0},{"$f":"INDIRECT(\"'Space-by-Space Method'!E\"&ROUNDDOWN((ROW(A428)-52)/50,0)+4)","v":1}]
[{"$f":"IF(InteriorCalcType=2,IF(OR(AM429=0,AN429=\"DNQ\")=TRUE,\"\",INDIRECT(\"'Fixture Schedule'!M\"&MOD(ROW(A429)-52,50)+9)),\"\")","v":""},{"$f":"IF(A429=\"\",\"\",INDIRECT(\"'Fixture Schedule'!E\"&MOD(ROW(A429)-52,50)+9))","v":""},{"$f":"IF(A429=\"\",\"\",INDIRECT(\"'Fixture Schedule'!F\"&MOD(ROW(A429)-52,50)+9))","v":""},{"$f":"IF(A429=\"\",\"\",INDIRECT(\"'Fixture Schedule'!L\"&MOD(ROW(A429)-52,50)+9))","v":""},"",null,null,{"$f":"IF(A429=\"\",\"\",IF(AP429=1,Summary!$C$12*(AO429)/(SUM('Space-by-Space Method'!$BO$4:$BO$78,SUM('Exterior Lighting'!$BL$5:$BL$25))),0))","v":""},{"$f":"IF(A429=\"\",\"\",IF(START!$B$34=1,INDIRECT(\"'Space-by-Space Method'!\"&SUBSTITUTE(ADDRESS(1,MOD(ROW(A429)-52,50)+10,4),\"1\",\"\")&ROUNDDOWN((ROW(A429)-52)/50,0)+4),\"\"))","v":""},{"$f":"IF(A429=\"\",\"\",IF(AP429=1,Summary!$F$11*(AO429)/(SUM('Space-by-Space Method'!$BO$4:$BO$78,SUM('Exterior Lighting'!$BL$5:$BL$25))),0))","v":""},{"$f":"IF(A429=\"\",\"\",IF(AP429=1,Summary!$E$11*(AO429)/(SUM('Space-by-Space Method'!$BO$4:$BO$78,SUM('Exterior Lighting'!$BL$5:$BL$25))),0))","v":""},{"$f":"IF(A429=\"\",\"\",IF(AP429=1,Summary!$G$11*(AO429)/(SUM('Space-by-Space Method'!$BO$4:$BO$78,SUM('Exterior Lighting'!$BL$5:$BL$25))),0))","v":""},{"$f":"IF(A429=\"\",\"\",IF(AP429=1,Summary!$H$11*(AO429)/(SUM('Space-by-Space Method'!$BO$4:$BO$78)),0))","v":""},{"$f":"IF(A429=\"\",\"\",IF(AP429=1,Summary!$I$11*(AO429)/(SUM('Space-by-Space Method'!$BO$4:$BO$78)),0))","v":""},null,null,null,{"$f":"IF(A429=\"\",\"\",IF(START!$B$34=2,INDIRECT(\"'Space-by-Space Method'!\"&SUBSTITUTE(ADDRESS(1,MOD(ROW(A429)-52,50)+10,4),\"1\",\"\")&ROUNDDOWN((ROW(A429)-52)/50,0)+4),\"\"))","v":""},{"$f":"IF(A429=\"\",\"\",INDIRECT(\"'Space-by-Space Method'!C\"&ROUNDDOWN((ROW(A429)-52)/50,0)+4))","v":""},{"$f":"IF(A429=\"\",\"\",IF(COUNTIF(CommonSpaceTypes,AQ429)>0,INDIRECT(\"'Space-by-Space Method'!F\"&ROUNDDOWN((ROW(A429)-52)/50,0)+4),\"\"))","v":""},{"$f":"IF(A429=\"\",\"\",IF(COUNTIF(BuildingSpecificSpaceTypes,AQ429)>0,INDIRECT(\"'Space-by-Space Method'!F\"&ROUNDDOWN((ROW(A429)-52)/50,0)+4),\"\"))","v":""},{"$f":"IF(A429=\"\",\"\",INDIRECT(\"'Fixture Schedule'!D\"&MOD(ROW(A429)-52,50)+9))","v":""},{"$f":"IF(A429=\"\",\"\",IF(AR429=\"\",\"\",INDIRECT(\"'Fixture Schedule'!K\"&MOD(ROW(A429)-52,50)+9)))","v":""},"",{"$f":"IF(A429=\"\",\"\",INDIRECT(\"'Fixture Schedule'!L\"&MOD(ROW(A429)-52,50)+9))","v":""},null,null,null,null,null,null,null,null,null,null,null,null,null,{"$f":"INDIRECT(\"'Space-by-Space Method'!\"&SUBSTITUTE(ADDRESS(1,MOD(ROW(A429)-52,50)+10,4),\"1\",\"\")&ROUNDDOWN((ROW(A429)-52)/50,0)+4)","v":0},{"$f":"LEFT(INDIRECT(\"'Space-by-Space Method'!BJ\"&ROUNDDOWN((ROW(A429)-52)/50,0)+4),3)","v":""},{"$f":"INDIRECT(\"'Fixture Schedule'!L\"&MOD(ROW(A429)-52,50)+9)","v":0},{"$f":"INDIRECT(\"'Fixture Schedule'!O\"&MOD(ROW(A429)-52,50)+9)","v":0},{"$f":"INDIRECT(\"'Space-by-Space Method'!F\"&ROUNDDOWN((ROW(A429)-52)/50,0)+4)","v":0},{"$f":"INDIRECT(\"'Fixture Schedule'!L\"&MOD(ROW(A429)-52,50)+9)","v":0},{"$f":"INDIRECT(\"'Space-by-Space Method'!D\"&ROUNDDOWN((ROW(A429)-52)/50,0)+4)","v":0},{"$f":"INDIRECT(\"'Space-by-Space Method'!E\"&ROUNDDOWN((ROW(A429)-52)/50,0)+4)","v":1}]
[{"$f":"IF(InteriorCalcType=2,IF(OR(AM430=0,AN430=\"DNQ\")=TRUE,\"\",INDIRECT(\"'Fixture Schedule'!M\"&MOD(ROW(A430)-52,50)+9)),\"\")","v":""},{"$f":"IF(A430=\"\",\"\",INDIRECT(\"'Fixture Schedule'!E\"&MOD(ROW(A430)-52,50)+9))","v":""},{"$f":"IF(A430=\"\",\"\",INDIRECT(\"'Fixture Schedule'!F\"&MOD(ROW(A430)-52,50)+9))","v":""},{"$f":"IF(A430=\"\",\"\",INDIRECT(\"'Fixture Schedule'!L\"&MOD(ROW(A430)-52,50)+9))","v":""},"",null,null,{"$f":"IF(A430=\"\",\"\",IF(AP430=1,Summary!$C$12*(AO430)/(SUM('Space-by-Space Method'!$BO$4:$BO$78,SUM('Exterior Lighting'!$BL$5:$BL$25))),0))","v":""},{"$f":"IF(A430=\"\",\"\",IF(START!$B$34=1,INDIRECT(\"'Space-by-Space Method'!\"&SUBSTITUTE(ADDRESS(1,MOD(ROW(A430)-52,50)+10,4),\"1\",\"\")&ROUNDDOWN((ROW(A430)-52)/50,0)+4),\"\"))","v":""},{"$f":"IF(A430=\"\",\"\",IF(AP430=1,Summary!$F$11*(AO430)/(SUM('Space-by-Space Method'!$BO$4:$BO$78,SUM('Exterior Lighting'!$BL$5:$BL$25))),0))","v":""},{"$f":"IF(A430=\"\",\"\",IF(AP430=1,Summary!$E$11*(AO430)/(SUM('Space-by-Space Method'!$BO$4:$BO$78,SUM('Exterior Lighting'!$BL$5:$BL$25))),0))","v":""},{"$f":"IF(A430=\"\",\"\",IF(AP430=1,Summary!$G$11*(AO430)/(SUM('Space-by-Space Method'!$BO$4:$BO$78,SUM('Exterior Lighting'!$BL$5:$BL$25))),0))","v":""},{"$f":"IF(A430=\"\",\"\",IF(AP430=1,Summary!$H$11*(AO430)/(SUM('Space-by-Space Method'!$BO$4:$BO$78)),0))","v":""},{"$f":"IF(A430=\"\",\"\",IF(AP430=1,Summary!$I$11*(AO430)/(SUM('Space-by-Space Method'!$BO$4:$BO$78)),0))","v":""},null,null,null,{"$f":"IF(A430=\"\",\"\",IF(START!$B$34=2,INDIRECT(\"'Space-by-Space Method'!\"&SUBSTITUTE(ADDRESS(1,MOD(ROW(A430)-52,50)+10,4),\"1\",\"\")&ROUNDDOWN((ROW(A430)-52)/50,0)+4),\"\"))","v":""},{"$f":"IF(A430=\"\",\"\",INDIRECT(\"'Space-by-Space Method'!C\"&ROUNDDOWN((ROW(A430)-52)/50,0)+4))","v":""},{"$f":"IF(A430=\"\",\"\",IF(COUNTIF(CommonSpaceTypes,AQ430)>0,INDIRECT(\"'Space-by-Space Method'!F\"&ROUNDDOWN((ROW(A430)-52)/50,0)+4),\"\"))","v":""},{"$f":"IF(A430=\"\",\"\",IF(COUNTIF(BuildingSpecificSpaceTypes,AQ430)>0,INDIRECT(\"'Space-by-Space Method'!F\"&ROUNDDOWN((ROW(A430)-52)/50,0)+4),\"\"))","v":""},{"$f":"IF(A430=\"\",\"\",INDIRECT(\"'Fixture Schedule'!D\"&MOD(ROW(A430)-52,50)+9))","v":""},{"$f":"IF(A430=\"\",\"\",IF(AR430=\"\",\"\",INDIRECT(\"'Fixture Schedule'!K\"&MOD(ROW(A430)-52,50)+9)))","v":""},"",{"$f":"IF(A430=\"\",\"\",INDIRECT(\"'Fixture Schedule'!L\"&MOD(ROW(A430)-52,50)+9))","v":""},null,null,null,null,null,null,null,null,null,null,null,null,null,{"$f":"INDIRECT(\"'Space-by-Space Method'!\"&SUBSTITUTE(ADDRESS(1,MOD(ROW(A430)-52,50)+10,4),\"1\",\"\")&ROUNDDOWN((ROW(A430)-52)/50,0)+4)","v":0},{"$f":"LEFT(INDIRECT(\"'Space-by-Space Method'!BJ\"&ROUNDDOWN((ROW(A430)-52)/50,0)+4),3)","v":""},{"$f":"INDIRECT(\"'Fixture Schedule'!L\"&MOD(ROW(A430)-52,50)+9)","v":0},{"$f":"INDIRECT(\"'Fixture Schedule'!O\"&MOD(ROW(A430)-52,50)+9)","v":0},{"$f":"INDIRECT(\"'Space-by-Space Method'!F\"&ROUNDDOWN((ROW(A430)-52)/50,0)+4)","v":0},{"$f":"INDIRECT(\"'Fixture Schedule'!L\"&MOD(ROW(A430)-52,50)+9)","v":0},{"$f":"INDIRECT(\"'Space-by-Space Method'!D\"&ROUNDDOWN((ROW(A430)-52)/50,0)+4)","v":0},{"$f":"INDIRECT(\"'Space-by-Space Method'!E\"&ROUNDDOWN((ROW(A430)-52)/50,0)+4)","v":1}]
[{"$f":"IF(InteriorCalcType=2,IF(OR(AM431=0,AN431=\"DNQ\")=TRUE,\"\",INDIRECT(\"'Fixture Schedule'!M\"&MOD(ROW(A431)-52,50)+9)),\"\")","v":""},{"$f":"IF(A431=\"\",\"\",INDIRECT(\"'Fixture Schedule'!E\"&MOD(ROW(A431)-52,50)+9))","v":""},{"$f":"IF(A431=\"\",\"\",INDIRECT(\"'Fixture Schedule'!F\"&MOD(ROW(A431)-52,50)+9))","v":""},{"$f":"IF(A431=\"\",\"\",INDIRECT(\"'Fixture Schedule'!L\"&MOD(ROW(A431)-52,50)+9))","v":""},"",null,null,{"$f":"IF(A431=\"\",\"\",IF(AP431=1,Summary!$C$12*(AO431)/(SUM('Space-by-Space Method'!$BO$4:$BO$78,SUM('Exterior Lighting'!$BL$5:$BL$25))),0))","v":""},{"$f":"IF(A431=\"\",\"\",IF(START!$B$34=1,INDIRECT(\"'Space-by-Space Method'!\"&SUBSTITUTE(ADDRESS(1,MOD(ROW(A431)-52,50)+10,4),\"1\",\"\")&ROUNDDOWN((ROW(A431)-52)/50,0)+4),\"\"))","v":""},{"$f":"IF(A431=\"\",\"\",IF(AP431=1,Summary!$F$11*(AO431)/(SUM('Space-by-Space Method'!$BO$4:$BO$78,SUM('Exterior Lighting'!$BL$5:$BL$25))),0))","v":""},{"$f":"IF(A431=\"\",\"\",IF(AP431=1,Summary!$E$11*(AO431)/(SUM('Space-by-Space Method'!$BO$4:$BO$78,SUM('Exterior Lighting'!$BL$5:$BL$25))),0))","v":""},{"$f":"IF(A431=\"\",\"\",IF(AP431=1,Summary!$G$11*(AO431)/(SUM('Space-by-Space Method'!$BO$4:$BO$78,SUM('Exterior Lighting'!$BL$5:$BL$25))),0))","v":""},{"$f":"IF(A431=\"\",\"\",IF(AP431=1,Summary!$H$11*(AO431)/(SUM('Space-by-Space Method'!$BO$4:$BO$78)),0))","v":""},{"$f":"IF(A431=\"\",\"\",IF(AP431=1,Summary!$I$11*(AO431)/(SUM('Space-by-Space Method'!$BO$4:$BO$78)),0))","v":""},null,null,null,{"$f":"IF(A431=\"\",\"\",IF(START!$B$34=2,INDIRECT(\"'Space-by-Space Method'!\"&SUBSTITUTE(ADDRESS(1,MOD(ROW(A431)-52,50)+10,4),\"1\",\"\")&ROUNDDOWN((ROW(A431)-52)/50,0)+4),\"\"))","v":""},{"$f":"IF(A431=\"\",\"\",INDIRECT(\"'Space-by-Space Method'!C\"&ROUNDDOWN((ROW(A431)-52)/50,0)+4))","v":""},{"$f":"IF(A431=\"\",\"\",IF(COUNTIF(CommonSpaceTypes,AQ431)>0,INDIRECT(\"'Space-by-Space Method'!F\"&ROUNDDOWN((ROW(A431)-52)/50,0)+4),\"\"))","v":""},{"$f":"IF(A431=\"\",\"\",IF(COUNTIF(BuildingSpecificSpaceTypes,AQ431)>0,INDIRECT(\"'Space-by-Space Method'!F\"&ROUNDDOWN((ROW(A431)-52)/50,0)+4),\"\"))","v":""},{"$f":"IF(A431=\"\",\"\",INDIRECT(\"'Fixture Schedule'!D\"&MOD(ROW(A431)-52,50)+9))","v":""},{"$f":"IF(A431=\"\",\"\",IF(AR431=\"\",\"\",INDIRECT(\"'Fixture Schedule'!K\"&MOD(ROW(A431)-52,50)+9)))","v":""},"",{"$f":"IF(A431=\"\",\"\",INDIRECT(\"'Fixture Schedule'!L\"&MOD(ROW(A431)-52,50)+9))","v":""},null,null,null,null,null,null,null,null,null,null,null,null,null,{"$f":"INDIRECT(\"'Space-by-Space Method'!\"&SUBSTITUTE(ADDRESS(1,MOD(ROW(A431)-52,50)+10,4),\"1\",\"\")&ROUNDDOWN((ROW(A431)-52)/50,0)+4)","v":0},{"$f":"LEFT(INDIRECT(\"'Space-by-Space Method'!BJ\"&ROUNDDOWN((ROW(A431)-52)/50,0)+4),3)","v":""},{"$f":"INDIRECT(\"'Fixture Schedule'!L\"&MOD(ROW(A431)-52,50)+9)","v":0},{"$f":"INDIRECT(\"'Fixture Schedule'!O\"&MOD(ROW(A431)-52,50)+9)","v":0},{"$f":"INDIRECT(\"'Space-by-Space Method'!F\"&ROUNDDOWN((ROW(A431)-52)/50,0)+4)","v":0},{"$f":"INDIRECT(\"'Fixture Schedule'!L\"&MOD(ROW(A431)-52,50)+9)","v":0},{"$f":"INDIRECT(\"'Space-by-Space Method'!D\"&ROUNDDOWN((ROW(A431)-52)/50,0)+4)","v":0},{"$f":"INDIRECT(\"'Space-by-Space Method'!E\"&ROUNDDOWN((ROW(A431)-52)/50,0)+4)","v":1}]
[{"$f":"IF(InteriorCalcType=2,IF(OR(AM432=0,AN432=\"DNQ\")=TRUE,\"\",INDIRECT(\"'Fixture Schedule'!M\"&MOD(ROW(A432)-52,50)+9)),\"\")","v":""},{"$f":"IF(A432=\"\",\"\",INDIRECT(\"'Fixture Schedule'!E\"&MOD(ROW(A432)-52,50)+9))","v":""},{"$f":"IF(A432=\"\",\"\",INDIRECT(\"'Fixture Schedule'!F\"&MOD(ROW(A432)-52,50)+9))","v":""},{"$f":"IF(A432=\"\",\"\",INDIRECT(\"'Fixture Schedule'!L\"&MOD(ROW(A432)-52,50)+9))","v":""},"",null,null,{"$f":"IF(A432=\"\",\"\",IF(AP432=1,Summary!$C$12*(AO432)/(SUM('Space-by-Space Method'!$BO$4:$BO$78,SUM('Exterior Lighting'!$BL$5:$BL$25))),0))","v":""},{"$f":"IF(A432=\"\",\"\",IF(START!$B$34=1,INDIRECT(\"'Space-by-Space Method'!\"&SUBSTITUTE(ADDRESS(1,MOD(ROW(A432)-52,50)+10,4),\"1\",\"\")&ROUNDDOWN((ROW(A432)-52)/50,0)+4),\"\"))","v":""},{"$f":"IF(A432=\"\",\"\",IF(AP432=1,Summary!$F$11*(AO432)/(SUM('Space-by-Space Method'!$BO$4:$BO$78,SUM('Exterior Lighting'!$BL$5:$BL$25))),0))","v":""},{"$f":"IF(A432=\"\",\"\",IF(AP432=1,Summary!$E$11*(AO432)/(SUM('Space-by-Space Method'!$BO$4:$BO$78,SUM('Exterior Lighting'!$BL$5:$BL$25))),0))","v":""},{"$f":"IF(A432=\"\",\"\",IF(AP432=1,Summary!$G$11*(AO432)/(SUM('Space-by-Space Method'!$BO$4:$BO$78,SUM('Exterior Lighting'!$BL$5:$BL$25))),0))","v":""},{"$f":"IF(A432=\"\",\"\",IF(AP432=1,Summary!$H$11*(AO432)/(SUM('Space-by-Space Method'!$BO$4:$BO$78)),0))","v":""},{"$f":"IF(A432=\"\",\"\",IF(AP432=1,Summary!$I$11*(AO432)/(SUM('Space-by-Space Method'!$BO$4:$BO$78)),0))","v":""},null,null,null,{"$f":"IF(A432=\"\",\"\",IF(START!$B$34=2,INDIRECT(\"'Space-by-Space Method'!\"&SUBSTITUTE(ADDRESS(1,MOD(ROW(A432)-52,50)+10,4),\"1\",\"\")&ROUNDDOWN((ROW(A432)-52)/50,0)+4),\"\"))","v":""},{"$f":"IF(A432=\"\",\"\",INDIRECT(\"'Space-by-Space Method'!C\"&ROUNDDOWN((ROW(A432)-52)/50,0)+4))","v":""},{"$f":"IF(A432=\"\",\"\",IF(COUNTIF(CommonSpaceTypes,AQ432)>0,INDIRECT(\"'Space-by-Space Method'!F\"&ROUNDDOWN((ROW(A432)-52)/50,0)+4),\"\"))","v":""},{"$f":"IF(A432=\"\",\"\",IF(COUNTIF(BuildingSpecificSpaceTypes,AQ432)>0,INDIRECT(\"'Space-by-Space Method'!F\"&ROUNDDOWN((ROW(A432)-52)/50,0)+4),\"\"))","v":""},{"$f":"IF(A432=\"\",\"\",INDIRECT(\"'Fixture Schedule'!D\"&MOD(ROW(A432)-52,50)+9))","v":""},{"$f":"IF(A432=\"\",\"\",IF(AR432=\"\",\"\",INDIRECT(\"'Fixture Schedule'!K\"&MOD(ROW(A432)-52,50)+9)))","v":""},"",{"$f":"IF(A432=\"\",\"\",INDIRECT(\"'Fixture Schedule'!L\"&MOD(ROW(A432)-52,50)+9))","v":""},null,null,null,null,null,null,null,null,null,null,null,null,null,{"$f":"INDIRECT(\"'Space-by-Space Method'!\"&SUBSTITUTE(ADDRESS(1,MOD(ROW(A432)-52,50)+10,4),\"1\",\"\")&ROUNDDOWN((ROW(A432)-52)/50,0)+4)","v":0},{"$f":"LEFT(INDIRECT(\"'Space-by-Space Method'!BJ\"&ROUNDDOWN((ROW(A432)-52)/50,0)+4),3)","v":""},{"$f":"INDIRECT(\"'Fixture Schedule'!L\"&MOD(ROW(A432)-52,50)+9)","v":0},{"$f":"INDIRECT(\"'Fixture Schedule'!O\"&MOD(ROW(A432)-52,50)+9)","v":0},{"$f":"INDIRECT(\"'Space-by-Space Method'!F\"&ROUNDDOWN((ROW(A432)-52)/50,0)+4)","v":0},{"$f":"INDIRECT(\"'Fixture Schedule'!L\"&MOD(ROW(A432)-52,50)+9)","v":0},{"$f":"INDIRECT(\"'Space-by-Space Method'!D\"&ROUNDDOWN((ROW(A432)-52)/50,0)+4)","v":0},{"$f":"INDIRECT(\"'Space-by-Space Method'!E\"&ROUNDDOWN((ROW(A432)-52)/50,0)+4)","v":1}]
[{"$f":"IF(InteriorCalcType=2,IF(OR(AM433=0,AN433=\"DNQ\")=TRUE,\"\",INDIRECT(\"'Fixture Schedule'!M\"&MOD(ROW(A433)-52,50)+9)),\"\")","v":""},{"$f":"IF(A433=\"\",\"\",INDIRECT(\"'Fixture Schedule'!E\"&MOD(ROW(A433)-52,50)+9))","v":""},{"$f":"IF(A433=\"\",\"\",INDIRECT(\"'Fixture Schedule'!F\"&MOD(ROW(A433)-52,50)+9))","v":""},{"$f":"IF(A433=\"\",\"\",INDIRECT(\"'Fixture Schedule'!L\"&MOD(ROW(A433)-52,50)+9))","v":""},"",null,null,{"$f":"IF(A433=\"\",\"\",IF(AP433=1,Summary!$C$12*(AO433)/(SUM('Space-by-Space Method'!$BO$4:$BO$78,SUM('Exterior Lighting'!$BL$5:$BL$25))),0))","v":""},{"$f":"IF(A433=\"\",\"\",IF(START!$B$34=1,INDIRECT(\"'Space-by-Space Method'!\"&SUBSTITUTE(ADDRESS(1,MOD(ROW(A433)-52,50)+10,4),\"1\",\"\")&ROUNDDOWN((ROW(A433)-52)/50,0)+4),\"\"))","v":""},{"$f":"IF(A433=\"\",\"\",IF(AP433=1,Summary!$F$11*(AO433)/(SUM('Space-by-Space Method'!$BO$4:$BO$78,SUM('Exterior Lighting'!$BL$5:$BL$25))),0))","v":""},{"$f":"IF(A433=\"\",\"\",IF(AP433=1,Summary!$E$11*(AO433)/(SUM('Space-by-Space Method'!$BO$4:$BO$78,SUM('Exterior Lighting'!$BL$5:$BL$25))),0))","v":""},{"$f":"IF(A433=\"\",\"\",IF(AP433=1,Summary!$G$11*(AO433)/(SUM('Space-by-Space Method'!$BO$4:$BO$78,SUM('Exterior Lighting'!$BL$5:$BL$25))),0))","v":""},{"$f":"IF(A433=\"\",\"\",IF(AP433=1,Summary!$H$11*(AO433)/(SUM('Space-by-Space Method'!$BO$4:$BO$78)),0))","v":""},{"$f":"IF(A433=\"\",\"\",IF(AP433=1,Summary!$I$11*(AO433)/(SUM('Space-by-Space Method'!$BO$4:$BO$78)),0))","v":""},null,null,null,{"$f":"IF(A433=\"\",\"\",IF(START!$B$34=2,INDIRECT(\"'Space-by-Space Method'!\"&SUBSTITUTE(ADDRESS(1,MOD(ROW(A433)-52,50)+10,4),\"1\",\"\")&ROUNDDOWN((ROW(A433)-52)/50,0)+4),\"\"))","v":""},{"$f":"IF(A433=\"\",\"\",INDIRECT(\"'Space-by-Space Method'!C\"&ROUNDDOWN((ROW(A433)-52)/50,0)+4))","v":""},{"$f":"IF(A433=\"\",\"\",IF(COUNTIF(CommonSpaceTypes,AQ433)>0,INDIRECT(\"'Space-by-Space Method'!F\"&ROUNDDOWN((ROW(A433)-52)/50,0)+4),\"\"))","v":""},{"$f":"IF(A433=\"\",\"\",IF(COUNTIF(BuildingSpecificSpaceTypes,AQ433)>0,INDIRECT(\"'Space-by-Space Method'!F\"&ROUNDDOWN((ROW(A433)-52)/50,0)+4),\"\"))","v":""},{"$f":"IF(A433=\"\",\"\",INDIRECT(\"'Fixture Schedule'!D\"&MOD(ROW(A433)-52,50)+9))","v":""},{"$f":"IF(A433=\"\",\"\",IF(AR433=\"\",\"\",INDIRECT(\"'Fixture Schedule'!K\"&MOD(ROW(A433)-52,50)+9)))","v":""},"",{"$f":"IF(A433=\"\",\"\",INDIRECT(\"'Fixture Schedule'!L\"&MOD(ROW(A433)-52,50)+9))","v":""},null,null,null,null,null,null,null,null,null,null,null,null,null,{"$f":"INDIRECT(\"'Space-by-Space Method'!\"&SUBSTITUTE(ADDRESS(1,MOD(ROW(A433)-52,50)+10,4),\"1\",\"\")&ROUNDDOWN((ROW(A433)-52)/50,0)+4)","v":0},{"$f":"LEFT(INDIRECT(\"'Space-by-Space Method'!BJ\"&ROUNDDOWN((ROW(A433)-52)/50,0)+4),3)","v":""},{"$f":"INDIRECT(\"'Fixture Schedule'!L\"&MOD(ROW(A433)-52,50)+9)","v":0},{"$f":"INDIRECT(\"'Fixture Schedule'!O\"&MOD(ROW(A433)-52,50)+9)","v":0},{"$f":"INDIRECT(\"'Space-by-Space Method'!F\"&ROUNDDOWN((ROW(A433)-52)/50,0)+4)","v":0},{"$f":"INDIRECT(\"'Fixture Schedule'!L\"&MOD(ROW(A433)-52,50)+9)","v":0},{"$f":"INDIRECT(\"'Space-by-Space Method'!D\"&ROUNDDOWN((ROW(A433)-52)/50,0)+4)","v":0},{"$f":"INDIRECT(\"'Space-by-Space Method'!E\"&ROUNDDOWN((ROW(A433)-52)/50,0)+4)","v":1}]
[{"$f":"IF(InteriorCalcType=2,IF(OR(AM434=0,AN434=\"DNQ\")=TRUE,\"\",INDIRECT(\"'Fixture Schedule'!M\"&MOD(ROW(A434)-52,50)+9)),\"\")","v":""},{"$f":"IF(A434=\"\",\"\",INDIRECT(\"'Fixture Schedule'!E\"&MOD(ROW(A434)-52,50)+9))","v":""},{"$f":"IF(A434=\"\",\"\",INDIRECT(\"'Fixture Schedule'!F\"&MOD(ROW(A434)-52,50)+9))","v":""},{"$f":"IF(A434=\"\",\"\",INDIRECT(\"'Fixture Schedule'!L\"&MOD(ROW(A434)-52,50)+9))","v":""},"",null,null,{"$f":"IF(A434=\"\",\"\",IF(AP434=1,Summary!$C$12*(AO434)/(SUM('Space-by-Space Method'!$BO$4:$BO$78,SUM('Exterior Lighting'!$BL$5:$BL$25))),0))","v":""},{"$f":"IF(A434=\"\",\"\",IF(START!$B$34=1,INDIRECT(\"'Space-by-Space Method'!\"&SUBSTITUTE(ADDRESS(1,MOD(ROW(A434)-52,50)+10,4),\"1\",\"\")&ROUNDDOWN((ROW(A434)-52)/50,0)+4),\"\"))","v":""},{"$f":"IF(A434=\"\",\"\",IF(AP434=1,Summary!$F$11*(AO434)/(SUM('Space-by-Space Method'!$BO$4:$BO$78,SUM('Exterior Lighting'!$BL$5:$BL$25))),0))","v":""},{"$f":"IF(A434=\"\",\"\",IF(AP434=1,Summary!$E$11*(AO434)/(SUM('Space-by-Space Method'!$BO$4:$BO$78,SUM('Exterior Lighting'!$BL$5:$BL$25))),0))","v":""},{"$f":"IF(A434=\"\",\"\",IF(AP434=1,Summary!$G$11*(AO434)/(SUM('Space-by-Space Method'!$BO$4:$BO$78,SUM('Exterior Lighting'!$BL$5:$BL$25))),0))","v":""},{"$f":"IF(A434=\"\",\"\",IF(AP434=1,Summary!$H$11*(AO434)/(SUM('Space-by-Space Method'!$BO$4:$BO$78)),0))","v":""},{"$f":"IF(A434=\"\",\"\",IF(AP434=1,Summary!$I$11*(AO434)/(SUM('Space-by-Space Method'!$BO$4:$BO$78)),0))","v":""},null,null,null,{"$f":"IF(A434=\"\",\"\",IF(START!$B$34=2,INDIRECT(\"'Space-by-Space Method'!\"&SUBSTITUTE(ADDRESS(1,MOD(ROW(A434)-52,50)+10,4),\"1\",\"\")&ROUNDDOWN((ROW(A434)-52)/50,0)+4),\"\"))","v":""},{"$f":"IF(A434=\"\",\"\",INDIRECT(\"'Space-by-Space Method'!C\"&ROUNDDOWN((ROW(A434)-52)/50,0)+4))","v":""},{"$f":"IF(A434=\"\",\"\",IF(COUNTIF(CommonSpaceTypes,AQ434)>0,INDIRECT(\"'Space-by-Space Method'!F\"&ROUNDDOWN((ROW(A434)-52)/50,0)+4),\"\"))","v":""},{"$f":"IF(A434=\"\",\"\",IF(COUNTIF(BuildingSpecificSpaceTypes,AQ434)>0,INDIRECT(\"'Space-by-Space Method'!F\"&ROUNDDOWN((ROW(A434)-52)/50,0)+4),\"\"))","v":""},{"$f":"IF(A434=\"\",\"\",INDIRECT(\"'Fixture Schedule'!D\"&MOD(ROW(A434)-52,50)+9))","v":""},{"$f":"IF(A434=\"\",\"\",IF(AR434=\"\",\"\",INDIRECT(\"'Fixture Schedule'!K\"&MOD(ROW(A434)-52,50)+9)))","v":""},"",{"$f":"IF(A434=\"\",\"\",INDIRECT(\"'Fixture Schedule'!L\"&MOD(ROW(A434)-52,50)+9))","v":""},null,null,null,null,null,null,null,null,null,null,null,null,null,{"$f":"INDIRECT(\"'Space-by-Space Method'!\"&SUBSTITUTE(ADDRESS(1,MOD(ROW(A434)-52,50)+10,4),\"1\",\"\")&ROUNDDOWN((ROW(A434)-52)/50,0)+4)","v":0},{"$f":"LEFT(INDIRECT(\"'Space-by-Space Method'!BJ\"&ROUNDDOWN((ROW(A434)-52)/50,0)+4),3)","v":""},{"$f":"INDIRECT(\"'Fixture Schedule'!L\"&MOD(ROW(A434)-52,50)+9)","v":0},{"$f":"INDIRECT(\"'Fixture Schedule'!O\"&MOD(ROW(A434)-52,50)+9)","v":0},{"$f":"INDIRECT(\"'Space-by-Space Method'!F\"&ROUNDDOWN((ROW(A434)-52)/50,0)+4)","v":0},{"$f":"INDIRECT(\"'Fixture Schedule'!L\"&MOD(ROW(A434)-52,50)+9)","v":0},{"$f":"INDIRECT(\"'Space-by-Space Method'!D\"&ROUNDDOWN((ROW(A434)-52)/50,0)+4)","v":0},{"$f":"INDIRECT(\"'Space-by-Space Method'!E\"&ROUNDDOWN((ROW(A434)-52)/50,0)+4)","v":1}]
[{"$f":"IF(InteriorCalcType=2,IF(OR(AM435=0,AN435=\"DNQ\")=TRUE,\"\",INDIRECT(\"'Fixture Schedule'!M\"&MOD(ROW(A435)-52,50)+9)),\"\")","v":""},{"$f":"IF(A435=\"\",\"\",INDIRECT(\"'Fixture Schedule'!E\"&MOD(ROW(A435)-52,50)+9))","v":""},{"$f":"IF(A435=\"\",\"\",INDIRECT(\"'Fixture Schedule'!F\"&MOD(ROW(A435)-52,50)+9))","v":""},{"$f":"IF(A435=\"\",\"\",INDIRECT(\"'Fixture Schedule'!L\"&MOD(ROW(A435)-52,50)+9))","v":""},"",null,null,{"$f":"IF(A435=\"\",\"\",IF(AP435=1,Summary!$C$12*(AO435)/(SUM('Space-by-Space Method'!$BO$4:$BO$78,SUM('Exterior Lighting'!$BL$5:$BL$25))),0))","v":""},{"$f":"IF(A435=\"\",\"\",IF(START!$B$34=1,INDIRECT(\"'Space-by-Space Method'!\"&SUBSTITUTE(ADDRESS(1,MOD(ROW(A435)-52,50)+10,4),\"1\",\"\")&ROUNDDOWN((ROW(A435)-52)/50,0)+4),\"\"))","v":""},{"$f":"IF(A435=\"\",\"\",IF(AP435=1,Summary!$F$11*(AO435)/(SUM('Space-by-Space Method'!$BO$4:$BO$78,SUM('Exterior Lighting'!$BL$5:$BL$25))),0))","v":""},{"$f":"IF(A435=\"\",\"\",IF(AP435=1,Summary!$E$11*(AO435)/(SUM('Space-by-Space Method'!$BO$4:$BO$78,SUM('Exterior Lighting'!$BL$5:$BL$25))),0))","v":""},{"$f":"IF(A435=\"\",\"\",IF(AP435=1,Summary!$G$11*(AO435)/(SUM('Space-by-Space Method'!$BO$4:$BO$78,SUM('Exterior Lighting'!$BL$5:$BL$25))),0))","v":""},{"$f":"IF(A435=\"\",\"\",IF(AP435=1,Summary!$H$11*(AO435)/(SUM('Space-by-Space Method'!$BO$4:$BO$78)),0))","v":""},{"$f":"IF(A435=\"\",\"\",IF(AP435=1,Summary!$I$11*(AO435)/(SUM('Space-by-Space Method'!$BO$4:$BO$78)),0))","v":""},null,null,null,{"$f":"IF(A435=\"\",\"\",IF(START!$B$34=2,INDIRECT(\"'Space-by-Space Method'!\"&SUBSTITUTE(ADDRESS(1,MOD(ROW(A435)-52,50)+10,4),\"1\",\"\")&ROUNDDOWN((ROW(A435)-52)/50,0)+4),\"\"))","v":""},{"$f":"IF(A435=\"\",\"\",INDIRECT(\"'Space-by-Space Method'!C\"&ROUNDDOWN((ROW(A435)-52)/50,0)+4))","v":""},{"$f":"IF(A435=\"\",\"\",IF(COUNTIF(CommonSpaceTypes,AQ435)>0,INDIRECT(\"'Space-by-Space Method'!F\"&ROUNDDOWN((ROW(A435)-52)/50,0)+4),\"\"))","v":""},{"$f":"IF(A435=\"\",\"\",IF(COUNTIF(BuildingSpecificSpaceTypes,AQ435)>0,INDIRECT(\"'Space-by-Space Method'!F\"&ROUNDDOWN((ROW(A435)-52)/50,0)+4),\"\"))","v":""},{"$f":"IF(A435=\"\",\"\",INDIRECT(\"'Fixture Schedule'!D\"&MOD(ROW(A435)-52,50)+9))","v":""},{"$f":"IF(A435=\"\",\"\",IF(AR435=\"\",\"\",INDIRECT(\"'Fixture Schedule'!K\"&MOD(ROW(A435)-52,50)+9)))","v":""},"",{"$f":"IF(A435=\"\",\"\",INDIRECT(\"'Fixture Schedule'!L\"&MOD(ROW(A435)-52,50)+9))","v":""},null,null,null,null,null,null,null,null,null,null,null,null,null,{"$f":"INDIRECT(\"'Space-by-Space Method'!\"&SUBSTITUTE(ADDRESS(1,MOD(ROW(A435)-52,50)+10,4),\"1\",\"\")&ROUNDDOWN((ROW(A435)-52)/50,0)+4)","v":0},{"$f":"LEFT(INDIRECT(\"'Space-by-Space Method'!BJ\"&ROUNDDOWN((ROW(A435)-52)/50,0)+4),3)","v":""},{"$f":"INDIRECT(\"'Fixture Schedule'!L\"&MOD(ROW(A435)-52,50)+9)","v":0},{"$f":"INDIRECT(\"'Fixture Schedule'!O\"&MOD(ROW(A435)-52,50)+9)","v":0},{"$f":"INDIRECT(\"'Space-by-Space Method'!F\"&ROUNDDOWN((ROW(A435)-52)/50,0)+4)","v":0},{"$f":"INDIRECT(\"'Fixture Schedule'!L\"&MOD(ROW(A435)-52,50)+9)","v":0},{"$f":"INDIRECT(\"'Space-by-Space Method'!D\"&ROUNDDOWN((ROW(A435)-52)/50,0)+4)","v":0},{"$f":"INDIRECT(\"'Space-by-Space Method'!E\"&ROUNDDOWN((ROW(A435)-52)/50,0)+4)","v":1}]
[{"$f":"IF(InteriorCalcType=2,IF(OR(AM436=0,AN436=\"DNQ\")=TRUE,\"\",INDIRECT(\"'Fixture Schedule'!M\"&MOD(ROW(A436)-52,50)+9)),\"\")","v":""},{"$f":"IF(A436=\"\",\"\",INDIRECT(\"'Fixture Schedule'!E\"&MOD(ROW(A436)-52,50)+9))","v":""},{"$f":"IF(A436=\"\",\"\",INDIRECT(\"'Fixture Schedule'!F\"&MOD(ROW(A436)-52,50)+9))","v":""},{"$f":"IF(A436=\"\",\"\",INDIRECT(\"'Fixture Schedule'!L\"&MOD(ROW(A436)-52,50)+9))","v":""},"",null,null,{"$f":"IF(A436=\"\",\"\",IF(AP436=1,Summary!$C$12*(AO436)/(SUM('Space-by-Space Method'!$BO$4:$BO$78,SUM('Exterior Lighting'!$BL$5:$BL$25))),0))","v":""},{"$f":"IF(A436=\"\",\"\",IF(START!$B$34=1,INDIRECT(\"'Space-by-Space Method'!\"&SUBSTITUTE(ADDRESS(1,MOD(ROW(A436)-52,50)+10,4),\"1\",\"\")&ROUNDDOWN((ROW(A436)-52)/50,0)+4),\"\"))","v":""},{"$f":"IF(A436=\"\",\"\",IF(AP436=1,Summary!$F$11*(AO436)/(SUM('Space-by-Space Method'!$BO$4:$BO$78,SUM('Exterior Lighting'!$BL$5:$BL$25))),0))","v":""},{"$f":"IF(A436=\"\",\"\",IF(AP436=1,Summary!$E$11*(AO436)/(SUM('Space-by-Space Method'!$BO$4:$BO$78,SUM('Exterior Lighting'!$BL$5:$BL$25))),0))","v":""},{"$f":"IF(A436=\"\",\"\",IF(AP436=1,Summary!$G$11*(AO436)/(SUM('Space-by-Space Method'!$BO$4:$BO$78,SUM('Exterior Lighting'!$BL$5:$BL$25))),0))","v":""},{"$f":"IF(A436=\"\",\"\",IF(AP436=1,Summary!$H$11*(AO436)/(SUM('Space-by-Space Method'!$BO$4:$BO$78)),0))","v":""},{"$f":"IF(A436=\"\",\"\",IF(AP436=1,Summary!$I$11*(AO436)/(SUM('Space-by-Space Method'!$BO$4:$BO$78)),0))","v":""},null,null,null,{"$f":"IF(A436=\"\",\"\",IF(START!$B$34=2,INDIRECT(\"'Space-by-Space Method'!\"&SUBSTITUTE(ADDRESS(1,MOD(ROW(A436)-52,50)+10,4),\"1\",\"\")&ROUNDDOWN((ROW(A436)-52)/50,0)+4),\"\"))","v":""},{"$f":"IF(A436=\"\",\"\",INDIRECT(\"'Space-by-Space Method'!C\"&ROUNDDOWN((ROW(A436)-52)/50,0)+4))","v":""},{"$f":"IF(A436=\"\",\"\",IF(COUNTIF(CommonSpaceTypes,AQ436)>0,INDIRECT(\"'Space-by-Space Method'!F\"&ROUNDDOWN((ROW(A436)-52)/50,0)+4),\"\"))","v":""},{"$f":"IF(A436=\"\",\"\",IF(COUNTIF(BuildingSpecificSpaceTypes,AQ436)>0,INDIRECT(\"'Space-by-Space Method'!F\"&ROUNDDOWN((ROW(A436)-52)/50,0)+4),\"\"))","v":""},{"$f":"IF(A436=\"\",\"\",INDIRECT(\"'Fixture Schedule'!D\"&MOD(ROW(A436)-52,50)+9))","v":""},{"$f":"IF(A436=\"\",\"\",IF(AR436=\"\",\"\",INDIRECT(\"'Fixture Schedule'!K\"&MOD(ROW(A436)-52,50)+9)))","v":""},"",{"$f":"IF(A436=\"\",\"\",INDIRECT(\"'Fixture Schedule'!L\"&MOD(ROW(A436)-52,50)+9))","v":""},null,null,null,null,null,null,null,null,null,null,null,null,null,{"$f":"INDIRECT(\"'Space-by-Space Method'!\"&SUBSTITUTE(ADDRESS(1,MOD(ROW(A436)-52,50)+10,4),\"1\",\"\")&ROUNDDOWN((ROW(A436)-52)/50,0)+4)","v":0},{"$f":"LEFT(INDIRECT(\"'Space-by-Space Method'!BJ\"&ROUNDDOWN((ROW(A436)-52)/50,0)+4),3)","v":""},{"$f":"INDIRECT(\"'Fixture Schedule'!L\"&MOD(ROW(A436)-52,50)+9)","v":0},{"$f":"INDIRECT(\"'Fixture Schedule'!O\"&MOD(ROW(A436)-52,50)+9)","v":0},{"$f":"INDIRECT(\"'Space-by-Space Method'!F\"&ROUNDDOWN((ROW(A436)-52)/50,0)+4)","v":0},{"$f":"INDIRECT(\"'Fixture Schedule'!L\"&MOD(ROW(A436)-52,50)+9)","v":0},{"$f":"INDIRECT(\"'Space-by-Space Method'!D\"&ROUNDDOWN((ROW(A436)-52)/50,0)+4)","v":0},{"$f":"INDIRECT(\"'Space-by-Space Method'!E\"&ROUNDDOWN((ROW(A436)-52)/50,0)+4)","v":1}]
[{"$f":"IF(InteriorCalcType=2,IF(OR(AM437=0,AN437=\"DNQ\")=TRUE,\"\",INDIRECT(\"'Fixture Schedule'!M\"&MOD(ROW(A437)-52,50)+9)),\"\")","v":""},{"$f":"IF(A437=\"\",\"\",INDIRECT(\"'Fixture Schedule'!E\"&MOD(ROW(A437)-52,50)+9))","v":""},{"$f":"IF(A437=\"\",\"\",INDIRECT(\"'Fixture Schedule'!F\"&MOD(ROW(A437)-52,50)+9))","v":""},{"$f":"IF(A437=\"\",\"\",INDIRECT(\"'Fixture Schedule'!L\"&MOD(ROW(A437)-52,50)+9))","v":""},{"$f":"IF(A437=\"\",\"\",\"Watts\")","v":""},null,null,{"$f":"IF(A437=\"\",\"\",IF(AP437=1,Summary!$C$12*(AO437)/(SUM('Space-by-Space Method'!$BO$4:$BO$78,SUM('Exterior Lighting'!$BL$5:$BL$25))),0))","v":""},{"$f":"IF(A437=\"\",\"\",IF(START!$B$34=1,INDIRECT(\"'Space-by-Space Method'!\"&SUBSTITUTE(ADDRESS(1,MOD(ROW(A437)-52,50)+10,4),\"1\",\"\")&ROUNDDOWN((ROW(A437)-52)/50,0)+4),\"\"))","v":""},{"$f":"IF(A437=\"\",\"\",IF(AP437=1,Summary!$F$11*(AO437)/(SUM('Space-by-Space Method'!$BO$4:$BO$78,SUM('Exterior Lighting'!$BL$5:$BL$25))),0))","v":""},{"$f":"IF(A437=\"\",\"\",IF(AP437=1,Summary!$E$11*(AO437)/(SUM('Space-by-Space Method'!$BO$4:$BO$78,SUM('Exterior Lighting'!$BL$5:$BL$25))),0))","v":""},{"$f":"IF(A437=\"\",\"\",IF(AP437=1,Summary!$G$11*(AO437)/(SUM('Space-by-Space Method'!$BO$4:$BO$78,SUM('Exterior Lighting'!$BL$5:$BL$25))),0))","v":""},{"$f":"IF(A437=\"\",\"\",IF(AP437=1,Summary!$H$11*(AO437)/(SUM('Space-by-Space Method'!$BO$4:$BO$78)),0))","v":""},{"$f":"IF(A437=\"\",\"\",IF(AP437=1,Summary!$I$11*(AO437)/(SUM('Space-by-Space Method'!$BO$4:$BO$78)),0))","v":""},null,null,null,{"$f":"IF(A437=\"\",\"\",IF(START!$B$34=2,INDIRECT(\"'Space-by-Space Method'!\"&SUBSTITUTE(ADDRESS(1,MOD(ROW(A437)-52,50)+10,4),\"1\",\"\")&ROUNDDOWN((ROW(A437)-52)/50,0)+4),\"\"))","v":""},{"$f":"IF(A437=\"\",\"\",INDIRECT(\"'Space-by-Space Method'!C\"&ROUNDDOWN((ROW(A437)-52)/50,0)+4))","v":""},{"$f":"IF(A437=\"\",\"\",IF(COUNTIF(CommonSpaceTypes,AQ437)>0,INDIRECT(\"'Space-by-Space Method'!F\"&ROUNDDOWN((ROW(A437)-52)/50,0)+4),\"\"))","v":""},{"$f":"IF(A437=\"\",\"\",IF(COUNTIF(BuildingSpecificSpaceTypes,AQ437)>0,INDIRECT(\"'Space-by-Space Method'!F\"&ROUNDDOWN((ROW(A437)-52)/50,0)+4),\"\"))","v":""},{"$f":"IF(A437=\"\",\"\",INDIRECT(\"'Fixture Schedule'!D\"&MOD(ROW(A437)-52,50)+9))","v":""},{"$f":"IF(A437=\"\",\"\",IF(AR437=\"\",\"\",INDIRECT(\"'Fixture Schedule'!K\"&MOD(ROW(A437)-52,50)+9)))","v":""},{"$f":"IF(A437=\"\",\"\",AS437*AT437)","v":""},{"$f":"IF(A437=\"\",\"\",INDIRECT(\"'Fixture Schedule'!L\"&MOD(ROW(A437)-52,50)+9))","v":""},null,null,null,null,null,null,null,null,null,null,null,null,null,{"$f":"INDIRECT(\"'Space-by-Space Method'!\"&SUBSTITUTE(ADDRESS(1,MOD(ROW(A437)-52,50)+10,4),\"1\",\"\")&ROUNDDOWN((ROW(A437)-52)/50,0)+4)","v":0},{"$f":"LEFT(INDIRECT(\"'Space-by-Space Method'!BJ\"&ROUNDDOWN((ROW(A437)-52)/50,0)+4),3)","v":""},{"$f":"INDIRECT(\"'Fixture Schedule'!L\"&MOD(ROW(A437)-52,50)+9)","v":0},{"$f":"INDIRECT(\"'Fixture Schedule'!O\"&MOD(ROW(A437)-52,50)+9)","v":0},{"$f":"INDIRECT(\"'Space-by-Space Method'!F\"&ROUNDDOWN((ROW(A437)-52)/50,0)+4)","v":0},{"$f":"INDIRECT(\"'Fixture Schedule'!L\"&MOD(ROW(A437)-52,50)+9)","v":0},{"$f":"INDIRECT(\"'Space-by-Space Method'!D\"&ROUNDDOWN((ROW(A437)-52)/50,0)+4)","v":0},{"$f":"INDIRECT(\"'Space-by-Space Method'!E\"&ROUNDDOWN((ROW(A437)-52)/50,0)+4)","v":1}]
[{"$f":"IF(InteriorCalcType=2,IF(OR(AM438=0,AN438=\"DNQ\")=TRUE,\"\",INDIRECT(\"'Fixture Schedule'!M\"&MOD(ROW(A438)-52,50)+9)),\"\")","v":""},{"$f":"IF(A438=\"\",\"\",INDIRECT(\"'Fixture Schedule'!E\"&MOD(ROW(A438)-52,50)+9))","v":""},{"$f":"IF(A438=\"\",\"\",INDIRECT(\"'Fixture Schedule'!F\"&MOD(ROW(A438)-52,50)+9))","v":""},{"$f":"IF(A438=\"\",\"\",INDIRECT(\"'Fixture Schedule'!L\"&MOD(ROW(A438)-52,50)+9))","v":""},"",null,null,{"$f":"IF(A438=\"\",\"\",IF(AP438=1,Summary!$C$12*(AO438)/(SUM('Space-by-Space Method'!$BO$4:$BO$78,SUM('Exterior Lighting'!$BL$5:$BL$25))),0))","v":""},{"$f":"IF(A438=\"\",\"\",IF(START!$B$34=1,INDIRECT(\"'Space-by-Space Method'!\"&SUBSTITUTE(ADDRESS(1,MOD(ROW(A438)-52,50)+10,4),\"1\",\"\")&ROUNDDOWN((ROW(A438)-52)/50,0)+4),\"\"))","v":""},{"$f":"IF(A438=\"\",\"\",IF(AP438=1,Summary!$F$11*(AO438)/(SUM('Space-by-Space Method'!$BO$4:$BO$78,SUM('Exterior Lighting'!$BL$5:$BL$25))),0))","v":""},{"$f":"IF(A438=\"\",\"\",IF(AP438=1,Summary!$E$11*(AO438)/(SUM('Space-by-Space Method'!$BO$4:$BO$78,SUM('Exterior Lighting'!$BL$5:$BL$25))),0))","v":""},{"$f":"IF(A438=\"\",\"\",IF(AP438=1,Summary!$G$11*(AO438)/(SUM('Space-by-Space Method'!$BO$4:$BO$78,SUM('Exterior Lighting'!$BL$5:$BL$25))),0))","v":""},{"$f":"IF(A438=\"\",\"\",IF(AP438=1,Summary!$H$11*(AO438)/(SUM('Space-by-Space Method'!$BO$4:$BO$78)),0))","v":""},{"$f":"IF(A438=\"\",\"\",IF(AP438=1,Summary!$I$11*(AO438)/(SUM('Space-by-Space Method'!$BO$4:$BO$78)),0))","v":""},null,null,null,{"$f":"IF(A438=\"\",\"\",IF(START!$B$34=2,INDIRECT(\"'Space-by-Space Method'!\"&SUBSTITUTE(ADDRESS(1,MOD(ROW(A438)-52,50)+10,4),\"1\",\"\")&ROUNDDOWN((ROW(A438)-52)/50,0)+4),\"\"))","v":""},{"$f":"IF(A438=\"\",\"\",INDIRECT(\"'Space-by-Space Method'!C\"&ROUNDDOWN((ROW(A438)-52)/50,0)+4))","v":""},{"$f":"IF(A438=\"\",\"\",IF(COUNTIF(CommonSpaceTypes,AQ438)>0,INDIRECT(\"'Space-by-Space Method'!F\"&ROUNDDOWN((ROW(A438)-52)/50,0)+4),\"\"))","v":""},{"$f":"IF(A438=\"\",\"\",IF(COUNTIF(BuildingSpecificSpaceTypes,AQ438)>0,INDIRECT(\"'Space-by-Space Method'!F\"&ROUNDDOWN((ROW(A438)-52)/50,0)+4),\"\"))","v":""},{"$f":"IF(A438=\"\",\"\",INDIRECT(\"'Fixture Schedule'!D\"&MOD(ROW(A438)-52,50)+9))","v":""},{"$f":"IF(A438=\"\",\"\",IF(AR438=\"\",\"\",INDIRECT(\"'Fixture Schedule'!K\"&MOD(ROW(A438)-52,50)+9)))","v":""},"",{"$f":"IF(A438=\"\",\"\",INDIRECT(\"'Fixture Schedule'!L\"&MOD(ROW(A438)-52,50)+9))","v":""},null,null,null,null,null,null,null,null,null,null,null,null,null,{"$f":"INDIRECT(\"'Space-by-Space Method'!\"&SUBSTITUTE(ADDRESS(1,MOD(ROW(A438)-52,50)+10,4),\"1\",\"\")&ROUNDDOWN((ROW(A438)-52)/50,0)+4)","v":0},{"$f":"LEFT(INDIRECT(\"'Space-by-Space Method'!BJ\"&ROUNDDOWN((ROW(A438)-52)/50,0)+4),3)","v":""},{"$f":"INDIRECT(\"'Fixture Schedule'!L\"&MOD(ROW(A438)-52,50)+9)","v":0},{"$f":"INDIRECT(\"'Fixture Schedule'!O\"&MOD(ROW(A438)-52,50)+9)","v":0},{"$f":"INDIRECT(\"'Space-by-Space Method'!F\"&ROUNDDOWN((ROW(A438)-52)/50,0)+4)","v":0},{"$f":"INDIRECT(\"'Fixture Schedule'!L\"&MOD(ROW(A438)-52,50)+9)","v":0},{"$f":"INDIRECT(\"'Space-by-Space Method'!D\"&ROUNDDOWN((ROW(A438)-52)/50,0)+4)","v":0},{"$f":"INDIRECT(\"'Space-by-Space Method'!E\"&ROUNDDOWN((ROW(A438)-52)/50,0)+4)","v":1}]
[{"$f":"IF(InteriorCalcType=2,IF(OR(AM439=0,AN439=\"DNQ\")=TRUE,\"\",INDIRECT(\"'Fixture Schedule'!M\"&MOD(ROW(A439)-52,50)+9)),\"\")","v":""},{"$f":"IF(A439=\"\",\"\",INDIRECT(\"'Fixture Schedule'!E\"&MOD(ROW(A439)-52,50)+9))","v":""},{"$f":"IF(A439=\"\",\"\",INDIRECT(\"'Fixture Schedule'!F\"&MOD(ROW(A439)-52,50)+9))","v":""},{"$f":"IF(A439=\"\",\"\",INDIRECT(\"'Fixture Schedule'!L\"&MOD(ROW(A439)-52,50)+9))","v":""},"",null,null,{"$f":"IF(A439=\"\",\"\",IF(AP439=1,Summary!$C$12*(AO439)/(SUM('Space-by-Space Method'!$BO$4:$BO$78,SUM('Exterior Lighting'!$BL$5:$BL$25))),0))","v":""},{"$f":"IF(A439=\"\",\"\",IF(START!$B$34=1,INDIRECT(\"'Space-by-Space Method'!\"&SUBSTITUTE(ADDRESS(1,MOD(ROW(A439)-52,50)+10,4),\"1\",\"\")&ROUNDDOWN((ROW(A439)-52)/50,0)+4),\"\"))","v":""},{"$f":"IF(A439=\"\",\"\",IF(AP439=1,Summary!$F$11*(AO439)/(SUM('Space-by-Space Method'!$BO$4:$BO$78,SUM('Exterior Lighting'!$BL$5:$BL$25))),0))","v":""},{"$f":"IF(A439=\"\",\"\",IF(AP439=1,Summary!$E$11*(AO439)/(SUM('Space-by-Space Method'!$BO$4:$BO$78,SUM('Exterior Lighting'!$BL$5:$BL$25))),0))","v":""},{"$f":"IF(A439=\"\",\"\",IF(AP439=1,Summary!$G$11*(AO439)/(SUM('Space-by-Space Method'!$BO$4:$BO$78,SUM('Exterior Lighting'!$BL$5:$BL$25))),0))","v":""},{"$f":"IF(A439=\"\",\"\",IF(AP439=1,Summary!$H$11*(AO439)/(SUM('Space-by-Space Method'!$BO$4:$BO$78)),0))","v":""},{"$f":"IF(A439=\"\",\"\",IF(AP439=1,Summary!$I$11*(AO439)/(SUM('Space-by-Space Method'!$BO$4:$BO$78)),0))","v":""},null,null,null,{"$f":"IF(A439=\"\",\"\",IF(START!$B$34=2,INDIRECT(\"'Space-by-Space Method'!\"&SUBSTITUTE(ADDRESS(1,MOD(ROW(A439)-52,50)+10,4),\"1\",\"\")&ROUNDDOWN((ROW(A439)-52)/50,0)+4),\"\"))","v":""},{"$f":"IF(A439=\"\",\"\",INDIRECT(\"'Space-by-Space Method'!C\"&ROUNDDOWN((ROW(A439)-52)/50,0)+4))","v":""},{"$f":"IF(A439=\"\",\"\",IF(COUNTIF(CommonSpaceTypes,AQ439)>0,INDIRECT(\"'Space-by-Space Method'!F\"&ROUNDDOWN((ROW(A439)-52)/50,0)+4),\"\"))","v":""},{"$f":"IF(A439=\"\",\"\",IF(COUNTIF(BuildingSpecificSpaceTypes,AQ439)>0,INDIRECT(\"'Space-by-Space Method'!F\"&ROUNDDOWN((ROW(A439)-52)/50,0)+4),\"\"))","v":""},{"$f":"IF(A439=\"\",\"\",INDIRECT(\"'Fixture Schedule'!D\"&MOD(ROW(A439)-52,50)+9))","v":""},{"$f":"IF(A439=\"\",\"\",IF(AR439=\"\",\"\",INDIRECT(\"'Fixture Schedule'!K\"&MOD(ROW(A439)-52,50)+9)))","v":""},"",{"$f":"IF(A439=\"\",\"\",INDIRECT(\"'Fixture Schedule'!L\"&MOD(ROW(A439)-52,50)+9))","v":""},null,null,null,null,null,null,null,null,null,null,null,null,null,{"$f":"INDIRECT(\"'Space-by-Space Method'!\"&SUBSTITUTE(ADDRESS(1,MOD(ROW(A439)-52,50)+10,4),\"1\",\"\")&ROUNDDOWN((ROW(A439)-52)/50,0)+4)","v":0},{"$f":"LEFT(INDIRECT(\"'Space-by-Space Method'!BJ\"&ROUNDDOWN((ROW(A439)-52)/50,0)+4),3)","v":""},{"$f":"INDIRECT(\"'Fixture Schedule'!L\"&MOD(ROW(A439)-52,50)+9)","v":0},{"$f":"INDIRECT(\"'Fixture Schedule'!O\"&MOD(ROW(A439)-52,50)+9)","v":0},{"$f":"INDIRECT(\"'Space-by-Space Method'!F\"&ROUNDDOWN((ROW(A439)-52)/50,0)+4)","v":0},{"$f":"INDIRECT(\"'Fixture Schedule'!L\"&MOD(ROW(A439)-52,50)+9)","v":0},{"$f":"INDIRECT(\"'Space-by-Space Method'!D\"&ROUNDDOWN((ROW(A439)-52)/50,0)+4)","v":0},{"$f":"INDIRECT(\"'Space-by-Space Method'!E\"&ROUNDDOWN((ROW(A439)-52)/50,0)+4)","v":1}]
[{"$f":"IF(InteriorCalcType=2,IF(OR(AM440=0,AN440=\"DNQ\")=TRUE,\"\",INDIRECT(\"'Fixture Schedule'!M\"&MOD(ROW(A440)-52,50)+9)),\"\")","v":""},{"$f":"IF(A440=\"\",\"\",INDIRECT(\"'Fixture Schedule'!E\"&MOD(ROW(A440)-52,50)+9))","v":""},{"$f":"IF(A440=\"\",\"\",INDIRECT(\"'Fixture Schedule'!F\"&MOD(ROW(A440)-52,50)+9))","v":""},{"$f":"IF(A440=\"\",\"\",INDIRECT(\"'Fixture Schedule'!L\"&MOD(ROW(A440)-52,50)+9))","v":""},"",null,null,{"$f":"IF(A440=\"\",\"\",IF(AP440=1,Summary!$C$12*(AO440)/(SUM('Space-by-Space Method'!$BO$4:$BO$78,SUM('Exterior Lighting'!$BL$5:$BL$25))),0))","v":""},{"$f":"IF(A440=\"\",\"\",IF(START!$B$34=1,INDIRECT(\"'Space-by-Space Method'!\"&SUBSTITUTE(ADDRESS(1,MOD(ROW(A440)-52,50)+10,4),\"1\",\"\")&ROUNDDOWN((ROW(A440)-52)/50,0)+4),\"\"))","v":""},{"$f":"IF(A440=\"\",\"\",IF(AP440=1,Summary!$F$11*(AO440)/(SUM('Space-by-Space Method'!$BO$4:$BO$78,SUM('Exterior Lighting'!$BL$5:$BL$25))),0))","v":""},{"$f":"IF(A440=\"\",\"\",IF(AP440=1,Summary!$E$11*(AO440)/(SUM('Space-by-Space Method'!$BO$4:$BO$78,SUM('Exterior Lighting'!$BL$5:$BL$25))),0))","v":""},{"$f":"IF(A440=\"\",\"\",IF(AP440=1,Summary!$G$11*(AO440)/(SUM('Space-by-Space Method'!$BO$4:$BO$78,SUM('Exterior Lighting'!$BL$5:$BL$25))),0))","v":""},{"$f":"IF(A440=\"\",\"\",IF(AP440=1,Summary!$H$11*(AO440)/(SUM('Space-by-Space Method'!$BO$4:$BO$78)),0))","v":""},{"$f":"IF(A440=\"\",\"\",IF(AP440=1,Summary!$I$11*(AO440)/(SUM('Space-by-Space Method'!$BO$4:$BO$78)),0))","v":""},null,null,null,{"$f":"IF(A440=\"\",\"\",IF(START!$B$34=2,INDIRECT(\"'Space-by-Space Method'!\"&SUBSTITUTE(ADDRESS(1,MOD(ROW(A440)-52,50)+10,4),\"1\",\"\")&ROUNDDOWN((ROW(A440)-52)/50,0)+4),\"\"))","v":""},{"$f":"IF(A440=\"\",\"\",INDIRECT(\"'Space-by-Space Method'!C\"&ROUNDDOWN((ROW(A440)-52)/50,0)+4))","v":""},{"$f":"IF(A440=\"\",\"\",IF(COUNTIF(CommonSpaceTypes,AQ440)>0,INDIRECT(\"'Space-by-Space Method'!F\"&ROUNDDOWN((ROW(A440)-52)/50,0)+4),\"\"))","v":""},{"$f":"IF(A440=\"\",\"\",IF(COUNTIF(BuildingSpecificSpaceTypes,AQ440)>0,INDIRECT(\"'Space-by-Space Method'!F\"&ROUNDDOWN((ROW(A440)-52)/50,0)+4),\"\"))","v":""},{"$f":"IF(A440=\"\",\"\",INDIRECT(\"'Fixture Schedule'!D\"&MOD(ROW(A440)-52,50)+9))","v":""},{"$f":"IF(A440=\"\",\"\",IF(AR440=\"\",\"\",INDIRECT(\"'Fixture Schedule'!K\"&MOD(ROW(A440)-52,50)+9)))","v":""},"",{"$f":"IF(A440=\"\",\"\",INDIRECT(\"'Fixture Schedule'!L\"&MOD(ROW(A440)-52,50)+9))","v":""},null,null,null,null,null,null,null,null,null,null,null,null,null,{"$f":"INDIRECT(\"'Space-by-Space Method'!\"&SUBSTITUTE(ADDRESS(1,MOD(ROW(A440)-52,50)+10,4),\"1\",\"\")&ROUNDDOWN((ROW(A440)-52)/50,0)+4)","v":0},{"$f":"LEFT(INDIRECT(\"'Space-by-Space Method'!BJ\"&ROUNDDOWN((ROW(A440)-52)/50,0)+4),3)","v":""},{"$f":"INDIRECT(\"'Fixture Schedule'!L\"&MOD(ROW(A440)-52,50)+9)","v":0},{"$f":"INDIRECT(\"'Fixture Schedule'!O\"&MOD(ROW(A440)-52,50)+9)","v":0},{"$f":"INDIRECT(\"'Space-by-Space Method'!F\"&ROUNDDOWN((ROW(A440)-52)/50,0)+4)","v":0},{"$f":"INDIRECT(\"'Fixture Schedule'!L\"&MOD(ROW(A440)-52,50)+9)","v":0},{"$f":"INDIRECT(\"'Space-by-Space Method'!D\"&ROUNDDOWN((ROW(A440)-52)/50,0)+4)","v":0},{"$f":"INDIRECT(\"'Space-by-Space Method'!E\"&ROUNDDOWN((ROW(A440)-52)/50,0)+4)","v":1}]
[{"$f":"IF(InteriorCalcType=2,IF(OR(AM441=0,AN441=\"DNQ\")=TRUE,\"\",INDIRECT(\"'Fixture Schedule'!M\"&MOD(ROW(A441)-52,50)+9)),\"\")","v":""},{"$f":"IF(A441=\"\",\"\",INDIRECT(\"'Fixture Schedule'!E\"&MOD(ROW(A441)-52,50)+9))","v":""},{"$f":"IF(A441=\"\",\"\",INDIRECT(\"'Fixture Schedule'!F\"&MOD(ROW(A441)-52,50)+9))","v":""},{"$f":"IF(A441=\"\",\"\",INDIRECT(\"'Fixture Schedule'!L\"&MOD(ROW(A441)-52,50)+9))","v":""},"",null,null,{"$f":"IF(A441=\"\",\"\",IF(AP441=1,Summary!$C$12*(AO441)/(SUM('Space-by-Space Method'!$BO$4:$BO$78,SUM('Exterior Lighting'!$BL$5:$BL$25))),0))","v":""},{"$f":"IF(A441=\"\",\"\",IF(START!$B$34=1,INDIRECT(\"'Space-by-Space Method'!\"&SUBSTITUTE(ADDRESS(1,MOD(ROW(A441)-52,50)+10,4),\"1\",\"\")&ROUNDDOWN((ROW(A441)-52)/50,0)+4),\"\"))","v":""},{"$f":"IF(A441=\"\",\"\",IF(AP441=1,Summary!$F$11*(AO441)/(SUM('Space-by-Space Method'!$BO$4:$BO$78,SUM('Exterior Lighting'!$BL$5:$BL$25))),0))","v":""},{"$f":"IF(A441=\"\",\"\",IF(AP441=1,Summary!$E$11*(AO441)/(SUM('Space-by-Space Method'!$BO$4:$BO$78,SUM('Exterior Lighting'!$BL$5:$BL$25))),0))","v":""},{"$f":"IF(A441=\"\",\"\",IF(AP441=1,Summary!$G$11*(AO441)/(SUM('Space-by-Space Method'!$BO$4:$BO$78,SUM('Exterior Lighting'!$BL$5:$BL$25))),0))","v":""},{"$f":"IF(A441=\"\",\"\",IF(AP441=1,Summary!$H$11*(AO441)/(SUM('Space-by-Space Method'!$BO$4:$BO$78)),0))","v":""},{"$f":"IF(A441=\"\",\"\",IF(AP441=1,Summary!$I$11*(AO441)/(SUM('Space-by-Space Method'!$BO$4:$BO$78)),0))","v":""},null,null,null,{"$f":"IF(A441=\"\",\"\",IF(START!$B$34=2,INDIRECT(\"'Space-by-Space Method'!\"&SUBSTITUTE(ADDRESS(1,MOD(ROW(A441)-52,50)+10,4),\"1\",\"\")&ROUNDDOWN((ROW(A441)-52)/50,0)+4),\"\"))","v":""},{"$f":"IF(A441=\"\",\"\",INDIRECT(\"'Space-by-Space Method'!C\"&ROUNDDOWN((ROW(A441)-52)/50,0)+4))","v":""},{"$f":"IF(A441=\"\",\"\",IF(COUNTIF(CommonSpaceTypes,AQ441)>0,INDIRECT(\"'Space-by-Space Method'!F\"&ROUNDDOWN((ROW(A441)-52)/50,0)+4),\"\"))","v":""},{"$f":"IF(A441=\"\",\"\",IF(COUNTIF(BuildingSpecificSpaceTypes,AQ441)>0,INDIRECT(\"'Space-by-Space Method'!F\"&ROUNDDOWN((ROW(A441)-52)/50,0)+4),\"\"))","v":""},{"$f":"IF(A441=\"\",\"\",INDIRECT(\"'Fixture Schedule'!D\"&MOD(ROW(A441)-52,50)+9))","v":""},{"$f":"IF(A441=\"\",\"\",IF(AR441=\"\",\"\",INDIRECT(\"'Fixture Schedule'!K\"&MOD(ROW(A441)-52,50)+9)))","v":""},"",{"$f":"IF(A441=\"\",\"\",INDIRECT(\"'Fixture Schedule'!L\"&MOD(ROW(A441)-52,50)+9))","v":""},null,null,null,null,null,null,null,null,null,null,null,null,null,{"$f":"INDIRECT(\"'Space-by-Space Method'!\"&SUBSTITUTE(ADDRESS(1,MOD(ROW(A441)-52,50)+10,4),\"1\",\"\")&ROUNDDOWN((ROW(A441)-52)/50,0)+4)","v":0},{"$f":"LEFT(INDIRECT(\"'Space-by-Space Method'!BJ\"&ROUNDDOWN((ROW(A441)-52)/50,0)+4),3)","v":""},{"$f":"INDIRECT(\"'Fixture Schedule'!L\"&MOD(ROW(A441)-52,50)+9)","v":0},{"$f":"INDIRECT(\"'Fixture Schedule'!O\"&MOD(ROW(A441)-52,50)+9)","v":0},{"$f":"INDIRECT(\"'Space-by-Space Method'!F\"&ROUNDDOWN((ROW(A441)-52)/50,0)+4)","v":0},{"$f":"INDIRECT(\"'Fixture Schedule'!L\"&MOD(ROW(A441)-52,50)+9)","v":0},{"$f":"INDIRECT(\"'Space-by-Space Method'!D\"&ROUNDDOWN((ROW(A441)-52)/50,0)+4)","v":0},{"$f":"INDIRECT(\"'Space-by-Space Method'!E\"&ROUNDDOWN((ROW(A441)-52)/50,0)+4)","v":1}]
[{"$f":"IF(InteriorCalcType=2,IF(OR(AM442=0,AN442=\"DNQ\")=TRUE,\"\",INDIRECT(\"'Fixture Schedule'!M\"&MOD(ROW(A442)-52,50)+9)),\"\")","v":""},{"$f":"IF(A442=\"\",\"\",INDIRECT(\"'Fixture Schedule'!E\"&MOD(ROW(A442)-52,50)+9))","v":""},{"$f":"IF(A442=\"\",\"\",INDIRECT(\"'Fixture Schedule'!F\"&MOD(ROW(A442)-52,50)+9))","v":""},{"$f":"IF(A442=\"\",\"\",INDIRECT(\"'Fixture Schedule'!L\"&MOD(ROW(A442)-52,50)+9))","v":""},"",null,null,{"$f":"IF(A442=\"\",\"\",IF(AP442=1,Summary!$C$12*(AO442)/(SUM('Space-by-Space Method'!$BO$4:$BO$78,SUM('Exterior Lighting'!$BL$5:$BL$25))),0))","v":""},{"$f":"IF(A442=\"\",\"\",IF(START!$B$34=1,INDIRECT(\"'Space-by-Space Method'!\"&SUBSTITUTE(ADDRESS(1,MOD(ROW(A442)-52,50)+10,4),\"1\",\"\")&ROUNDDOWN((ROW(A442)-52)/50,0)+4),\"\"))","v":""},{"$f":"IF(A442=\"\",\"\",IF(AP442=1,Summary!$F$11*(AO442)/(SUM('Space-by-Space Method'!$BO$4:$BO$78,SUM('Exterior Lighting'!$BL$5:$BL$25))),0))","v":""},{"$f":"IF(A442=\"\",\"\",IF(AP442=1,Summary!$E$11*(AO442)/(SUM('Space-by-Space Method'!$BO$4:$BO$78,SUM('Exterior Lighting'!$BL$5:$BL$25))),0))","v":""},{"$f":"IF(A442=\"\",\"\",IF(AP442=1,Summary!$G$11*(AO442)/(SUM('Space-by-Space Method'!$BO$4:$BO$78,SUM('Exterior Lighting'!$BL$5:$BL$25))),0))","v":""},{"$f":"IF(A442=\"\",\"\",IF(AP442=1,Summary!$H$11*(AO442)/(SUM('Space-by-Space Method'!$BO$4:$BO$78)),0))","v":""},{"$f":"IF(A442=\"\",\"\",IF(AP442=1,Summary!$I$11*(AO442)/(SUM('Space-by-Space Method'!$BO$4:$BO$78)),0))","v":""},null,null,null,{"$f":"IF(A442=\"\",\"\",IF(START!$B$34=2,INDIRECT(\"'Space-by-Space Method'!\"&SUBSTITUTE(ADDRESS(1,MOD(ROW(A442)-52,50)+10,4),\"1\",\"\")&ROUNDDOWN((ROW(A442)-52)/50,0)+4),\"\"))","v":""},{"$f":"IF(A442=\"\",\"\",INDIRECT(\"'Space-by-Space Method'!C\"&ROUNDDOWN((ROW(A442)-52)/50,0)+4))","v":""},{"$f":"IF(A442=\"\",\"\",IF(COUNTIF(CommonSpaceTypes,AQ442)>0,INDIRECT(\"'Space-by-Space Method'!F\"&ROUNDDOWN((ROW(A442)-52)/50,0)+4),\"\"))","v":""},{"$f":"IF(A442=\"\",\"\",IF(COUNTIF(BuildingSpecificSpaceTypes,AQ442)>0,INDIRECT(\"'Space-by-Space Method'!F\"&ROUNDDOWN((ROW(A442)-52)/50,0)+4),\"\"))","v":""},{"$f":"IF(A442=\"\",\"\",INDIRECT(\"'Fixture Schedule'!D\"&MOD(ROW(A442)-52,50)+9))","v":""},{"$f":"IF(A442=\"\",\"\",IF(AR442=\"\",\"\",INDIRECT(\"'Fixture Schedule'!K\"&MOD(ROW(A442)-52,50)+9)))","v":""},"",{"$f":"IF(A442=\"\",\"\",INDIRECT(\"'Fixture Schedule'!L\"&MOD(ROW(A442)-52,50)+9))","v":""},null,null,null,null,null,null,null,null,null,null,null,null,null,{"$f":"INDIRECT(\"'Space-by-Space Method'!\"&SUBSTITUTE(ADDRESS(1,MOD(ROW(A442)-52,50)+10,4),\"1\",\"\")&ROUNDDOWN((ROW(A442)-52)/50,0)+4)","v":0},{"$f":"LEFT(INDIRECT(\"'Space-by-Space Method'!BJ\"&ROUNDDOWN((ROW(A442)-52)/50,0)+4),3)","v":""},{"$f":"INDIRECT(\"'Fixture Schedule'!L\"&MOD(ROW(A442)-52,50)+9)","v":0},{"$f":"INDIRECT(\"'Fixture Schedule'!O\"&MOD(ROW(A442)-52,50)+9)","v":0},{"$f":"INDIRECT(\"'Space-by-Space Method'!F\"&ROUNDDOWN((ROW(A442)-52)/50,0)+4)","v":0},{"$f":"INDIRECT(\"'Fixture Schedule'!L\"&MOD(ROW(A442)-52,50)+9)","v":0},{"$f":"INDIRECT(\"'Space-by-Space Method'!D\"&ROUNDDOWN((ROW(A442)-52)/50,0)+4)","v":0},{"$f":"INDIRECT(\"'Space-by-Space Method'!E\"&ROUNDDOWN((ROW(A442)-52)/50,0)+4)","v":1}]
[{"$f":"IF(InteriorCalcType=2,IF(OR(AM443=0,AN443=\"DNQ\")=TRUE,\"\",INDIRECT(\"'Fixture Schedule'!M\"&MOD(ROW(A443)-52,50)+9)),\"\")","v":""},{"$f":"IF(A443=\"\",\"\",INDIRECT(\"'Fixture Schedule'!E\"&MOD(ROW(A443)-52,50)+9))","v":""},{"$f":"IF(A443=\"\",\"\",INDIRECT(\"'Fixture Schedule'!F\"&MOD(ROW(A443)-52,50)+9))","v":""},{"$f":"IF(A443=\"\",\"\",INDIRECT(\"'Fixture Schedule'!L\"&MOD(ROW(A443)-52,50)+9))","v":""},"",null,null,{"$f":"IF(A443=\"\",\"\",IF(AP443=1,Summary!$C$12*(AO443)/(SUM('Space-by-Space Method'!$BO$4:$BO$78,SUM('Exterior Lighting'!$BL$5:$BL$25))),0))","v":""},{"$f":"IF(A443=\"\",\"\",IF(START!$B$34=1,INDIRECT(\"'Space-by-Space Method'!\"&SUBSTITUTE(ADDRESS(1,MOD(ROW(A443)-52,50)+10,4),\"1\",\"\")&ROUNDDOWN((ROW(A443)-52)/50,0)+4),\"\"))","v":""},{"$f":"IF(A443=\"\",\"\",IF(AP443=1,Summary!$F$11*(AO443)/(SUM('Space-by-Space Method'!$BO$4:$BO$78,SUM('Exterior Lighting'!$BL$5:$BL$25))),0))","v":""},{"$f":"IF(A443=\"\",\"\",IF(AP443=1,Summary!$E$11*(AO443)/(SUM('Space-by-Space Method'!$BO$4:$BO$78,SUM('Exterior Lighting'!$BL$5:$BL$25))),0))","v":""},{"$f":"IF(A443=\"\",\"\",IF(AP443=1,Summary!$G$11*(AO443)/(SUM('Space-by-Space Method'!$BO$4:$BO$78,SUM('Exterior Lighting'!$BL$5:$BL$25))),0))","v":""},{"$f":"IF(A443=\"\",\"\",IF(AP443=1,Summary!$H$11*(AO443)/(SUM('Space-by-Space Method'!$BO$4:$BO$78)),0))","v":""},{"$f":"IF(A443=\"\",\"\",IF(AP443=1,Summary!$I$11*(AO443)/(SUM('Space-by-Space Method'!$BO$4:$BO$78)),0))","v":""},null,null,null,{"$f":"IF(A443=\"\",\"\",IF(START!$B$34=2,INDIRECT(\"'Space-by-Space Method'!\"&SUBSTITUTE(ADDRESS(1,MOD(ROW(A443)-52,50)+10,4),\"1\",\"\")&ROUNDDOWN((ROW(A443)-52)/50,0)+4),\"\"))","v":""},{"$f":"IF(A443=\"\",\"\",INDIRECT(\"'Space-by-Space Method'!C\"&ROUNDDOWN((ROW(A443)-52)/50,0)+4))","v":""},{"$f":"IF(A443=\"\",\"\",IF(COUNTIF(CommonSpaceTypes,AQ443)>0,INDIRECT(\"'Space-by-Space Method'!F\"&ROUNDDOWN((ROW(A443)-52)/50,0)+4),\"\"))","v":""},{"$f":"IF(A443=\"\",\"\",IF(COUNTIF(BuildingSpecificSpaceTypes,AQ443)>0,INDIRECT(\"'Space-by-Space Method'!F\"&ROUNDDOWN((ROW(A443)-52)/50,0)+4),\"\"))","v":""},{"$f":"IF(A443=\"\",\"\",INDIRECT(\"'Fixture Schedule'!D\"&MOD(ROW(A443)-52,50)+9))","v":""},{"$f":"IF(A443=\"\",\"\",IF(AR443=\"\",\"\",INDIRECT(\"'Fixture Schedule'!K\"&MOD(ROW(A443)-52,50)+9)))","v":""},"",{"$f":"IF(A443=\"\",\"\",INDIRECT(\"'Fixture Schedule'!L\"&MOD(ROW(A443)-52,50)+9))","v":""},null,null,null,null,null,null,null,null,null,null,null,null,null,{"$f":"INDIRECT(\"'Space-by-Space Method'!\"&SUBSTITUTE(ADDRESS(1,MOD(ROW(A443)-52,50)+10,4),\"1\",\"\")&ROUNDDOWN((ROW(A443)-52)/50,0)+4)","v":0},{"$f":"LEFT(INDIRECT(\"'Space-by-Space Method'!BJ\"&ROUNDDOWN((ROW(A443)-52)/50,0)+4),3)","v":""},{"$f":"INDIRECT(\"'Fixture Schedule'!L\"&MOD(ROW(A443)-52,50)+9)","v":0},{"$f":"INDIRECT(\"'Fixture Schedule'!O\"&MOD(ROW(A443)-52,50)+9)","v":0},{"$f":"INDIRECT(\"'Space-by-Space Method'!F\"&ROUNDDOWN((ROW(A443)-52)/50,0)+4)","v":0},{"$f":"INDIRECT(\"'Fixture Schedule'!L\"&MOD(ROW(A443)-52,50)+9)","v":0},{"$f":"INDIRECT(\"'Space-by-Space Method'!D\"&ROUNDDOWN((ROW(A443)-52)/50,0)+4)","v":0},{"$f":"INDIRECT(\"'Space-by-Space Method'!E\"&ROUNDDOWN((ROW(A443)-52)/50,0)+4)","v":1}]
[{"$f":"IF(InteriorCalcType=2,IF(OR(AM444=0,AN444=\"DNQ\")=TRUE,\"\",INDIRECT(\"'Fixture Schedule'!M\"&MOD(ROW(A444)-52,50)+9)),\"\")","v":""},{"$f":"IF(A444=\"\",\"\",INDIRECT(\"'Fixture Schedule'!E\"&MOD(ROW(A444)-52,50)+9))","v":""},{"$f":"IF(A444=\"\",\"\",INDIRECT(\"'Fixture Schedule'!F\"&MOD(ROW(A444)-52,50)+9))","v":""},{"$f":"IF(A444=\"\",\"\",INDIRECT(\"'Fixture Schedule'!L\"&MOD(ROW(A444)-52,50)+9))","v":""},"",null,null,{"$f":"IF(A444=\"\",\"\",IF(AP444=1,Summary!$C$12*(AO444)/(SUM('Space-by-Space Method'!$BO$4:$BO$78,SUM('Exterior Lighting'!$BL$5:$BL$25))),0))","v":""},{"$f":"IF(A444=\"\",\"\",IF(START!$B$34=1,INDIRECT(\"'Space-by-Space Method'!\"&SUBSTITUTE(ADDRESS(1,MOD(ROW(A444)-52,50)+10,4),\"1\",\"\")&ROUNDDOWN((ROW(A444)-52)/50,0)+4),\"\"))","v":""},{"$f":"IF(A444=\"\",\"\",IF(AP444=1,Summary!$F$11*(AO444)/(SUM('Space-by-Space Method'!$BO$4:$BO$78,SUM('Exterior Lighting'!$BL$5:$BL$25))),0))","v":""},{"$f":"IF(A444=\"\",\"\",IF(AP444=1,Summary!$E$11*(AO444)/(SUM('Space-by-Space Method'!$BO$4:$BO$78,SUM('Exterior Lighting'!$BL$5:$BL$25))),0))","v":""},{"$f":"IF(A444=\"\",\"\",IF(AP444=1,Summary!$G$11*(AO444)/(SUM('Space-by-Space Method'!$BO$4:$BO$78,SUM('Exterior Lighting'!$BL$5:$BL$25))),0))","v":""},{"$f":"IF(A444=\"\",\"\",IF(AP444=1,Summary!$H$11*(AO444)/(SUM('Space-by-Space Method'!$BO$4:$BO$78)),0))","v":""},{"$f":"IF(A444=\"\",\"\",IF(AP444=1,Summary!$I$11*(AO444)/(SUM('Space-by-Space Method'!$BO$4:$BO$78)),0))","v":""},null,null,null,{"$f":"IF(A444=\"\",\"\",IF(START!$B$34=2,INDIRECT(\"'Space-by-Space Method'!\"&SUBSTITUTE(ADDRESS(1,MOD(ROW(A444)-52,50)+10,4),\"1\",\"\")&ROUNDDOWN((ROW(A444)-52)/50,0)+4),\"\"))","v":""},{"$f":"IF(A444=\"\",\"\",INDIRECT(\"'Space-by-Space Method'!C\"&ROUNDDOWN((ROW(A444)-52)/50,0)+4))","v":""},{"$f":"IF(A444=\"\",\"\",IF(COUNTIF(CommonSpaceTypes,AQ444)>0,INDIRECT(\"'Space-by-Space Method'!F\"&ROUNDDOWN((ROW(A444)-52)/50,0)+4),\"\"))","v":""},{"$f":"IF(A444=\"\",\"\",IF(COUNTIF(BuildingSpecificSpaceTypes,AQ444)>0,INDIRECT(\"'Space-by-Space Method'!F\"&ROUNDDOWN((ROW(A444)-52)/50,0)+4),\"\"))","v":""},{"$f":"IF(A444=\"\",\"\",INDIRECT(\"'Fixture Schedule'!D\"&MOD(ROW(A444)-52,50)+9))","v":""},{"$f":"IF(A444=\"\",\"\",IF(AR444=\"\",\"\",INDIRECT(\"'Fixture Schedule'!K\"&MOD(ROW(A444)-52,50)+9)))","v":""},"",{"$f":"IF(A444=\"\",\"\",INDIRECT(\"'Fixture Schedule'!L\"&MOD(ROW(A444)-52,50)+9))","v":""},null,null,null,null,null,null,null,null,null,null,null,null,null,{"$f":"INDIRECT(\"'Space-by-Space Method'!\"&SUBSTITUTE(ADDRESS(1,MOD(ROW(A444)-52,50)+10,4),\"1\",\"\")&ROUNDDOWN((ROW(A444)-52)/50,0)+4)","v":0},{"$f":"LEFT(INDIRECT(\"'Space-by-Space Method'!BJ\"&ROUNDDOWN((ROW(A444)-52)/50,0)+4),3)","v":""},{"$f":"INDIRECT(\"'Fixture Schedule'!L\"&MOD(ROW(A444)-52,50)+9)","v":0},{"$f":"INDIRECT(\"'Fixture Schedule'!O\"&MOD(ROW(A444)-52,50)+9)","v":0},{"$f":"INDIRECT(\"'Space-by-Space Method'!F\"&ROUNDDOWN((ROW(A444)-52)/50,0)+4)","v":0},{"$f":"INDIRECT(\"'Fixture Schedule'!L\"&MOD(ROW(A444)-52,50)+9)","v":0},{"$f":"INDIRECT(\"'Space-by-Space Method'!D\"&ROUNDDOWN((ROW(A444)-52)/50,0)+4)","v":0},{"$f":"INDIRECT(\"'Space-by-Space Method'!E\"&ROUNDDOWN((ROW(A444)-52)/50,0)+4)","v":1}]
[{"$f":"IF(InteriorCalcType=2,IF(OR(AM445=0,AN445=\"DNQ\")=TRUE,\"\",INDIRECT(\"'Fixture Schedule'!M\"&MOD(ROW(A445)-52,50)+9)),\"\")","v":""},{"$f":"IF(A445=\"\",\"\",INDIRECT(\"'Fixture Schedule'!E\"&MOD(ROW(A445)-52,50)+9))","v":""},{"$f":"IF(A445=\"\",\"\",INDIRECT(\"'Fixture Schedule'!F\"&MOD(ROW(A445)-52,50)+9))","v":""},{"$f":"IF(A445=\"\",\"\",INDIRECT(\"'Fixture Schedule'!L\"&MOD(ROW(A445)-52,50)+9))","v":""},"",null,null,{"$f":"IF(A445=\"\",\"\",IF(AP445=1,Summary!$C$12*(AO445)/(SUM('Space-by-Space Method'!$BO$4:$BO$78,SUM('Exterior Lighting'!$BL$5:$BL$25))),0))","v":""},{"$f":"IF(A445=\"\",\"\",IF(START!$B$34=1,INDIRECT(\"'Space-by-Space Method'!\"&SUBSTITUTE(ADDRESS(1,MOD(ROW(A445)-52,50)+10,4),\"1\",\"\")&ROUNDDOWN((ROW(A445)-52)/50,0)+4),\"\"))","v":""},{"$f":"IF(A445=\"\",\"\",IF(AP445=1,Summary!$F$11*(AO445)/(SUM('Space-by-Space Method'!$BO$4:$BO$78,SUM('Exterior Lighting'!$BL$5:$BL$25))),0))","v":""},{"$f":"IF(A445=\"\",\"\",IF(AP445=1,Summary!$E$11*(AO445)/(SUM('Space-by-Space Method'!$BO$4:$BO$78,SUM('Exterior Lighting'!$BL$5:$BL$25))),0))","v":""},{"$f":"IF(A445=\"\",\"\",IF(AP445=1,Summary!$G$11*(AO445)/(SUM('Space-by-Space Method'!$BO$4:$BO$78,SUM('Exterior Lighting'!$BL$5:$BL$25))),0))","v":""},{"$f":"IF(A445=\"\",\"\",IF(AP445=1,Summary!$H$11*(AO445)/(SUM('Space-by-Space Method'!$BO$4:$BO$78)),0))","v":""},{"$f":"IF(A445=\"\",\"\",IF(AP445=1,Summary!$I$11*(AO445)/(SUM('Space-by-Space Method'!$BO$4:$BO$78)),0))","v":""},null,null,null,{"$f":"IF(A445=\"\",\"\",IF(START!$B$34=2,INDIRECT(\"'Space-by-Space Method'!\"&SUBSTITUTE(ADDRESS(1,MOD(ROW(A445)-52,50)+10,4),\"1\",\"\")&ROUNDDOWN((ROW(A445)-52)/50,0)+4),\"\"))","v":""},{"$f":"IF(A445=\"\",\"\",INDIRECT(\"'Space-by-Space Method'!C\"&ROUNDDOWN((ROW(A445)-52)/50,0)+4))","v":""},{"$f":"IF(A445=\"\",\"\",IF(COUNTIF(CommonSpaceTypes,AQ445)>0,INDIRECT(\"'Space-by-Space Method'!F\"&ROUNDDOWN((ROW(A445)-52)/50,0)+4),\"\"))","v":""},{"$f":"IF(A445=\"\",\"\",IF(COUNTIF(BuildingSpecificSpaceTypes,AQ445)>0,INDIRECT(\"'Space-by-Space Method'!F\"&ROUNDDOWN((ROW(A445)-52)/50,0)+4),\"\"))","v":""},{"$f":"IF(A445=\"\",\"\",INDIRECT(\"'Fixture Schedule'!D\"&MOD(ROW(A445)-52,50)+9))","v":""},{"$f":"IF(A445=\"\",\"\",IF(AR445=\"\",\"\",INDIRECT(\"'Fixture Schedule'!K\"&MOD(ROW(A445)-52,50)+9)))","v":""},"",{"$f":"IF(A445=\"\",\"\",INDIRECT(\"'Fixture Schedule'!L\"&MOD(ROW(A445)-52,50)+9))","v":""},null,null,null,null,null,null,null,null,null,null,null,null,null,{"$f":"INDIRECT(\"'Space-by-Space Method'!\"&SUBSTITUTE(ADDRESS(1,MOD(ROW(A445)-52,50)+10,4),\"1\",\"\")&ROUNDDOWN((ROW(A445)-52)/50,0)+4)","v":0},{"$f":"LEFT(INDIRECT(\"'Space-by-Space Method'!BJ\"&ROUNDDOWN((ROW(A445)-52)/50,0)+4),3)","v":""},{"$f":"INDIRECT(\"'Fixture Schedule'!L\"&MOD(ROW(A445)-52,50)+9)","v":0},{"$f":"INDIRECT(\"'Fixture Schedule'!O\"&MOD(ROW(A445)-52,50)+9)","v":0},{"$f":"INDIRECT(\"'Space-by-Space Method'!F\"&ROUNDDOWN((ROW(A445)-52)/50,0)+4)","v":0},{"$f":"INDIRECT(\"'Fixture Schedule'!L\"&MOD(ROW(A445)-52,50)+9)","v":0},{"$f":"INDIRECT(\"'Space-by-Space Method'!D\"&ROUNDDOWN((ROW(A445)-52)/50,0)+4)","v":0},{"$f":"INDIRECT(\"'Space-by-Space Method'!E\"&ROUNDDOWN((ROW(A445)-52)/50,0)+4)","v":1}]
[{"$f":"IF(InteriorCalcType=2,IF(OR(AM446=0,AN446=\"DNQ\")=TRUE,\"\",INDIRECT(\"'Fixture Schedule'!M\"&MOD(ROW(A446)-52,50)+9)),\"\")","v":""},{"$f":"IF(A446=\"\",\"\",INDIRECT(\"'Fixture Schedule'!E\"&MOD(ROW(A446)-52,50)+9))","v":""},{"$f":"IF(A446=\"\",\"\",INDIRECT(\"'Fixture Schedule'!F\"&MOD(ROW(A446)-52,50)+9))","v":""},{"$f":"IF(A446=\"\",\"\",INDIRECT(\"'Fixture Schedule'!L\"&MOD(ROW(A446)-52,50)+9))","v":""},"",null,null,{"$f":"IF(A446=\"\",\"\",IF(AP446=1,Summary!$C$12*(AO446)/(SUM('Space-by-Space Method'!$BO$4:$BO$78,SUM('Exterior Lighting'!$BL$5:$BL$25))),0))","v":""},{"$f":"IF(A446=\"\",\"\",IF(START!$B$34=1,INDIRECT(\"'Space-by-Space Method'!\"&SUBSTITUTE(ADDRESS(1,MOD(ROW(A446)-52,50)+10,4),\"1\",\"\")&ROUNDDOWN((ROW(A446)-52)/50,0)+4),\"\"))","v":""},{"$f":"IF(A446=\"\",\"\",IF(AP446=1,Summary!$F$11*(AO446)/(SUM('Space-by-Space Method'!$BO$4:$BO$78,SUM('Exterior Lighting'!$BL$5:$BL$25))),0))","v":""},{"$f":"IF(A446=\"\",\"\",IF(AP446=1,Summary!$E$11*(AO446)/(SUM('Space-by-Space Method'!$BO$4:$BO$78,SUM('Exterior Lighting'!$BL$5:$BL$25))),0))","v":""},{"$f":"IF(A446=\"\",\"\",IF(AP446=1,Summary!$G$11*(AO446)/(SUM('Space-by-Space Method'!$BO$4:$BO$78,SUM('Exterior Lighting'!$BL$5:$BL$25))),0))","v":""},{"$f":"IF(A446=\"\",\"\",IF(AP446=1,Summary!$H$11*(AO446)/(SUM('Space-by-Space Method'!$BO$4:$BO$78)),0))","v":""},{"$f":"IF(A446=\"\",\"\",IF(AP446=1,Summary!$I$11*(AO446)/(SUM('Space-by-Space Method'!$BO$4:$BO$78)),0))","v":""},null,null,null,{"$f":"IF(A446=\"\",\"\",IF(START!$B$34=2,INDIRECT(\"'Space-by-Space Method'!\"&SUBSTITUTE(ADDRESS(1,MOD(ROW(A446)-52,50)+10,4),\"1\",\"\")&ROUNDDOWN((ROW(A446)-52)/50,0)+4),\"\"))","v":""},{"$f":"IF(A446=\"\",\"\",INDIRECT(\"'Space-by-Space Method'!C\"&ROUNDDOWN((ROW(A446)-52)/50,0)+4))","v":""},{"$f":"IF(A446=\"\",\"\",IF(COUNTIF(CommonSpaceTypes,AQ446)>0,INDIRECT(\"'Space-by-Space Method'!F\"&ROUNDDOWN((ROW(A446)-52)/50,0)+4),\"\"))","v":""},{"$f":"IF(A446=\"\",\"\",IF(COUNTIF(BuildingSpecificSpaceTypes,AQ446)>0,INDIRECT(\"'Space-by-Space Method'!F\"&ROUNDDOWN((ROW(A446)-52)/50,0)+4),\"\"))","v":""},{"$f":"IF(A446=\"\",\"\",INDIRECT(\"'Fixture Schedule'!D\"&MOD(ROW(A446)-52,50)+9))","v":""},{"$f":"IF(A446=\"\",\"\",IF(AR446=\"\",\"\",INDIRECT(\"'Fixture Schedule'!K\"&MOD(ROW(A446)-52,50)+9)))","v":""},"",{"$f":"IF(A446=\"\",\"\",INDIRECT(\"'Fixture Schedule'!L\"&MOD(ROW(A446)-52,50)+9))","v":""},null,null,null,null,null,null,null,null,null,null,null,null,null,{"$f":"INDIRECT(\"'Space-by-Space Method'!\"&SUBSTITUTE(ADDRESS(1,MOD(ROW(A446)-52,50)+10,4),\"1\",\"\")&ROUNDDOWN((ROW(A446)-52)/50,0)+4)","v":0},{"$f":"LEFT(INDIRECT(\"'Space-by-Space Method'!BJ\"&ROUNDDOWN((ROW(A446)-52)/50,0)+4),3)","v":""},{"$f":"INDIRECT(\"'Fixture Schedule'!L\"&MOD(ROW(A446)-52,50)+9)","v":0},{"$f":"INDIRECT(\"'Fixture Schedule'!O\"&MOD(ROW(A446)-52,50)+9)","v":0},{"$f":"INDIRECT(\"'Space-by-Space Method'!F\"&ROUNDDOWN((ROW(A446)-52)/50,0)+4)","v":0},{"$f":"INDIRECT(\"'Fixture Schedule'!L\"&MOD(ROW(A446)-52,50)+9)","v":0},{"$f":"INDIRECT(\"'Space-by-Space Method'!D\"&ROUNDDOWN((ROW(A446)-52)/50,0)+4)","v":0},{"$f":"INDIRECT(\"'Space-by-Space Method'!E\"&ROUNDDOWN((ROW(A446)-52)/50,0)+4)","v":1}]
[{"$f":"IF(InteriorCalcType=2,IF(OR(AM447=0,AN447=\"DNQ\")=TRUE,\"\",INDIRECT(\"'Fixture Schedule'!M\"&MOD(ROW(A447)-52,50)+9)),\"\")","v":""},{"$f":"IF(A447=\"\",\"\",INDIRECT(\"'Fixture Schedule'!E\"&MOD(ROW(A447)-52,50)+9))","v":""},{"$f":"IF(A447=\"\",\"\",INDIRECT(\"'Fixture Schedule'!F\"&MOD(ROW(A447)-52,50)+9))","v":""},{"$f":"IF(A447=\"\",\"\",INDIRECT(\"'Fixture Schedule'!L\"&MOD(ROW(A447)-52,50)+9))","v":""},"",null,null,{"$f":"IF(A447=\"\",\"\",IF(AP447=1,Summary!$C$12*(AO447)/(SUM('Space-by-Space Method'!$BO$4:$BO$78,SUM('Exterior Lighting'!$BL$5:$BL$25))),0))","v":""},{"$f":"IF(A447=\"\",\"\",IF(START!$B$34=1,INDIRECT(\"'Space-by-Space Method'!\"&SUBSTITUTE(ADDRESS(1,MOD(ROW(A447)-52,50)+10,4),\"1\",\"\")&ROUNDDOWN((ROW(A447)-52)/50,0)+4),\"\"))","v":""},{"$f":"IF(A447=\"\",\"\",IF(AP447=1,Summary!$F$11*(AO447)/(SUM('Space-by-Space Method'!$BO$4:$BO$78,SUM('Exterior Lighting'!$BL$5:$BL$25))),0))","v":""},{"$f":"IF(A447=\"\",\"\",IF(AP447=1,Summary!$E$11*(AO447)/(SUM('Space-by-Space Method'!$BO$4:$BO$78,SUM('Exterior Lighting'!$BL$5:$BL$25))),0))","v":""},{"$f":"IF(A447=\"\",\"\",IF(AP447=1,Summary!$G$11*(AO447)/(SUM('Space-by-Space Method'!$BO$4:$BO$78,SUM('Exterior Lighting'!$BL$5:$BL$25))),0))","v":""},{"$f":"IF(A447=\"\",\"\",IF(AP447=1,Summary!$H$11*(AO447)/(SUM('Space-by-Space Method'!$BO$4:$BO$78)),0))","v":""},{"$f":"IF(A447=\"\",\"\",IF(AP447=1,Summary!$I$11*(AO447)/(SUM('Space-by-Space Method'!$BO$4:$BO$78)),0))","v":""},null,null,null,{"$f":"IF(A447=\"\",\"\",IF(START!$B$34=2,INDIRECT(\"'Space-by-Space Method'!\"&SUBSTITUTE(ADDRESS(1,MOD(ROW(A447)-52,50)+10,4),\"1\",\"\")&ROUNDDOWN((ROW(A447)-52)/50,0)+4),\"\"))","v":""},{"$f":"IF(A447=\"\",\"\",INDIRECT(\"'Space-by-Space Method'!C\"&ROUNDDOWN((ROW(A447)-52)/50,0)+4))","v":""},{"$f":"IF(A447=\"\",\"\",IF(COUNTIF(CommonSpaceTypes,AQ447)>0,INDIRECT(\"'Space-by-Space Method'!F\"&ROUNDDOWN((ROW(A447)-52)/50,0)+4),\"\"))","v":""},{"$f":"IF(A447=\"\",\"\",IF(COUNTIF(BuildingSpecificSpaceTypes,AQ447)>0,INDIRECT(\"'Space-by-Space Method'!F\"&ROUNDDOWN((ROW(A447)-52)/50,0)+4),\"\"))","v":""},{"$f":"IF(A447=\"\",\"\",INDIRECT(\"'Fixture Schedule'!D\"&MOD(ROW(A447)-52,50)+9))","v":""},{"$f":"IF(A447=\"\",\"\",IF(AR447=\"\",\"\",INDIRECT(\"'Fixture Schedule'!K\"&MOD(ROW(A447)-52,50)+9)))","v":""},"",{"$f":"IF(A447=\"\",\"\",INDIRECT(\"'Fixture Schedule'!L\"&MOD(ROW(A447)-52,50)+9))","v":""},null,null,null,null,null,null,null,null,null,null,null,null,null,{"$f":"INDIRECT(\"'Space-by-Space Method'!\"&SUBSTITUTE(ADDRESS(1,MOD(ROW(A447)-52,50)+10,4),\"1\",\"\")&ROUNDDOWN((ROW(A447)-52)/50,0)+4)","v":0},{"$f":"LEFT(INDIRECT(\"'Space-by-Space Method'!BJ\"&ROUNDDOWN((ROW(A447)-52)/50,0)+4),3)","v":""},{"$f":"INDIRECT(\"'Fixture Schedule'!L\"&MOD(ROW(A447)-52,50)+9)","v":0},{"$f":"INDIRECT(\"'Fixture Schedule'!O\"&MOD(ROW(A447)-52,50)+9)","v":0},{"$f":"INDIRECT(\"'Space-by-Space Method'!F\"&ROUNDDOWN((ROW(A447)-52)/50,0)+4)","v":0},{"$f":"INDIRECT(\"'Fixture Schedule'!L\"&MOD(ROW(A447)-52,50)+9)","v":0},{"$f":"INDIRECT(\"'Space-by-Space Method'!D\"&ROUNDDOWN((ROW(A447)-52)/50,0)+4)","v":0},{"$f":"INDIRECT(\"'Space-by-Space Method'!E\"&ROUNDDOWN((ROW(A447)-52)/50,0)+4)","v":1}]
[{"$f":"IF(InteriorCalcType=2,IF(OR(AM448=0,AN448=\"DNQ\")=TRUE,\"\",INDIRECT(\"'Fixture Schedule'!M\"&MOD(ROW(A448)-52,50)+9)),\"\")","v":""},{"$f":"IF(A448=\"\",\"\",INDIRECT(\"'Fixture Schedule'!E\"&MOD(ROW(A448)-52,50)+9))","v":""},{"$f":"IF(A448=\"\",\"\",INDIRECT(\"'Fixture Schedule'!F\"&MOD(ROW(A448)-52,50)+9))","v":""},{"$f":"IF(A448=\"\",\"\",INDIRECT(\"'Fixture Schedule'!L\"&MOD(ROW(A448)-52,50)+9))","v":""},"",null,null,{"$f":"IF(A448=\"\",\"\",IF(AP448=1,Summary!$C$12*(AO448)/(SUM('Space-by-Space Method'!$BO$4:$BO$78,SUM('Exterior Lighting'!$BL$5:$BL$25))),0))","v":""},{"$f":"IF(A448=\"\",\"\",IF(START!$B$34=1,INDIRECT(\"'Space-by-Space Method'!\"&SUBSTITUTE(ADDRESS(1,MOD(ROW(A448)-52,50)+10,4),\"1\",\"\")&ROUNDDOWN((ROW(A448)-52)/50,0)+4),\"\"))","v":""},{"$f":"IF(A448=\"\",\"\",IF(AP448=1,Summary!$F$11*(AO448)/(SUM('Space-by-Space Method'!$BO$4:$BO$78,SUM('Exterior Lighting'!$BL$5:$BL$25))),0))","v":""},{"$f":"IF(A448=\"\",\"\",IF(AP448=1,Summary!$E$11*(AO448)/(SUM('Space-by-Space Method'!$BO$4:$BO$78,SUM('Exterior Lighting'!$BL$5:$BL$25))),0))","v":""},{"$f":"IF(A448=\"\",\"\",IF(AP448=1,Summary!$G$11*(AO448)/(SUM('Space-by-Space Method'!$BO$4:$BO$78,SUM('Exterior Lighting'!$BL$5:$BL$25))),0))","v":""},{"$f":"IF(A448=\"\",\"\",IF(AP448=1,Summary!$H$11*(AO448)/(SUM('Space-by-Space Method'!$BO$4:$BO$78)),0))","v":""},{"$f":"IF(A448=\"\",\"\",IF(AP448=1,Summary!$I$11*(AO448)/(SUM('Space-by-Space Method'!$BO$4:$BO$78)),0))","v":""},null,null,null,{"$f":"IF(A448=\"\",\"\",IF(START!$B$34=2,INDIRECT(\"'Space-by-Space Method'!\"&SUBSTITUTE(ADDRESS(1,MOD(ROW(A448)-52,50)+10,4),\"1\",\"\")&ROUNDDOWN((ROW(A448)-52)/50,0)+4),\"\"))","v":""},{"$f":"IF(A448=\"\",\"\",INDIRECT(\"'Space-by-Space Method'!C\"&ROUNDDOWN((ROW(A448)-52)/50,0)+4))","v":""},{"$f":"IF(A448=\"\",\"\",IF(COUNTIF(CommonSpaceTypes,AQ448)>0,INDIRECT(\"'Space-by-Space Method'!F\"&ROUNDDOWN((ROW(A448)-52)/50,0)+4),\"\"))","v":""},{"$f":"IF(A448=\"\",\"\",IF(COUNTIF(BuildingSpecificSpaceTypes,AQ448)>0,INDIRECT(\"'Space-by-Space Method'!F\"&ROUNDDOWN((ROW(A448)-52)/50,0)+4),\"\"))","v":""},{"$f":"IF(A448=\"\",\"\",INDIRECT(\"'Fixture Schedule'!D\"&MOD(ROW(A448)-52,50)+9))","v":""},{"$f":"IF(A448=\"\",\"\",IF(AR448=\"\",\"\",INDIRECT(\"'Fixture Schedule'!K\"&MOD(ROW(A448)-52,50)+9)))","v":""},"",{"$f":"IF(A448=\"\",\"\",INDIRECT(\"'Fixture Schedule'!L\"&MOD(ROW(A448)-52,50)+9))","v":""},null,null,null,null,null,null,null,null,null,null,null,null,null,{"$f":"INDIRECT(\"'Space-by-Space Method'!\"&SUBSTITUTE(ADDRESS(1,MOD(ROW(A448)-52,50)+10,4),\"1\",\"\")&ROUNDDOWN((ROW(A448)-52)/50,0)+4)","v":0},{"$f":"LEFT(INDIRECT(\"'Space-by-Space Method'!BJ\"&ROUNDDOWN((ROW(A448)-52)/50,0)+4),3)","v":""},{"$f":"INDIRECT(\"'Fixture Schedule'!L\"&MOD(ROW(A448)-52,50)+9)","v":0},{"$f":"INDIRECT(\"'Fixture Schedule'!O\"&MOD(ROW(A448)-52,50)+9)","v":0},{"$f":"INDIRECT(\"'Space-by-Space Method'!F\"&ROUNDDOWN((ROW(A448)-52)/50,0)+4)","v":0},{"$f":"INDIRECT(\"'Fixture Schedule'!L\"&MOD(ROW(A448)-52,50)+9)","v":0},{"$f":"INDIRECT(\"'Space-by-Space Method'!D\"&ROUNDDOWN((ROW(A448)-52)/50,0)+4)","v":0},{"$f":"INDIRECT(\"'Space-by-Space Method'!E\"&ROUNDDOWN((ROW(A448)-52)/50,0)+4)","v":1}]
[{"$f":"IF(InteriorCalcType=2,IF(OR(AM449=0,AN449=\"DNQ\")=TRUE,\"\",INDIRECT(\"'Fixture Schedule'!M\"&MOD(ROW(A449)-52,50)+9)),\"\")","v":""},{"$f":"IF(A449=\"\",\"\",INDIRECT(\"'Fixture Schedule'!E\"&MOD(ROW(A449)-52,50)+9))","v":""},{"$f":"IF(A449=\"\",\"\",INDIRECT(\"'Fixture Schedule'!F\"&MOD(ROW(A449)-52,50)+9))","v":""},{"$f":"IF(A449=\"\",\"\",INDIRECT(\"'Fixture Schedule'!L\"&MOD(ROW(A449)-52,50)+9))","v":""},"",null,null,{"$f":"IF(A449=\"\",\"\",IF(AP449=1,Summary!$C$12*(AO449)/(SUM('Space-by-Space Method'!$BO$4:$BO$78,SUM('Exterior Lighting'!$BL$5:$BL$25))),0))","v":""},{"$f":"IF(A449=\"\",\"\",IF(START!$B$34=1,INDIRECT(\"'Space-by-Space Method'!\"&SUBSTITUTE(ADDRESS(1,MOD(ROW(A449)-52,50)+10,4),\"1\",\"\")&ROUNDDOWN((ROW(A449)-52)/50,0)+4),\"\"))","v":""},{"$f":"IF(A449=\"\",\"\",IF(AP449=1,Summary!$F$11*(AO449)/(SUM('Space-by-Space Method'!$BO$4:$BO$78,SUM('Exterior Lighting'!$BL$5:$BL$25))),0))","v":""},{"$f":"IF(A449=\"\",\"\",IF(AP449=1,Summary!$E$11*(AO449)/(SUM('Space-by-Space Method'!$BO$4:$BO$78,SUM('Exterior Lighting'!$BL$5:$BL$25))),0))","v":""},{"$f":"IF(A449=\"\",\"\",IF(AP449=1,Summary!$G$11*(AO449)/(SUM('Space-by-Space Method'!$BO$4:$BO$78,SUM('Exterior Lighting'!$BL$5:$BL$25))),0))","v":""},{"$f":"IF(A449=\"\",\"\",IF(AP449=1,Summary!$H$11*(AO449)/(SUM('Space-by-Space Method'!$BO$4:$BO$78)),0))","v":""},{"$f":"IF(A449=\"\",\"\",IF(AP449=1,Summary!$I$11*(AO449)/(SUM('Space-by-Space Method'!$BO$4:$BO$78)),0))","v":""},null,null,null,{"$f":"IF(A449=\"\",\"\",IF(START!$B$34=2,INDIRECT(\"'Space-by-Space Method'!\"&SUBSTITUTE(ADDRESS(1,MOD(ROW(A449)-52,50)+10,4),\"1\",\"\")&ROUNDDOWN((ROW(A449)-52)/50,0)+4),\"\"))","v":""},{"$f":"IF(A449=\"\",\"\",INDIRECT(\"'Space-by-Space Method'!C\"&ROUNDDOWN((ROW(A449)-52)/50,0)+4))","v":""},{"$f":"IF(A449=\"\",\"\",IF(COUNTIF(CommonSpaceTypes,AQ449)>0,INDIRECT(\"'Space-by-Space Method'!F\"&ROUNDDOWN((ROW(A449)-52)/50,0)+4),\"\"))","v":""},{"$f":"IF(A449=\"\",\"\",IF(COUNTIF(BuildingSpecificSpaceTypes,AQ449)>0,INDIRECT(\"'Space-by-Space Method'!F\"&ROUNDDOWN((ROW(A449)-52)/50,0)+4),\"\"))","v":""},{"$f":"IF(A449=\"\",\"\",INDIRECT(\"'Fixture Schedule'!D\"&MOD(ROW(A449)-52,50)+9))","v":""},{"$f":"IF(A449=\"\",\"\",IF(AR449=\"\",\"\",INDIRECT(\"'Fixture Schedule'!K\"&MOD(ROW(A449)-52,50)+9)))","v":""},"",{"$f":"IF(A449=\"\",\"\",INDIRECT(\"'Fixture Schedule'!L\"&MOD(ROW(A449)-52,50)+9))","v":""},null,null,null,null,null,null,null,null,null,null,null,null,null,{"$f":"INDIRECT(\"'Space-by-Space Method'!\"&SUBSTITUTE(ADDRESS(1,MOD(ROW(A449)-52,50)+10,4),\"1\",\"\")&ROUNDDOWN((ROW(A449)-52)/50,0)+4)","v":0},{"$f":"LEFT(INDIRECT(\"'Space-by-Space Method'!BJ\"&ROUNDDOWN((ROW(A449)-52)/50,0)+4),3)","v":""},{"$f":"INDIRECT(\"'Fixture Schedule'!L\"&MOD(ROW(A449)-52,50)+9)","v":0},{"$f":"INDIRECT(\"'Fixture Schedule'!O\"&MOD(ROW(A449)-52,50)+9)","v":0},{"$f":"INDIRECT(\"'Space-by-Space Method'!F\"&ROUNDDOWN((ROW(A449)-52)/50,0)+4)","v":0},{"$f":"INDIRECT(\"'Fixture Schedule'!L\"&MOD(ROW(A449)-52,50)+9)","v":0},{"$f":"INDIRECT(\"'Space-by-Space Method'!D\"&ROUNDDOWN((ROW(A449)-52)/50,0)+4)","v":0},{"$f":"INDIRECT(\"'Space-by-Space Method'!E\"&ROUNDDOWN((ROW(A449)-52)/50,0)+4)","v":1}]
[{"$f":"IF(InteriorCalcType=2,IF(OR(AM450=0,AN450=\"DNQ\")=TRUE,\"\",INDIRECT(\"'Fixture Schedule'!M\"&MOD(ROW(A450)-52,50)+9)),\"\")","v":""},{"$f":"IF(A450=\"\",\"\",INDIRECT(\"'Fixture Schedule'!E\"&MOD(ROW(A450)-52,50)+9))","v":""},{"$f":"IF(A450=\"\",\"\",INDIRECT(\"'Fixture Schedule'!F\"&MOD(ROW(A450)-52,50)+9))","v":""},{"$f":"IF(A450=\"\",\"\",INDIRECT(\"'Fixture Schedule'!L\"&MOD(ROW(A450)-52,50)+9))","v":""},"",null,null,{"$f":"IF(A450=\"\",\"\",IF(AP450=1,Summary!$C$12*(AO450)/(SUM('Space-by-Space Method'!$BO$4:$BO$78,SUM('Exterior Lighting'!$BL$5:$BL$25))),0))","v":""},{"$f":"IF(A450=\"\",\"\",IF(START!$B$34=1,INDIRECT(\"'Space-by-Space Method'!\"&SUBSTITUTE(ADDRESS(1,MOD(ROW(A450)-52,50)+10,4),\"1\",\"\")&ROUNDDOWN((ROW(A450)-52)/50,0)+4),\"\"))","v":""},{"$f":"IF(A450=\"\",\"\",IF(AP450=1,Summary!$F$11*(AO450)/(SUM('Space-by-Space Method'!$BO$4:$BO$78,SUM('Exterior Lighting'!$BL$5:$BL$25))),0))","v":""},{"$f":"IF(A450=\"\",\"\",IF(AP450=1,Summary!$E$11*(AO450)/(SUM('Space-by-Space Method'!$BO$4:$BO$78,SUM('Exterior Lighting'!$BL$5:$BL$25))),0))","v":""},{"$f":"IF(A450=\"\",\"\",IF(AP450=1,Summary!$G$11*(AO450)/(SUM('Space-by-Space Method'!$BO$4:$BO$78,SUM('Exterior Lighting'!$BL$5:$BL$25))),0))","v":""},{"$f":"IF(A450=\"\",\"\",IF(AP450=1,Summary!$H$11*(AO450)/(SUM('Space-by-Space Method'!$BO$4:$BO$78)),0))","v":""},{"$f":"IF(A450=\"\",\"\",IF(AP450=1,Summary!$I$11*(AO450)/(SUM('Space-by-Space Method'!$BO$4:$BO$78)),0))","v":""},null,null,null,{"$f":"IF(A450=\"\",\"\",IF(START!$B$34=2,INDIRECT(\"'Space-by-Space Method'!\"&SUBSTITUTE(ADDRESS(1,MOD(ROW(A450)-52,50)+10,4),\"1\",\"\")&ROUNDDOWN((ROW(A450)-52)/50,0)+4),\"\"))","v":""},{"$f":"IF(A450=\"\",\"\",INDIRECT(\"'Space-by-Space Method'!C\"&ROUNDDOWN((ROW(A450)-52)/50,0)+4))","v":""},{"$f":"IF(A450=\"\",\"\",IF(COUNTIF(CommonSpaceTypes,AQ450)>0,INDIRECT(\"'Space-by-Space Method'!F\"&ROUNDDOWN((ROW(A450)-52)/50,0)+4),\"\"))","v":""},{"$f":"IF(A450=\"\",\"\",IF(COUNTIF(BuildingSpecificSpaceTypes,AQ450)>0,INDIRECT(\"'Space-by-Space Method'!F\"&ROUNDDOWN((ROW(A450)-52)/50,0)+4),\"\"))","v":""},{"$f":"IF(A450=\"\",\"\",INDIRECT(\"'Fixture Schedule'!D\"&MOD(ROW(A450)-52,50)+9))","v":""},{"$f":"IF(A450=\"\",\"\",IF(AR450=\"\",\"\",INDIRECT(\"'Fixture Schedule'!K\"&MOD(ROW(A450)-52,50)+9)))","v":""},"",{"$f":"IF(A450=\"\",\"\",INDIRECT(\"'Fixture Schedule'!L\"&MOD(ROW(A450)-52,50)+9))","v":""},null,null,null,null,null,null,null,null,null,null,null,null,null,{"$f":"INDIRECT(\"'Space-by-Space Method'!\"&SUBSTITUTE(ADDRESS(1,MOD(ROW(A450)-52,50)+10,4),\"1\",\"\")&ROUNDDOWN((ROW(A450)-52)/50,0)+4)","v":0},{"$f":"LEFT(INDIRECT(\"'Space-by-Space Method'!BJ\"&ROUNDDOWN((ROW(A450)-52)/50,0)+4),3)","v":""},{"$f":"INDIRECT(\"'Fixture Schedule'!L\"&MOD(ROW(A450)-52,50)+9)","v":0},{"$f":"INDIRECT(\"'Fixture Schedule'!O\"&MOD(ROW(A450)-52,50)+9)","v":0},{"$f":"INDIRECT(\"'Space-by-Space Method'!F\"&ROUNDDOWN((ROW(A450)-52)/50,0)+4)","v":0},{"$f":"INDIRECT(\"'Fixture Schedule'!L\"&MOD(ROW(A450)-52,50)+9)","v":0},{"$f":"INDIRECT(\"'Space-by-Space Method'!D\"&ROUNDDOWN((ROW(A450)-52)/50,0)+4)","v":0},{"$f":"INDIRECT(\"'Space-by-Space Method'!E\"&ROUNDDOWN((ROW(A450)-52)/50,0)+4)","v":1}]
[{"$f":"IF(InteriorCalcType=2,IF(OR(AM451=0,AN451=\"DNQ\")=TRUE,\"\",INDIRECT(\"'Fixture Schedule'!M\"&MOD(ROW(A451)-52,50)+9)),\"\")","v":""},{"$f":"IF(A451=\"\",\"\",INDIRECT(\"'Fixture Schedule'!E\"&MOD(ROW(A451)-52,50)+9))","v":""},{"$f":"IF(A451=\"\",\"\",INDIRECT(\"'Fixture Schedule'!F\"&MOD(ROW(A451)-52,50)+9))","v":""},{"$f":"IF(A451=\"\",\"\",INDIRECT(\"'Fixture Schedule'!L\"&MOD(ROW(A451)-52,50)+9))","v":""},"",null,null,{"$f":"IF(A451=\"\",\"\",IF(AP451=1,Summary!$C$12*(AO451)/(SUM('Space-by-Space Method'!$BO$4:$BO$78,SUM('Exterior Lighting'!$BL$5:$BL$25))),0))","v":""},{"$f":"IF(A451=\"\",\"\",IF(START!$B$34=1,INDIRECT(\"'Space-by-Space Method'!\"&SUBSTITUTE(ADDRESS(1,MOD(ROW(A451)-52,50)+10,4),\"1\",\"\")&ROUNDDOWN((ROW(A451)-52)/50,0)+4),\"\"))","v":""},{"$f":"IF(A451=\"\",\"\",IF(AP451=1,Summary!$F$11*(AO451)/(SUM('Space-by-Space Method'!$BO$4:$BO$78,SUM('Exterior Lighting'!$BL$5:$BL$25))),0))","v":""},{"$f":"IF(A451=\"\",\"\",IF(AP451=1,Summary!$E$11*(AO451)/(SUM('Space-by-Space Method'!$BO$4:$BO$78,SUM('Exterior Lighting'!$BL$5:$BL$25))),0))","v":""},{"$f":"IF(A451=\"\",\"\",IF(AP451=1,Summary!$G$11*(AO451)/(SUM('Space-by-Space Method'!$BO$4:$BO$78,SUM('Exterior Lighting'!$BL$5:$BL$25))),0))","v":""},{"$f":"IF(A451=\"\",\"\",IF(AP451=1,Summary!$H$11*(AO451)/(SUM('Space-by-Space Method'!$BO$4:$BO$78)),0))","v":""},{"$f":"IF(A451=\"\",\"\",IF(AP451=1,Summary!$I$11*(AO451)/(SUM('Space-by-Space Method'!$BO$4:$BO$78)),0))","v":""},null,null,null,{"$f":"IF(A451=\"\",\"\",IF(START!$B$34=2,INDIRECT(\"'Space-by-Space Method'!\"&SUBSTITUTE(ADDRESS(1,MOD(ROW(A451)-52,50)+10,4),\"1\",\"\")&ROUNDDOWN((ROW(A451)-52)/50,0)+4),\"\"))","v":""},{"$f":"IF(A451=\"\",\"\",INDIRECT(\"'Space-by-Space Method'!C\"&ROUNDDOWN((ROW(A451)-52)/50,0)+4))","v":""},{"$f":"IF(A451=\"\",\"\",IF(COUNTIF(CommonSpaceTypes,AQ451)>0,INDIRECT(\"'Space-by-Space Method'!F\"&ROUNDDOWN((ROW(A451)-52)/50,0)+4),\"\"))","v":""},{"$f":"IF(A451=\"\",\"\",IF(COUNTIF(BuildingSpecificSpaceTypes,AQ451)>0,INDIRECT(\"'Space-by-Space Method'!F\"&ROUNDDOWN((ROW(A451)-52)/50,0)+4),\"\"))","v":""},{"$f":"IF(A451=\"\",\"\",INDIRECT(\"'Fixture Schedule'!D\"&MOD(ROW(A451)-52,50)+9))","v":""},{"$f":"IF(A451=\"\",\"\",IF(AR451=\"\",\"\",INDIRECT(\"'Fixture Schedule'!K\"&MOD(ROW(A451)-52,50)+9)))","v":""},"",{"$f":"IF(A451=\"\",\"\",INDIRECT(\"'Fixture Schedule'!L\"&MOD(ROW(A451)-52,50)+9))","v":""},null,null,null,null,null,null,null,null,null,null,null,null,null,{"$f":"INDIRECT(\"'Space-by-Space Method'!\"&SUBSTITUTE(ADDRESS(1,MOD(ROW(A451)-52,50)+10,4),\"1\",\"\")&ROUNDDOWN((ROW(A451)-52)/50,0)+4)","v":0},{"$f":"LEFT(INDIRECT(\"'Space-by-Space Method'!BJ\"&ROUNDDOWN((ROW(A451)-52)/50,0)+4),3)","v":""},{"$f":"INDIRECT(\"'Fixture Schedule'!L\"&MOD(ROW(A451)-52,50)+9)","v":0},{"$f":"INDIRECT(\"'Fixture Schedule'!O\"&MOD(ROW(A451)-52,50)+9)","v":0},{"$f":"INDIRECT(\"'Space-by-Space Method'!F\"&ROUNDDOWN((ROW(A451)-52)/50,0)+4)","v":0},{"$f":"INDIRECT(\"'Fixture Schedule'!L\"&MOD(ROW(A451)-52,50)+9)","v":0},{"$f":"INDIRECT(\"'Space-by-Space Method'!D\"&ROUNDDOWN((ROW(A451)-52)/50,0)+4)","v":0},{"$f":"INDIRECT(\"'Space-by-Space Method'!E\"&ROUNDDOWN((ROW(A451)-52)/50,0)+4)","v":1}]
[{"$f":"IF(InteriorCalcType=2,IF(OR(AM452=0,AN452=\"DNQ\")=TRUE,\"\",INDIRECT(\"'Fixture Schedule'!M\"&MOD(ROW(A452)-52,50)+9)),\"\")","v":""},{"$f":"IF(A452=\"\",\"\",INDIRECT(\"'Fixture Schedule'!E\"&MOD(ROW(A452)-52,50)+9))","v":""},{"$f":"IF(A452=\"\",\"\",INDIRECT(\"'Fixture Schedule'!F\"&MOD(ROW(A452)-52,50)+9))","v":""},{"$f":"IF(A452=\"\",\"\",INDIRECT(\"'Fixture Schedule'!L\"&MOD(ROW(A452)-52,50)+9))","v":""},"",null,null,{"$f":"IF(A452=\"\",\"\",IF(AP452=1,Summary!$C$12*(AO452)/(SUM('Space-by-Space Method'!$BO$4:$BO$78,SUM('Exterior Lighting'!$BL$5:$BL$25))),0))","v":""},{"$f":"IF(A452=\"\",\"\",IF(START!$B$34=1,INDIRECT(\"'Space-by-Space Method'!\"&SUBSTITUTE(ADDRESS(1,MOD(ROW(A452)-52,50)+10,4),\"1\",\"\")&ROUNDDOWN((ROW(A452)-52)/50,0)+4),\"\"))","v":""},{"$f":"IF(A452=\"\",\"\",IF(AP452=1,Summary!$F$11*(AO452)/(SUM('Space-by-Space Method'!$BO$4:$BO$78,SUM('Exterior Lighting'!$BL$5:$BL$25))),0))","v":""},{"$f":"IF(A452=\"\",\"\",IF(AP452=1,Summary!$E$11*(AO452)/(SUM('Space-by-Space Method'!$BO$4:$BO$78,SUM('Exterior Lighting'!$BL$5:$BL$25))),0))","v":""},{"$f":"IF(A452=\"\",\"\",IF(AP452=1,Summary!$G$11*(AO452)/(SUM('Space-by-Space Method'!$BO$4:$BO$78,SUM('Exterior Lighting'!$BL$5:$BL$25))),0))","v":""},{"$f":"IF(A452=\"\",\"\",IF(AP452=1,Summary!$H$11*(AO452)/(SUM('Space-by-Space Method'!$BO$4:$BO$78)),0))","v":""},{"$f":"IF(A452=\"\",\"\",IF(AP452=1,Summary!$I$11*(AO452)/(SUM('Space-by-Space Method'!$BO$4:$BO$78)),0))","v":""},null,null,null,{"$f":"IF(A452=\"\",\"\",IF(START!$B$34=2,INDIRECT(\"'Space-by-Space Method'!\"&SUBSTITUTE(ADDRESS(1,MOD(ROW(A452)-52,50)+10,4),\"1\",\"\")&ROUNDDOWN((ROW(A452)-52)/50,0)+4),\"\"))","v":""},{"$f":"IF(A452=\"\",\"\",INDIRECT(\"'Space-by-Space Method'!C\"&ROUNDDOWN((ROW(A452)-52)/50,0)+4))","v":""},{"$f":"IF(A452=\"\",\"\",IF(COUNTIF(CommonSpaceTypes,AQ452)>0,INDIRECT(\"'Space-by-Space Method'!F\"&ROUNDDOWN((ROW(A452)-52)/50,0)+4),\"\"))","v":""},{"$f":"IF(A452=\"\",\"\",IF(COUNTIF(BuildingSpecificSpaceTypes,AQ452)>0,INDIRECT(\"'Space-by-Space Method'!F\"&ROUNDDOWN((ROW(A452)-52)/50,0)+4),\"\"))","v":""},{"$f":"IF(A452=\"\",\"\",INDIRECT(\"'Fixture Schedule'!D\"&MOD(ROW(A452)-52,50)+9))","v":""},{"$f":"IF(A452=\"\",\"\",IF(AR452=\"\",\"\",INDIRECT(\"'Fixture Schedule'!K\"&MOD(ROW(A452)-52,50)+9)))","v":""},"",{"$f":"IF(A452=\"\",\"\",INDIRECT(\"'Fixture Schedule'!L\"&MOD(ROW(A452)-52,50)+9))","v":""},null,null,null,null,null,null,null,null,null,null,null,null,null,{"$f":"INDIRECT(\"'Space-by-Space Method'!\"&SUBSTITUTE(ADDRESS(1,MOD(ROW(A452)-52,50)+10,4),\"1\",\"\")&ROUNDDOWN((ROW(A452)-52)/50,0)+4)","v":0},{"$f":"LEFT(INDIRECT(\"'Space-by-Space Method'!BJ\"&ROUNDDOWN((ROW(A452)-52)/50,0)+4),3)","v":""},{"$f":"INDIRECT(\"'Fixture Schedule'!L\"&MOD(ROW(A452)-52,50)+9)","v":0},{"$f":"INDIRECT(\"'Fixture Schedule'!O\"&MOD(ROW(A452)-52,50)+9)","v":0},{"$f":"INDIRECT(\"'Space-by-Space Method'!F\"&ROUNDDOWN((ROW(A452)-52)/50,0)+4)","v":0},{"$f":"INDIRECT(\"'Fixture Schedule'!L\"&MOD(ROW(A452)-52,50)+9)","v":0},{"$f":"INDIRECT(\"'Space-by-Space Method'!D\"&ROUNDDOWN((ROW(A452)-52)/50,0)+4)","v":0},{"$f":"INDIRECT(\"'Space-by-Space Method'!E\"&ROUNDDOWN((ROW(A452)-52)/50,0)+4)","v":1}]
[{"$f":"IF(InteriorCalcType=2,IF(OR(AM453=0,AN453=\"DNQ\")=TRUE,\"\",INDIRECT(\"'Fixture Schedule'!M\"&MOD(ROW(A453)-52,50)+9)),\"\")","v":""},{"$f":"IF(A453=\"\",\"\",INDIRECT(\"'Fixture Schedule'!E\"&MOD(ROW(A453)-52,50)+9))","v":""},{"$f":"IF(A453=\"\",\"\",INDIRECT(\"'Fixture Schedule'!F\"&MOD(ROW(A453)-52,50)+9))","v":""},{"$f":"IF(A453=\"\",\"\",INDIRECT(\"'Fixture Schedule'!L\"&MOD(ROW(A453)-52,50)+9))","v":""},"",null,null,{"$f":"IF(A453=\"\",\"\",IF(AP453=1,Summary!$C$12*(AO453)/(SUM('Space-by-Space Method'!$BO$4:$BO$78,SUM('Exterior Lighting'!$BL$5:$BL$25))),0))","v":""},{"$f":"IF(A453=\"\",\"\",IF(START!$B$34=1,INDIRECT(\"'Space-by-Space Method'!\"&SUBSTITUTE(ADDRESS(1,MOD(ROW(A453)-52,50)+10,4),\"1\",\"\")&ROUNDDOWN((ROW(A453)-52)/50,0)+4),\"\"))","v":""},{"$f":"IF(A453=\"\",\"\",IF(AP453=1,Summary!$F$11*(AO453)/(SUM('Space-by-Space Method'!$BO$4:$BO$78,SUM('Exterior Lighting'!$BL$5:$BL$25))),0))","v":""},{"$f":"IF(A453=\"\",\"\",IF(AP453=1,Summary!$E$11*(AO453)/(SUM('Space-by-Space Method'!$BO$4:$BO$78,SUM('Exterior Lighting'!$BL$5:$BL$25))),0))","v":""},{"$f":"IF(A453=\"\",\"\",IF(AP453=1,Summary!$G$11*(AO453)/(SUM('Space-by-Space Method'!$BO$4:$BO$78,SUM('Exterior Lighting'!$BL$5:$BL$25))),0))","v":""},{"$f":"IF(A453=\"\",\"\",IF(AP453=1,Summary!$H$11*(AO453)/(SUM('Space-by-Space Method'!$BO$4:$BO$78)),0))","v":""},{"$f":"IF(A453=\"\",\"\",IF(AP453=1,Summary!$I$11*(AO453)/(SUM('Space-by-Space Method'!$BO$4:$BO$78)),0))","v":""},null,null,null,{"$f":"IF(A453=\"\",\"\",IF(START!$B$34=2,INDIRECT(\"'Space-by-Space Method'!\"&SUBSTITUTE(ADDRESS(1,MOD(ROW(A453)-52,50)+10,4),\"1\",\"\")&ROUNDDOWN((ROW(A453)-52)/50,0)+4),\"\"))","v":""},{"$f":"IF(A453=\"\",\"\",INDIRECT(\"'Space-by-Space Method'!C\"&ROUNDDOWN((ROW(A453)-52)/50,0)+4))","v":""},{"$f":"IF(A453=\"\",\"\",IF(COUNTIF(CommonSpaceTypes,AQ453)>0,INDIRECT(\"'Space-by-Space Method'!F\"&ROUNDDOWN((ROW(A453)-52)/50,0)+4),\"\"))","v":""},{"$f":"IF(A453=\"\",\"\",IF(COUNTIF(BuildingSpecificSpaceTypes,AQ453)>0,INDIRECT(\"'Space-by-Space Method'!F\"&ROUNDDOWN((ROW(A453)-52)/50,0)+4),\"\"))","v":""},{"$f":"IF(A453=\"\",\"\",INDIRECT(\"'Fixture Schedule'!D\"&MOD(ROW(A453)-52,50)+9))","v":""},{"$f":"IF(A453=\"\",\"\",IF(AR453=\"\",\"\",INDIRECT(\"'Fixture Schedule'!K\"&MOD(ROW(A453)-52,50)+9)))","v":""},"",{"$f":"IF(A453=\"\",\"\",INDIRECT(\"'Fixture Schedule'!L\"&MOD(ROW(A453)-52,50)+9))","v":""},null,null,null,null,null,null,null,null,null,null,null,null,null,{"$f":"INDIRECT(\"'Space-by-Space Method'!\"&SUBSTITUTE(ADDRESS(1,MOD(ROW(A453)-52,50)+10,4),\"1\",\"\")&ROUNDDOWN((ROW(A453)-52)/50,0)+4)","v":0},{"$f":"LEFT(INDIRECT(\"'Space-by-Space Method'!BJ\"&ROUNDDOWN((ROW(A453)-52)/50,0)+4),3)","v":""},{"$f":"INDIRECT(\"'Fixture Schedule'!L\"&MOD(ROW(A453)-52,50)+9)","v":0},{"$f":"INDIRECT(\"'Fixture Schedule'!O\"&MOD(ROW(A453)-52,50)+9)","v":0},{"$f":"INDIRECT(\"'Space-by-Space Method'!F\"&ROUNDDOWN((ROW(A453)-52)/50,0)+4)","v":0},{"$f":"INDIRECT(\"'Fixture Schedule'!L\"&MOD(ROW(A453)-52,50)+9)","v":0},{"$f":"INDIRECT(\"'Space-by-Space Method'!D\"&ROUNDDOWN((ROW(A453)-52)/50,0)+4)","v":0},{"$f":"INDIRECT(\"'Space-by-Space Method'!E\"&ROUNDDOWN((ROW(A453)-52)/50,0)+4)","v":1}]
[{"$f":"IF(InteriorCalcType=2,IF(OR(AM454=0,AN454=\"DNQ\")=TRUE,\"\",INDIRECT(\"'Fixture Schedule'!M\"&MOD(ROW(A454)-52,50)+9)),\"\")","v":""},{"$f":"IF(A454=\"\",\"\",INDIRECT(\"'Fixture Schedule'!E\"&MOD(ROW(A454)-52,50)+9))","v":""},{"$f":"IF(A454=\"\",\"\",INDIRECT(\"'Fixture Schedule'!F\"&MOD(ROW(A454)-52,50)+9))","v":""},{"$f":"IF(A454=\"\",\"\",INDIRECT(\"'Fixture Schedule'!L\"&MOD(ROW(A454)-52,50)+9))","v":""},"",null,null,{"$f":"IF(A454=\"\",\"\",IF(AP454=1,Summary!$C$12*(AO454)/(SUM('Space-by-Space Method'!$BO$4:$BO$78,SUM('Exterior Lighting'!$BL$5:$BL$25))),0))","v":""},{"$f":"IF(A454=\"\",\"\",IF(START!$B$34=1,INDIRECT(\"'Space-by-Space Method'!\"&SUBSTITUTE(ADDRESS(1,MOD(ROW(A454)-52,50)+10,4),\"1\",\"\")&ROUNDDOWN((ROW(A454)-52)/50,0)+4),\"\"))","v":""},{"$f":"IF(A454=\"\",\"\",IF(AP454=1,Summary!$F$11*(AO454)/(SUM('Space-by-Space Method'!$BO$4:$BO$78,SUM('Exterior Lighting'!$BL$5:$BL$25))),0))","v":""},{"$f":"IF(A454=\"\",\"\",IF(AP454=1,Summary!$E$11*(AO454)/(SUM('Space-by-Space Method'!$BO$4:$BO$78,SUM('Exterior Lighting'!$BL$5:$BL$25))),0))","v":""},{"$f":"IF(A454=\"\",\"\",IF(AP454=1,Summary!$G$11*(AO454)/(SUM('Space-by-Space Method'!$BO$4:$BO$78,SUM('Exterior Lighting'!$BL$5:$BL$25))),0))","v":""},{"$f":"IF(A454=\"\",\"\",IF(AP454=1,Summary!$H$11*(AO454)/(SUM('Space-by-Space Method'!$BO$4:$BO$78)),0))","v":""},{"$f":"IF(A454=\"\",\"\",IF(AP454=1,Summary!$I$11*(AO454)/(SUM('Space-by-Space Method'!$BO$4:$BO$78)),0))","v":""},null,null,null,{"$f":"IF(A454=\"\",\"\",IF(START!$B$34=2,INDIRECT(\"'Space-by-Space Method'!\"&SUBSTITUTE(ADDRESS(1,MOD(ROW(A454)-52,50)+10,4),\"1\",\"\")&ROUNDDOWN((ROW(A454)-52)/50,0)+4),\"\"))","v":""},{"$f":"IF(A454=\"\",\"\",INDIRECT(\"'Space-by-Space Method'!C\"&ROUNDDOWN((ROW(A454)-52)/50,0)+4))","v":""},{"$f":"IF(A454=\"\",\"\",IF(COUNTIF(CommonSpaceTypes,AQ454)>0,INDIRECT(\"'Space-by-Space Method'!F\"&ROUNDDOWN((ROW(A454)-52)/50,0)+4),\"\"))","v":""},{"$f":"IF(A454=\"\",\"\",IF(COUNTIF(BuildingSpecificSpaceTypes,AQ454)>0,INDIRECT(\"'Space-by-Space Method'!F\"&ROUNDDOWN((ROW(A454)-52)/50,0)+4),\"\"))","v":""},{"$f":"IF(A454=\"\",\"\",INDIRECT(\"'Fixture Schedule'!D\"&MOD(ROW(A454)-52,50)+9))","v":""},{"$f":"IF(A454=\"\",\"\",IF(AR454=\"\",\"\",INDIRECT(\"'Fixture Schedule'!K\"&MOD(ROW(A454)-52,50)+9)))","v":""},"",{"$f":"IF(A454=\"\",\"\",INDIRECT(\"'Fixture Schedule'!L\"&MOD(ROW(A454)-52,50)+9))","v":""},null,null,null,null,null,null,null,null,null,null,null,null,null,{"$f":"INDIRECT(\"'Space-by-Space Method'!\"&SUBSTITUTE(ADDRESS(1,MOD(ROW(A454)-52,50)+10,4),\"1\",\"\")&ROUNDDOWN((ROW(A454)-52)/50,0)+4)","v":0},{"$f":"LEFT(INDIRECT(\"'Space-by-Space Method'!BJ\"&ROUNDDOWN((ROW(A454)-52)/50,0)+4),3)","v":""},{"$f":"INDIRECT(\"'Fixture Schedule'!L\"&MOD(ROW(A454)-52,50)+9)","v":0},{"$f":"INDIRECT(\"'Fixture Schedule'!O\"&MOD(ROW(A454)-52,50)+9)","v":0},{"$f":"INDIRECT(\"'Space-by-Space Method'!F\"&ROUNDDOWN((ROW(A454)-52)/50,0)+4)","v":0},{"$f":"INDIRECT(\"'Fixture Schedule'!L\"&MOD(ROW(A454)-52,50)+9)","v":0},{"$f":"INDIRECT(\"'Space-by-Space Method'!D\"&ROUNDDOWN((ROW(A454)-52)/50,0)+4)","v":0},{"$f":"INDIRECT(\"'Space-by-Space Method'!E\"&ROUNDDOWN((ROW(A454)-52)/50,0)+4)","v":1}]
[{"$f":"IF(InteriorCalcType=2,IF(OR(AM455=0,AN455=\"DNQ\")=TRUE,\"\",INDIRECT(\"'Fixture Schedule'!M\"&MOD(ROW(A455)-52,50)+9)),\"\")","v":""},{"$f":"IF(A455=\"\",\"\",INDIRECT(\"'Fixture Schedule'!E\"&MOD(ROW(A455)-52,50)+9))","v":""},{"$f":"IF(A455=\"\",\"\",INDIRECT(\"'Fixture Schedule'!F\"&MOD(ROW(A455)-52,50)+9))","v":""},{"$f":"IF(A455=\"\",\"\",INDIRECT(\"'Fixture Schedule'!L\"&MOD(ROW(A455)-52,50)+9))","v":""},"",null,null,{"$f":"IF(A455=\"\",\"\",IF(AP455=1,Summary!$C$12*(AO455)/(SUM('Space-by-Space Method'!$BO$4:$BO$78,SUM('Exterior Lighting'!$BL$5:$BL$25))),0))","v":""},{"$f":"IF(A455=\"\",\"\",IF(START!$B$34=1,INDIRECT(\"'Space-by-Space Method'!\"&SUBSTITUTE(ADDRESS(1,MOD(ROW(A455)-52,50)+10,4),\"1\",\"\")&ROUNDDOWN((ROW(A455)-52)/50,0)+4),\"\"))","v":""},{"$f":"IF(A455=\"\",\"\",IF(AP455=1,Summary!$F$11*(AO455)/(SUM('Space-by-Space Method'!$BO$4:$BO$78,SUM('Exterior Lighting'!$BL$5:$BL$25))),0))","v":""},{"$f":"IF(A455=\"\",\"\",IF(AP455=1,Summary!$E$11*(AO455)/(SUM('Space-by-Space Method'!$BO$4:$BO$78,SUM('Exterior Lighting'!$BL$5:$BL$25))),0))","v":""},{"$f":"IF(A455=\"\",\"\",IF(AP455=1,Summary!$G$11*(AO455)/(SUM('Space-by-Space Method'!$BO$4:$BO$78,SUM('Exterior Lighting'!$BL$5:$BL$25))),0))","v":""},{"$f":"IF(A455=\"\",\"\",IF(AP455=1,Summary!$H$11*(AO455)/(SUM('Space-by-Space Method'!$BO$4:$BO$78)),0))","v":""},{"$f":"IF(A455=\"\",\"\",IF(AP455=1,Summary!$I$11*(AO455)/(SUM('Space-by-Space Method'!$BO$4:$BO$78)),0))","v":""},null,null,null,{"$f":"IF(A455=\"\",\"\",IF(START!$B$34=2,INDIRECT(\"'Space-by-Space Method'!\"&SUBSTITUTE(ADDRESS(1,MOD(ROW(A455)-52,50)+10,4),\"1\",\"\")&ROUNDDOWN((ROW(A455)-52)/50,0)+4),\"\"))","v":""},{"$f":"IF(A455=\"\",\"\",INDIRECT(\"'Space-by-Space Method'!C\"&ROUNDDOWN((ROW(A455)-52)/50,0)+4))","v":""},{"$f":"IF(A455=\"\",\"\",IF(COUNTIF(CommonSpaceTypes,AQ455)>0,INDIRECT(\"'Space-by-Space Method'!F\"&ROUNDDOWN((ROW(A455)-52)/50,0)+4),\"\"))","v":""},{"$f":"IF(A455=\"\",\"\",IF(COUNTIF(BuildingSpecificSpaceTypes,AQ455)>0,INDIRECT(\"'Space-by-Space Method'!F\"&ROUNDDOWN((ROW(A455)-52)/50,0)+4),\"\"))","v":""},{"$f":"IF(A455=\"\",\"\",INDIRECT(\"'Fixture Schedule'!D\"&MOD(ROW(A455)-52,50)+9))","v":""},{"$f":"IF(A455=\"\",\"\",IF(AR455=\"\",\"\",INDIRECT(\"'Fixture Schedule'!K\"&MOD(ROW(A455)-52,50)+9)))","v":""},"",{"$f":"IF(A455=\"\",\"\",INDIRECT(\"'Fixture Schedule'!L\"&MOD(ROW(A455)-52,50)+9))","v":""},null,null,null,null,null,null,null,null,null,null,null,null,null,{"$f":"INDIRECT(\"'Space-by-Space Method'!\"&SUBSTITUTE(ADDRESS(1,MOD(ROW(A455)-52,50)+10,4),\"1\",\"\")&ROUNDDOWN((ROW(A455)-52)/50,0)+4)","v":0},{"$f":"LEFT(INDIRECT(\"'Space-by-Space Method'!BJ\"&ROUNDDOWN((ROW(A455)-52)/50,0)+4),3)","v":""},{"$f":"INDIRECT(\"'Fixture Schedule'!L\"&MOD(ROW(A455)-52,50)+9)","v":0},{"$f":"INDIRECT(\"'Fixture Schedule'!O\"&MOD(ROW(A455)-52,50)+9)","v":0},{"$f":"INDIRECT(\"'Space-by-Space Method'!F\"&ROUNDDOWN((ROW(A455)-52)/50,0)+4)","v":0},{"$f":"INDIRECT(\"'Fixture Schedule'!L\"&MOD(ROW(A455)-52,50)+9)","v":0},{"$f":"INDIRECT(\"'Space-by-Space Method'!D\"&ROUNDDOWN((ROW(A455)-52)/50,0)+4)","v":0},{"$f":"INDIRECT(\"'Space-by-Space Method'!E\"&ROUNDDOWN((ROW(A455)-52)/50,0)+4)","v":1}]
[{"$f":"IF(InteriorCalcType=2,IF(OR(AM456=0,AN456=\"DNQ\")=TRUE,\"\",INDIRECT(\"'Fixture Schedule'!M\"&MOD(ROW(A456)-52,50)+9)),\"\")","v":""},{"$f":"IF(A456=\"\",\"\",INDIRECT(\"'Fixture Schedule'!E\"&MOD(ROW(A456)-52,50)+9))","v":""},{"$f":"IF(A456=\"\",\"\",INDIRECT(\"'Fixture Schedule'!F\"&MOD(ROW(A456)-52,50)+9))","v":""},{"$f":"IF(A456=\"\",\"\",INDIRECT(\"'Fixture Schedule'!L\"&MOD(ROW(A456)-52,50)+9))","v":""},"",null,null,{"$f":"IF(A456=\"\",\"\",IF(AP456=1,Summary!$C$12*(AO456)/(SUM('Space-by-Space Method'!$BO$4:$BO$78,SUM('Exterior Lighting'!$BL$5:$BL$25))),0))","v":""},{"$f":"IF(A456=\"\",\"\",IF(START!$B$34=1,INDIRECT(\"'Space-by-Space Method'!\"&SUBSTITUTE(ADDRESS(1,MOD(ROW(A456)-52,50)+10,4),\"1\",\"\")&ROUNDDOWN((ROW(A456)-52)/50,0)+4),\"\"))","v":""},{"$f":"IF(A456=\"\",\"\",IF(AP456=1,Summary!$F$11*(AO456)/(SUM('Space-by-Space Method'!$BO$4:$BO$78,SUM('Exterior Lighting'!$BL$5:$BL$25))),0))","v":""},{"$f":"IF(A456=\"\",\"\",IF(AP456=1,Summary!$E$11*(AO456)/(SUM('Space-by-Space Method'!$BO$4:$BO$78,SUM('Exterior Lighting'!$BL$5:$BL$25))),0))","v":""},{"$f":"IF(A456=\"\",\"\",IF(AP456=1,Summary!$G$11*(AO456)/(SUM('Space-by-Space Method'!$BO$4:$BO$78,SUM('Exterior Lighting'!$BL$5:$BL$25))),0))","v":""},{"$f":"IF(A456=\"\",\"\",IF(AP456=1,Summary!$H$11*(AO456)/(SUM('Space-by-Space Method'!$BO$4:$BO$78)),0))","v":""},{"$f":"IF(A456=\"\",\"\",IF(AP456=1,Summary!$I$11*(AO456)/(SUM('Space-by-Space Method'!$BO$4:$BO$78)),0))","v":""},null,null,null,{"$f":"IF(A456=\"\",\"\",IF(START!$B$34=2,INDIRECT(\"'Space-by-Space Method'!\"&SUBSTITUTE(ADDRESS(1,MOD(ROW(A456)-52,50)+10,4),\"1\",\"\")&ROUNDDOWN((ROW(A456)-52)/50,0)+4),\"\"))","v":""},{"$f":"IF(A456=\"\",\"\",INDIRECT(\"'Space-by-Space Method'!C\"&ROUNDDOWN((ROW(A456)-52)/50,0)+4))","v":""},{"$f":"IF(A456=\"\",\"\",IF(COUNTIF(CommonSpaceTypes,AQ456)>0,INDIRECT(\"'Space-by-Space Method'!F\"&ROUNDDOWN((ROW(A456)-52)/50,0)+4),\"\"))","v":""},{"$f":"IF(A456=\"\",\"\",IF(COUNTIF(BuildingSpecificSpaceTypes,AQ456)>0,INDIRECT(\"'Space-by-Space Method'!F\"&ROUNDDOWN((ROW(A456)-52)/50,0)+4),\"\"))","v":""},{"$f":"IF(A456=\"\",\"\",INDIRECT(\"'Fixture Schedule'!D\"&MOD(ROW(A456)-52,50)+9))","v":""},{"$f":"IF(A456=\"\",\"\",IF(AR456=\"\",\"\",INDIRECT(\"'Fixture Schedule'!K\"&MOD(ROW(A456)-52,50)+9)))","v":""},"",{"$f":"IF(A456=\"\",\"\",INDIRECT(\"'Fixture Schedule'!L\"&MOD(ROW(A456)-52,50)+9))","v":""},null,null,null,null,null,null,null,null,null,null,null,null,null,{"$f":"INDIRECT(\"'Space-by-Space Method'!\"&SUBSTITUTE(ADDRESS(1,MOD(ROW(A456)-52,50)+10,4),\"1\",\"\")&ROUNDDOWN((ROW(A456)-52)/50,0)+4)","v":0},{"$f":"LEFT(INDIRECT(\"'Space-by-Space Method'!BJ\"&ROUNDDOWN((ROW(A456)-52)/50,0)+4),3)","v":""},{"$f":"INDIRECT(\"'Fixture Schedule'!L\"&MOD(ROW(A456)-52,50)+9)","v":0},{"$f":"INDIRECT(\"'Fixture Schedule'!O\"&MOD(ROW(A456)-52,50)+9)","v":0},{"$f":"INDIRECT(\"'Space-by-Space Method'!F\"&ROUNDDOWN((ROW(A456)-52)/50,0)+4)","v":0},{"$f":"INDIRECT(\"'Fixture Schedule'!L\"&MOD(ROW(A456)-52,50)+9)","v":0},{"$f":"INDIRECT(\"'Space-by-Space Method'!D\"&ROUNDDOWN((ROW(A456)-52)/50,0)+4)","v":0},{"$f":"INDIRECT(\"'Space-by-Space Method'!E\"&ROUNDDOWN((ROW(A456)-52)/50,0)+4)","v":1}]
[{"$f":"IF(InteriorCalcType=2,IF(OR(AM457=0,AN457=\"DNQ\")=TRUE,\"\",INDIRECT(\"'Fixture Schedule'!M\"&MOD(ROW(A457)-52,50)+9)),\"\")","v":""},{"$f":"IF(A457=\"\",\"\",INDIRECT(\"'Fixture Schedule'!E\"&MOD(ROW(A457)-52,50)+9))","v":""},{"$f":"IF(A457=\"\",\"\",INDIRECT(\"'Fixture Schedule'!F\"&MOD(ROW(A457)-52,50)+9))","v":""},{"$f":"IF(A457=\"\",\"\",INDIRECT(\"'Fixture Schedule'!L\"&MOD(ROW(A457)-52,50)+9))","v":""},"",null,null,{"$f":"IF(A457=\"\",\"\",IF(AP457=1,Summary!$C$12*(AO457)/(SUM('Space-by-Space Method'!$BO$4:$BO$78,SUM('Exterior Lighting'!$BL$5:$BL$25))),0))","v":""},{"$f":"IF(A457=\"\",\"\",IF(START!$B$34=1,INDIRECT(\"'Space-by-Space Method'!\"&SUBSTITUTE(ADDRESS(1,MOD(ROW(A457)-52,50)+10,4),\"1\",\"\")&ROUNDDOWN((ROW(A457)-52)/50,0)+4),\"\"))","v":""},{"$f":"IF(A457=\"\",\"\",IF(AP457=1,Summary!$F$11*(AO457)/(SUM('Space-by-Space Method'!$BO$4:$BO$78,SUM('Exterior Lighting'!$BL$5:$BL$25))),0))","v":""},{"$f":"IF(A457=\"\",\"\",IF(AP457=1,Summary!$E$11*(AO457)/(SUM('Space-by-Space Method'!$BO$4:$BO$78,SUM('Exterior Lighting'!$BL$5:$BL$25))),0))","v":""},{"$f":"IF(A457=\"\",\"\",IF(AP457=1,Summary!$G$11*(AO457)/(SUM('Space-by-Space Method'!$BO$4:$BO$78,SUM('Exterior Lighting'!$BL$5:$BL$25))),0))","v":""},{"$f":"IF(A457=\"\",\"\",IF(AP457=1,Summary!$H$11*(AO457)/(SUM('Space-by-Space Method'!$BO$4:$BO$78)),0))","v":""},{"$f":"IF(A457=\"\",\"\",IF(AP457=1,Summary!$I$11*(AO457)/(SUM('Space-by-Space Method'!$BO$4:$BO$78)),0))","v":""},null,null,null,{"$f":"IF(A457=\"\",\"\",IF(START!$B$34=2,INDIRECT(\"'Space-by-Space Method'!\"&SUBSTITUTE(ADDRESS(1,MOD(ROW(A457)-52,50)+10,4),\"1\",\"\")&ROUNDDOWN((ROW(A457)-52)/50,0)+4),\"\"))","v":""},{"$f":"IF(A457=\"\",\"\",INDIRECT(\"'Space-by-Space Method'!C\"&ROUNDDOWN((ROW(A457)-52)/50,0)+4))","v":""},{"$f":"IF(A457=\"\",\"\",IF(COUNTIF(CommonSpaceTypes,AQ457)>0,INDIRECT(\"'Space-by-Space Method'!F\"&ROUNDDOWN((ROW(A457)-52)/50,0)+4),\"\"))","v":""},{"$f":"IF(A457=\"\",\"\",IF(COUNTIF(BuildingSpecificSpaceTypes,AQ457)>0,INDIRECT(\"'Space-by-Space Method'!F\"&ROUNDDOWN((ROW(A457)-52)/50,0)+4),\"\"))","v":""},{"$f":"IF(A457=\"\",\"\",INDIRECT(\"'Fixture Schedule'!D\"&MOD(ROW(A457)-52,50)+9))","v":""},{"$f":"IF(A457=\"\",\"\",IF(AR457=\"\",\"\",INDIRECT(\"'Fixture Schedule'!K\"&MOD(ROW(A457)-52,50)+9)))","v":""},"",{"$f":"IF(A457=\"\",\"\",INDIRECT(\"'Fixture Schedule'!L\"&MOD(ROW(A457)-52,50)+9))","v":""},null,null,null,null,null,null,null,null,null,null,null,null,null,{"$f":"INDIRECT(\"'Space-by-Space Method'!\"&SUBSTITUTE(ADDRESS(1,MOD(ROW(A457)-52,50)+10,4),\"1\",\"\")&ROUNDDOWN((ROW(A457)-52)/50,0)+4)","v":0},{"$f":"LEFT(INDIRECT(\"'Space-by-Space Method'!BJ\"&ROUNDDOWN((ROW(A457)-52)/50,0)+4),3)","v":""},{"$f":"INDIRECT(\"'Fixture Schedule'!L\"&MOD(ROW(A457)-52,50)+9)","v":0},{"$f":"INDIRECT(\"'Fixture Schedule'!O\"&MOD(ROW(A457)-52,50)+9)","v":0},{"$f":"INDIRECT(\"'Space-by-Space Method'!F\"&ROUNDDOWN((ROW(A457)-52)/50,0)+4)","v":0},{"$f":"INDIRECT(\"'Fixture Schedule'!L\"&MOD(ROW(A457)-52,50)+9)","v":0},{"$f":"INDIRECT(\"'Space-by-Space Method'!D\"&ROUNDDOWN((ROW(A457)-52)/50,0)+4)","v":0},{"$f":"INDIRECT(\"'Space-by-Space Method'!E\"&ROUNDDOWN((ROW(A457)-52)/50,0)+4)","v":1}]
[{"$f":"IF(InteriorCalcType=2,IF(OR(AM458=0,AN458=\"DNQ\")=TRUE,\"\",INDIRECT(\"'Fixture Schedule'!M\"&MOD(ROW(A458)-52,50)+9)),\"\")","v":""},{"$f":"IF(A458=\"\",\"\",INDIRECT(\"'Fixture Schedule'!E\"&MOD(ROW(A458)-52,50)+9))","v":""},{"$f":"IF(A458=\"\",\"\",INDIRECT(\"'Fixture Schedule'!F\"&MOD(ROW(A458)-52,50)+9))","v":""},{"$f":"IF(A458=\"\",\"\",INDIRECT(\"'Fixture Schedule'!L\"&MOD(ROW(A458)-52,50)+9))","v":""},"",null,null,{"$f":"IF(A458=\"\",\"\",IF(AP458=1,Summary!$C$12*(AO458)/(SUM('Space-by-Space Method'!$BO$4:$BO$78,SUM('Exterior Lighting'!$BL$5:$BL$25))),0))","v":""},{"$f":"IF(A458=\"\",\"\",IF(START!$B$34=1,INDIRECT(\"'Space-by-Space Method'!\"&SUBSTITUTE(ADDRESS(1,MOD(ROW(A458)-52,50)+10,4),\"1\",\"\")&ROUNDDOWN((ROW(A458)-52)/50,0)+4),\"\"))","v":""},{"$f":"IF(A458=\"\",\"\",IF(AP458=1,Summary!$F$11*(AO458)/(SUM('Space-by-Space Method'!$BO$4:$BO$78,SUM('Exterior Lighting'!$BL$5:$BL$25))),0))","v":""},{"$f":"IF(A458=\"\",\"\",IF(AP458=1,Summary!$E$11*(AO458)/(SUM('Space-by-Space Method'!$BO$4:$BO$78,SUM('Exterior Lighting'!$BL$5:$BL$25))),0))","v":""},{"$f":"IF(A458=\"\",\"\",IF(AP458=1,Summary!$G$11*(AO458)/(SUM('Space-by-Space Method'!$BO$4:$BO$78,SUM('Exterior Lighting'!$BL$5:$BL$25))),0))","v":""},{"$f":"IF(A458=\"\",\"\",IF(AP458=1,Summary!$H$11*(AO458)/(SUM('Space-by-Space Method'!$BO$4:$BO$78)),0))","v":""},{"$f":"IF(A458=\"\",\"\",IF(AP458=1,Summary!$I$11*(AO458)/(SUM('Space-by-Space Method'!$BO$4:$BO$78)),0))","v":""},null,null,null,{"$f":"IF(A458=\"\",\"\",IF(START!$B$34=2,INDIRECT(\"'Space-by-Space Method'!\"&SUBSTITUTE(ADDRESS(1,MOD(ROW(A458)-52,50)+10,4),\"1\",\"\")&ROUNDDOWN((ROW(A458)-52)/50,0)+4),\"\"))","v":""},{"$f":"IF(A458=\"\",\"\",INDIRECT(\"'Space-by-Space Method'!C\"&ROUNDDOWN((ROW(A458)-52)/50,0)+4))","v":""},{"$f":"IF(A458=\"\",\"\",IF(COUNTIF(CommonSpaceTypes,AQ458)>0,INDIRECT(\"'Space-by-Space Method'!F\"&ROUNDDOWN((ROW(A458)-52)/50,0)+4),\"\"))","v":""},{"$f":"IF(A458=\"\",\"\",IF(COUNTIF(BuildingSpecificSpaceTypes,AQ458)>0,INDIRECT(\"'Space-by-Space Method'!F\"&ROUNDDOWN((ROW(A458)-52)/50,0)+4),\"\"))","v":""},{"$f":"IF(A458=\"\",\"\",INDIRECT(\"'Fixture Schedule'!D\"&MOD(ROW(A458)-52,50)+9))","v":""},{"$f":"IF(A458=\"\",\"\",IF(AR458=\"\",\"\",INDIRECT(\"'Fixture Schedule'!K\"&MOD(ROW(A458)-52,50)+9)))","v":""},"",{"$f":"IF(A458=\"\",\"\",INDIRECT(\"'Fixture Schedule'!L\"&MOD(ROW(A458)-52,50)+9))","v":""},null,null,null,null,null,null,null,null,null,null,null,null,null,{"$f":"INDIRECT(\"'Space-by-Space Method'!\"&SUBSTITUTE(ADDRESS(1,MOD(ROW(A458)-52,50)+10,4),\"1\",\"\")&ROUNDDOWN((ROW(A458)-52)/50,0)+4)","v":0},{"$f":"LEFT(INDIRECT(\"'Space-by-Space Method'!BJ\"&ROUNDDOWN((ROW(A458)-52)/50,0)+4),3)","v":""},{"$f":"INDIRECT(\"'Fixture Schedule'!L\"&MOD(ROW(A458)-52,50)+9)","v":0},{"$f":"INDIRECT(\"'Fixture Schedule'!O\"&MOD(ROW(A458)-52,50)+9)","v":0},{"$f":"INDIRECT(\"'Space-by-Space Method'!F\"&ROUNDDOWN((ROW(A458)-52)/50,0)+4)","v":0},{"$f":"INDIRECT(\"'Fixture Schedule'!L\"&MOD(ROW(A458)-52,50)+9)","v":0},{"$f":"INDIRECT(\"'Space-by-Space Method'!D\"&ROUNDDOWN((ROW(A458)-52)/50,0)+4)","v":0},{"$f":"INDIRECT(\"'Space-by-Space Method'!E\"&ROUNDDOWN((ROW(A458)-52)/50,0)+4)","v":1}]
[{"$f":"IF(InteriorCalcType=2,IF(OR(AM459=0,AN459=\"DNQ\")=TRUE,\"\",INDIRECT(\"'Fixture Schedule'!M\"&MOD(ROW(A459)-52,50)+9)),\"\")","v":""},{"$f":"IF(A459=\"\",\"\",INDIRECT(\"'Fixture Schedule'!E\"&MOD(ROW(A459)-52,50)+9))","v":""},{"$f":"IF(A459=\"\",\"\",INDIRECT(\"'Fixture Schedule'!F\"&MOD(ROW(A459)-52,50)+9))","v":""},{"$f":"IF(A459=\"\",\"\",INDIRECT(\"'Fixture Schedule'!L\"&MOD(ROW(A459)-52,50)+9))","v":""},"",null,null,{"$f":"IF(A459=\"\",\"\",IF(AP459=1,Summary!$C$12*(AO459)/(SUM('Space-by-Space Method'!$BO$4:$BO$78,SUM('Exterior Lighting'!$BL$5:$BL$25))),0))","v":""},{"$f":"IF(A459=\"\",\"\",IF(START!$B$34=1,INDIRECT(\"'Space-by-Space Method'!\"&SUBSTITUTE(ADDRESS(1,MOD(ROW(A459)-52,50)+10,4),\"1\",\"\")&ROUNDDOWN((ROW(A459)-52)/50,0)+4),\"\"))","v":""},{"$f":"IF(A459=\"\",\"\",IF(AP459=1,Summary!$F$11*(AO459)/(SUM('Space-by-Space Method'!$BO$4:$BO$78,SUM('Exterior Lighting'!$BL$5:$BL$25))),0))","v":""},{"$f":"IF(A459=\"\",\"\",IF(AP459=1,Summary!$E$11*(AO459)/(SUM('Space-by-Space Method'!$BO$4:$BO$78,SUM('Exterior Lighting'!$BL$5:$BL$25))),0))","v":""},{"$f":"IF(A459=\"\",\"\",IF(AP459=1,Summary!$G$11*(AO459)/(SUM('Space-by-Space Method'!$BO$4:$BO$78,SUM('Exterior Lighting'!$BL$5:$BL$25))),0))","v":""},{"$f":"IF(A459=\"\",\"\",IF(AP459=1,Summary!$H$11*(AO459)/(SUM('Space-by-Space Method'!$BO$4:$BO$78)),0))","v":""},{"$f":"IF(A459=\"\",\"\",IF(AP459=1,Summary!$I$11*(AO459)/(SUM('Space-by-Space Method'!$BO$4:$BO$78)),0))","v":""},null,null,null,{"$f":"IF(A459=\"\",\"\",IF(START!$B$34=2,INDIRECT(\"'Space-by-Space Method'!\"&SUBSTITUTE(ADDRESS(1,MOD(ROW(A459)-52,50)+10,4),\"1\",\"\")&ROUNDDOWN((ROW(A459)-52)/50,0)+4),\"\"))","v":""},{"$f":"IF(A459=\"\",\"\",INDIRECT(\"'Space-by-Space Method'!C\"&ROUNDDOWN((ROW(A459)-52)/50,0)+4))","v":""},{"$f":"IF(A459=\"\",\"\",IF(COUNTIF(CommonSpaceTypes,AQ459)>0,INDIRECT(\"'Space-by-Space Method'!F\"&ROUNDDOWN((ROW(A459)-52)/50,0)+4),\"\"))","v":""},{"$f":"IF(A459=\"\",\"\",IF(COUNTIF(BuildingSpecificSpaceTypes,AQ459)>0,INDIRECT(\"'Space-by-Space Method'!F\"&ROUNDDOWN((ROW(A459)-52)/50,0)+4),\"\"))","v":""},{"$f":"IF(A459=\"\",\"\",INDIRECT(\"'Fixture Schedule'!D\"&MOD(ROW(A459)-52,50)+9))","v":""},{"$f":"IF(A459=\"\",\"\",IF(AR459=\"\",\"\",INDIRECT(\"'Fixture Schedule'!K\"&MOD(ROW(A459)-52,50)+9)))","v":""},"",{"$f":"IF(A459=\"\",\"\",INDIRECT(\"'Fixture Schedule'!L\"&MOD(ROW(A459)-52,50)+9))","v":""},null,null,null,null,null,null,null,null,null,null,null,null,null,{"$f":"INDIRECT(\"'Space-by-Space Method'!\"&SUBSTITUTE(ADDRESS(1,MOD(ROW(A459)-52,50)+10,4),\"1\",\"\")&ROUNDDOWN((ROW(A459)-52)/50,0)+4)","v":0},{"$f":"LEFT(INDIRECT(\"'Space-by-Space Method'!BJ\"&ROUNDDOWN((ROW(A459)-52)/50,0)+4),3)","v":""},{"$f":"INDIRECT(\"'Fixture Schedule'!L\"&MOD(ROW(A459)-52,50)+9)","v":0},{"$f":"INDIRECT(\"'Fixture Schedule'!O\"&MOD(ROW(A459)-52,50)+9)","v":0},{"$f":"INDIRECT(\"'Space-by-Space Method'!F\"&ROUNDDOWN((ROW(A459)-52)/50,0)+4)","v":0},{"$f":"INDIRECT(\"'Fixture Schedule'!L\"&MOD(ROW(A459)-52,50)+9)","v":0},{"$f":"INDIRECT(\"'Space-by-Space Method'!D\"&ROUNDDOWN((ROW(A459)-52)/50,0)+4)","v":0},{"$f":"INDIRECT(\"'Space-by-Space Method'!E\"&ROUNDDOWN((ROW(A459)-52)/50,0)+4)","v":1}]
[{"$f":"IF(InteriorCalcType=2,IF(OR(AM460=0,AN460=\"DNQ\")=TRUE,\"\",INDIRECT(\"'Fixture Schedule'!M\"&MOD(ROW(A460)-52,50)+9)),\"\")","v":""},{"$f":"IF(A460=\"\",\"\",INDIRECT(\"'Fixture Schedule'!E\"&MOD(ROW(A460)-52,50)+9))","v":""},{"$f":"IF(A460=\"\",\"\",INDIRECT(\"'Fixture Schedule'!F\"&MOD(ROW(A460)-52,50)+9))","v":""},{"$f":"IF(A460=\"\",\"\",INDIRECT(\"'Fixture Schedule'!L\"&MOD(ROW(A460)-52,50)+9))","v":""},"",null,null,{"$f":"IF(A460=\"\",\"\",IF(AP460=1,Summary!$C$12*(AO460)/(SUM('Space-by-Space Method'!$BO$4:$BO$78,SUM('Exterior Lighting'!$BL$5:$BL$25))),0))","v":""},{"$f":"IF(A460=\"\",\"\",IF(START!$B$34=1,INDIRECT(\"'Space-by-Space Method'!\"&SUBSTITUTE(ADDRESS(1,MOD(ROW(A460)-52,50)+10,4),\"1\",\"\")&ROUNDDOWN((ROW(A460)-52)/50,0)+4),\"\"))","v":""},{"$f":"IF(A460=\"\",\"\",IF(AP460=1,Summary!$F$11*(AO460)/(SUM('Space-by-Space Method'!$BO$4:$BO$78,SUM('Exterior Lighting'!$BL$5:$BL$25))),0))","v":""},{"$f":"IF(A460=\"\",\"\",IF(AP460=1,Summary!$E$11*(AO460)/(SUM('Space-by-Space Method'!$BO$4:$BO$78,SUM('Exterior Lighting'!$BL$5:$BL$25))),0))","v":""},{"$f":"IF(A460=\"\",\"\",IF(AP460=1,Summary!$G$11*(AO460)/(SUM('Space-by-Space Method'!$BO$4:$BO$78,SUM('Exterior Lighting'!$BL$5:$BL$25))),0))","v":""},{"$f":"IF(A460=\"\",\"\",IF(AP460=1,Summary!$H$11*(AO460)/(SUM('Space-by-Space Method'!$BO$4:$BO$78)),0))","v":""},{"$f":"IF(A460=\"\",\"\",IF(AP460=1,Summary!$I$11*(AO460)/(SUM('Space-by-Space Method'!$BO$4:$BO$78)),0))","v":""},null,null,null,{"$f":"IF(A460=\"\",\"\",IF(START!$B$34=2,INDIRECT(\"'Space-by-Space Method'!\"&SUBSTITUTE(ADDRESS(1,MOD(ROW(A460)-52,50)+10,4),\"1\",\"\")&ROUNDDOWN((ROW(A460)-52)/50,0)+4),\"\"))","v":""},{"$f":"IF(A460=\"\",\"\",INDIRECT(\"'Space-by-Space Method'!C\"&ROUNDDOWN((ROW(A460)-52)/50,0)+4))","v":""},{"$f":"IF(A460=\"\",\"\",IF(COUNTIF(CommonSpaceTypes,AQ460)>0,INDIRECT(\"'Space-by-Space Method'!F\"&ROUNDDOWN((ROW(A460)-52)/50,0)+4),\"\"))","v":""},{"$f":"IF(A460=\"\",\"\",IF(COUNTIF(BuildingSpecificSpaceTypes,AQ460)>0,INDIRECT(\"'Space-by-Space Method'!F\"&ROUNDDOWN((ROW(A460)-52)/50,0)+4),\"\"))","v":""},{"$f":"IF(A460=\"\",\"\",INDIRECT(\"'Fixture Schedule'!D\"&MOD(ROW(A460)-52,50)+9))","v":""},{"$f":"IF(A460=\"\",\"\",IF(AR460=\"\",\"\",INDIRECT(\"'Fixture Schedule'!K\"&MOD(ROW(A460)-52,50)+9)))","v":""},"",{"$f":"IF(A460=\"\",\"\",INDIRECT(\"'Fixture Schedule'!L\"&MOD(ROW(A460)-52,50)+9))","v":""},null,null,null,null,null,null,null,null,null,null,null,null,null,{"$f":"INDIRECT(\"'Space-by-Space Method'!\"&SUBSTITUTE(ADDRESS(1,MOD(ROW(A460)-52,50)+10,4),\"1\",\"\")&ROUNDDOWN((ROW(A460)-52)/50,0)+4)","v":0},{"$f":"LEFT(INDIRECT(\"'Space-by-Space Method'!BJ\"&ROUNDDOWN((ROW(A460)-52)/50,0)+4),3)","v":""},{"$f":"INDIRECT(\"'Fixture Schedule'!L\"&MOD(ROW(A460)-52,50)+9)","v":0},{"$f":"INDIRECT(\"'Fixture Schedule'!O\"&MOD(ROW(A460)-52,50)+9)","v":0},{"$f":"INDIRECT(\"'Space-by-Space Method'!F\"&ROUNDDOWN((ROW(A460)-52)/50,0)+4)","v":0},{"$f":"INDIRECT(\"'Fixture Schedule'!L\"&MOD(ROW(A460)-52,50)+9)","v":0},{"$f":"INDIRECT(\"'Space-by-Space Method'!D\"&ROUNDDOWN((ROW(A460)-52)/50,0)+4)","v":0},{"$f":"INDIRECT(\"'Space-by-Space Method'!E\"&ROUNDDOWN((ROW(A460)-52)/50,0)+4)","v":1}]
[{"$f":"IF(InteriorCalcType=2,IF(OR(AM461=0,AN461=\"DNQ\")=TRUE,\"\",INDIRECT(\"'Fixture Schedule'!M\"&MOD(ROW(A461)-52,50)+9)),\"\")","v":""},{"$f":"IF(A461=\"\",\"\",INDIRECT(\"'Fixture Schedule'!E\"&MOD(ROW(A461)-52,50)+9))","v":""},{"$f":"IF(A461=\"\",\"\",INDIRECT(\"'Fixture Schedule'!F\"&MOD(ROW(A461)-52,50)+9))","v":""},{"$f":"IF(A461=\"\",\"\",INDIRECT(\"'Fixture Schedule'!L\"&MOD(ROW(A461)-52,50)+9))","v":""},"",null,null,{"$f":"IF(A461=\"\",\"\",IF(AP461=1,Summary!$C$12*(AO461)/(SUM('Space-by-Space Method'!$BO$4:$BO$78,SUM('Exterior Lighting'!$BL$5:$BL$25))),0))","v":""},{"$f":"IF(A461=\"\",\"\",IF(START!$B$34=1,INDIRECT(\"'Space-by-Space Method'!\"&SUBSTITUTE(ADDRESS(1,MOD(ROW(A461)-52,50)+10,4),\"1\",\"\")&ROUNDDOWN((ROW(A461)-52)/50,0)+4),\"\"))","v":""},{"$f":"IF(A461=\"\",\"\",IF(AP461=1,Summary!$F$11*(AO461)/(SUM('Space-by-Space Method'!$BO$4:$BO$78,SUM('Exterior Lighting'!$BL$5:$BL$25))),0))","v":""},{"$f":"IF(A461=\"\",\"\",IF(AP461=1,Summary!$E$11*(AO461)/(SUM('Space-by-Space Method'!$BO$4:$BO$78,SUM('Exterior Lighting'!$BL$5:$BL$25))),0))","v":""},{"$f":"IF(A461=\"\",\"\",IF(AP461=1,Summary!$G$11*(AO461)/(SUM('Space-by-Space Method'!$BO$4:$BO$78,SUM('Exterior Lighting'!$BL$5:$BL$25))),0))","v":""},{"$f":"IF(A461=\"\",\"\",IF(AP461=1,Summary!$H$11*(AO461)/(SUM('Space-by-Space Method'!$BO$4:$BO$78)),0))","v":""},{"$f":"IF(A461=\"\",\"\",IF(AP461=1,Summary!$I$11*(AO461)/(SUM('Space-by-Space Method'!$BO$4:$BO$78)),0))","v":""},null,null,null,{"$f":"IF(A461=\"\",\"\",IF(START!$B$34=2,INDIRECT(\"'Space-by-Space Method'!\"&SUBSTITUTE(ADDRESS(1,MOD(ROW(A461)-52,50)+10,4),\"1\",\"\")&ROUNDDOWN((ROW(A461)-52)/50,0)+4),\"\"))","v":""},{"$f":"IF(A461=\"\",\"\",INDIRECT(\"'Space-by-Space Method'!C\"&ROUNDDOWN((ROW(A461)-52)/50,0)+4))","v":""},{"$f":"IF(A461=\"\",\"\",IF(COUNTIF(CommonSpaceTypes,AQ461)>0,INDIRECT(\"'Space-by-Space Method'!F\"&ROUNDDOWN((ROW(A461)-52)/50,0)+4),\"\"))","v":""},{"$f":"IF(A461=\"\",\"\",IF(COUNTIF(BuildingSpecificSpaceTypes,AQ461)>0,INDIRECT(\"'Space-by-Space Method'!F\"&ROUNDDOWN((ROW(A461)-52)/50,0)+4),\"\"))","v":""},{"$f":"IF(A461=\"\",\"\",INDIRECT(\"'Fixture Schedule'!D\"&MOD(ROW(A461)-52,50)+9))","v":""},{"$f":"IF(A461=\"\",\"\",IF(AR461=\"\",\"\",INDIRECT(\"'Fixture Schedule'!K\"&MOD(ROW(A461)-52,50)+9)))","v":""},"",{"$f":"IF(A461=\"\",\"\",INDIRECT(\"'Fixture Schedule'!L\"&MOD(ROW(A461)-52,50)+9))","v":""},null,null,null,null,null,null,null,null,null,null,null,null,null,{"$f":"INDIRECT(\"'Space-by-Space Method'!\"&SUBSTITUTE(ADDRESS(1,MOD(ROW(A461)-52,50)+10,4),\"1\",\"\")&ROUNDDOWN((ROW(A461)-52)/50,0)+4)","v":0},{"$f":"LEFT(INDIRECT(\"'Space-by-Space Method'!BJ\"&ROUNDDOWN((ROW(A461)-52)/50,0)+4),3)","v":""},{"$f":"INDIRECT(\"'Fixture Schedule'!L\"&MOD(ROW(A461)-52,50)+9)","v":0},{"$f":"INDIRECT(\"'Fixture Schedule'!O\"&MOD(ROW(A461)-52,50)+9)","v":0},{"$f":"INDIRECT(\"'Space-by-Space Method'!F\"&ROUNDDOWN((ROW(A461)-52)/50,0)+4)","v":0},{"$f":"INDIRECT(\"'Fixture Schedule'!L\"&MOD(ROW(A461)-52,50)+9)","v":0},{"$f":"INDIRECT(\"'Space-by-Space Method'!D\"&ROUNDDOWN((ROW(A461)-52)/50,0)+4)","v":0},{"$f":"INDIRECT(\"'Space-by-Space Method'!E\"&ROUNDDOWN((ROW(A461)-52)/50,0)+4)","v":1}]
[{"$f":"IF(InteriorCalcType=2,IF(OR(AM462=0,AN462=\"DNQ\")=TRUE,\"\",INDIRECT(\"'Fixture Schedule'!M\"&MOD(ROW(A462)-52,50)+9)),\"\")","v":""},{"$f":"IF(A462=\"\",\"\",INDIRECT(\"'Fixture Schedule'!E\"&MOD(ROW(A462)-52,50)+9))","v":""},{"$f":"IF(A462=\"\",\"\",INDIRECT(\"'Fixture Schedule'!F\"&MOD(ROW(A462)-52,50)+9))","v":""},{"$f":"IF(A462=\"\",\"\",INDIRECT(\"'Fixture Schedule'!L\"&MOD(ROW(A462)-52,50)+9))","v":""},"",null,null,{"$f":"IF(A462=\"\",\"\",IF(AP462=1,Summary!$C$12*(AO462)/(SUM('Space-by-Space Method'!$BO$4:$BO$78,SUM('Exterior Lighting'!$BL$5:$BL$25))),0))","v":""},{"$f":"IF(A462=\"\",\"\",IF(START!$B$34=1,INDIRECT(\"'Space-by-Space Method'!\"&SUBSTITUTE(ADDRESS(1,MOD(ROW(A462)-52,50)+10,4),\"1\",\"\")&ROUNDDOWN((ROW(A462)-52)/50,0)+4),\"\"))","v":""},{"$f":"IF(A462=\"\",\"\",IF(AP462=1,Summary!$F$11*(AO462)/(SUM('Space-by-Space Method'!$BO$4:$BO$78,SUM('Exterior Lighting'!$BL$5:$BL$25))),0))","v":""},{"$f":"IF(A462=\"\",\"\",IF(AP462=1,Summary!$E$11*(AO462)/(SUM('Space-by-Space Method'!$BO$4:$BO$78,SUM('Exterior Lighting'!$BL$5:$BL$25))),0))","v":""},{"$f":"IF(A462=\"\",\"\",IF(AP462=1,Summary!$G$11*(AO462)/(SUM('Space-by-Space Method'!$BO$4:$BO$78,SUM('Exterior Lighting'!$BL$5:$BL$25))),0))","v":""},{"$f":"IF(A462=\"\",\"\",IF(AP462=1,Summary!$H$11*(AO462)/(SUM('Space-by-Space Method'!$BO$4:$BO$78)),0))","v":""},{"$f":"IF(A462=\"\",\"\",IF(AP462=1,Summary!$I$11*(AO462)/(SUM('Space-by-Space Method'!$BO$4:$BO$78)),0))","v":""},null,null,null,{"$f":"IF(A462=\"\",\"\",IF(START!$B$34=2,INDIRECT(\"'Space-by-Space Method'!\"&SUBSTITUTE(ADDRESS(1,MOD(ROW(A462)-52,50)+10,4),\"1\",\"\")&ROUNDDOWN((ROW(A462)-52)/50,0)+4),\"\"))","v":""},{"$f":"IF(A462=\"\",\"\",INDIRECT(\"'Space-by-Space Method'!C\"&ROUNDDOWN((ROW(A462)-52)/50,0)+4))","v":""},{"$f":"IF(A462=\"\",\"\",IF(COUNTIF(CommonSpaceTypes,AQ462)>0,INDIRECT(\"'Space-by-Space Method'!F\"&ROUNDDOWN((ROW(A462)-52)/50,0)+4),\"\"))","v":""},{"$f":"IF(A462=\"\",\"\",IF(COUNTIF(BuildingSpecificSpaceTypes,AQ462)>0,INDIRECT(\"'Space-by-Space Method'!F\"&ROUNDDOWN((ROW(A462)-52)/50,0)+4),\"\"))","v":""},{"$f":"IF(A462=\"\",\"\",INDIRECT(\"'Fixture Schedule'!D\"&MOD(ROW(A462)-52,50)+9))","v":""},{"$f":"IF(A462=\"\",\"\",IF(AR462=\"\",\"\",INDIRECT(\"'Fixture Schedule'!K\"&MOD(ROW(A462)-52,50)+9)))","v":""},"",{"$f":"IF(A462=\"\",\"\",INDIRECT(\"'Fixture Schedule'!L\"&MOD(ROW(A462)-52,50)+9))","v":""},null,null,null,null,null,null,null,null,null,null,null,null,null,{"$f":"INDIRECT(\"'Space-by-Space Method'!\"&SUBSTITUTE(ADDRESS(1,MOD(ROW(A462)-52,50)+10,4),\"1\",\"\")&ROUNDDOWN((ROW(A462)-52)/50,0)+4)","v":0},{"$f":"LEFT(INDIRECT(\"'Space-by-Space Method'!BJ\"&ROUNDDOWN((ROW(A462)-52)/50,0)+4),3)","v":""},{"$f":"INDIRECT(\"'Fixture Schedule'!L\"&MOD(ROW(A462)-52,50)+9)","v":0},{"$f":"INDIRECT(\"'Fixture Schedule'!O\"&MOD(ROW(A462)-52,50)+9)","v":0},{"$f":"INDIRECT(\"'Space-by-Space Method'!F\"&ROUNDDOWN((ROW(A462)-52)/50,0)+4)","v":0},{"$f":"INDIRECT(\"'Fixture Schedule'!L\"&MOD(ROW(A462)-52,50)+9)","v":0},{"$f":"INDIRECT(\"'Space-by-Space Method'!D\"&ROUNDDOWN((ROW(A462)-52)/50,0)+4)","v":0},{"$f":"INDIRECT(\"'Space-by-Space Method'!E\"&ROUNDDOWN((ROW(A462)-52)/50,0)+4)","v":1}]
[{"$f":"IF(InteriorCalcType=2,IF(OR(AM463=0,AN463=\"DNQ\")=TRUE,\"\",INDIRECT(\"'Fixture Schedule'!M\"&MOD(ROW(A463)-52,50)+9)),\"\")","v":""},{"$f":"IF(A463=\"\",\"\",INDIRECT(\"'Fixture Schedule'!E\"&MOD(ROW(A463)-52,50)+9))","v":""},{"$f":"IF(A463=\"\",\"\",INDIRECT(\"'Fixture Schedule'!F\"&MOD(ROW(A463)-52,50)+9))","v":""},{"$f":"IF(A463=\"\",\"\",INDIRECT(\"'Fixture Schedule'!L\"&MOD(ROW(A463)-52,50)+9))","v":""},"",null,null,{"$f":"IF(A463=\"\",\"\",IF(AP463=1,Summary!$C$12*(AO463)/(SUM('Space-by-Space Method'!$BO$4:$BO$78,SUM('Exterior Lighting'!$BL$5:$BL$25))),0))","v":""},{"$f":"IF(A463=\"\",\"\",IF(START!$B$34=1,INDIRECT(\"'Space-by-Space Method'!\"&SUBSTITUTE(ADDRESS(1,MOD(ROW(A463)-52,50)+10,4),\"1\",\"\")&ROUNDDOWN((ROW(A463)-52)/50,0)+4),\"\"))","v":""},{"$f":"IF(A463=\"\",\"\",IF(AP463=1,Summary!$F$11*(AO463)/(SUM('Space-by-Space Method'!$BO$4:$BO$78,SUM('Exterior Lighting'!$BL$5:$BL$25))),0))","v":""},{"$f":"IF(A463=\"\",\"\",IF(AP463=1,Summary!$E$11*(AO463)/(SUM('Space-by-Space Method'!$BO$4:$BO$78,SUM('Exterior Lighting'!$BL$5:$BL$25))),0))","v":""},{"$f":"IF(A463=\"\",\"\",IF(AP463=1,Summary!$G$11*(AO463)/(SUM('Space-by-Space Method'!$BO$4:$BO$78,SUM('Exterior Lighting'!$BL$5:$BL$25))),0))","v":""},{"$f":"IF(A463=\"\",\"\",IF(AP463=1,Summary!$H$11*(AO463)/(SUM('Space-by-Space Method'!$BO$4:$BO$78)),0))","v":""},{"$f":"IF(A463=\"\",\"\",IF(AP463=1,Summary!$I$11*(AO463)/(SUM('Space-by-Space Method'!$BO$4:$BO$78)),0))","v":""},null,null,null,{"$f":"IF(A463=\"\",\"\",IF(START!$B$34=2,INDIRECT(\"'Space-by-Space Method'!\"&SUBSTITUTE(ADDRESS(1,MOD(ROW(A463)-52,50)+10,4),\"1\",\"\")&ROUNDDOWN((ROW(A463)-52)/50,0)+4),\"\"))","v":""},{"$f":"IF(A463=\"\",\"\",INDIRECT(\"'Space-by-Space Method'!C\"&ROUNDDOWN((ROW(A463)-52)/50,0)+4))","v":""},{"$f":"IF(A463=\"\",\"\",IF(COUNTIF(CommonSpaceTypes,AQ463)>0,INDIRECT(\"'Space-by-Space Method'!F\"&ROUNDDOWN((ROW(A463)-52)/50,0)+4),\"\"))","v":""},{"$f":"IF(A463=\"\",\"\",IF(COUNTIF(BuildingSpecificSpaceTypes,AQ463)>0,INDIRECT(\"'Space-by-Space Method'!F\"&ROUNDDOWN((ROW(A463)-52)/50,0)+4),\"\"))","v":""},{"$f":"IF(A463=\"\",\"\",INDIRECT(\"'Fixture Schedule'!D\"&MOD(ROW(A463)-52,50)+9))","v":""},{"$f":"IF(A463=\"\",\"\",IF(AR463=\"\",\"\",INDIRECT(\"'Fixture Schedule'!K\"&MOD(ROW(A463)-52,50)+9)))","v":""},"",{"$f":"IF(A463=\"\",\"\",INDIRECT(\"'Fixture Schedule'!L\"&MOD(ROW(A463)-52,50)+9))","v":""},null,null,null,null,null,null,null,null,null,null,null,null,null,{"$f":"INDIRECT(\"'Space-by-Space Method'!\"&SUBSTITUTE(ADDRESS(1,MOD(ROW(A463)-52,50)+10,4),\"1\",\"\")&ROUNDDOWN((ROW(A463)-52)/50,0)+4)","v":0},{"$f":"LEFT(INDIRECT(\"'Space-by-Space Method'!BJ\"&ROUNDDOWN((ROW(A463)-52)/50,0)+4),3)","v":""},{"$f":"INDIRECT(\"'Fixture Schedule'!L\"&MOD(ROW(A463)-52,50)+9)","v":0},{"$f":"INDIRECT(\"'Fixture Schedule'!O\"&MOD(ROW(A463)-52,50)+9)","v":0},{"$f":"INDIRECT(\"'Space-by-Space Method'!F\"&ROUNDDOWN((ROW(A463)-52)/50,0)+4)","v":0},{"$f":"INDIRECT(\"'Fixture Schedule'!L\"&MOD(ROW(A463)-52,50)+9)","v":0},{"$f":"INDIRECT(\"'Space-by-Space Method'!D\"&ROUNDDOWN((ROW(A463)-52)/50,0)+4)","v":0},{"$f":"INDIRECT(\"'Space-by-Space Method'!E\"&ROUNDDOWN((ROW(A463)-52)/50,0)+4)","v":1}]
[{"$f":"IF(InteriorCalcType=2,IF(OR(AM464=0,AN464=\"DNQ\")=TRUE,\"\",INDIRECT(\"'Fixture Schedule'!M\"&MOD(ROW(A464)-52,50)+9)),\"\")","v":""},{"$f":"IF(A464=\"\",\"\",INDIRECT(\"'Fixture Schedule'!E\"&MOD(ROW(A464)-52,50)+9))","v":""},{"$f":"IF(A464=\"\",\"\",INDIRECT(\"'Fixture Schedule'!F\"&MOD(ROW(A464)-52,50)+9))","v":""},{"$f":"IF(A464=\"\",\"\",INDIRECT(\"'Fixture Schedule'!L\"&MOD(ROW(A464)-52,50)+9))","v":""},"",null,null,{"$f":"IF(A464=\"\",\"\",IF(AP464=1,Summary!$C$12*(AO464)/(SUM('Space-by-Space Method'!$BO$4:$BO$78,SUM('Exterior Lighting'!$BL$5:$BL$25))),0))","v":""},{"$f":"IF(A464=\"\",\"\",IF(START!$B$34=1,INDIRECT(\"'Space-by-Space Method'!\"&SUBSTITUTE(ADDRESS(1,MOD(ROW(A464)-52,50)+10,4),\"1\",\"\")&ROUNDDOWN((ROW(A464)-52)/50,0)+4),\"\"))","v":""},{"$f":"IF(A464=\"\",\"\",IF(AP464=1,Summary!$F$11*(AO464)/(SUM('Space-by-Space Method'!$BO$4:$BO$78,SUM('Exterior Lighting'!$BL$5:$BL$25))),0))","v":""},{"$f":"IF(A464=\"\",\"\",IF(AP464=1,Summary!$E$11*(AO464)/(SUM('Space-by-Space Method'!$BO$4:$BO$78,SUM('Exterior Lighting'!$BL$5:$BL$25))),0))","v":""},{"$f":"IF(A464=\"\",\"\",IF(AP464=1,Summary!$G$11*(AO464)/(SUM('Space-by-Space Method'!$BO$4:$BO$78,SUM('Exterior Lighting'!$BL$5:$BL$25))),0))","v":""},{"$f":"IF(A464=\"\",\"\",IF(AP464=1,Summary!$H$11*(AO464)/(SUM('Space-by-Space Method'!$BO$4:$BO$78)),0))","v":""},{"$f":"IF(A464=\"\",\"\",IF(AP464=1,Summary!$I$11*(AO464)/(SUM('Space-by-Space Method'!$BO$4:$BO$78)),0))","v":""},null,null,null,{"$f":"IF(A464=\"\",\"\",IF(START!$B$34=2,INDIRECT(\"'Space-by-Space Method'!\"&SUBSTITUTE(ADDRESS(1,MOD(ROW(A464)-52,50)+10,4),\"1\",\"\")&ROUNDDOWN((ROW(A464)-52)/50,0)+4),\"\"))","v":""},{"$f":"IF(A464=\"\",\"\",INDIRECT(\"'Space-by-Space Method'!C\"&ROUNDDOWN((ROW(A464)-52)/50,0)+4))","v":""},{"$f":"IF(A464=\"\",\"\",IF(COUNTIF(CommonSpaceTypes,AQ464)>0,INDIRECT(\"'Space-by-Space Method'!F\"&ROUNDDOWN((ROW(A464)-52)/50,0)+4),\"\"))","v":""},{"$f":"IF(A464=\"\",\"\",IF(COUNTIF(BuildingSpecificSpaceTypes,AQ464)>0,INDIRECT(\"'Space-by-Space Method'!F\"&ROUNDDOWN((ROW(A464)-52)/50,0)+4),\"\"))","v":""},{"$f":"IF(A464=\"\",\"\",INDIRECT(\"'Fixture Schedule'!D\"&MOD(ROW(A464)-52,50)+9))","v":""},{"$f":"IF(A464=\"\",\"\",IF(AR464=\"\",\"\",INDIRECT(\"'Fixture Schedule'!K\"&MOD(ROW(A464)-52,50)+9)))","v":""},"",{"$f":"IF(A464=\"\",\"\",INDIRECT(\"'Fixture Schedule'!L\"&MOD(ROW(A464)-52,50)+9))","v":""},null,null,null,null,null,null,null,null,null,null,null,null,null,{"$f":"INDIRECT(\"'Space-by-Space Method'!\"&SUBSTITUTE(ADDRESS(1,MOD(ROW(A464)-52,50)+10,4),\"1\",\"\")&ROUNDDOWN((ROW(A464)-52)/50,0)+4)","v":0},{"$f":"LEFT(INDIRECT(\"'Space-by-Space Method'!BJ\"&ROUNDDOWN((ROW(A464)-52)/50,0)+4),3)","v":""},{"$f":"INDIRECT(\"'Fixture Schedule'!L\"&MOD(ROW(A464)-52,50)+9)","v":0},{"$f":"INDIRECT(\"'Fixture Schedule'!O\"&MOD(ROW(A464)-52,50)+9)","v":0},{"$f":"INDIRECT(\"'Space-by-Space Method'!F\"&ROUNDDOWN((ROW(A464)-52)/50,0)+4)","v":0},{"$f":"INDIRECT(\"'Fixture Schedule'!L\"&MOD(ROW(A464)-52,50)+9)","v":0},{"$f":"INDIRECT(\"'Space-by-Space Method'!D\"&ROUNDDOWN((ROW(A464)-52)/50,0)+4)","v":0},{"$f":"INDIRECT(\"'Space-by-Space Method'!E\"&ROUNDDOWN((ROW(A464)-52)/50,0)+4)","v":1}]
[{"$f":"IF(InteriorCalcType=2,IF(OR(AM465=0,AN465=\"DNQ\")=TRUE,\"\",INDIRECT(\"'Fixture Schedule'!M\"&MOD(ROW(A465)-52,50)+9)),\"\")","v":""},{"$f":"IF(A465=\"\",\"\",INDIRECT(\"'Fixture Schedule'!E\"&MOD(ROW(A465)-52,50)+9))","v":""},{"$f":"IF(A465=\"\",\"\",INDIRECT(\"'Fixture Schedule'!F\"&MOD(ROW(A465)-52,50)+9))","v":""},{"$f":"IF(A465=\"\",\"\",INDIRECT(\"'Fixture Schedule'!L\"&MOD(ROW(A465)-52,50)+9))","v":""},"",null,null,{"$f":"IF(A465=\"\",\"\",IF(AP465=1,Summary!$C$12*(AO465)/(SUM('Space-by-Space Method'!$BO$4:$BO$78,SUM('Exterior Lighting'!$BL$5:$BL$25))),0))","v":""},{"$f":"IF(A465=\"\",\"\",IF(START!$B$34=1,INDIRECT(\"'Space-by-Space Method'!\"&SUBSTITUTE(ADDRESS(1,MOD(ROW(A465)-52,50)+10,4),\"1\",\"\")&ROUNDDOWN((ROW(A465)-52)/50,0)+4),\"\"))","v":""},{"$f":"IF(A465=\"\",\"\",IF(AP465=1,Summary!$F$11*(AO465)/(SUM('Space-by-Space Method'!$BO$4:$BO$78,SUM('Exterior Lighting'!$BL$5:$BL$25))),0))","v":""},{"$f":"IF(A465=\"\",\"\",IF(AP465=1,Summary!$E$11*(AO465)/(SUM('Space-by-Space Method'!$BO$4:$BO$78,SUM('Exterior Lighting'!$BL$5:$BL$25))),0))","v":""},{"$f":"IF(A465=\"\",\"\",IF(AP465=1,Summary!$G$11*(AO465)/(SUM('Space-by-Space Method'!$BO$4:$BO$78,SUM('Exterior Lighting'!$BL$5:$BL$25))),0))","v":""},{"$f":"IF(A465=\"\",\"\",IF(AP465=1,Summary!$H$11*(AO465)/(SUM('Space-by-Space Method'!$BO$4:$BO$78)),0))","v":""},{"$f":"IF(A465=\"\",\"\",IF(AP465=1,Summary!$I$11*(AO465)/(SUM('Space-by-Space Method'!$BO$4:$BO$78)),0))","v":""},null,null,null,{"$f":"IF(A465=\"\",\"\",IF(START!$B$34=2,INDIRECT(\"'Space-by-Space Method'!\"&SUBSTITUTE(ADDRESS(1,MOD(ROW(A465)-52,50)+10,4),\"1\",\"\")&ROUNDDOWN((ROW(A465)-52)/50,0)+4),\"\"))","v":""},{"$f":"IF(A465=\"\",\"\",INDIRECT(\"'Space-by-Space Method'!C\"&ROUNDDOWN((ROW(A465)-52)/50,0)+4))","v":""},{"$f":"IF(A465=\"\",\"\",IF(COUNTIF(CommonSpaceTypes,AQ465)>0,INDIRECT(\"'Space-by-Space Method'!F\"&ROUNDDOWN((ROW(A465)-52)/50,0)+4),\"\"))","v":""},{"$f":"IF(A465=\"\",\"\",IF(COUNTIF(BuildingSpecificSpaceTypes,AQ465)>0,INDIRECT(\"'Space-by-Space Method'!F\"&ROUNDDOWN((ROW(A465)-52)/50,0)+4),\"\"))","v":""},{"$f":"IF(A465=\"\",\"\",INDIRECT(\"'Fixture Schedule'!D\"&MOD(ROW(A465)-52,50)+9))","v":""},{"$f":"IF(A465=\"\",\"\",IF(AR465=\"\",\"\",INDIRECT(\"'Fixture Schedule'!K\"&MOD(ROW(A465)-52,50)+9)))","v":""},"",{"$f":"IF(A465=\"\",\"\",INDIRECT(\"'Fixture Schedule'!L\"&MOD(ROW(A465)-52,50)+9))","v":""},null,null,null,null,null,null,null,null,null,null,null,null,null,{"$f":"INDIRECT(\"'Space-by-Space Method'!\"&SUBSTITUTE(ADDRESS(1,MOD(ROW(A465)-52,50)+10,4),\"1\",\"\")&ROUNDDOWN((ROW(A465)-52)/50,0)+4)","v":0},{"$f":"LEFT(INDIRECT(\"'Space-by-Space Method'!BJ\"&ROUNDDOWN((ROW(A465)-52)/50,0)+4),3)","v":""},{"$f":"INDIRECT(\"'Fixture Schedule'!L\"&MOD(ROW(A465)-52,50)+9)","v":0},{"$f":"INDIRECT(\"'Fixture Schedule'!O\"&MOD(ROW(A465)-52,50)+9)","v":0},{"$f":"INDIRECT(\"'Space-by-Space Method'!F\"&ROUNDDOWN((ROW(A465)-52)/50,0)+4)","v":0},{"$f":"INDIRECT(\"'Fixture Schedule'!L\"&MOD(ROW(A465)-52,50)+9)","v":0},{"$f":"INDIRECT(\"'Space-by-Space Method'!D\"&ROUNDDOWN((ROW(A465)-52)/50,0)+4)","v":0},{"$f":"INDIRECT(\"'Space-by-Space Method'!E\"&ROUNDDOWN((ROW(A465)-52)/50,0)+4)","v":1}]
[{"$f":"IF(InteriorCalcType=2,IF(OR(AM466=0,AN466=\"DNQ\")=TRUE,\"\",INDIRECT(\"'Fixture Schedule'!M\"&MOD(ROW(A466)-52,50)+9)),\"\")","v":""},{"$f":"IF(A466=\"\",\"\",INDIRECT(\"'Fixture Schedule'!E\"&MOD(ROW(A466)-52,50)+9))","v":""},{"$f":"IF(A466=\"\",\"\",INDIRECT(\"'Fixture Schedule'!F\"&MOD(ROW(A466)-52,50)+9))","v":""},{"$f":"IF(A466=\"\",\"\",INDIRECT(\"'Fixture Schedule'!L\"&MOD(ROW(A466)-52,50)+9))","v":""},"",null,null,{"$f":"IF(A466=\"\",\"\",IF(AP466=1,Summary!$C$12*(AO466)/(SUM('Space-by-Space Method'!$BO$4:$BO$78,SUM('Exterior Lighting'!$BL$5:$BL$25))),0))","v":""},{"$f":"IF(A466=\"\",\"\",IF(START!$B$34=1,INDIRECT(\"'Space-by-Space Method'!\"&SUBSTITUTE(ADDRESS(1,MOD(ROW(A466)-52,50)+10,4),\"1\",\"\")&ROUNDDOWN((ROW(A466)-52)/50,0)+4),\"\"))","v":""},{"$f":"IF(A466=\"\",\"\",IF(AP466=1,Summary!$F$11*(AO466)/(SUM('Space-by-Space Method'!$BO$4:$BO$78,SUM('Exterior Lighting'!$BL$5:$BL$25))),0))","v":""},{"$f":"IF(A466=\"\",\"\",IF(AP466=1,Summary!$E$11*(AO466)/(SUM('Space-by-Space Method'!$BO$4:$BO$78,SUM('Exterior Lighting'!$BL$5:$BL$25))),0))","v":""},{"$f":"IF(A466=\"\",\"\",IF(AP466=1,Summary!$G$11*(AO466)/(SUM('Space-by-Space Method'!$BO$4:$BO$78,SUM('Exterior Lighting'!$BL$5:$BL$25))),0))","v":""},{"$f":"IF(A466=\"\",\"\",IF(AP466=1,Summary!$H$11*(AO466)/(SUM('Space-by-Space Method'!$BO$4:$BO$78)),0))","v":""},{"$f":"IF(A466=\"\",\"\",IF(AP466=1,Summary!$I$11*(AO466)/(SUM('Space-by-Space Method'!$BO$4:$BO$78)),0))","v":""},null,null,null,{"$f":"IF(A466=\"\",\"\",IF(START!$B$34=2,INDIRECT(\"'Space-by-Space Method'!\"&SUBSTITUTE(ADDRESS(1,MOD(ROW(A466)-52,50)+10,4),\"1\",\"\")&ROUNDDOWN((ROW(A466)-52)/50,0)+4),\"\"))","v":""},{"$f":"IF(A466=\"\",\"\",INDIRECT(\"'Space-by-Space Method'!C\"&ROUNDDOWN((ROW(A466)-52)/50,0)+4))","v":""},{"$f":"IF(A466=\"\",\"\",IF(COUNTIF(CommonSpaceTypes,AQ466)>0,INDIRECT(\"'Space-by-Space Method'!F\"&ROUNDDOWN((ROW(A466)-52)/50,0)+4),\"\"))","v":""},{"$f":"IF(A466=\"\",\"\",IF(COUNTIF(BuildingSpecificSpaceTypes,AQ466)>0,INDIRECT(\"'Space-by-Space Method'!F\"&ROUNDDOWN((ROW(A466)-52)/50,0)+4),\"\"))","v":""},{"$f":"IF(A466=\"\",\"\",INDIRECT(\"'Fixture Schedule'!D\"&MOD(ROW(A466)-52,50)+9))","v":""},{"$f":"IF(A466=\"\",\"\",IF(AR466=\"\",\"\",INDIRECT(\"'Fixture Schedule'!K\"&MOD(ROW(A466)-52,50)+9)))","v":""},"",{"$f":"IF(A466=\"\",\"\",INDIRECT(\"'Fixture Schedule'!L\"&MOD(ROW(A466)-52,50)+9))","v":""},null,null,null,null,null,null,null,null,null,null,null,null,null,{"$f":"INDIRECT(\"'Space-by-Space Method'!\"&SUBSTITUTE(ADDRESS(1,MOD(ROW(A466)-52,50)+10,4),\"1\",\"\")&ROUNDDOWN((ROW(A466)-52)/50,0)+4)","v":0},{"$f":"LEFT(INDIRECT(\"'Space-by-Space Method'!BJ\"&ROUNDDOWN((ROW(A466)-52)/50,0)+4),3)","v":""},{"$f":"INDIRECT(\"'Fixture Schedule'!L\"&MOD(ROW(A466)-52,50)+9)","v":0},{"$f":"INDIRECT(\"'Fixture Schedule'!O\"&MOD(ROW(A466)-52,50)+9)","v":0},{"$f":"INDIRECT(\"'Space-by-Space Method'!F\"&ROUNDDOWN((ROW(A466)-52)/50,0)+4)","v":0},{"$f":"INDIRECT(\"'Fixture Schedule'!L\"&MOD(ROW(A466)-52,50)+9)","v":0},{"$f":"INDIRECT(\"'Space-by-Space Method'!D\"&ROUNDDOWN((ROW(A466)-52)/50,0)+4)","v":0},{"$f":"INDIRECT(\"'Space-by-Space Method'!E\"&ROUNDDOWN((ROW(A466)-52)/50,0)+4)","v":1}]
[{"$f":"IF(InteriorCalcType=2,IF(OR(AM467=0,AN467=\"DNQ\")=TRUE,\"\",INDIRECT(\"'Fixture Schedule'!M\"&MOD(ROW(A467)-52,50)+9)),\"\")","v":""},{"$f":"IF(A467=\"\",\"\",INDIRECT(\"'Fixture Schedule'!E\"&MOD(ROW(A467)-52,50)+9))","v":""},{"$f":"IF(A467=\"\",\"\",INDIRECT(\"'Fixture Schedule'!F\"&MOD(ROW(A467)-52,50)+9))","v":""},{"$f":"IF(A467=\"\",\"\",INDIRECT(\"'Fixture Schedule'!L\"&MOD(ROW(A467)-52,50)+9))","v":""},"",null,null,{"$f":"IF(A467=\"\",\"\",IF(AP467=1,Summary!$C$12*(AO467)/(SUM('Space-by-Space Method'!$BO$4:$BO$78,SUM('Exterior Lighting'!$BL$5:$BL$25))),0))","v":""},{"$f":"IF(A467=\"\",\"\",IF(START!$B$34=1,INDIRECT(\"'Space-by-Space Method'!\"&SUBSTITUTE(ADDRESS(1,MOD(ROW(A467)-52,50)+10,4),\"1\",\"\")&ROUNDDOWN((ROW(A467)-52)/50,0)+4),\"\"))","v":""},{"$f":"IF(A467=\"\",\"\",IF(AP467=1,Summary!$F$11*(AO467)/(SUM('Space-by-Space Method'!$BO$4:$BO$78,SUM('Exterior Lighting'!$BL$5:$BL$25))),0))","v":""},{"$f":"IF(A467=\"\",\"\",IF(AP467=1,Summary!$E$11*(AO467)/(SUM('Space-by-Space Method'!$BO$4:$BO$78,SUM('Exterior Lighting'!$BL$5:$BL$25))),0))","v":""},{"$f":"IF(A467=\"\",\"\",IF(AP467=1,Summary!$G$11*(AO467)/(SUM('Space-by-Space Method'!$BO$4:$BO$78,SUM('Exterior Lighting'!$BL$5:$BL$25))),0))","v":""},{"$f":"IF(A467=\"\",\"\",IF(AP467=1,Summary!$H$11*(AO467)/(SUM('Space-by-Space Method'!$BO$4:$BO$78)),0))","v":""},{"$f":"IF(A467=\"\",\"\",IF(AP467=1,Summary!$I$11*(AO467)/(SUM('Space-by-Space Method'!$BO$4:$BO$78)),0))","v":""},null,null,null,{"$f":"IF(A467=\"\",\"\",IF(START!$B$34=2,INDIRECT(\"'Space-by-Space Method'!\"&SUBSTITUTE(ADDRESS(1,MOD(ROW(A467)-52,50)+10,4),\"1\",\"\")&ROUNDDOWN((ROW(A467)-52)/50,0)+4),\"\"))","v":""},{"$f":"IF(A467=\"\",\"\",INDIRECT(\"'Space-by-Space Method'!C\"&ROUNDDOWN((ROW(A467)-52)/50,0)+4))","v":""},{"$f":"IF(A467=\"\",\"\",IF(COUNTIF(CommonSpaceTypes,AQ467)>0,INDIRECT(\"'Space-by-Space Method'!F\"&ROUNDDOWN((ROW(A467)-52)/50,0)+4),\"\"))","v":""},{"$f":"IF(A467=\"\",\"\",IF(COUNTIF(BuildingSpecificSpaceTypes,AQ467)>0,INDIRECT(\"'Space-by-Space Method'!F\"&ROUNDDOWN((ROW(A467)-52)/50,0)+4),\"\"))","v":""},{"$f":"IF(A467=\"\",\"\",INDIRECT(\"'Fixture Schedule'!D\"&MOD(ROW(A467)-52,50)+9))","v":""},{"$f":"IF(A467=\"\",\"\",IF(AR467=\"\",\"\",INDIRECT(\"'Fixture Schedule'!K\"&MOD(ROW(A467)-52,50)+9)))","v":""},"",{"$f":"IF(A467=\"\",\"\",INDIRECT(\"'Fixture Schedule'!L\"&MOD(ROW(A467)-52,50)+9))","v":""},null,null,null,null,null,null,null,null,null,null,null,null,null,{"$f":"INDIRECT(\"'Space-by-Space Method'!\"&SUBSTITUTE(ADDRESS(1,MOD(ROW(A467)-52,50)+10,4),\"1\",\"\")&ROUNDDOWN((ROW(A467)-52)/50,0)+4)","v":0},{"$f":"LEFT(INDIRECT(\"'Space-by-Space Method'!BJ\"&ROUNDDOWN((ROW(A467)-52)/50,0)+4),3)","v":""},{"$f":"INDIRECT(\"'Fixture Schedule'!L\"&MOD(ROW(A467)-52,50)+9)","v":0},{"$f":"INDIRECT(\"'Fixture Schedule'!O\"&MOD(ROW(A467)-52,50)+9)","v":0},{"$f":"INDIRECT(\"'Space-by-Space Method'!F\"&ROUNDDOWN((ROW(A467)-52)/50,0)+4)","v":0},{"$f":"INDIRECT(\"'Fixture Schedule'!L\"&MOD(ROW(A467)-52,50)+9)","v":0},{"$f":"INDIRECT(\"'Space-by-Space Method'!D\"&ROUNDDOWN((ROW(A467)-52)/50,0)+4)","v":0},{"$f":"INDIRECT(\"'Space-by-Space Method'!E\"&ROUNDDOWN((ROW(A467)-52)/50,0)+4)","v":1}]
[{"$f":"IF(InteriorCalcType=2,IF(OR(AM468=0,AN468=\"DNQ\")=TRUE,\"\",INDIRECT(\"'Fixture Schedule'!M\"&MOD(ROW(A468)-52,50)+9)),\"\")","v":""},{"$f":"IF(A468=\"\",\"\",INDIRECT(\"'Fixture Schedule'!E\"&MOD(ROW(A468)-52,50)+9))","v":""},{"$f":"IF(A468=\"\",\"\",INDIRECT(\"'Fixture Schedule'!F\"&MOD(ROW(A468)-52,50)+9))","v":""},{"$f":"IF(A468=\"\",\"\",INDIRECT(\"'Fixture Schedule'!L\"&MOD(ROW(A468)-52,50)+9))","v":""},"",null,null,{"$f":"IF(A468=\"\",\"\",IF(AP468=1,Summary!$C$12*(AO468)/(SUM('Space-by-Space Method'!$BO$4:$BO$78,SUM('Exterior Lighting'!$BL$5:$BL$25))),0))","v":""},{"$f":"IF(A468=\"\",\"\",IF(START!$B$34=1,INDIRECT(\"'Space-by-Space Method'!\"&SUBSTITUTE(ADDRESS(1,MOD(ROW(A468)-52,50)+10,4),\"1\",\"\")&ROUNDDOWN((ROW(A468)-52)/50,0)+4),\"\"))","v":""},{"$f":"IF(A468=\"\",\"\",IF(AP468=1,Summary!$F$11*(AO468)/(SUM('Space-by-Space Method'!$BO$4:$BO$78,SUM('Exterior Lighting'!$BL$5:$BL$25))),0))","v":""},{"$f":"IF(A468=\"\",\"\",IF(AP468=1,Summary!$E$11*(AO468)/(SUM('Space-by-Space Method'!$BO$4:$BO$78,SUM('Exterior Lighting'!$BL$5:$BL$25))),0))","v":""},{"$f":"IF(A468=\"\",\"\",IF(AP468=1,Summary!$G$11*(AO468)/(SUM('Space-by-Space Method'!$BO$4:$BO$78,SUM('Exterior Lighting'!$BL$5:$BL$25))),0))","v":""},{"$f":"IF(A468=\"\",\"\",IF(AP468=1,Summary!$H$11*(AO468)/(SUM('Space-by-Space Method'!$BO$4:$BO$78)),0))","v":""},{"$f":"IF(A468=\"\",\"\",IF(AP468=1,Summary!$I$11*(AO468)/(SUM('Space-by-Space Method'!$BO$4:$BO$78)),0))","v":""},null,null,null,{"$f":"IF(A468=\"\",\"\",IF(START!$B$34=2,INDIRECT(\"'Space-by-Space Method'!\"&SUBSTITUTE(ADDRESS(1,MOD(ROW(A468)-52,50)+10,4),\"1\",\"\")&ROUNDDOWN((ROW(A468)-52)/50,0)+4),\"\"))","v":""},{"$f":"IF(A468=\"\",\"\",INDIRECT(\"'Space-by-Space Method'!C\"&ROUNDDOWN((ROW(A468)-52)/50,0)+4))","v":""},{"$f":"IF(A468=\"\",\"\",IF(COUNTIF(CommonSpaceTypes,AQ468)>0,INDIRECT(\"'Space-by-Space Method'!F\"&ROUNDDOWN((ROW(A468)-52)/50,0)+4),\"\"))","v":""},{"$f":"IF(A468=\"\",\"\",IF(COUNTIF(BuildingSpecificSpaceTypes,AQ468)>0,INDIRECT(\"'Space-by-Space Method'!F\"&ROUNDDOWN((ROW(A468)-52)/50,0)+4),\"\"))","v":""},{"$f":"IF(A468=\"\",\"\",INDIRECT(\"'Fixture Schedule'!D\"&MOD(ROW(A468)-52,50)+9))","v":""},{"$f":"IF(A468=\"\",\"\",IF(AR468=\"\",\"\",INDIRECT(\"'Fixture Schedule'!K\"&MOD(ROW(A468)-52,50)+9)))","v":""},"",{"$f":"IF(A468=\"\",\"\",INDIRECT(\"'Fixture Schedule'!L\"&MOD(ROW(A468)-52,50)+9))","v":""},null,null,null,null,null,null,null,null,null,null,null,null,null,{"$f":"INDIRECT(\"'Space-by-Space Method'!\"&SUBSTITUTE(ADDRESS(1,MOD(ROW(A468)-52,50)+10,4),\"1\",\"\")&ROUNDDOWN((ROW(A468)-52)/50,0)+4)","v":0},{"$f":"LEFT(INDIRECT(\"'Space-by-Space Method'!BJ\"&ROUNDDOWN((ROW(A468)-52)/50,0)+4),3)","v":""},{"$f":"INDIRECT(\"'Fixture Schedule'!L\"&MOD(ROW(A468)-52,50)+9)","v":0},{"$f":"INDIRECT(\"'Fixture Schedule'!O\"&MOD(ROW(A468)-52,50)+9)","v":0},{"$f":"INDIRECT(\"'Space-by-Space Method'!F\"&ROUNDDOWN((ROW(A468)-52)/50,0)+4)","v":0},{"$f":"INDIRECT(\"'Fixture Schedule'!L\"&MOD(ROW(A468)-52,50)+9)","v":0},{"$f":"INDIRECT(\"'Space-by-Space Method'!D\"&ROUNDDOWN((ROW(A468)-52)/50,0)+4)","v":0},{"$f":"INDIRECT(\"'Space-by-Space Method'!E\"&ROUNDDOWN((ROW(A468)-52)/50,0)+4)","v":1}]
[{"$f":"IF(InteriorCalcType=2,IF(OR(AM469=0,AN469=\"DNQ\")=TRUE,\"\",INDIRECT(\"'Fixture Schedule'!M\"&MOD(ROW(A469)-52,50)+9)),\"\")","v":""},{"$f":"IF(A469=\"\",\"\",INDIRECT(\"'Fixture Schedule'!E\"&MOD(ROW(A469)-52,50)+9))","v":""},{"$f":"IF(A469=\"\",\"\",INDIRECT(\"'Fixture Schedule'!F\"&MOD(ROW(A469)-52,50)+9))","v":""},{"$f":"IF(A469=\"\",\"\",INDIRECT(\"'Fixture Schedule'!L\"&MOD(ROW(A469)-52,50)+9))","v":""},"",null,null,{"$f":"IF(A469=\"\",\"\",IF(AP469=1,Summary!$C$12*(AO469)/(SUM('Space-by-Space Method'!$BO$4:$BO$78,SUM('Exterior Lighting'!$BL$5:$BL$25))),0))","v":""},{"$f":"IF(A469=\"\",\"\",IF(START!$B$34=1,INDIRECT(\"'Space-by-Space Method'!\"&SUBSTITUTE(ADDRESS(1,MOD(ROW(A469)-52,50)+10,4),\"1\",\"\")&ROUNDDOWN((ROW(A469)-52)/50,0)+4),\"\"))","v":""},{"$f":"IF(A469=\"\",\"\",IF(AP469=1,Summary!$F$11*(AO469)/(SUM('Space-by-Space Method'!$BO$4:$BO$78,SUM('Exterior Lighting'!$BL$5:$BL$25))),0))","v":""},{"$f":"IF(A469=\"\",\"\",IF(AP469=1,Summary!$E$11*(AO469)/(SUM('Space-by-Space Method'!$BO$4:$BO$78,SUM('Exterior Lighting'!$BL$5:$BL$25))),0))","v":""},{"$f":"IF(A469=\"\",\"\",IF(AP469=1,Summary!$G$11*(AO469)/(SUM('Space-by-Space Method'!$BO$4:$BO$78,SUM('Exterior Lighting'!$BL$5:$BL$25))),0))","v":""},{"$f":"IF(A469=\"\",\"\",IF(AP469=1,Summary!$H$11*(AO469)/(SUM('Space-by-Space Method'!$BO$4:$BO$78)),0))","v":""},{"$f":"IF(A469=\"\",\"\",IF(AP469=1,Summary!$I$11*(AO469)/(SUM('Space-by-Space Method'!$BO$4:$BO$78)),0))","v":""},null,null,null,{"$f":"IF(A469=\"\",\"\",IF(START!$B$34=2,INDIRECT(\"'Space-by-Space Method'!\"&SUBSTITUTE(ADDRESS(1,MOD(ROW(A469)-52,50)+10,4),\"1\",\"\")&ROUNDDOWN((ROW(A469)-52)/50,0)+4),\"\"))","v":""},{"$f":"IF(A469=\"\",\"\",INDIRECT(\"'Space-by-Space Method'!C\"&ROUNDDOWN((ROW(A469)-52)/50,0)+4))","v":""},{"$f":"IF(A469=\"\",\"\",IF(COUNTIF(CommonSpaceTypes,AQ469)>0,INDIRECT(\"'Space-by-Space Method'!F\"&ROUNDDOWN((ROW(A469)-52)/50,0)+4),\"\"))","v":""},{"$f":"IF(A469=\"\",\"\",IF(COUNTIF(BuildingSpecificSpaceTypes,AQ469)>0,INDIRECT(\"'Space-by-Space Method'!F\"&ROUNDDOWN((ROW(A469)-52)/50,0)+4),\"\"))","v":""},{"$f":"IF(A469=\"\",\"\",INDIRECT(\"'Fixture Schedule'!D\"&MOD(ROW(A469)-52,50)+9))","v":""},{"$f":"IF(A469=\"\",\"\",IF(AR469=\"\",\"\",INDIRECT(\"'Fixture Schedule'!K\"&MOD(ROW(A469)-52,50)+9)))","v":""},"",{"$f":"IF(A469=\"\",\"\",INDIRECT(\"'Fixture Schedule'!L\"&MOD(ROW(A469)-52,50)+9))","v":""},null,null,null,null,null,null,null,null,null,null,null,null,null,{"$f":"INDIRECT(\"'Space-by-Space Method'!\"&SUBSTITUTE(ADDRESS(1,MOD(ROW(A469)-52,50)+10,4),\"1\",\"\")&ROUNDDOWN((ROW(A469)-52)/50,0)+4)","v":0},{"$f":"LEFT(INDIRECT(\"'Space-by-Space Method'!BJ\"&ROUNDDOWN((ROW(A469)-52)/50,0)+4),3)","v":""},{"$f":"INDIRECT(\"'Fixture Schedule'!L\"&MOD(ROW(A469)-52,50)+9)","v":0},{"$f":"INDIRECT(\"'Fixture Schedule'!O\"&MOD(ROW(A469)-52,50)+9)","v":0},{"$f":"INDIRECT(\"'Space-by-Space Method'!F\"&ROUNDDOWN((ROW(A469)-52)/50,0)+4)","v":0},{"$f":"INDIRECT(\"'Fixture Schedule'!L\"&MOD(ROW(A469)-52,50)+9)","v":0},{"$f":"INDIRECT(\"'Space-by-Space Method'!D\"&ROUNDDOWN((ROW(A469)-52)/50,0)+4)","v":0},{"$f":"INDIRECT(\"'Space-by-Space Method'!E\"&ROUNDDOWN((ROW(A469)-52)/50,0)+4)","v":1}]
[{"$f":"IF(InteriorCalcType=2,IF(OR(AM470=0,AN470=\"DNQ\")=TRUE,\"\",INDIRECT(\"'Fixture Schedule'!M\"&MOD(ROW(A470)-52,50)+9)),\"\")","v":""},{"$f":"IF(A470=\"\",\"\",INDIRECT(\"'Fixture Schedule'!E\"&MOD(ROW(A470)-52,50)+9))","v":""},{"$f":"IF(A470=\"\",\"\",INDIRECT(\"'Fixture Schedule'!F\"&MOD(ROW(A470)-52,50)+9))","v":""},{"$f":"IF(A470=\"\",\"\",INDIRECT(\"'Fixture Schedule'!L\"&MOD(ROW(A470)-52,50)+9))","v":""},"",null,null,{"$f":"IF(A470=\"\",\"\",IF(AP470=1,Summary!$C$12*(AO470)/(SUM('Space-by-Space Method'!$BO$4:$BO$78,SUM('Exterior Lighting'!$BL$5:$BL$25))),0))","v":""},{"$f":"IF(A470=\"\",\"\",IF(START!$B$34=1,INDIRECT(\"'Space-by-Space Method'!\"&SUBSTITUTE(ADDRESS(1,MOD(ROW(A470)-52,50)+10,4),\"1\",\"\")&ROUNDDOWN((ROW(A470)-52)/50,0)+4),\"\"))","v":""},{"$f":"IF(A470=\"\",\"\",IF(AP470=1,Summary!$F$11*(AO470)/(SUM('Space-by-Space Method'!$BO$4:$BO$78,SUM('Exterior Lighting'!$BL$5:$BL$25))),0))","v":""},{"$f":"IF(A470=\"\",\"\",IF(AP470=1,Summary!$E$11*(AO470)/(SUM('Space-by-Space Method'!$BO$4:$BO$78,SUM('Exterior Lighting'!$BL$5:$BL$25))),0))","v":""},{"$f":"IF(A470=\"\",\"\",IF(AP470=1,Summary!$G$11*(AO470)/(SUM('Space-by-Space Method'!$BO$4:$BO$78,SUM('Exterior Lighting'!$BL$5:$BL$25))),0))","v":""},{"$f":"IF(A470=\"\",\"\",IF(AP470=1,Summary!$H$11*(AO470)/(SUM('Space-by-Space Method'!$BO$4:$BO$78)),0))","v":""},{"$f":"IF(A470=\"\",\"\",IF(AP470=1,Summary!$I$11*(AO470)/(SUM('Space-by-Space Method'!$BO$4:$BO$78)),0))","v":""},null,null,null,{"$f":"IF(A470=\"\",\"\",IF(START!$B$34=2,INDIRECT(\"'Space-by-Space Method'!\"&SUBSTITUTE(ADDRESS(1,MOD(ROW(A470)-52,50)+10,4),\"1\",\"\")&ROUNDDOWN((ROW(A470)-52)/50,0)+4),\"\"))","v":""},{"$f":"IF(A470=\"\",\"\",INDIRECT(\"'Space-by-Space Method'!C\"&ROUNDDOWN((ROW(A470)-52)/50,0)+4))","v":""},{"$f":"IF(A470=\"\",\"\",IF(COUNTIF(CommonSpaceTypes,AQ470)>0,INDIRECT(\"'Space-by-Space Method'!F\"&ROUNDDOWN((ROW(A470)-52)/50,0)+4),\"\"))","v":""},{"$f":"IF(A470=\"\",\"\",IF(COUNTIF(BuildingSpecificSpaceTypes,AQ470)>0,INDIRECT(\"'Space-by-Space Method'!F\"&ROUNDDOWN((ROW(A470)-52)/50,0)+4),\"\"))","v":""},{"$f":"IF(A470=\"\",\"\",INDIRECT(\"'Fixture Schedule'!D\"&MOD(ROW(A470)-52,50)+9))","v":""},{"$f":"IF(A470=\"\",\"\",IF(AR470=\"\",\"\",INDIRECT(\"'Fixture Schedule'!K\"&MOD(ROW(A470)-52,50)+9)))","v":""},"",{"$f":"IF(A470=\"\",\"\",INDIRECT(\"'Fixture Schedule'!L\"&MOD(ROW(A470)-52,50)+9))","v":""},null,null,null,null,null,null,null,null,null,null,null,null,null,{"$f":"INDIRECT(\"'Space-by-Space Method'!\"&SUBSTITUTE(ADDRESS(1,MOD(ROW(A470)-52,50)+10,4),\"1\",\"\")&ROUNDDOWN((ROW(A470)-52)/50,0)+4)","v":0},{"$f":"LEFT(INDIRECT(\"'Space-by-Space Method'!BJ\"&ROUNDDOWN((ROW(A470)-52)/50,0)+4),3)","v":""},{"$f":"INDIRECT(\"'Fixture Schedule'!L\"&MOD(ROW(A470)-52,50)+9)","v":0},{"$f":"INDIRECT(\"'Fixture Schedule'!O\"&MOD(ROW(A470)-52,50)+9)","v":0},{"$f":"INDIRECT(\"'Space-by-Space Method'!F\"&ROUNDDOWN((ROW(A470)-52)/50,0)+4)","v":0},{"$f":"INDIRECT(\"'Fixture Schedule'!L\"&MOD(ROW(A470)-52,50)+9)","v":0},{"$f":"INDIRECT(\"'Space-by-Space Method'!D\"&ROUNDDOWN((ROW(A470)-52)/50,0)+4)","v":0},{"$f":"INDIRECT(\"'Space-by-Space Method'!E\"&ROUNDDOWN((ROW(A470)-52)/50,0)+4)","v":1}]
[{"$f":"IF(InteriorCalcType=2,IF(OR(AM471=0,AN471=\"DNQ\")=TRUE,\"\",INDIRECT(\"'Fixture Schedule'!M\"&MOD(ROW(A471)-52,50)+9)),\"\")","v":""},{"$f":"IF(A471=\"\",\"\",INDIRECT(\"'Fixture Schedule'!E\"&MOD(ROW(A471)-52,50)+9))","v":""},{"$f":"IF(A471=\"\",\"\",INDIRECT(\"'Fixture Schedule'!F\"&MOD(ROW(A471)-52,50)+9))","v":""},{"$f":"IF(A471=\"\",\"\",INDIRECT(\"'Fixture Schedule'!L\"&MOD(ROW(A471)-52,50)+9))","v":""},"",null,null,{"$f":"IF(A471=\"\",\"\",IF(AP471=1,Summary!$C$12*(AO471)/(SUM('Space-by-Space Method'!$BO$4:$BO$78,SUM('Exterior Lighting'!$BL$5:$BL$25))),0))","v":""},{"$f":"IF(A471=\"\",\"\",IF(START!$B$34=1,INDIRECT(\"'Space-by-Space Method'!\"&SUBSTITUTE(ADDRESS(1,MOD(ROW(A471)-52,50)+10,4),\"1\",\"\")&ROUNDDOWN((ROW(A471)-52)/50,0)+4),\"\"))","v":""},{"$f":"IF(A471=\"\",\"\",IF(AP471=1,Summary!$F$11*(AO471)/(SUM('Space-by-Space Method'!$BO$4:$BO$78,SUM('Exterior Lighting'!$BL$5:$BL$25))),0))","v":""},{"$f":"IF(A471=\"\",\"\",IF(AP471=1,Summary!$E$11*(AO471)/(SUM('Space-by-Space Method'!$BO$4:$BO$78,SUM('Exterior Lighting'!$BL$5:$BL$25))),0))","v":""},{"$f":"IF(A471=\"\",\"\",IF(AP471=1,Summary!$G$11*(AO471)/(SUM('Space-by-Space Method'!$BO$4:$BO$78,SUM('Exterior Lighting'!$BL$5:$BL$25))),0))","v":""},{"$f":"IF(A471=\"\",\"\",IF(AP471=1,Summary!$H$11*(AO471)/(SUM('Space-by-Space Method'!$BO$4:$BO$78)),0))","v":""},{"$f":"IF(A471=\"\",\"\",IF(AP471=1,Summary!$I$11*(AO471)/(SUM('Space-by-Space Method'!$BO$4:$BO$78)),0))","v":""},null,null,null,{"$f":"IF(A471=\"\",\"\",IF(START!$B$34=2,INDIRECT(\"'Space-by-Space Method'!\"&SUBSTITUTE(ADDRESS(1,MOD(ROW(A471)-52,50)+10,4),\"1\",\"\")&ROUNDDOWN((ROW(A471)-52)/50,0)+4),\"\"))","v":""},{"$f":"IF(A471=\"\",\"\",INDIRECT(\"'Space-by-Space Method'!C\"&ROUNDDOWN((ROW(A471)-52)/50,0)+4))","v":""},{"$f":"IF(A471=\"\",\"\",IF(COUNTIF(CommonSpaceTypes,AQ471)>0,INDIRECT(\"'Space-by-Space Method'!F\"&ROUNDDOWN((ROW(A471)-52)/50,0)+4),\"\"))","v":""},{"$f":"IF(A471=\"\",\"\",IF(COUNTIF(BuildingSpecificSpaceTypes,AQ471)>0,INDIRECT(\"'Space-by-Space Method'!F\"&ROUNDDOWN((ROW(A471)-52)/50,0)+4),\"\"))","v":""},{"$f":"IF(A471=\"\",\"\",INDIRECT(\"'Fixture Schedule'!D\"&MOD(ROW(A471)-52,50)+9))","v":""},{"$f":"IF(A471=\"\",\"\",IF(AR471=\"\",\"\",INDIRECT(\"'Fixture Schedule'!K\"&MOD(ROW(A471)-52,50)+9)))","v":""},"",{"$f":"IF(A471=\"\",\"\",INDIRECT(\"'Fixture Schedule'!L\"&MOD(ROW(A471)-52,50)+9))","v":""},null,null,null,null,null,null,null,null,null,null,null,null,null,{"$f":"INDIRECT(\"'Space-by-Space Method'!\"&SUBSTITUTE(ADDRESS(1,MOD(ROW(A471)-52,50)+10,4),\"1\",\"\")&ROUNDDOWN((ROW(A471)-52)/50,0)+4)","v":0},{"$f":"LEFT(INDIRECT(\"'Space-by-Space Method'!BJ\"&ROUNDDOWN((ROW(A471)-52)/50,0)+4),3)","v":""},{"$f":"INDIRECT(\"'Fixture Schedule'!L\"&MOD(ROW(A471)-52,50)+9)","v":0},{"$f":"INDIRECT(\"'Fixture Schedule'!O\"&MOD(ROW(A471)-52,50)+9)","v":0},{"$f":"INDIRECT(\"'Space-by-Space Method'!F\"&ROUNDDOWN((ROW(A471)-52)/50,0)+4)","v":0},{"$f":"INDIRECT(\"'Fixture Schedule'!L\"&MOD(ROW(A471)-52,50)+9)","v":0},{"$f":"INDIRECT(\"'Space-by-Space Method'!D\"&ROUNDDOWN((ROW(A471)-52)/50,0)+4)","v":0},{"$f":"INDIRECT(\"'Space-by-Space Method'!E\"&ROUNDDOWN((ROW(A471)-52)/50,0)+4)","v":1}]
[{"$f":"IF(InteriorCalcType=2,IF(OR(AM472=0,AN472=\"DNQ\")=TRUE,\"\",INDIRECT(\"'Fixture Schedule'!M\"&MOD(ROW(A472)-52,50)+9)),\"\")","v":""},{"$f":"IF(A472=\"\",\"\",INDIRECT(\"'Fixture Schedule'!E\"&MOD(ROW(A472)-52,50)+9))","v":""},{"$f":"IF(A472=\"\",\"\",INDIRECT(\"'Fixture Schedule'!F\"&MOD(ROW(A472)-52,50)+9))","v":""},{"$f":"IF(A472=\"\",\"\",INDIRECT(\"'Fixture Schedule'!L\"&MOD(ROW(A472)-52,50)+9))","v":""},"",null,null,{"$f":"IF(A472=\"\",\"\",IF(AP472=1,Summary!$C$12*(AO472)/(SUM('Space-by-Space Method'!$BO$4:$BO$78,SUM('Exterior Lighting'!$BL$5:$BL$25))),0))","v":""},{"$f":"IF(A472=\"\",\"\",IF(START!$B$34=1,INDIRECT(\"'Space-by-Space Method'!\"&SUBSTITUTE(ADDRESS(1,MOD(ROW(A472)-52,50)+10,4),\"1\",\"\")&ROUNDDOWN((ROW(A472)-52)/50,0)+4),\"\"))","v":""},{"$f":"IF(A472=\"\",\"\",IF(AP472=1,Summary!$F$11*(AO472)/(SUM('Space-by-Space Method'!$BO$4:$BO$78,SUM('Exterior Lighting'!$BL$5:$BL$25))),0))","v":""},{"$f":"IF(A472=\"\",\"\",IF(AP472=1,Summary!$E$11*(AO472)/(SUM('Space-by-Space Method'!$BO$4:$BO$78,SUM('Exterior Lighting'!$BL$5:$BL$25))),0))","v":""},{"$f":"IF(A472=\"\",\"\",IF(AP472=1,Summary!$G$11*(AO472)/(SUM('Space-by-Space Method'!$BO$4:$BO$78,SUM('Exterior Lighting'!$BL$5:$BL$25))),0))","v":""},{"$f":"IF(A472=\"\",\"\",IF(AP472=1,Summary!$H$11*(AO472)/(SUM('Space-by-Space Method'!$BO$4:$BO$78)),0))","v":""},{"$f":"IF(A472=\"\",\"\",IF(AP472=1,Summary!$I$11*(AO472)/(SUM('Space-by-Space Method'!$BO$4:$BO$78)),0))","v":""},null,null,null,{"$f":"IF(A472=\"\",\"\",IF(START!$B$34=2,INDIRECT(\"'Space-by-Space Method'!\"&SUBSTITUTE(ADDRESS(1,MOD(ROW(A472)-52,50)+10,4),\"1\",\"\")&ROUNDDOWN((ROW(A472)-52)/50,0)+4),\"\"))","v":""},{"$f":"IF(A472=\"\",\"\",INDIRECT(\"'Space-by-Space Method'!C\"&ROUNDDOWN((ROW(A472)-52)/50,0)+4))","v":""},{"$f":"IF(A472=\"\",\"\",IF(COUNTIF(CommonSpaceTypes,AQ472)>0,INDIRECT(\"'Space-by-Space Method'!F\"&ROUNDDOWN((ROW(A472)-52)/50,0)+4),\"\"))","v":""},{"$f":"IF(A472=\"\",\"\",IF(COUNTIF(BuildingSpecificSpaceTypes,AQ472)>0,INDIRECT(\"'Space-by-Space Method'!F\"&ROUNDDOWN((ROW(A472)-52)/50,0)+4),\"\"))","v":""},{"$f":"IF(A472=\"\",\"\",INDIRECT(\"'Fixture Schedule'!D\"&MOD(ROW(A472)-52,50)+9))","v":""},{"$f":"IF(A472=\"\",\"\",IF(AR472=\"\",\"\",INDIRECT(\"'Fixture Schedule'!K\"&MOD(ROW(A472)-52,50)+9)))","v":""},"",{"$f":"IF(A472=\"\",\"\",INDIRECT(\"'Fixture Schedule'!L\"&MOD(ROW(A472)-52,50)+9))","v":""},null,null,null,null,null,null,null,null,null,null,null,null,null,{"$f":"INDIRECT(\"'Space-by-Space Method'!\"&SUBSTITUTE(ADDRESS(1,MOD(ROW(A472)-52,50)+10,4),\"1\",\"\")&ROUNDDOWN((ROW(A472)-52)/50,0)+4)","v":0},{"$f":"LEFT(INDIRECT(\"'Space-by-Space Method'!BJ\"&ROUNDDOWN((ROW(A472)-52)/50,0)+4),3)","v":""},{"$f":"INDIRECT(\"'Fixture Schedule'!L\"&MOD(ROW(A472)-52,50)+9)","v":0},{"$f":"INDIRECT(\"'Fixture Schedule'!O\"&MOD(ROW(A472)-52,50)+9)","v":0},{"$f":"INDIRECT(\"'Space-by-Space Method'!F\"&ROUNDDOWN((ROW(A472)-52)/50,0)+4)","v":0},{"$f":"INDIRECT(\"'Fixture Schedule'!L\"&MOD(ROW(A472)-52,50)+9)","v":0},{"$f":"INDIRECT(\"'Space-by-Space Method'!D\"&ROUNDDOWN((ROW(A472)-52)/50,0)+4)","v":0},{"$f":"INDIRECT(\"'Space-by-Space Method'!E\"&ROUNDDOWN((ROW(A472)-52)/50,0)+4)","v":1}]
[{"$f":"IF(InteriorCalcType=2,IF(OR(AM473=0,AN473=\"DNQ\")=TRUE,\"\",INDIRECT(\"'Fixture Schedule'!M\"&MOD(ROW(A473)-52,50)+9)),\"\")","v":""},{"$f":"IF(A473=\"\",\"\",INDIRECT(\"'Fixture Schedule'!E\"&MOD(ROW(A473)-52,50)+9))","v":""},{"$f":"IF(A473=\"\",\"\",INDIRECT(\"'Fixture Schedule'!F\"&MOD(ROW(A473)-52,50)+9))","v":""},{"$f":"IF(A473=\"\",\"\",INDIRECT(\"'Fixture Schedule'!L\"&MOD(ROW(A473)-52,50)+9))","v":""},"",null,null,{"$f":"IF(A473=\"\",\"\",IF(AP473=1,Summary!$C$12*(AO473)/(SUM('Space-by-Space Method'!$BO$4:$BO$78,SUM('Exterior Lighting'!$BL$5:$BL$25))),0))","v":""},{"$f":"IF(A473=\"\",\"\",IF(START!$B$34=1,INDIRECT(\"'Space-by-Space Method'!\"&SUBSTITUTE(ADDRESS(1,MOD(ROW(A473)-52,50)+10,4),\"1\",\"\")&ROUNDDOWN((ROW(A473)-52)/50,0)+4),\"\"))","v":""},{"$f":"IF(A473=\"\",\"\",IF(AP473=1,Summary!$F$11*(AO473)/(SUM('Space-by-Space Method'!$BO$4:$BO$78,SUM('Exterior Lighting'!$BL$5:$BL$25))),0))","v":""},{"$f":"IF(A473=\"\",\"\",IF(AP473=1,Summary!$E$11*(AO473)/(SUM('Space-by-Space Method'!$BO$4:$BO$78,SUM('Exterior Lighting'!$BL$5:$BL$25))),0))","v":""},{"$f":"IF(A473=\"\",\"\",IF(AP473=1,Summary!$G$11*(AO473)/(SUM('Space-by-Space Method'!$BO$4:$BO$78,SUM('Exterior Lighting'!$BL$5:$BL$25))),0))","v":""},{"$f":"IF(A473=\"\",\"\",IF(AP473=1,Summary!$H$11*(AO473)/(SUM('Space-by-Space Method'!$BO$4:$BO$78)),0))","v":""},{"$f":"IF(A473=\"\",\"\",IF(AP473=1,Summary!$I$11*(AO473)/(SUM('Space-by-Space Method'!$BO$4:$BO$78)),0))","v":""},null,null,null,{"$f":"IF(A473=\"\",\"\",IF(START!$B$34=2,INDIRECT(\"'Space-by-Space Method'!\"&SUBSTITUTE(ADDRESS(1,MOD(ROW(A473)-52,50)+10,4),\"1\",\"\")&ROUNDDOWN((ROW(A473)-52)/50,0)+4),\"\"))","v":""},{"$f":"IF(A473=\"\",\"\",INDIRECT(\"'Space-by-Space Method'!C\"&ROUNDDOWN((ROW(A473)-52)/50,0)+4))","v":""},{"$f":"IF(A473=\"\",\"\",IF(COUNTIF(CommonSpaceTypes,AQ473)>0,INDIRECT(\"'Space-by-Space Method'!F\"&ROUNDDOWN((ROW(A473)-52)/50,0)+4),\"\"))","v":""},{"$f":"IF(A473=\"\",\"\",IF(COUNTIF(BuildingSpecificSpaceTypes,AQ473)>0,INDIRECT(\"'Space-by-Space Method'!F\"&ROUNDDOWN((ROW(A473)-52)/50,0)+4),\"\"))","v":""},{"$f":"IF(A473=\"\",\"\",INDIRECT(\"'Fixture Schedule'!D\"&MOD(ROW(A473)-52,50)+9))","v":""},{"$f":"IF(A473=\"\",\"\",IF(AR473=\"\",\"\",INDIRECT(\"'Fixture Schedule'!K\"&MOD(ROW(A473)-52,50)+9)))","v":""},"",{"$f":"IF(A473=\"\",\"\",INDIRECT(\"'Fixture Schedule'!L\"&MOD(ROW(A473)-52,50)+9))","v":""},null,null,null,null,null,null,null,null,null,null,null,null,null,{"$f":"INDIRECT(\"'Space-by-Space Method'!\"&SUBSTITUTE(ADDRESS(1,MOD(ROW(A473)-52,50)+10,4),\"1\",\"\")&ROUNDDOWN((ROW(A473)-52)/50,0)+4)","v":0},{"$f":"LEFT(INDIRECT(\"'Space-by-Space Method'!BJ\"&ROUNDDOWN((ROW(A473)-52)/50,0)+4),3)","v":""},{"$f":"INDIRECT(\"'Fixture Schedule'!L\"&MOD(ROW(A473)-52,50)+9)","v":0},{"$f":"INDIRECT(\"'Fixture Schedule'!O\"&MOD(ROW(A473)-52,50)+9)","v":0},{"$f":"INDIRECT(\"'Space-by-Space Method'!F\"&ROUNDDOWN((ROW(A473)-52)/50,0)+4)","v":0},{"$f":"INDIRECT(\"'Fixture Schedule'!L\"&MOD(ROW(A473)-52,50)+9)","v":0},{"$f":"INDIRECT(\"'Space-by-Space Method'!D\"&ROUNDDOWN((ROW(A473)-52)/50,0)+4)","v":0},{"$f":"INDIRECT(\"'Space-by-Space Method'!E\"&ROUNDDOWN((ROW(A473)-52)/50,0)+4)","v":1}]
[{"$f":"IF(InteriorCalcType=2,IF(OR(AM474=0,AN474=\"DNQ\")=TRUE,\"\",INDIRECT(\"'Fixture Schedule'!M\"&MOD(ROW(A474)-52,50)+9)),\"\")","v":""},{"$f":"IF(A474=\"\",\"\",INDIRECT(\"'Fixture Schedule'!E\"&MOD(ROW(A474)-52,50)+9))","v":""},{"$f":"IF(A474=\"\",\"\",INDIRECT(\"'Fixture Schedule'!F\"&MOD(ROW(A474)-52,50)+9))","v":""},{"$f":"IF(A474=\"\",\"\",INDIRECT(\"'Fixture Schedule'!L\"&MOD(ROW(A474)-52,50)+9))","v":""},"",null,null,{"$f":"IF(A474=\"\",\"\",IF(AP474=1,Summary!$C$12*(AO474)/(SUM('Space-by-Space Method'!$BO$4:$BO$78,SUM('Exterior Lighting'!$BL$5:$BL$25))),0))","v":""},{"$f":"IF(A474=\"\",\"\",IF(START!$B$34=1,INDIRECT(\"'Space-by-Space Method'!\"&SUBSTITUTE(ADDRESS(1,MOD(ROW(A474)-52,50)+10,4),\"1\",\"\")&ROUNDDOWN((ROW(A474)-52)/50,0)+4),\"\"))","v":""},{"$f":"IF(A474=\"\",\"\",IF(AP474=1,Summary!$F$11*(AO474)/(SUM('Space-by-Space Method'!$BO$4:$BO$78,SUM('Exterior Lighting'!$BL$5:$BL$25))),0))","v":""},{"$f":"IF(A474=\"\",\"\",IF(AP474=1,Summary!$E$11*(AO474)/(SUM('Space-by-Space Method'!$BO$4:$BO$78,SUM('Exterior Lighting'!$BL$5:$BL$25))),0))","v":""},{"$f":"IF(A474=\"\",\"\",IF(AP474=1,Summary!$G$11*(AO474)/(SUM('Space-by-Space Method'!$BO$4:$BO$78,SUM('Exterior Lighting'!$BL$5:$BL$25))),0))","v":""},{"$f":"IF(A474=\"\",\"\",IF(AP474=1,Summary!$H$11*(AO474)/(SUM('Space-by-Space Method'!$BO$4:$BO$78)),0))","v":""},{"$f":"IF(A474=\"\",\"\",IF(AP474=1,Summary!$I$11*(AO474)/(SUM('Space-by-Space Method'!$BO$4:$BO$78)),0))","v":""},null,null,null,{"$f":"IF(A474=\"\",\"\",IF(START!$B$34=2,INDIRECT(\"'Space-by-Space Method'!\"&SUBSTITUTE(ADDRESS(1,MOD(ROW(A474)-52,50)+10,4),\"1\",\"\")&ROUNDDOWN((ROW(A474)-52)/50,0)+4),\"\"))","v":""},{"$f":"IF(A474=\"\",\"\",INDIRECT(\"'Space-by-Space Method'!C\"&ROUNDDOWN((ROW(A474)-52)/50,0)+4))","v":""},{"$f":"IF(A474=\"\",\"\",IF(COUNTIF(CommonSpaceTypes,AQ474)>0,INDIRECT(\"'Space-by-Space Method'!F\"&ROUNDDOWN((ROW(A474)-52)/50,0)+4),\"\"))","v":""},{"$f":"IF(A474=\"\",\"\",IF(COUNTIF(BuildingSpecificSpaceTypes,AQ474)>0,INDIRECT(\"'Space-by-Space Method'!F\"&ROUNDDOWN((ROW(A474)-52)/50,0)+4),\"\"))","v":""},{"$f":"IF(A474=\"\",\"\",INDIRECT(\"'Fixture Schedule'!D\"&MOD(ROW(A474)-52,50)+9))","v":""},{"$f":"IF(A474=\"\",\"\",IF(AR474=\"\",\"\",INDIRECT(\"'Fixture Schedule'!K\"&MOD(ROW(A474)-52,50)+9)))","v":""},"",{"$f":"IF(A474=\"\",\"\",INDIRECT(\"'Fixture Schedule'!L\"&MOD(ROW(A474)-52,50)+9))","v":""},null,null,null,null,null,null,null,null,null,null,null,null,null,{"$f":"INDIRECT(\"'Space-by-Space Method'!\"&SUBSTITUTE(ADDRESS(1,MOD(ROW(A474)-52,50)+10,4),\"1\",\"\")&ROUNDDOWN((ROW(A474)-52)/50,0)+4)","v":0},{"$f":"LEFT(INDIRECT(\"'Space-by-Space Method'!BJ\"&ROUNDDOWN((ROW(A474)-52)/50,0)+4),3)","v":""},{"$f":"INDIRECT(\"'Fixture Schedule'!L\"&MOD(ROW(A474)-52,50)+9)","v":0},{"$f":"INDIRECT(\"'Fixture Schedule'!O\"&MOD(ROW(A474)-52,50)+9)","v":0},{"$f":"INDIRECT(\"'Space-by-Space Method'!F\"&ROUNDDOWN((ROW(A474)-52)/50,0)+4)","v":0},{"$f":"INDIRECT(\"'Fixture Schedule'!L\"&MOD(ROW(A474)-52,50)+9)","v":0},{"$f":"INDIRECT(\"'Space-by-Space Method'!D\"&ROUNDDOWN((ROW(A474)-52)/50,0)+4)","v":0},{"$f":"INDIRECT(\"'Space-by-Space Method'!E\"&ROUNDDOWN((ROW(A474)-52)/50,0)+4)","v":1}]
[{"$f":"IF(InteriorCalcType=2,IF(OR(AM475=0,AN475=\"DNQ\")=TRUE,\"\",INDIRECT(\"'Fixture Schedule'!M\"&MOD(ROW(A475)-52,50)+9)),\"\")","v":""},{"$f":"IF(A475=\"\",\"\",INDIRECT(\"'Fixture Schedule'!E\"&MOD(ROW(A475)-52,50)+9))","v":""},{"$f":"IF(A475=\"\",\"\",INDIRECT(\"'Fixture Schedule'!F\"&MOD(ROW(A475)-52,50)+9))","v":""},{"$f":"IF(A475=\"\",\"\",INDIRECT(\"'Fixture Schedule'!L\"&MOD(ROW(A475)-52,50)+9))","v":""},"",null,null,{"$f":"IF(A475=\"\",\"\",IF(AP475=1,Summary!$C$12*(AO475)/(SUM('Space-by-Space Method'!$BO$4:$BO$78,SUM('Exterior Lighting'!$BL$5:$BL$25))),0))","v":""},{"$f":"IF(A475=\"\",\"\",IF(START!$B$34=1,INDIRECT(\"'Space-by-Space Method'!\"&SUBSTITUTE(ADDRESS(1,MOD(ROW(A475)-52,50)+10,4),\"1\",\"\")&ROUNDDOWN((ROW(A475)-52)/50,0)+4),\"\"))","v":""},{"$f":"IF(A475=\"\",\"\",IF(AP475=1,Summary!$F$11*(AO475)/(SUM('Space-by-Space Method'!$BO$4:$BO$78,SUM('Exterior Lighting'!$BL$5:$BL$25))),0))","v":""},{"$f":"IF(A475=\"\",\"\",IF(AP475=1,Summary!$E$11*(AO475)/(SUM('Space-by-Space Method'!$BO$4:$BO$78,SUM('Exterior Lighting'!$BL$5:$BL$25))),0))","v":""},{"$f":"IF(A475=\"\",\"\",IF(AP475=1,Summary!$G$11*(AO475)/(SUM('Space-by-Space Method'!$BO$4:$BO$78,SUM('Exterior Lighting'!$BL$5:$BL$25))),0))","v":""},{"$f":"IF(A475=\"\",\"\",IF(AP475=1,Summary!$H$11*(AO475)/(SUM('Space-by-Space Method'!$BO$4:$BO$78)),0))","v":""},{"$f":"IF(A475=\"\",\"\",IF(AP475=1,Summary!$I$11*(AO475)/(SUM('Space-by-Space Method'!$BO$4:$BO$78)),0))","v":""},null,null,null,{"$f":"IF(A475=\"\",\"\",IF(START!$B$34=2,INDIRECT(\"'Space-by-Space Method'!\"&SUBSTITUTE(ADDRESS(1,MOD(ROW(A475)-52,50)+10,4),\"1\",\"\")&ROUNDDOWN((ROW(A475)-52)/50,0)+4),\"\"))","v":""},{"$f":"IF(A475=\"\",\"\",INDIRECT(\"'Space-by-Space Method'!C\"&ROUNDDOWN((ROW(A475)-52)/50,0)+4))","v":""},{"$f":"IF(A475=\"\",\"\",IF(COUNTIF(CommonSpaceTypes,AQ475)>0,INDIRECT(\"'Space-by-Space Method'!F\"&ROUNDDOWN((ROW(A475)-52)/50,0)+4),\"\"))","v":""},{"$f":"IF(A475=\"\",\"\",IF(COUNTIF(BuildingSpecificSpaceTypes,AQ475)>0,INDIRECT(\"'Space-by-Space Method'!F\"&ROUNDDOWN((ROW(A475)-52)/50,0)+4),\"\"))","v":""},{"$f":"IF(A475=\"\",\"\",INDIRECT(\"'Fixture Schedule'!D\"&MOD(ROW(A475)-52,50)+9))","v":""},{"$f":"IF(A475=\"\",\"\",IF(AR475=\"\",\"\",INDIRECT(\"'Fixture Schedule'!K\"&MOD(ROW(A475)-52,50)+9)))","v":""},"",{"$f":"IF(A475=\"\",\"\",INDIRECT(\"'Fixture Schedule'!L\"&MOD(ROW(A475)-52,50)+9))","v":""},null,null,null,null,null,null,null,null,null,null,null,null,null,{"$f":"INDIRECT(\"'Space-by-Space Method'!\"&SUBSTITUTE(ADDRESS(1,MOD(ROW(A475)-52,50)+10,4),\"1\",\"\")&ROUNDDOWN((ROW(A475)-52)/50,0)+4)","v":0},{"$f":"LEFT(INDIRECT(\"'Space-by-Space Method'!BJ\"&ROUNDDOWN((ROW(A475)-52)/50,0)+4),3)","v":""},{"$f":"INDIRECT(\"'Fixture Schedule'!L\"&MOD(ROW(A475)-52,50)+9)","v":0},{"$f":"INDIRECT(\"'Fixture Schedule'!O\"&MOD(ROW(A475)-52,50)+9)","v":0},{"$f":"INDIRECT(\"'Space-by-Space Method'!F\"&ROUNDDOWN((ROW(A475)-52)/50,0)+4)","v":0},{"$f":"INDIRECT(\"'Fixture Schedule'!L\"&MOD(ROW(A475)-52,50)+9)","v":0},{"$f":"INDIRECT(\"'Space-by-Space Method'!D\"&ROUNDDOWN((ROW(A475)-52)/50,0)+4)","v":0},{"$f":"INDIRECT(\"'Space-by-Space Method'!E\"&ROUNDDOWN((ROW(A475)-52)/50,0)+4)","v":1}]
[{"$f":"IF(InteriorCalcType=2,IF(OR(AM476=0,AN476=\"DNQ\")=TRUE,\"\",INDIRECT(\"'Fixture Schedule'!M\"&MOD(ROW(A476)-52,50)+9)),\"\")","v":""},{"$f":"IF(A476=\"\",\"\",INDIRECT(\"'Fixture Schedule'!E\"&MOD(ROW(A476)-52,50)+9))","v":""},{"$f":"IF(A476=\"\",\"\",INDIRECT(\"'Fixture Schedule'!F\"&MOD(ROW(A476)-52,50)+9))","v":""},{"$f":"IF(A476=\"\",\"\",INDIRECT(\"'Fixture Schedule'!L\"&MOD(ROW(A476)-52,50)+9))","v":""},"",null,null,{"$f":"IF(A476=\"\",\"\",IF(AP476=1,Summary!$C$12*(AO476)/(SUM('Space-by-Space Method'!$BO$4:$BO$78,SUM('Exterior Lighting'!$BL$5:$BL$25))),0))","v":""},{"$f":"IF(A476=\"\",\"\",IF(START!$B$34=1,INDIRECT(\"'Space-by-Space Method'!\"&SUBSTITUTE(ADDRESS(1,MOD(ROW(A476)-52,50)+10,4),\"1\",\"\")&ROUNDDOWN((ROW(A476)-52)/50,0)+4),\"\"))","v":""},{"$f":"IF(A476=\"\",\"\",IF(AP476=1,Summary!$F$11*(AO476)/(SUM('Space-by-Space Method'!$BO$4:$BO$78,SUM('Exterior Lighting'!$BL$5:$BL$25))),0))","v":""},{"$f":"IF(A476=\"\",\"\",IF(AP476=1,Summary!$E$11*(AO476)/(SUM('Space-by-Space Method'!$BO$4:$BO$78,SUM('Exterior Lighting'!$BL$5:$BL$25))),0))","v":""},{"$f":"IF(A476=\"\",\"\",IF(AP476=1,Summary!$G$11*(AO476)/(SUM('Space-by-Space Method'!$BO$4:$BO$78,SUM('Exterior Lighting'!$BL$5:$BL$25))),0))","v":""},{"$f":"IF(A476=\"\",\"\",IF(AP476=1,Summary!$H$11*(AO476)/(SUM('Space-by-Space Method'!$BO$4:$BO$78)),0))","v":""},{"$f":"IF(A476=\"\",\"\",IF(AP476=1,Summary!$I$11*(AO476)/(SUM('Space-by-Space Method'!$BO$4:$BO$78)),0))","v":""},null,null,null,{"$f":"IF(A476=\"\",\"\",IF(START!$B$34=2,INDIRECT(\"'Space-by-Space Method'!\"&SUBSTITUTE(ADDRESS(1,MOD(ROW(A476)-52,50)+10,4),\"1\",\"\")&ROUNDDOWN((ROW(A476)-52)/50,0)+4),\"\"))","v":""},{"$f":"IF(A476=\"\",\"\",INDIRECT(\"'Space-by-Space Method'!C\"&ROUNDDOWN((ROW(A476)-52)/50,0)+4))","v":""},{"$f":"IF(A476=\"\",\"\",IF(COUNTIF(CommonSpaceTypes,AQ476)>0,INDIRECT(\"'Space-by-Space Method'!F\"&ROUNDDOWN((ROW(A476)-52)/50,0)+4),\"\"))","v":""},{"$f":"IF(A476=\"\",\"\",IF(COUNTIF(BuildingSpecificSpaceTypes,AQ476)>0,INDIRECT(\"'Space-by-Space Method'!F\"&ROUNDDOWN((ROW(A476)-52)/50,0)+4),\"\"))","v":""},{"$f":"IF(A476=\"\",\"\",INDIRECT(\"'Fixture Schedule'!D\"&MOD(ROW(A476)-52,50)+9))","v":""},{"$f":"IF(A476=\"\",\"\",IF(AR476=\"\",\"\",INDIRECT(\"'Fixture Schedule'!K\"&MOD(ROW(A476)-52,50)+9)))","v":""},"",{"$f":"IF(A476=\"\",\"\",INDIRECT(\"'Fixture Schedule'!L\"&MOD(ROW(A476)-52,50)+9))","v":""},null,null,null,null,null,null,null,null,null,null,null,null,null,{"$f":"INDIRECT(\"'Space-by-Space Method'!\"&SUBSTITUTE(ADDRESS(1,MOD(ROW(A476)-52,50)+10,4),\"1\",\"\")&ROUNDDOWN((ROW(A476)-52)/50,0)+4)","v":0},{"$f":"LEFT(INDIRECT(\"'Space-by-Space Method'!BJ\"&ROUNDDOWN((ROW(A476)-52)/50,0)+4),3)","v":""},{"$f":"INDIRECT(\"'Fixture Schedule'!L\"&MOD(ROW(A476)-52,50)+9)","v":0},{"$f":"INDIRECT(\"'Fixture Schedule'!O\"&MOD(ROW(A476)-52,50)+9)","v":0},{"$f":"INDIRECT(\"'Space-by-Space Method'!F\"&ROUNDDOWN((ROW(A476)-52)/50,0)+4)","v":0},{"$f":"INDIRECT(\"'Fixture Schedule'!L\"&MOD(ROW(A476)-52,50)+9)","v":0},{"$f":"INDIRECT(\"'Space-by-Space Method'!D\"&ROUNDDOWN((ROW(A476)-52)/50,0)+4)","v":0},{"$f":"INDIRECT(\"'Space-by-Space Method'!E\"&ROUNDDOWN((ROW(A476)-52)/50,0)+4)","v":1}]
[{"$f":"IF(InteriorCalcType=2,IF(OR(AM477=0,AN477=\"DNQ\")=TRUE,\"\",INDIRECT(\"'Fixture Schedule'!M\"&MOD(ROW(A477)-52,50)+9)),\"\")","v":""},{"$f":"IF(A477=\"\",\"\",INDIRECT(\"'Fixture Schedule'!E\"&MOD(ROW(A477)-52,50)+9))","v":""},{"$f":"IF(A477=\"\",\"\",INDIRECT(\"'Fixture Schedule'!F\"&MOD(ROW(A477)-52,50)+9))","v":""},{"$f":"IF(A477=\"\",\"\",INDIRECT(\"'Fixture Schedule'!L\"&MOD(ROW(A477)-52,50)+9))","v":""},"",null,null,{"$f":"IF(A477=\"\",\"\",IF(AP477=1,Summary!$C$12*(AO477)/(SUM('Space-by-Space Method'!$BO$4:$BO$78,SUM('Exterior Lighting'!$BL$5:$BL$25))),0))","v":""},{"$f":"IF(A477=\"\",\"\",IF(START!$B$34=1,INDIRECT(\"'Space-by-Space Method'!\"&SUBSTITUTE(ADDRESS(1,MOD(ROW(A477)-52,50)+10,4),\"1\",\"\")&ROUNDDOWN((ROW(A477)-52)/50,0)+4),\"\"))","v":""},{"$f":"IF(A477=\"\",\"\",IF(AP477=1,Summary!$F$11*(AO477)/(SUM('Space-by-Space Method'!$BO$4:$BO$78,SUM('Exterior Lighting'!$BL$5:$BL$25))),0))","v":""},{"$f":"IF(A477=\"\",\"\",IF(AP477=1,Summary!$E$11*(AO477)/(SUM('Space-by-Space Method'!$BO$4:$BO$78,SUM('Exterior Lighting'!$BL$5:$BL$25))),0))","v":""},{"$f":"IF(A477=\"\",\"\",IF(AP477=1,Summary!$G$11*(AO477)/(SUM('Space-by-Space Method'!$BO$4:$BO$78,SUM('Exterior Lighting'!$BL$5:$BL$25))),0))","v":""},{"$f":"IF(A477=\"\",\"\",IF(AP477=1,Summary!$H$11*(AO477)/(SUM('Space-by-Space Method'!$BO$4:$BO$78)),0))","v":""},{"$f":"IF(A477=\"\",\"\",IF(AP477=1,Summary!$I$11*(AO477)/(SUM('Space-by-Space Method'!$BO$4:$BO$78)),0))","v":""},null,null,null,{"$f":"IF(A477=\"\",\"\",IF(START!$B$34=2,INDIRECT(\"'Space-by-Space Method'!\"&SUBSTITUTE(ADDRESS(1,MOD(ROW(A477)-52,50)+10,4),\"1\",\"\")&ROUNDDOWN((ROW(A477)-52)/50,0)+4),\"\"))","v":""},{"$f":"IF(A477=\"\",\"\",INDIRECT(\"'Space-by-Space Method'!C\"&ROUNDDOWN((ROW(A477)-52)/50,0)+4))","v":""},{"$f":"IF(A477=\"\",\"\",IF(COUNTIF(CommonSpaceTypes,AQ477)>0,INDIRECT(\"'Space-by-Space Method'!F\"&ROUNDDOWN((ROW(A477)-52)/50,0)+4),\"\"))","v":""},{"$f":"IF(A477=\"\",\"\",IF(COUNTIF(BuildingSpecificSpaceTypes,AQ477)>0,INDIRECT(\"'Space-by-Space Method'!F\"&ROUNDDOWN((ROW(A477)-52)/50,0)+4),\"\"))","v":""},{"$f":"IF(A477=\"\",\"\",INDIRECT(\"'Fixture Schedule'!D\"&MOD(ROW(A477)-52,50)+9))","v":""},{"$f":"IF(A477=\"\",\"\",IF(AR477=\"\",\"\",INDIRECT(\"'Fixture Schedule'!K\"&MOD(ROW(A477)-52,50)+9)))","v":""},"",{"$f":"IF(A477=\"\",\"\",INDIRECT(\"'Fixture Schedule'!L\"&MOD(ROW(A477)-52,50)+9))","v":""},null,null,null,null,null,null,null,null,null,null,null,null,null,{"$f":"INDIRECT(\"'Space-by-Space Method'!\"&SUBSTITUTE(ADDRESS(1,MOD(ROW(A477)-52,50)+10,4),\"1\",\"\")&ROUNDDOWN((ROW(A477)-52)/50,0)+4)","v":0},{"$f":"LEFT(INDIRECT(\"'Space-by-Space Method'!BJ\"&ROUNDDOWN((ROW(A477)-52)/50,0)+4),3)","v":""},{"$f":"INDIRECT(\"'Fixture Schedule'!L\"&MOD(ROW(A477)-52,50)+9)","v":0},{"$f":"INDIRECT(\"'Fixture Schedule'!O\"&MOD(ROW(A477)-52,50)+9)","v":0},{"$f":"INDIRECT(\"'Space-by-Space Method'!F\"&ROUNDDOWN((ROW(A477)-52)/50,0)+4)","v":0},{"$f":"INDIRECT(\"'Fixture Schedule'!L\"&MOD(ROW(A477)-52,50)+9)","v":0},{"$f":"INDIRECT(\"'Space-by-Space Method'!D\"&ROUNDDOWN((ROW(A477)-52)/50,0)+4)","v":0},{"$f":"INDIRECT(\"'Space-by-Space Method'!E\"&ROUNDDOWN((ROW(A477)-52)/50,0)+4)","v":1}]
[{"$f":"IF(InteriorCalcType=2,IF(OR(AM478=0,AN478=\"DNQ\")=TRUE,\"\",INDIRECT(\"'Fixture Schedule'!M\"&MOD(ROW(A478)-52,50)+9)),\"\")","v":""},{"$f":"IF(A478=\"\",\"\",INDIRECT(\"'Fixture Schedule'!E\"&MOD(ROW(A478)-52,50)+9))","v":""},{"$f":"IF(A478=\"\",\"\",INDIRECT(\"'Fixture Schedule'!F\"&MOD(ROW(A478)-52,50)+9))","v":""},{"$f":"IF(A478=\"\",\"\",INDIRECT(\"'Fixture Schedule'!L\"&MOD(ROW(A478)-52,50)+9))","v":""},"",null,null,{"$f":"IF(A478=\"\",\"\",IF(AP478=1,Summary!$C$12*(AO478)/(SUM('Space-by-Space Method'!$BO$4:$BO$78,SUM('Exterior Lighting'!$BL$5:$BL$25))),0))","v":""},{"$f":"IF(A478=\"\",\"\",IF(START!$B$34=1,INDIRECT(\"'Space-by-Space Method'!\"&SUBSTITUTE(ADDRESS(1,MOD(ROW(A478)-52,50)+10,4),\"1\",\"\")&ROUNDDOWN((ROW(A478)-52)/50,0)+4),\"\"))","v":""},{"$f":"IF(A478=\"\",\"\",IF(AP478=1,Summary!$F$11*(AO478)/(SUM('Space-by-Space Method'!$BO$4:$BO$78,SUM('Exterior Lighting'!$BL$5:$BL$25))),0))","v":""},{"$f":"IF(A478=\"\",\"\",IF(AP478=1,Summary!$E$11*(AO478)/(SUM('Space-by-Space Method'!$BO$4:$BO$78,SUM('Exterior Lighting'!$BL$5:$BL$25))),0))","v":""},{"$f":"IF(A478=\"\",\"\",IF(AP478=1,Summary!$G$11*(AO478)/(SUM('Space-by-Space Method'!$BO$4:$BO$78,SUM('Exterior Lighting'!$BL$5:$BL$25))),0))","v":""},{"$f":"IF(A478=\"\",\"\",IF(AP478=1,Summary!$H$11*(AO478)/(SUM('Space-by-Space Method'!$BO$4:$BO$78)),0))","v":""},{"$f":"IF(A478=\"\",\"\",IF(AP478=1,Summary!$I$11*(AO478)/(SUM('Space-by-Space Method'!$BO$4:$BO$78)),0))","v":""},null,null,null,{"$f":"IF(A478=\"\",\"\",IF(START!$B$34=2,INDIRECT(\"'Space-by-Space Method'!\"&SUBSTITUTE(ADDRESS(1,MOD(ROW(A478)-52,50)+10,4),\"1\",\"\")&ROUNDDOWN((ROW(A478)-52)/50,0)+4),\"\"))","v":""},{"$f":"IF(A478=\"\",\"\",INDIRECT(\"'Space-by-Space Method'!C\"&ROUNDDOWN((ROW(A478)-52)/50,0)+4))","v":""},{"$f":"IF(A478=\"\",\"\",IF(COUNTIF(CommonSpaceTypes,AQ478)>0,INDIRECT(\"'Space-by-Space Method'!F\"&ROUNDDOWN((ROW(A478)-52)/50,0)+4),\"\"))","v":""},{"$f":"IF(A478=\"\",\"\",IF(COUNTIF(BuildingSpecificSpaceTypes,AQ478)>0,INDIRECT(\"'Space-by-Space Method'!F\"&ROUNDDOWN((ROW(A478)-52)/50,0)+4),\"\"))","v":""},{"$f":"IF(A478=\"\",\"\",INDIRECT(\"'Fixture Schedule'!D\"&MOD(ROW(A478)-52,50)+9))","v":""},{"$f":"IF(A478=\"\",\"\",IF(AR478=\"\",\"\",INDIRECT(\"'Fixture Schedule'!K\"&MOD(ROW(A478)-52,50)+9)))","v":""},"",{"$f":"IF(A478=\"\",\"\",INDIRECT(\"'Fixture Schedule'!L\"&MOD(ROW(A478)-52,50)+9))","v":""},null,null,null,null,null,null,null,null,null,null,null,null,null,{"$f":"INDIRECT(\"'Space-by-Space Method'!\"&SUBSTITUTE(ADDRESS(1,MOD(ROW(A478)-52,50)+10,4),\"1\",\"\")&ROUNDDOWN((ROW(A478)-52)/50,0)+4)","v":0},{"$f":"LEFT(INDIRECT(\"'Space-by-Space Method'!BJ\"&ROUNDDOWN((ROW(A478)-52)/50,0)+4),3)","v":""},{"$f":"INDIRECT(\"'Fixture Schedule'!L\"&MOD(ROW(A478)-52,50)+9)","v":0},{"$f":"INDIRECT(\"'Fixture Schedule'!O\"&MOD(ROW(A478)-52,50)+9)","v":0},{"$f":"INDIRECT(\"'Space-by-Space Method'!F\"&ROUNDDOWN((ROW(A478)-52)/50,0)+4)","v":0},{"$f":"INDIRECT(\"'Fixture Schedule'!L\"&MOD(ROW(A478)-52,50)+9)","v":0},{"$f":"INDIRECT(\"'Space-by-Space Method'!D\"&ROUNDDOWN((ROW(A478)-52)/50,0)+4)","v":0},{"$f":"INDIRECT(\"'Space-by-Space Method'!E\"&ROUNDDOWN((ROW(A478)-52)/50,0)+4)","v":1}]
[{"$f":"IF(InteriorCalcType=2,IF(OR(AM479=0,AN479=\"DNQ\")=TRUE,\"\",INDIRECT(\"'Fixture Schedule'!M\"&MOD(ROW(A479)-52,50)+9)),\"\")","v":""},{"$f":"IF(A479=\"\",\"\",INDIRECT(\"'Fixture Schedule'!E\"&MOD(ROW(A479)-52,50)+9))","v":""},{"$f":"IF(A479=\"\",\"\",INDIRECT(\"'Fixture Schedule'!F\"&MOD(ROW(A479)-52,50)+9))","v":""},{"$f":"IF(A479=\"\",\"\",INDIRECT(\"'Fixture Schedule'!L\"&MOD(ROW(A479)-52,50)+9))","v":""},"",null,null,{"$f":"IF(A479=\"\",\"\",IF(AP479=1,Summary!$C$12*(AO479)/(SUM('Space-by-Space Method'!$BO$4:$BO$78,SUM('Exterior Lighting'!$BL$5:$BL$25))),0))","v":""},{"$f":"IF(A479=\"\",\"\",IF(START!$B$34=1,INDIRECT(\"'Space-by-Space Method'!\"&SUBSTITUTE(ADDRESS(1,MOD(ROW(A479)-52,50)+10,4),\"1\",\"\")&ROUNDDOWN((ROW(A479)-52)/50,0)+4),\"\"))","v":""},{"$f":"IF(A479=\"\",\"\",IF(AP479=1,Summary!$F$11*(AO479)/(SUM('Space-by-Space Method'!$BO$4:$BO$78,SUM('Exterior Lighting'!$BL$5:$BL$25))),0))","v":""},{"$f":"IF(A479=\"\",\"\",IF(AP479=1,Summary!$E$11*(AO479)/(SUM('Space-by-Space Method'!$BO$4:$BO$78,SUM('Exterior Lighting'!$BL$5:$BL$25))),0))","v":""},{"$f":"IF(A479=\"\",\"\",IF(AP479=1,Summary!$G$11*(AO479)/(SUM('Space-by-Space Method'!$BO$4:$BO$78,SUM('Exterior Lighting'!$BL$5:$BL$25))),0))","v":""},{"$f":"IF(A479=\"\",\"\",IF(AP479=1,Summary!$H$11*(AO479)/(SUM('Space-by-Space Method'!$BO$4:$BO$78)),0))","v":""},{"$f":"IF(A479=\"\",\"\",IF(AP479=1,Summary!$I$11*(AO479)/(SUM('Space-by-Space Method'!$BO$4:$BO$78)),0))","v":""},null,null,null,{"$f":"IF(A479=\"\",\"\",IF(START!$B$34=2,INDIRECT(\"'Space-by-Space Method'!\"&SUBSTITUTE(ADDRESS(1,MOD(ROW(A479)-52,50)+10,4),\"1\",\"\")&ROUNDDOWN((ROW(A479)-52)/50,0)+4),\"\"))","v":""},{"$f":"IF(A479=\"\",\"\",INDIRECT(\"'Space-by-Space Method'!C\"&ROUNDDOWN((ROW(A479)-52)/50,0)+4))","v":""},{"$f":"IF(A479=\"\",\"\",IF(COUNTIF(CommonSpaceTypes,AQ479)>0,INDIRECT(\"'Space-by-Space Method'!F\"&ROUNDDOWN((ROW(A479)-52)/50,0)+4),\"\"))","v":""},{"$f":"IF(A479=\"\",\"\",IF(COUNTIF(BuildingSpecificSpaceTypes,AQ479)>0,INDIRECT(\"'Space-by-Space Method'!F\"&ROUNDDOWN((ROW(A479)-52)/50,0)+4),\"\"))","v":""},{"$f":"IF(A479=\"\",\"\",INDIRECT(\"'Fixture Schedule'!D\"&MOD(ROW(A479)-52,50)+9))","v":""},{"$f":"IF(A479=\"\",\"\",IF(AR479=\"\",\"\",INDIRECT(\"'Fixture Schedule'!K\"&MOD(ROW(A479)-52,50)+9)))","v":""},"",{"$f":"IF(A479=\"\",\"\",INDIRECT(\"'Fixture Schedule'!L\"&MOD(ROW(A479)-52,50)+9))","v":""},null,null,null,null,null,null,null,null,null,null,null,null,null,{"$f":"INDIRECT(\"'Space-by-Space Method'!\"&SUBSTITUTE(ADDRESS(1,MOD(ROW(A479)-52,50)+10,4),\"1\",\"\")&ROUNDDOWN((ROW(A479)-52)/50,0)+4)","v":0},{"$f":"LEFT(INDIRECT(\"'Space-by-Space Method'!BJ\"&ROUNDDOWN((ROW(A479)-52)/50,0)+4),3)","v":""},{"$f":"INDIRECT(\"'Fixture Schedule'!L\"&MOD(ROW(A479)-52,50)+9)","v":0},{"$f":"INDIRECT(\"'Fixture Schedule'!O\"&MOD(ROW(A479)-52,50)+9)","v":0},{"$f":"INDIRECT(\"'Space-by-Space Method'!F\"&ROUNDDOWN((ROW(A479)-52)/50,0)+4)","v":0},{"$f":"INDIRECT(\"'Fixture Schedule'!L\"&MOD(ROW(A479)-52,50)+9)","v":0},{"$f":"INDIRECT(\"'Space-by-Space Method'!D\"&ROUNDDOWN((ROW(A479)-52)/50,0)+4)","v":0},{"$f":"INDIRECT(\"'Space-by-Space Method'!E\"&ROUNDDOWN((ROW(A479)-52)/50,0)+4)","v":1}]
[{"$f":"IF(InteriorCalcType=2,IF(OR(AM480=0,AN480=\"DNQ\")=TRUE,\"\",INDIRECT(\"'Fixture Schedule'!M\"&MOD(ROW(A480)-52,50)+9)),\"\")","v":""},{"$f":"IF(A480=\"\",\"\",INDIRECT(\"'Fixture Schedule'!E\"&MOD(ROW(A480)-52,50)+9))","v":""},{"$f":"IF(A480=\"\",\"\",INDIRECT(\"'Fixture Schedule'!F\"&MOD(ROW(A480)-52,50)+9))","v":""},{"$f":"IF(A480=\"\",\"\",INDIRECT(\"'Fixture Schedule'!L\"&MOD(ROW(A480)-52,50)+9))","v":""},"",null,null,{"$f":"IF(A480=\"\",\"\",IF(AP480=1,Summary!$C$12*(AO480)/(SUM('Space-by-Space Method'!$BO$4:$BO$78,SUM('Exterior Lighting'!$BL$5:$BL$25))),0))","v":""},{"$f":"IF(A480=\"\",\"\",IF(START!$B$34=1,INDIRECT(\"'Space-by-Space Method'!\"&SUBSTITUTE(ADDRESS(1,MOD(ROW(A480)-52,50)+10,4),\"1\",\"\")&ROUNDDOWN((ROW(A480)-52)/50,0)+4),\"\"))","v":""},{"$f":"IF(A480=\"\",\"\",IF(AP480=1,Summary!$F$11*(AO480)/(SUM('Space-by-Space Method'!$BO$4:$BO$78,SUM('Exterior Lighting'!$BL$5:$BL$25))),0))","v":""},{"$f":"IF(A480=\"\",\"\",IF(AP480=1,Summary!$E$11*(AO480)/(SUM('Space-by-Space Method'!$BO$4:$BO$78,SUM('Exterior Lighting'!$BL$5:$BL$25))),0))","v":""},{"$f":"IF(A480=\"\",\"\",IF(AP480=1,Summary!$G$11*(AO480)/(SUM('Space-by-Space Method'!$BO$4:$BO$78,SUM('Exterior Lighting'!$BL$5:$BL$25))),0))","v":""},{"$f":"IF(A480=\"\",\"\",IF(AP480=1,Summary!$H$11*(AO480)/(SUM('Space-by-Space Method'!$BO$4:$BO$78)),0))","v":""},{"$f":"IF(A480=\"\",\"\",IF(AP480=1,Summary!$I$11*(AO480)/(SUM('Space-by-Space Method'!$BO$4:$BO$78)),0))","v":""},null,null,null,{"$f":"IF(A480=\"\",\"\",IF(START!$B$34=2,INDIRECT(\"'Space-by-Space Method'!\"&SUBSTITUTE(ADDRESS(1,MOD(ROW(A480)-52,50)+10,4),\"1\",\"\")&ROUNDDOWN((ROW(A480)-52)/50,0)+4),\"\"))","v":""},{"$f":"IF(A480=\"\",\"\",INDIRECT(\"'Space-by-Space Method'!C\"&ROUNDDOWN((ROW(A480)-52)/50,0)+4))","v":""},{"$f":"IF(A480=\"\",\"\",IF(COUNTIF(CommonSpaceTypes,AQ480)>0,INDIRECT(\"'Space-by-Space Method'!F\"&ROUNDDOWN((ROW(A480)-52)/50,0)+4),\"\"))","v":""},{"$f":"IF(A480=\"\",\"\",IF(COUNTIF(BuildingSpecificSpaceTypes,AQ480)>0,INDIRECT(\"'Space-by-Space Method'!F\"&ROUNDDOWN((ROW(A480)-52)/50,0)+4),\"\"))","v":""},{"$f":"IF(A480=\"\",\"\",INDIRECT(\"'Fixture Schedule'!D\"&MOD(ROW(A480)-52,50)+9))","v":""},{"$f":"IF(A480=\"\",\"\",IF(AR480=\"\",\"\",INDIRECT(\"'Fixture Schedule'!K\"&MOD(ROW(A480)-52,50)+9)))","v":""},"",{"$f":"IF(A480=\"\",\"\",INDIRECT(\"'Fixture Schedule'!L\"&MOD(ROW(A480)-52,50)+9))","v":""},null,null,null,null,null,null,null,null,null,null,null,null,null,{"$f":"INDIRECT(\"'Space-by-Space Method'!\"&SUBSTITUTE(ADDRESS(1,MOD(ROW(A480)-52,50)+10,4),\"1\",\"\")&ROUNDDOWN((ROW(A480)-52)/50,0)+4)","v":0},{"$f":"LEFT(INDIRECT(\"'Space-by-Space Method'!BJ\"&ROUNDDOWN((ROW(A480)-52)/50,0)+4),3)","v":""},{"$f":"INDIRECT(\"'Fixture Schedule'!L\"&MOD(ROW(A480)-52,50)+9)","v":0},{"$f":"INDIRECT(\"'Fixture Schedule'!O\"&MOD(ROW(A480)-52,50)+9)","v":0},{"$f":"INDIRECT(\"'Space-by-Space Method'!F\"&ROUNDDOWN((ROW(A480)-52)/50,0)+4)","v":0},{"$f":"INDIRECT(\"'Fixture Schedule'!L\"&MOD(ROW(A480)-52,50)+9)","v":0},{"$f":"INDIRECT(\"'Space-by-Space Method'!D\"&ROUNDDOWN((ROW(A480)-52)/50,0)+4)","v":0},{"$f":"INDIRECT(\"'Space-by-Space Method'!E\"&ROUNDDOWN((ROW(A480)-52)/50,0)+4)","v":1}]
[{"$f":"IF(InteriorCalcType=2,IF(OR(AM481=0,AN481=\"DNQ\")=TRUE,\"\",INDIRECT(\"'Fixture Schedule'!M\"&MOD(ROW(A481)-52,50)+9)),\"\")","v":""},{"$f":"IF(A481=\"\",\"\",INDIRECT(\"'Fixture Schedule'!E\"&MOD(ROW(A481)-52,50)+9))","v":""},{"$f":"IF(A481=\"\",\"\",INDIRECT(\"'Fixture Schedule'!F\"&MOD(ROW(A481)-52,50)+9))","v":""},{"$f":"IF(A481=\"\",\"\",INDIRECT(\"'Fixture Schedule'!L\"&MOD(ROW(A481)-52,50)+9))","v":""},"",null,null,{"$f":"IF(A481=\"\",\"\",IF(AP481=1,Summary!$C$12*(AO481)/(SUM('Space-by-Space Method'!$BO$4:$BO$78,SUM('Exterior Lighting'!$BL$5:$BL$25))),0))","v":""},{"$f":"IF(A481=\"\",\"\",IF(START!$B$34=1,INDIRECT(\"'Space-by-Space Method'!\"&SUBSTITUTE(ADDRESS(1,MOD(ROW(A481)-52,50)+10,4),\"1\",\"\")&ROUNDDOWN((ROW(A481)-52)/50,0)+4),\"\"))","v":""},{"$f":"IF(A481=\"\",\"\",IF(AP481=1,Summary!$F$11*(AO481)/(SUM('Space-by-Space Method'!$BO$4:$BO$78,SUM('Exterior Lighting'!$BL$5:$BL$25))),0))","v":""},{"$f":"IF(A481=\"\",\"\",IF(AP481=1,Summary!$E$11*(AO481)/(SUM('Space-by-Space Method'!$BO$4:$BO$78,SUM('Exterior Lighting'!$BL$5:$BL$25))),0))","v":""},{"$f":"IF(A481=\"\",\"\",IF(AP481=1,Summary!$G$11*(AO481)/(SUM('Space-by-Space Method'!$BO$4:$BO$78,SUM('Exterior Lighting'!$BL$5:$BL$25))),0))","v":""},{"$f":"IF(A481=\"\",\"\",IF(AP481=1,Summary!$H$11*(AO481)/(SUM('Space-by-Space Method'!$BO$4:$BO$78)),0))","v":""},{"$f":"IF(A481=\"\",\"\",IF(AP481=1,Summary!$I$11*(AO481)/(SUM('Space-by-Space Method'!$BO$4:$BO$78)),0))","v":""},null,null,null,{"$f":"IF(A481=\"\",\"\",IF(START!$B$34=2,INDIRECT(\"'Space-by-Space Method'!\"&SUBSTITUTE(ADDRESS(1,MOD(ROW(A481)-52,50)+10,4),\"1\",\"\")&ROUNDDOWN((ROW(A481)-52)/50,0)+4),\"\"))","v":""},{"$f":"IF(A481=\"\",\"\",INDIRECT(\"'Space-by-Space Method'!C\"&ROUNDDOWN((ROW(A481)-52)/50,0)+4))","v":""},{"$f":"IF(A481=\"\",\"\",IF(COUNTIF(CommonSpaceTypes,AQ481)>0,INDIRECT(\"'Space-by-Space Method'!F\"&ROUNDDOWN((ROW(A481)-52)/50,0)+4),\"\"))","v":""},{"$f":"IF(A481=\"\",\"\",IF(COUNTIF(BuildingSpecificSpaceTypes,AQ481)>0,INDIRECT(\"'Space-by-Space Method'!F\"&ROUNDDOWN((ROW(A481)-52)/50,0)+4),\"\"))","v":""},{"$f":"IF(A481=\"\",\"\",INDIRECT(\"'Fixture Schedule'!D\"&MOD(ROW(A481)-52,50)+9))","v":""},{"$f":"IF(A481=\"\",\"\",IF(AR481=\"\",\"\",INDIRECT(\"'Fixture Schedule'!K\"&MOD(ROW(A481)-52,50)+9)))","v":""},"",{"$f":"IF(A481=\"\",\"\",INDIRECT(\"'Fixture Schedule'!L\"&MOD(ROW(A481)-52,50)+9))","v":""},null,null,null,null,null,null,null,null,null,null,null,null,null,{"$f":"INDIRECT(\"'Space-by-Space Method'!\"&SUBSTITUTE(ADDRESS(1,MOD(ROW(A481)-52,50)+10,4),\"1\",\"\")&ROUNDDOWN((ROW(A481)-52)/50,0)+4)","v":0},{"$f":"LEFT(INDIRECT(\"'Space-by-Space Method'!BJ\"&ROUNDDOWN((ROW(A481)-52)/50,0)+4),3)","v":""},{"$f":"INDIRECT(\"'Fixture Schedule'!L\"&MOD(ROW(A481)-52,50)+9)","v":0},{"$f":"INDIRECT(\"'Fixture Schedule'!O\"&MOD(ROW(A481)-52,50)+9)","v":0},{"$f":"INDIRECT(\"'Space-by-Space Method'!F\"&ROUNDDOWN((ROW(A481)-52)/50,0)+4)","v":0},{"$f":"INDIRECT(\"'Fixture Schedule'!L\"&MOD(ROW(A481)-52,50)+9)","v":0},{"$f":"INDIRECT(\"'Space-by-Space Method'!D\"&ROUNDDOWN((ROW(A481)-52)/50,0)+4)","v":0},{"$f":"INDIRECT(\"'Space-by-Space Method'!E\"&ROUNDDOWN((ROW(A481)-52)/50,0)+4)","v":1}]
[{"$f":"IF(InteriorCalcType=2,IF(OR(AM482=0,AN482=\"DNQ\")=TRUE,\"\",INDIRECT(\"'Fixture Schedule'!M\"&MOD(ROW(A482)-52,50)+9)),\"\")","v":""},{"$f":"IF(A482=\"\",\"\",INDIRECT(\"'Fixture Schedule'!E\"&MOD(ROW(A482)-52,50)+9))","v":""},{"$f":"IF(A482=\"\",\"\",INDIRECT(\"'Fixture Schedule'!F\"&MOD(ROW(A482)-52,50)+9))","v":""},{"$f":"IF(A482=\"\",\"\",INDIRECT(\"'Fixture Schedule'!L\"&MOD(ROW(A482)-52,50)+9))","v":""},"",null,null,{"$f":"IF(A482=\"\",\"\",IF(AP482=1,Summary!$C$12*(AO482)/(SUM('Space-by-Space Method'!$BO$4:$BO$78,SUM('Exterior Lighting'!$BL$5:$BL$25))),0))","v":""},{"$f":"IF(A482=\"\",\"\",IF(START!$B$34=1,INDIRECT(\"'Space-by-Space Method'!\"&SUBSTITUTE(ADDRESS(1,MOD(ROW(A482)-52,50)+10,4),\"1\",\"\")&ROUNDDOWN((ROW(A482)-52)/50,0)+4),\"\"))","v":""},{"$f":"IF(A482=\"\",\"\",IF(AP482=1,Summary!$F$11*(AO482)/(SUM('Space-by-Space Method'!$BO$4:$BO$78,SUM('Exterior Lighting'!$BL$5:$BL$25))),0))","v":""},{"$f":"IF(A482=\"\",\"\",IF(AP482=1,Summary!$E$11*(AO482)/(SUM('Space-by-Space Method'!$BO$4:$BO$78,SUM('Exterior Lighting'!$BL$5:$BL$25))),0))","v":""},{"$f":"IF(A482=\"\",\"\",IF(AP482=1,Summary!$G$11*(AO482)/(SUM('Space-by-Space Method'!$BO$4:$BO$78,SUM('Exterior Lighting'!$BL$5:$BL$25))),0))","v":""},{"$f":"IF(A482=\"\",\"\",IF(AP482=1,Summary!$H$11*(AO482)/(SUM('Space-by-Space Method'!$BO$4:$BO$78)),0))","v":""},{"$f":"IF(A482=\"\",\"\",IF(AP482=1,Summary!$I$11*(AO482)/(SUM('Space-by-Space Method'!$BO$4:$BO$78)),0))","v":""},null,null,null,{"$f":"IF(A482=\"\",\"\",IF(START!$B$34=2,INDIRECT(\"'Space-by-Space Method'!\"&SUBSTITUTE(ADDRESS(1,MOD(ROW(A482)-52,50)+10,4),\"1\",\"\")&ROUNDDOWN((ROW(A482)-52)/50,0)+4),\"\"))","v":""},{"$f":"IF(A482=\"\",\"\",INDIRECT(\"'Space-by-Space Method'!C\"&ROUNDDOWN((ROW(A482)-52)/50,0)+4))","v":""},{"$f":"IF(A482=\"\",\"\",IF(COUNTIF(CommonSpaceTypes,AQ482)>0,INDIRECT(\"'Space-by-Space Method'!F\"&ROUNDDOWN((ROW(A482)-52)/50,0)+4),\"\"))","v":""},{"$f":"IF(A482=\"\",\"\",IF(COUNTIF(BuildingSpecificSpaceTypes,AQ482)>0,INDIRECT(\"'Space-by-Space Method'!F\"&ROUNDDOWN((ROW(A482)-52)/50,0)+4),\"\"))","v":""},{"$f":"IF(A482=\"\",\"\",INDIRECT(\"'Fixture Schedule'!D\"&MOD(ROW(A482)-52,50)+9))","v":""},{"$f":"IF(A482=\"\",\"\",IF(AR482=\"\",\"\",INDIRECT(\"'Fixture Schedule'!K\"&MOD(ROW(A482)-52,50)+9)))","v":""},"",{"$f":"IF(A482=\"\",\"\",INDIRECT(\"'Fixture Schedule'!L\"&MOD(ROW(A482)-52,50)+9))","v":""},null,null,null,null,null,null,null,null,null,null,null,null,null,{"$f":"INDIRECT(\"'Space-by-Space Method'!\"&SUBSTITUTE(ADDRESS(1,MOD(ROW(A482)-52,50)+10,4),\"1\",\"\")&ROUNDDOWN((ROW(A482)-52)/50,0)+4)","v":0},{"$f":"LEFT(INDIRECT(\"'Space-by-Space Method'!BJ\"&ROUNDDOWN((ROW(A482)-52)/50,0)+4),3)","v":""},{"$f":"INDIRECT(\"'Fixture Schedule'!L\"&MOD(ROW(A482)-52,50)+9)","v":0},{"$f":"INDIRECT(\"'Fixture Schedule'!O\"&MOD(ROW(A482)-52,50)+9)","v":0},{"$f":"INDIRECT(\"'Space-by-Space Method'!F\"&ROUNDDOWN((ROW(A482)-52)/50,0)+4)","v":0},{"$f":"INDIRECT(\"'Fixture Schedule'!L\"&MOD(ROW(A482)-52,50)+9)","v":0},{"$f":"INDIRECT(\"'Space-by-Space Method'!D\"&ROUNDDOWN((ROW(A482)-52)/50,0)+4)","v":0},{"$f":"INDIRECT(\"'Space-by-Space Method'!E\"&ROUNDDOWN((ROW(A482)-52)/50,0)+4)","v":1}]
[{"$f":"IF(InteriorCalcType=2,IF(OR(AM483=0,AN483=\"DNQ\")=TRUE,\"\",INDIRECT(\"'Fixture Schedule'!M\"&MOD(ROW(A483)-52,50)+9)),\"\")","v":""},{"$f":"IF(A483=\"\",\"\",INDIRECT(\"'Fixture Schedule'!E\"&MOD(ROW(A483)-52,50)+9))","v":""},{"$f":"IF(A483=\"\",\"\",INDIRECT(\"'Fixture Schedule'!F\"&MOD(ROW(A483)-52,50)+9))","v":""},{"$f":"IF(A483=\"\",\"\",INDIRECT(\"'Fixture Schedule'!L\"&MOD(ROW(A483)-52,50)+9))","v":""},"",null,null,{"$f":"IF(A483=\"\",\"\",IF(AP483=1,Summary!$C$12*(AO483)/(SUM('Space-by-Space Method'!$BO$4:$BO$78,SUM('Exterior Lighting'!$BL$5:$BL$25))),0))","v":""},{"$f":"IF(A483=\"\",\"\",IF(START!$B$34=1,INDIRECT(\"'Space-by-Space Method'!\"&SUBSTITUTE(ADDRESS(1,MOD(ROW(A483)-52,50)+10,4),\"1\",\"\")&ROUNDDOWN((ROW(A483)-52)/50,0)+4),\"\"))","v":""},{"$f":"IF(A483=\"\",\"\",IF(AP483=1,Summary!$F$11*(AO483)/(SUM('Space-by-Space Method'!$BO$4:$BO$78,SUM('Exterior Lighting'!$BL$5:$BL$25))),0))","v":""},{"$f":"IF(A483=\"\",\"\",IF(AP483=1,Summary!$E$11*(AO483)/(SUM('Space-by-Space Method'!$BO$4:$BO$78,SUM('Exterior Lighting'!$BL$5:$BL$25))),0))","v":""},{"$f":"IF(A483=\"\",\"\",IF(AP483=1,Summary!$G$11*(AO483)/(SUM('Space-by-Space Method'!$BO$4:$BO$78,SUM('Exterior Lighting'!$BL$5:$BL$25))),0))","v":""},{"$f":"IF(A483=\"\",\"\",IF(AP483=1,Summary!$H$11*(AO483)/(SUM('Space-by-Space Method'!$BO$4:$BO$78)),0))","v":""},{"$f":"IF(A483=\"\",\"\",IF(AP483=1,Summary!$I$11*(AO483)/(SUM('Space-by-Space Method'!$BO$4:$BO$78)),0))","v":""},null,null,null,{"$f":"IF(A483=\"\",\"\",IF(START!$B$34=2,INDIRECT(\"'Space-by-Space Method'!\"&SUBSTITUTE(ADDRESS(1,MOD(ROW(A483)-52,50)+10,4),\"1\",\"\")&ROUNDDOWN((ROW(A483)-52)/50,0)+4),\"\"))","v":""},{"$f":"IF(A483=\"\",\"\",INDIRECT(\"'Space-by-Space Method'!C\"&ROUNDDOWN((ROW(A483)-52)/50,0)+4))","v":""},{"$f":"IF(A483=\"\",\"\",IF(COUNTIF(CommonSpaceTypes,AQ483)>0,INDIRECT(\"'Space-by-Space Method'!F\"&ROUNDDOWN((ROW(A483)-52)/50,0)+4),\"\"))","v":""},{"$f":"IF(A483=\"\",\"\",IF(COUNTIF(BuildingSpecificSpaceTypes,AQ483)>0,INDIRECT(\"'Space-by-Space Method'!F\"&ROUNDDOWN((ROW(A483)-52)/50,0)+4),\"\"))","v":""},{"$f":"IF(A483=\"\",\"\",INDIRECT(\"'Fixture Schedule'!D\"&MOD(ROW(A483)-52,50)+9))","v":""},{"$f":"IF(A483=\"\",\"\",IF(AR483=\"\",\"\",INDIRECT(\"'Fixture Schedule'!K\"&MOD(ROW(A483)-52,50)+9)))","v":""},"",{"$f":"IF(A483=\"\",\"\",INDIRECT(\"'Fixture Schedule'!L\"&MOD(ROW(A483)-52,50)+9))","v":""},null,null,null,null,null,null,null,null,null,null,null,null,null,{"$f":"INDIRECT(\"'Space-by-Space Method'!\"&SUBSTITUTE(ADDRESS(1,MOD(ROW(A483)-52,50)+10,4),\"1\",\"\")&ROUNDDOWN((ROW(A483)-52)/50,0)+4)","v":0},{"$f":"LEFT(INDIRECT(\"'Space-by-Space Method'!BJ\"&ROUNDDOWN((ROW(A483)-52)/50,0)+4),3)","v":""},{"$f":"INDIRECT(\"'Fixture Schedule'!L\"&MOD(ROW(A483)-52,50)+9)","v":0},{"$f":"INDIRECT(\"'Fixture Schedule'!O\"&MOD(ROW(A483)-52,50)+9)","v":0},{"$f":"INDIRECT(\"'Space-by-Space Method'!F\"&ROUNDDOWN((ROW(A483)-52)/50,0)+4)","v":0},{"$f":"INDIRECT(\"'Fixture Schedule'!L\"&MOD(ROW(A483)-52,50)+9)","v":0},{"$f":"INDIRECT(\"'Space-by-Space Method'!D\"&ROUNDDOWN((ROW(A483)-52)/50,0)+4)","v":0},{"$f":"INDIRECT(\"'Space-by-Space Method'!E\"&ROUNDDOWN((ROW(A483)-52)/50,0)+4)","v":1}]
[{"$f":"IF(InteriorCalcType=2,IF(OR(AM484=0,AN484=\"DNQ\")=TRUE,\"\",INDIRECT(\"'Fixture Schedule'!M\"&MOD(ROW(A484)-52,50)+9)),\"\")","v":""},{"$f":"IF(A484=\"\",\"\",INDIRECT(\"'Fixture Schedule'!E\"&MOD(ROW(A484)-52,50)+9))","v":""},{"$f":"IF(A484=\"\",\"\",INDIRECT(\"'Fixture Schedule'!F\"&MOD(ROW(A484)-52,50)+9))","v":""},{"$f":"IF(A484=\"\",\"\",INDIRECT(\"'Fixture Schedule'!L\"&MOD(ROW(A484)-52,50)+9))","v":""},"",null,null,{"$f":"IF(A484=\"\",\"\",IF(AP484=1,Summary!$C$12*(AO484)/(SUM('Space-by-Space Method'!$BO$4:$BO$78,SUM('Exterior Lighting'!$BL$5:$BL$25))),0))","v":""},{"$f":"IF(A484=\"\",\"\",IF(START!$B$34=1,INDIRECT(\"'Space-by-Space Method'!\"&SUBSTITUTE(ADDRESS(1,MOD(ROW(A484)-52,50)+10,4),\"1\",\"\")&ROUNDDOWN((ROW(A484)-52)/50,0)+4),\"\"))","v":""},{"$f":"IF(A484=\"\",\"\",IF(AP484=1,Summary!$F$11*(AO484)/(SUM('Space-by-Space Method'!$BO$4:$BO$78,SUM('Exterior Lighting'!$BL$5:$BL$25))),0))","v":""},{"$f":"IF(A484=\"\",\"\",IF(AP484=1,Summary!$E$11*(AO484)/(SUM('Space-by-Space Method'!$BO$4:$BO$78,SUM('Exterior Lighting'!$BL$5:$BL$25))),0))","v":""},{"$f":"IF(A484=\"\",\"\",IF(AP484=1,Summary!$G$11*(AO484)/(SUM('Space-by-Space Method'!$BO$4:$BO$78,SUM('Exterior Lighting'!$BL$5:$BL$25))),0))","v":""},{"$f":"IF(A484=\"\",\"\",IF(AP484=1,Summary!$H$11*(AO484)/(SUM('Space-by-Space Method'!$BO$4:$BO$78)),0))","v":""},{"$f":"IF(A484=\"\",\"\",IF(AP484=1,Summary!$I$11*(AO484)/(SUM('Space-by-Space Method'!$BO$4:$BO$78)),0))","v":""},null,null,null,{"$f":"IF(A484=\"\",\"\",IF(START!$B$34=2,INDIRECT(\"'Space-by-Space Method'!\"&SUBSTITUTE(ADDRESS(1,MOD(ROW(A484)-52,50)+10,4),\"1\",\"\")&ROUNDDOWN((ROW(A484)-52)/50,0)+4),\"\"))","v":""},{"$f":"IF(A484=\"\",\"\",INDIRECT(\"'Space-by-Space Method'!C\"&ROUNDDOWN((ROW(A484)-52)/50,0)+4))","v":""},{"$f":"IF(A484=\"\",\"\",IF(COUNTIF(CommonSpaceTypes,AQ484)>0,INDIRECT(\"'Space-by-Space Method'!F\"&ROUNDDOWN((ROW(A484)-52)/50,0)+4),\"\"))","v":""},{"$f":"IF(A484=\"\",\"\",IF(COUNTIF(BuildingSpecificSpaceTypes,AQ484)>0,INDIRECT(\"'Space-by-Space Method'!F\"&ROUNDDOWN((ROW(A484)-52)/50,0)+4),\"\"))","v":""},{"$f":"IF(A484=\"\",\"\",INDIRECT(\"'Fixture Schedule'!D\"&MOD(ROW(A484)-52,50)+9))","v":""},{"$f":"IF(A484=\"\",\"\",IF(AR484=\"\",\"\",INDIRECT(\"'Fixture Schedule'!K\"&MOD(ROW(A484)-52,50)+9)))","v":""},"",{"$f":"IF(A484=\"\",\"\",INDIRECT(\"'Fixture Schedule'!L\"&MOD(ROW(A484)-52,50)+9))","v":""},null,null,null,null,null,null,null,null,null,null,null,null,null,{"$f":"INDIRECT(\"'Space-by-Space Method'!\"&SUBSTITUTE(ADDRESS(1,MOD(ROW(A484)-52,50)+10,4),\"1\",\"\")&ROUNDDOWN((ROW(A484)-52)/50,0)+4)","v":0},{"$f":"LEFT(INDIRECT(\"'Space-by-Space Method'!BJ\"&ROUNDDOWN((ROW(A484)-52)/50,0)+4),3)","v":""},{"$f":"INDIRECT(\"'Fixture Schedule'!L\"&MOD(ROW(A484)-52,50)+9)","v":0},{"$f":"INDIRECT(\"'Fixture Schedule'!O\"&MOD(ROW(A484)-52,50)+9)","v":0},{"$f":"INDIRECT(\"'Space-by-Space Method'!F\"&ROUNDDOWN((ROW(A484)-52)/50,0)+4)","v":0},{"$f":"INDIRECT(\"'Fixture Schedule'!L\"&MOD(ROW(A484)-52,50)+9)","v":0},{"$f":"INDIRECT(\"'Space-by-Space Method'!D\"&ROUNDDOWN((ROW(A484)-52)/50,0)+4)","v":0},{"$f":"INDIRECT(\"'Space-by-Space Method'!E\"&ROUNDDOWN((ROW(A484)-52)/50,0)+4)","v":1}]
[{"$f":"IF(InteriorCalcType=2,IF(OR(AM485=0,AN485=\"DNQ\")=TRUE,\"\",INDIRECT(\"'Fixture Schedule'!M\"&MOD(ROW(A485)-52,50)+9)),\"\")","v":""},{"$f":"IF(A485=\"\",\"\",INDIRECT(\"'Fixture Schedule'!E\"&MOD(ROW(A485)-52,50)+9))","v":""},{"$f":"IF(A485=\"\",\"\",INDIRECT(\"'Fixture Schedule'!F\"&MOD(ROW(A485)-52,50)+9))","v":""},{"$f":"IF(A485=\"\",\"\",INDIRECT(\"'Fixture Schedule'!L\"&MOD(ROW(A485)-52,50)+9))","v":""},"",null,null,{"$f":"IF(A485=\"\",\"\",IF(AP485=1,Summary!$C$12*(AO485)/(SUM('Space-by-Space Method'!$BO$4:$BO$78,SUM('Exterior Lighting'!$BL$5:$BL$25))),0))","v":""},{"$f":"IF(A485=\"\",\"\",IF(START!$B$34=1,INDIRECT(\"'Space-by-Space Method'!\"&SUBSTITUTE(ADDRESS(1,MOD(ROW(A485)-52,50)+10,4),\"1\",\"\")&ROUNDDOWN((ROW(A485)-52)/50,0)+4),\"\"))","v":""},{"$f":"IF(A485=\"\",\"\",IF(AP485=1,Summary!$F$11*(AO485)/(SUM('Space-by-Space Method'!$BO$4:$BO$78,SUM('Exterior Lighting'!$BL$5:$BL$25))),0))","v":""},{"$f":"IF(A485=\"\",\"\",IF(AP485=1,Summary!$E$11*(AO485)/(SUM('Space-by-Space Method'!$BO$4:$BO$78,SUM('Exterior Lighting'!$BL$5:$BL$25))),0))","v":""},{"$f":"IF(A485=\"\",\"\",IF(AP485=1,Summary!$G$11*(AO485)/(SUM('Space-by-Space Method'!$BO$4:$BO$78,SUM('Exterior Lighting'!$BL$5:$BL$25))),0))","v":""},{"$f":"IF(A485=\"\",\"\",IF(AP485=1,Summary!$H$11*(AO485)/(SUM('Space-by-Space Method'!$BO$4:$BO$78)),0))","v":""},{"$f":"IF(A485=\"\",\"\",IF(AP485=1,Summary!$I$11*(AO485)/(SUM('Space-by-Space Method'!$BO$4:$BO$78)),0))","v":""},null,null,null,{"$f":"IF(A485=\"\",\"\",IF(START!$B$34=2,INDIRECT(\"'Space-by-Space Method'!\"&SUBSTITUTE(ADDRESS(1,MOD(ROW(A485)-52,50)+10,4),\"1\",\"\")&ROUNDDOWN((ROW(A485)-52)/50,0)+4),\"\"))","v":""},{"$f":"IF(A485=\"\",\"\",INDIRECT(\"'Space-by-Space Method'!C\"&ROUNDDOWN((ROW(A485)-52)/50,0)+4))","v":""},{"$f":"IF(A485=\"\",\"\",IF(COUNTIF(CommonSpaceTypes,AQ485)>0,INDIRECT(\"'Space-by-Space Method'!F\"&ROUNDDOWN((ROW(A485)-52)/50,0)+4),\"\"))","v":""},{"$f":"IF(A485=\"\",\"\",IF(COUNTIF(BuildingSpecificSpaceTypes,AQ485)>0,INDIRECT(\"'Space-by-Space Method'!F\"&ROUNDDOWN((ROW(A485)-52)/50,0)+4),\"\"))","v":""},{"$f":"IF(A485=\"\",\"\",INDIRECT(\"'Fixture Schedule'!D\"&MOD(ROW(A485)-52,50)+9))","v":""},{"$f":"IF(A485=\"\",\"\",IF(AR485=\"\",\"\",INDIRECT(\"'Fixture Schedule'!K\"&MOD(ROW(A485)-52,50)+9)))","v":""},"",{"$f":"IF(A485=\"\",\"\",INDIRECT(\"'Fixture Schedule'!L\"&MOD(ROW(A485)-52,50)+9))","v":""},null,null,null,null,null,null,null,null,null,null,null,null,null,{"$f":"INDIRECT(\"'Space-by-Space Method'!\"&SUBSTITUTE(ADDRESS(1,MOD(ROW(A485)-52,50)+10,4),\"1\",\"\")&ROUNDDOWN((ROW(A485)-52)/50,0)+4)","v":0},{"$f":"LEFT(INDIRECT(\"'Space-by-Space Method'!BJ\"&ROUNDDOWN((ROW(A485)-52)/50,0)+4),3)","v":""},{"$f":"INDIRECT(\"'Fixture Schedule'!L\"&MOD(ROW(A485)-52,50)+9)","v":0},{"$f":"INDIRECT(\"'Fixture Schedule'!O\"&MOD(ROW(A485)-52,50)+9)","v":0},{"$f":"INDIRECT(\"'Space-by-Space Method'!F\"&ROUNDDOWN((ROW(A485)-52)/50,0)+4)","v":0},{"$f":"INDIRECT(\"'Fixture Schedule'!L\"&MOD(ROW(A485)-52,50)+9)","v":0},{"$f":"INDIRECT(\"'Space-by-Space Method'!D\"&ROUNDDOWN((ROW(A485)-52)/50,0)+4)","v":0},{"$f":"INDIRECT(\"'Space-by-Space Method'!E\"&ROUNDDOWN((ROW(A485)-52)/50,0)+4)","v":1}]
[{"$f":"IF(InteriorCalcType=2,IF(OR(AM486=0,AN486=\"DNQ\")=TRUE,\"\",INDIRECT(\"'Fixture Schedule'!M\"&MOD(ROW(A486)-52,50)+9)),\"\")","v":""},{"$f":"IF(A486=\"\",\"\",INDIRECT(\"'Fixture Schedule'!E\"&MOD(ROW(A486)-52,50)+9))","v":""},{"$f":"IF(A486=\"\",\"\",INDIRECT(\"'Fixture Schedule'!F\"&MOD(ROW(A486)-52,50)+9))","v":""},{"$f":"IF(A486=\"\",\"\",INDIRECT(\"'Fixture Schedule'!L\"&MOD(ROW(A486)-52,50)+9))","v":""},"",null,null,{"$f":"IF(A486=\"\",\"\",IF(AP486=1,Summary!$C$12*(AO486)/(SUM('Space-by-Space Method'!$BO$4:$BO$78,SUM('Exterior Lighting'!$BL$5:$BL$25))),0))","v":""},{"$f":"IF(A486=\"\",\"\",IF(START!$B$34=1,INDIRECT(\"'Space-by-Space Method'!\"&SUBSTITUTE(ADDRESS(1,MOD(ROW(A486)-52,50)+10,4),\"1\",\"\")&ROUNDDOWN((ROW(A486)-52)/50,0)+4),\"\"))","v":""},{"$f":"IF(A486=\"\",\"\",IF(AP486=1,Summary!$F$11*(AO486)/(SUM('Space-by-Space Method'!$BO$4:$BO$78,SUM('Exterior Lighting'!$BL$5:$BL$25))),0))","v":""},{"$f":"IF(A486=\"\",\"\",IF(AP486=1,Summary!$E$11*(AO486)/(SUM('Space-by-Space Method'!$BO$4:$BO$78,SUM('Exterior Lighting'!$BL$5:$BL$25))),0))","v":""},{"$f":"IF(A486=\"\",\"\",IF(AP486=1,Summary!$G$11*(AO486)/(SUM('Space-by-Space Method'!$BO$4:$BO$78,SUM('Exterior Lighting'!$BL$5:$BL$25))),0))","v":""},{"$f":"IF(A486=\"\",\"\",IF(AP486=1,Summary!$H$11*(AO486)/(SUM('Space-by-Space Method'!$BO$4:$BO$78)),0))","v":""},{"$f":"IF(A486=\"\",\"\",IF(AP486=1,Summary!$I$11*(AO486)/(SUM('Space-by-Space Method'!$BO$4:$BO$78)),0))","v":""},null,null,null,{"$f":"IF(A486=\"\",\"\",IF(START!$B$34=2,INDIRECT(\"'Space-by-Space Method'!\"&SUBSTITUTE(ADDRESS(1,MOD(ROW(A486)-52,50)+10,4),\"1\",\"\")&ROUNDDOWN((ROW(A486)-52)/50,0)+4),\"\"))","v":""},{"$f":"IF(A486=\"\",\"\",INDIRECT(\"'Space-by-Space Method'!C\"&ROUNDDOWN((ROW(A486)-52)/50,0)+4))","v":""},{"$f":"IF(A486=\"\",\"\",IF(COUNTIF(CommonSpaceTypes,AQ486)>0,INDIRECT(\"'Space-by-Space Method'!F\"&ROUNDDOWN((ROW(A486)-52)/50,0)+4),\"\"))","v":""},{"$f":"IF(A486=\"\",\"\",IF(COUNTIF(BuildingSpecificSpaceTypes,AQ486)>0,INDIRECT(\"'Space-by-Space Method'!F\"&ROUNDDOWN((ROW(A486)-52)/50,0)+4),\"\"))","v":""},{"$f":"IF(A486=\"\",\"\",INDIRECT(\"'Fixture Schedule'!D\"&MOD(ROW(A486)-52,50)+9))","v":""},{"$f":"IF(A486=\"\",\"\",IF(AR486=\"\",\"\",INDIRECT(\"'Fixture Schedule'!K\"&MOD(ROW(A486)-52,50)+9)))","v":""},"",{"$f":"IF(A486=\"\",\"\",INDIRECT(\"'Fixture Schedule'!L\"&MOD(ROW(A486)-52,50)+9))","v":""},null,null,null,null,null,null,null,null,null,null,null,null,null,{"$f":"INDIRECT(\"'Space-by-Space Method'!\"&SUBSTITUTE(ADDRESS(1,MOD(ROW(A486)-52,50)+10,4),\"1\",\"\")&ROUNDDOWN((ROW(A486)-52)/50,0)+4)","v":0},{"$f":"LEFT(INDIRECT(\"'Space-by-Space Method'!BJ\"&ROUNDDOWN((ROW(A486)-52)/50,0)+4),3)","v":""},{"$f":"INDIRECT(\"'Fixture Schedule'!L\"&MOD(ROW(A486)-52,50)+9)","v":0},{"$f":"INDIRECT(\"'Fixture Schedule'!O\"&MOD(ROW(A486)-52,50)+9)","v":0},{"$f":"INDIRECT(\"'Space-by-Space Method'!F\"&ROUNDDOWN((ROW(A486)-52)/50,0)+4)","v":0},{"$f":"INDIRECT(\"'Fixture Schedule'!L\"&MOD(ROW(A486)-52,50)+9)","v":0},{"$f":"INDIRECT(\"'Space-by-Space Method'!D\"&ROUNDDOWN((ROW(A486)-52)/50,0)+4)","v":0},{"$f":"INDIRECT(\"'Space-by-Space Method'!E\"&ROUNDDOWN((ROW(A486)-52)/50,0)+4)","v":1}]
[{"$f":"IF(InteriorCalcType=2,IF(OR(AM487=0,AN487=\"DNQ\")=TRUE,\"\",INDIRECT(\"'Fixture Schedule'!M\"&MOD(ROW(A487)-52,50)+9)),\"\")","v":""},{"$f":"IF(A487=\"\",\"\",INDIRECT(\"'Fixture Schedule'!E\"&MOD(ROW(A487)-52,50)+9))","v":""},{"$f":"IF(A487=\"\",\"\",INDIRECT(\"'Fixture Schedule'!F\"&MOD(ROW(A487)-52,50)+9))","v":""},{"$f":"IF(A487=\"\",\"\",INDIRECT(\"'Fixture Schedule'!L\"&MOD(ROW(A487)-52,50)+9))","v":""},"",null,null,{"$f":"IF(A487=\"\",\"\",IF(AP487=1,Summary!$C$12*(AO487)/(SUM('Space-by-Space Method'!$BO$4:$BO$78,SUM('Exterior Lighting'!$BL$5:$BL$25))),0))","v":""},{"$f":"IF(A487=\"\",\"\",IF(START!$B$34=1,INDIRECT(\"'Space-by-Space Method'!\"&SUBSTITUTE(ADDRESS(1,MOD(ROW(A487)-52,50)+10,4),\"1\",\"\")&ROUNDDOWN((ROW(A487)-52)/50,0)+4),\"\"))","v":""},{"$f":"IF(A487=\"\",\"\",IF(AP487=1,Summary!$F$11*(AO487)/(SUM('Space-by-Space Method'!$BO$4:$BO$78,SUM('Exterior Lighting'!$BL$5:$BL$25))),0))","v":""},{"$f":"IF(A487=\"\",\"\",IF(AP487=1,Summary!$E$11*(AO487)/(SUM('Space-by-Space Method'!$BO$4:$BO$78,SUM('Exterior Lighting'!$BL$5:$BL$25))),0))","v":""},{"$f":"IF(A487=\"\",\"\",IF(AP487=1,Summary!$G$11*(AO487)/(SUM('Space-by-Space Method'!$BO$4:$BO$78,SUM('Exterior Lighting'!$BL$5:$BL$25))),0))","v":""},{"$f":"IF(A487=\"\",\"\",IF(AP487=1,Summary!$H$11*(AO487)/(SUM('Space-by-Space Method'!$BO$4:$BO$78)),0))","v":""},{"$f":"IF(A487=\"\",\"\",IF(AP487=1,Summary!$I$11*(AO487)/(SUM('Space-by-Space Method'!$BO$4:$BO$78)),0))","v":""},null,null,null,{"$f":"IF(A487=\"\",\"\",IF(START!$B$34=2,INDIRECT(\"'Space-by-Space Method'!\"&SUBSTITUTE(ADDRESS(1,MOD(ROW(A487)-52,50)+10,4),\"1\",\"\")&ROUNDDOWN((ROW(A487)-52)/50,0)+4),\"\"))","v":""},{"$f":"IF(A487=\"\",\"\",INDIRECT(\"'Space-by-Space Method'!C\"&ROUNDDOWN((ROW(A487)-52)/50,0)+4))","v":""},{"$f":"IF(A487=\"\",\"\",IF(COUNTIF(CommonSpaceTypes,AQ487)>0,INDIRECT(\"'Space-by-Space Method'!F\"&ROUNDDOWN((ROW(A487)-52)/50,0)+4),\"\"))","v":""},{"$f":"IF(A487=\"\",\"\",IF(COUNTIF(BuildingSpecificSpaceTypes,AQ487)>0,INDIRECT(\"'Space-by-Space Method'!F\"&ROUNDDOWN((ROW(A487)-52)/50,0)+4),\"\"))","v":""},{"$f":"IF(A487=\"\",\"\",INDIRECT(\"'Fixture Schedule'!D\"&MOD(ROW(A487)-52,50)+9))","v":""},{"$f":"IF(A487=\"\",\"\",IF(AR487=\"\",\"\",INDIRECT(\"'Fixture Schedule'!K\"&MOD(ROW(A487)-52,50)+9)))","v":""},"",{"$f":"IF(A487=\"\",\"\",INDIRECT(\"'Fixture Schedule'!L\"&MOD(ROW(A487)-52,50)+9))","v":""},null,null,null,null,null,null,null,null,null,null,null,null,null,{"$f":"INDIRECT(\"'Space-by-Space Method'!\"&SUBSTITUTE(ADDRESS(1,MOD(ROW(A487)-52,50)+10,4),\"1\",\"\")&ROUNDDOWN((ROW(A487)-52)/50,0)+4)","v":0},{"$f":"LEFT(INDIRECT(\"'Space-by-Space Method'!BJ\"&ROUNDDOWN((ROW(A487)-52)/50,0)+4),3)","v":""},{"$f":"INDIRECT(\"'Fixture Schedule'!L\"&MOD(ROW(A487)-52,50)+9)","v":0},{"$f":"INDIRECT(\"'Fixture Schedule'!O\"&MOD(ROW(A487)-52,50)+9)","v":0},{"$f":"INDIRECT(\"'Space-by-Space Method'!F\"&ROUNDDOWN((ROW(A487)-52)/50,0)+4)","v":0},{"$f":"INDIRECT(\"'Fixture Schedule'!L\"&MOD(ROW(A487)-52,50)+9)","v":0},{"$f":"INDIRECT(\"'Space-by-Space Method'!D\"&ROUNDDOWN((ROW(A487)-52)/50,0)+4)","v":0},{"$f":"INDIRECT(\"'Space-by-Space Method'!E\"&ROUNDDOWN((ROW(A487)-52)/50,0)+4)","v":1}]
[{"$f":"IF(InteriorCalcType=2,IF(OR(AM488=0,AN488=\"DNQ\")=TRUE,\"\",INDIRECT(\"'Fixture Schedule'!M\"&MOD(ROW(A488)-52,50)+9)),\"\")","v":""},{"$f":"IF(A488=\"\",\"\",INDIRECT(\"'Fixture Schedule'!E\"&MOD(ROW(A488)-52,50)+9))","v":""},{"$f":"IF(A488=\"\",\"\",INDIRECT(\"'Fixture Schedule'!F\"&MOD(ROW(A488)-52,50)+9))","v":""},{"$f":"IF(A488=\"\",\"\",INDIRECT(\"'Fixture Schedule'!L\"&MOD(ROW(A488)-52,50)+9))","v":""},"",null,null,{"$f":"IF(A488=\"\",\"\",IF(AP488=1,Summary!$C$12*(AO488)/(SUM('Space-by-Space Method'!$BO$4:$BO$78,SUM('Exterior Lighting'!$BL$5:$BL$25))),0))","v":""},{"$f":"IF(A488=\"\",\"\",IF(START!$B$34=1,INDIRECT(\"'Space-by-Space Method'!\"&SUBSTITUTE(ADDRESS(1,MOD(ROW(A488)-52,50)+10,4),\"1\",\"\")&ROUNDDOWN((ROW(A488)-52)/50,0)+4),\"\"))","v":""},{"$f":"IF(A488=\"\",\"\",IF(AP488=1,Summary!$F$11*(AO488)/(SUM('Space-by-Space Method'!$BO$4:$BO$78,SUM('Exterior Lighting'!$BL$5:$BL$25))),0))","v":""},{"$f":"IF(A488=\"\",\"\",IF(AP488=1,Summary!$E$11*(AO488)/(SUM('Space-by-Space Method'!$BO$4:$BO$78,SUM('Exterior Lighting'!$BL$5:$BL$25))),0))","v":""},{"$f":"IF(A488=\"\",\"\",IF(AP488=1,Summary!$G$11*(AO488)/(SUM('Space-by-Space Method'!$BO$4:$BO$78,SUM('Exterior Lighting'!$BL$5:$BL$25))),0))","v":""},{"$f":"IF(A488=\"\",\"\",IF(AP488=1,Summary!$H$11*(AO488)/(SUM('Space-by-Space Method'!$BO$4:$BO$78)),0))","v":""},{"$f":"IF(A488=\"\",\"\",IF(AP488=1,Summary!$I$11*(AO488)/(SUM('Space-by-Space Method'!$BO$4:$BO$78)),0))","v":""},null,null,null,{"$f":"IF(A488=\"\",\"\",IF(START!$B$34=2,INDIRECT(\"'Space-by-Space Method'!\"&SUBSTITUTE(ADDRESS(1,MOD(ROW(A488)-52,50)+10,4),\"1\",\"\")&ROUNDDOWN((ROW(A488)-52)/50,0)+4),\"\"))","v":""},{"$f":"IF(A488=\"\",\"\",INDIRECT(\"'Space-by-Space Method'!C\"&ROUNDDOWN((ROW(A488)-52)/50,0)+4))","v":""},{"$f":"IF(A488=\"\",\"\",IF(COUNTIF(CommonSpaceTypes,AQ488)>0,INDIRECT(\"'Space-by-Space Method'!F\"&ROUNDDOWN((ROW(A488)-52)/50,0)+4),\"\"))","v":""},{"$f":"IF(A488=\"\",\"\",IF(COUNTIF(BuildingSpecificSpaceTypes,AQ488)>0,INDIRECT(\"'Space-by-Space Method'!F\"&ROUNDDOWN((ROW(A488)-52)/50,0)+4),\"\"))","v":""},{"$f":"IF(A488=\"\",\"\",INDIRECT(\"'Fixture Schedule'!D\"&MOD(ROW(A488)-52,50)+9))","v":""},{"$f":"IF(A488=\"\",\"\",IF(AR488=\"\",\"\",INDIRECT(\"'Fixture Schedule'!K\"&MOD(ROW(A488)-52,50)+9)))","v":""},"",{"$f":"IF(A488=\"\",\"\",INDIRECT(\"'Fixture Schedule'!L\"&MOD(ROW(A488)-52,50)+9))","v":""},null,null,null,null,null,null,null,null,null,null,null,null,null,{"$f":"INDIRECT(\"'Space-by-Space Method'!\"&SUBSTITUTE(ADDRESS(1,MOD(ROW(A488)-52,50)+10,4),\"1\",\"\")&ROUNDDOWN((ROW(A488)-52)/50,0)+4)","v":0},{"$f":"LEFT(INDIRECT(\"'Space-by-Space Method'!BJ\"&ROUNDDOWN((ROW(A488)-52)/50,0)+4),3)","v":""},{"$f":"INDIRECT(\"'Fixture Schedule'!L\"&MOD(ROW(A488)-52,50)+9)","v":0},{"$f":"INDIRECT(\"'Fixture Schedule'!O\"&MOD(ROW(A488)-52,50)+9)","v":0},{"$f":"INDIRECT(\"'Space-by-Space Method'!F\"&ROUNDDOWN((ROW(A488)-52)/50,0)+4)","v":0},{"$f":"INDIRECT(\"'Fixture Schedule'!L\"&MOD(ROW(A488)-52,50)+9)","v":0},{"$f":"INDIRECT(\"'Space-by-Space Method'!D\"&ROUNDDOWN((ROW(A488)-52)/50,0)+4)","v":0},{"$f":"INDIRECT(\"'Space-by-Space Method'!E\"&ROUNDDOWN((ROW(A488)-52)/50,0)+4)","v":1}]
[{"$f":"IF(InteriorCalcType=2,IF(OR(AM489=0,AN489=\"DNQ\")=TRUE,\"\",INDIRECT(\"'Fixture Schedule'!M\"&MOD(ROW(A489)-52,50)+9)),\"\")","v":""},{"$f":"IF(A489=\"\",\"\",INDIRECT(\"'Fixture Schedule'!E\"&MOD(ROW(A489)-52,50)+9))","v":""},{"$f":"IF(A489=\"\",\"\",INDIRECT(\"'Fixture Schedule'!F\"&MOD(ROW(A489)-52,50)+9))","v":""},{"$f":"IF(A489=\"\",\"\",INDIRECT(\"'Fixture Schedule'!L\"&MOD(ROW(A489)-52,50)+9))","v":""},"",null,null,{"$f":"IF(A489=\"\",\"\",IF(AP489=1,Summary!$C$12*(AO489)/(SUM('Space-by-Space Method'!$BO$4:$BO$78,SUM('Exterior Lighting'!$BL$5:$BL$25))),0))","v":""},{"$f":"IF(A489=\"\",\"\",IF(START!$B$34=1,INDIRECT(\"'Space-by-Space Method'!\"&SUBSTITUTE(ADDRESS(1,MOD(ROW(A489)-52,50)+10,4),\"1\",\"\")&ROUNDDOWN((ROW(A489)-52)/50,0)+4),\"\"))","v":""},{"$f":"IF(A489=\"\",\"\",IF(AP489=1,Summary!$F$11*(AO489)/(SUM('Space-by-Space Method'!$BO$4:$BO$78,SUM('Exterior Lighting'!$BL$5:$BL$25))),0))","v":""},{"$f":"IF(A489=\"\",\"\",IF(AP489=1,Summary!$E$11*(AO489)/(SUM('Space-by-Space Method'!$BO$4:$BO$78,SUM('Exterior Lighting'!$BL$5:$BL$25))),0))","v":""},{"$f":"IF(A489=\"\",\"\",IF(AP489=1,Summary!$G$11*(AO489)/(SUM('Space-by-Space Method'!$BO$4:$BO$78,SUM('Exterior Lighting'!$BL$5:$BL$25))),0))","v":""},{"$f":"IF(A489=\"\",\"\",IF(AP489=1,Summary!$H$11*(AO489)/(SUM('Space-by-Space Method'!$BO$4:$BO$78)),0))","v":""},{"$f":"IF(A489=\"\",\"\",IF(AP489=1,Summary!$I$11*(AO489)/(SUM('Space-by-Space Method'!$BO$4:$BO$78)),0))","v":""},null,null,null,{"$f":"IF(A489=\"\",\"\",IF(START!$B$34=2,INDIRECT(\"'Space-by-Space Method'!\"&SUBSTITUTE(ADDRESS(1,MOD(ROW(A489)-52,50)+10,4),\"1\",\"\")&ROUNDDOWN((ROW(A489)-52)/50,0)+4),\"\"))","v":""},{"$f":"IF(A489=\"\",\"\",INDIRECT(\"'Space-by-Space Method'!C\"&ROUNDDOWN((ROW(A489)-52)/50,0)+4))","v":""},{"$f":"IF(A489=\"\",\"\",IF(COUNTIF(CommonSpaceTypes,AQ489)>0,INDIRECT(\"'Space-by-Space Method'!F\"&ROUNDDOWN((ROW(A489)-52)/50,0)+4),\"\"))","v":""},{"$f":"IF(A489=\"\",\"\",IF(COUNTIF(BuildingSpecificSpaceTypes,AQ489)>0,INDIRECT(\"'Space-by-Space Method'!F\"&ROUNDDOWN((ROW(A489)-52)/50,0)+4),\"\"))","v":""},{"$f":"IF(A489=\"\",\"\",INDIRECT(\"'Fixture Schedule'!D\"&MOD(ROW(A489)-52,50)+9))","v":""},{"$f":"IF(A489=\"\",\"\",IF(AR489=\"\",\"\",INDIRECT(\"'Fixture Schedule'!K\"&MOD(ROW(A489)-52,50)+9)))","v":""},"",{"$f":"IF(A489=\"\",\"\",INDIRECT(\"'Fixture Schedule'!L\"&MOD(ROW(A489)-52,50)+9))","v":""},null,null,null,null,null,null,null,null,null,null,null,null,null,{"$f":"INDIRECT(\"'Space-by-Space Method'!\"&SUBSTITUTE(ADDRESS(1,MOD(ROW(A489)-52,50)+10,4),\"1\",\"\")&ROUNDDOWN((ROW(A489)-52)/50,0)+4)","v":0},{"$f":"LEFT(INDIRECT(\"'Space-by-Space Method'!BJ\"&ROUNDDOWN((ROW(A489)-52)/50,0)+4),3)","v":""},{"$f":"INDIRECT(\"'Fixture Schedule'!L\"&MOD(ROW(A489)-52,50)+9)","v":0},{"$f":"INDIRECT(\"'Fixture Schedule'!O\"&MOD(ROW(A489)-52,50)+9)","v":0},{"$f":"INDIRECT(\"'Space-by-Space Method'!F\"&ROUNDDOWN((ROW(A489)-52)/50,0)+4)","v":0},{"$f":"INDIRECT(\"'Fixture Schedule'!L\"&MOD(ROW(A489)-52,50)+9)","v":0},{"$f":"INDIRECT(\"'Space-by-Space Method'!D\"&ROUNDDOWN((ROW(A489)-52)/50,0)+4)","v":0},{"$f":"INDIRECT(\"'Space-by-Space Method'!E\"&ROUNDDOWN((ROW(A489)-52)/50,0)+4)","v":1}]
[{"$f":"IF(InteriorCalcType=2,IF(OR(AM490=0,AN490=\"DNQ\")=TRUE,\"\",INDIRECT(\"'Fixture Schedule'!M\"&MOD(ROW(A490)-52,50)+9)),\"\")","v":""},{"$f":"IF(A490=\"\",\"\",INDIRECT(\"'Fixture Schedule'!E\"&MOD(ROW(A490)-52,50)+9))","v":""},{"$f":"IF(A490=\"\",\"\",INDIRECT(\"'Fixture Schedule'!F\"&MOD(ROW(A490)-52,50)+9))","v":""},{"$f":"IF(A490=\"\",\"\",INDIRECT(\"'Fixture Schedule'!L\"&MOD(ROW(A490)-52,50)+9))","v":""},"",null,null,{"$f":"IF(A490=\"\",\"\",IF(AP490=1,Summary!$C$12*(AO490)/(SUM('Space-by-Space Method'!$BO$4:$BO$78,SUM('Exterior Lighting'!$BL$5:$BL$25))),0))","v":""},{"$f":"IF(A490=\"\",\"\",IF(START!$B$34=1,INDIRECT(\"'Space-by-Space Method'!\"&SUBSTITUTE(ADDRESS(1,MOD(ROW(A490)-52,50)+10,4),\"1\",\"\")&ROUNDDOWN((ROW(A490)-52)/50,0)+4),\"\"))","v":""},{"$f":"IF(A490=\"\",\"\",IF(AP490=1,Summary!$F$11*(AO490)/(SUM('Space-by-Space Method'!$BO$4:$BO$78,SUM('Exterior Lighting'!$BL$5:$BL$25))),0))","v":""},{"$f":"IF(A490=\"\",\"\",IF(AP490=1,Summary!$E$11*(AO490)/(SUM('Space-by-Space Method'!$BO$4:$BO$78,SUM('Exterior Lighting'!$BL$5:$BL$25))),0))","v":""},{"$f":"IF(A490=\"\",\"\",IF(AP490=1,Summary!$G$11*(AO490)/(SUM('Space-by-Space Method'!$BO$4:$BO$78,SUM('Exterior Lighting'!$BL$5:$BL$25))),0))","v":""},{"$f":"IF(A490=\"\",\"\",IF(AP490=1,Summary!$H$11*(AO490)/(SUM('Space-by-Space Method'!$BO$4:$BO$78)),0))","v":""},{"$f":"IF(A490=\"\",\"\",IF(AP490=1,Summary!$I$11*(AO490)/(SUM('Space-by-Space Method'!$BO$4:$BO$78)),0))","v":""},null,null,null,{"$f":"IF(A490=\"\",\"\",IF(START!$B$34=2,INDIRECT(\"'Space-by-Space Method'!\"&SUBSTITUTE(ADDRESS(1,MOD(ROW(A490)-52,50)+10,4),\"1\",\"\")&ROUNDDOWN((ROW(A490)-52)/50,0)+4),\"\"))","v":""},{"$f":"IF(A490=\"\",\"\",INDIRECT(\"'Space-by-Space Method'!C\"&ROUNDDOWN((ROW(A490)-52)/50,0)+4))","v":""},{"$f":"IF(A490=\"\",\"\",IF(COUNTIF(CommonSpaceTypes,AQ490)>0,INDIRECT(\"'Space-by-Space Method'!F\"&ROUNDDOWN((ROW(A490)-52)/50,0)+4),\"\"))","v":""},{"$f":"IF(A490=\"\",\"\",IF(COUNTIF(BuildingSpecificSpaceTypes,AQ490)>0,INDIRECT(\"'Space-by-Space Method'!F\"&ROUNDDOWN((ROW(A490)-52)/50,0)+4),\"\"))","v":""},{"$f":"IF(A490=\"\",\"\",INDIRECT(\"'Fixture Schedule'!D\"&MOD(ROW(A490)-52,50)+9))","v":""},{"$f":"IF(A490=\"\",\"\",IF(AR490=\"\",\"\",INDIRECT(\"'Fixture Schedule'!K\"&MOD(ROW(A490)-52,50)+9)))","v":""},"",{"$f":"IF(A490=\"\",\"\",INDIRECT(\"'Fixture Schedule'!L\"&MOD(ROW(A490)-52,50)+9))","v":""},null,null,null,null,null,null,null,null,null,null,null,null,null,{"$f":"INDIRECT(\"'Space-by-Space Method'!\"&SUBSTITUTE(ADDRESS(1,MOD(ROW(A490)-52,50)+10,4),\"1\",\"\")&ROUNDDOWN((ROW(A490)-52)/50,0)+4)","v":0},{"$f":"LEFT(INDIRECT(\"'Space-by-Space Method'!BJ\"&ROUNDDOWN((ROW(A490)-52)/50,0)+4),3)","v":""},{"$f":"INDIRECT(\"'Fixture Schedule'!L\"&MOD(ROW(A490)-52,50)+9)","v":0},{"$f":"INDIRECT(\"'Fixture Schedule'!O\"&MOD(ROW(A490)-52,50)+9)","v":0},{"$f":"INDIRECT(\"'Space-by-Space Method'!F\"&ROUNDDOWN((ROW(A490)-52)/50,0)+4)","v":0},{"$f":"INDIRECT(\"'Fixture Schedule'!L\"&MOD(ROW(A490)-52,50)+9)","v":0},{"$f":"INDIRECT(\"'Space-by-Space Method'!D\"&ROUNDDOWN((ROW(A490)-52)/50,0)+4)","v":0},{"$f":"INDIRECT(\"'Space-by-Space Method'!E\"&ROUNDDOWN((ROW(A490)-52)/50,0)+4)","v":1}]
[{"$f":"IF(InteriorCalcType=2,IF(OR(AM491=0,AN491=\"DNQ\")=TRUE,\"\",INDIRECT(\"'Fixture Schedule'!M\"&MOD(ROW(A491)-52,50)+9)),\"\")","v":""},{"$f":"IF(A491=\"\",\"\",INDIRECT(\"'Fixture Schedule'!E\"&MOD(ROW(A491)-52,50)+9))","v":""},{"$f":"IF(A491=\"\",\"\",INDIRECT(\"'Fixture Schedule'!F\"&MOD(ROW(A491)-52,50)+9))","v":""},{"$f":"IF(A491=\"\",\"\",INDIRECT(\"'Fixture Schedule'!L\"&MOD(ROW(A491)-52,50)+9))","v":""},"",null,null,{"$f":"IF(A491=\"\",\"\",IF(AP491=1,Summary!$C$12*(AO491)/(SUM('Space-by-Space Method'!$BO$4:$BO$78,SUM('Exterior Lighting'!$BL$5:$BL$25))),0))","v":""},{"$f":"IF(A491=\"\",\"\",IF(START!$B$34=1,INDIRECT(\"'Space-by-Space Method'!\"&SUBSTITUTE(ADDRESS(1,MOD(ROW(A491)-52,50)+10,4),\"1\",\"\")&ROUNDDOWN((ROW(A491)-52)/50,0)+4),\"\"))","v":""},{"$f":"IF(A491=\"\",\"\",IF(AP491=1,Summary!$F$11*(AO491)/(SUM('Space-by-Space Method'!$BO$4:$BO$78,SUM('Exterior Lighting'!$BL$5:$BL$25))),0))","v":""},{"$f":"IF(A491=\"\",\"\",IF(AP491=1,Summary!$E$11*(AO491)/(SUM('Space-by-Space Method'!$BO$4:$BO$78,SUM('Exterior Lighting'!$BL$5:$BL$25))),0))","v":""},{"$f":"IF(A491=\"\",\"\",IF(AP491=1,Summary!$G$11*(AO491)/(SUM('Space-by-Space Method'!$BO$4:$BO$78,SUM('Exterior Lighting'!$BL$5:$BL$25))),0))","v":""},{"$f":"IF(A491=\"\",\"\",IF(AP491=1,Summary!$H$11*(AO491)/(SUM('Space-by-Space Method'!$BO$4:$BO$78)),0))","v":""},{"$f":"IF(A491=\"\",\"\",IF(AP491=1,Summary!$I$11*(AO491)/(SUM('Space-by-Space Method'!$BO$4:$BO$78)),0))","v":""},null,null,null,{"$f":"IF(A491=\"\",\"\",IF(START!$B$34=2,INDIRECT(\"'Space-by-Space Method'!\"&SUBSTITUTE(ADDRESS(1,MOD(ROW(A491)-52,50)+10,4),\"1\",\"\")&ROUNDDOWN((ROW(A491)-52)/50,0)+4),\"\"))","v":""},{"$f":"IF(A491=\"\",\"\",INDIRECT(\"'Space-by-Space Method'!C\"&ROUNDDOWN((ROW(A491)-52)/50,0)+4))","v":""},{"$f":"IF(A491=\"\",\"\",IF(COUNTIF(CommonSpaceTypes,AQ491)>0,INDIRECT(\"'Space-by-Space Method'!F\"&ROUNDDOWN((ROW(A491)-52)/50,0)+4),\"\"))","v":""},{"$f":"IF(A491=\"\",\"\",IF(COUNTIF(BuildingSpecificSpaceTypes,AQ491)>0,INDIRECT(\"'Space-by-Space Method'!F\"&ROUNDDOWN((ROW(A491)-52)/50,0)+4),\"\"))","v":""},{"$f":"IF(A491=\"\",\"\",INDIRECT(\"'Fixture Schedule'!D\"&MOD(ROW(A491)-52,50)+9))","v":""},{"$f":"IF(A491=\"\",\"\",IF(AR491=\"\",\"\",INDIRECT(\"'Fixture Schedule'!K\"&MOD(ROW(A491)-52,50)+9)))","v":""},"",{"$f":"IF(A491=\"\",\"\",INDIRECT(\"'Fixture Schedule'!L\"&MOD(ROW(A491)-52,50)+9))","v":""},null,null,null,null,null,null,null,null,null,null,null,null,null,{"$f":"INDIRECT(\"'Space-by-Space Method'!\"&SUBSTITUTE(ADDRESS(1,MOD(ROW(A491)-52,50)+10,4),\"1\",\"\")&ROUNDDOWN((ROW(A491)-52)/50,0)+4)","v":0},{"$f":"LEFT(INDIRECT(\"'Space-by-Space Method'!BJ\"&ROUNDDOWN((ROW(A491)-52)/50,0)+4),3)","v":""},{"$f":"INDIRECT(\"'Fixture Schedule'!L\"&MOD(ROW(A491)-52,50)+9)","v":0},{"$f":"INDIRECT(\"'Fixture Schedule'!O\"&MOD(ROW(A491)-52,50)+9)","v":0},{"$f":"INDIRECT(\"'Space-by-Space Method'!F\"&ROUNDDOWN((ROW(A491)-52)/50,0)+4)","v":0},{"$f":"INDIRECT(\"'Fixture Schedule'!L\"&MOD(ROW(A491)-52,50)+9)","v":0},{"$f":"INDIRECT(\"'Space-by-Space Method'!D\"&ROUNDDOWN((ROW(A491)-52)/50,0)+4)","v":0},{"$f":"INDIRECT(\"'Space-by-Space Method'!E\"&ROUNDDOWN((ROW(A491)-52)/50,0)+4)","v":1}]
[{"$f":"IF(InteriorCalcType=2,IF(OR(AM492=0,AN492=\"DNQ\")=TRUE,\"\",INDIRECT(\"'Fixture Schedule'!M\"&MOD(ROW(A492)-52,50)+9)),\"\")","v":""},{"$f":"IF(A492=\"\",\"\",INDIRECT(\"'Fixture Schedule'!E\"&MOD(ROW(A492)-52,50)+9))","v":""},{"$f":"IF(A492=\"\",\"\",INDIRECT(\"'Fixture Schedule'!F\"&MOD(ROW(A492)-52,50)+9))","v":""},{"$f":"IF(A492=\"\",\"\",INDIRECT(\"'Fixture Schedule'!L\"&MOD(ROW(A492)-52,50)+9))","v":""},"",null,null,{"$f":"IF(A492=\"\",\"\",IF(AP492=1,Summary!$C$12*(AO492)/(SUM('Space-by-Space Method'!$BO$4:$BO$78,SUM('Exterior Lighting'!$BL$5:$BL$25))),0))","v":""},{"$f":"IF(A492=\"\",\"\",IF(START!$B$34=1,INDIRECT(\"'Space-by-Space Method'!\"&SUBSTITUTE(ADDRESS(1,MOD(ROW(A492)-52,50)+10,4),\"1\",\"\")&ROUNDDOWN((ROW(A492)-52)/50,0)+4),\"\"))","v":""},{"$f":"IF(A492=\"\",\"\",IF(AP492=1,Summary!$F$11*(AO492)/(SUM('Space-by-Space Method'!$BO$4:$BO$78,SUM('Exterior Lighting'!$BL$5:$BL$25))),0))","v":""},{"$f":"IF(A492=\"\",\"\",IF(AP492=1,Summary!$E$11*(AO492)/(SUM('Space-by-Space Method'!$BO$4:$BO$78,SUM('Exterior Lighting'!$BL$5:$BL$25))),0))","v":""},{"$f":"IF(A492=\"\",\"\",IF(AP492=1,Summary!$G$11*(AO492)/(SUM('Space-by-Space Method'!$BO$4:$BO$78,SUM('Exterior Lighting'!$BL$5:$BL$25))),0))","v":""},{"$f":"IF(A492=\"\",\"\",IF(AP492=1,Summary!$H$11*(AO492)/(SUM('Space-by-Space Method'!$BO$4:$BO$78)),0))","v":""},{"$f":"IF(A492=\"\",\"\",IF(AP492=1,Summary!$I$11*(AO492)/(SUM('Space-by-Space Method'!$BO$4:$BO$78)),0))","v":""},null,null,null,{"$f":"IF(A492=\"\",\"\",IF(START!$B$34=2,INDIRECT(\"'Space-by-Space Method'!\"&SUBSTITUTE(ADDRESS(1,MOD(ROW(A492)-52,50)+10,4),\"1\",\"\")&ROUNDDOWN((ROW(A492)-52)/50,0)+4),\"\"))","v":""},{"$f":"IF(A492=\"\",\"\",INDIRECT(\"'Space-by-Space Method'!C\"&ROUNDDOWN((ROW(A492)-52)/50,0)+4))","v":""},{"$f":"IF(A492=\"\",\"\",IF(COUNTIF(CommonSpaceTypes,AQ492)>0,INDIRECT(\"'Space-by-Space Method'!F\"&ROUNDDOWN((ROW(A492)-52)/50,0)+4),\"\"))","v":""},{"$f":"IF(A492=\"\",\"\",IF(COUNTIF(BuildingSpecificSpaceTypes,AQ492)>0,INDIRECT(\"'Space-by-Space Method'!F\"&ROUNDDOWN((ROW(A492)-52)/50,0)+4),\"\"))","v":""},{"$f":"IF(A492=\"\",\"\",INDIRECT(\"'Fixture Schedule'!D\"&MOD(ROW(A492)-52,50)+9))","v":""},{"$f":"IF(A492=\"\",\"\",IF(AR492=\"\",\"\",INDIRECT(\"'Fixture Schedule'!K\"&MOD(ROW(A492)-52,50)+9)))","v":""},"",{"$f":"IF(A492=\"\",\"\",INDIRECT(\"'Fixture Schedule'!L\"&MOD(ROW(A492)-52,50)+9))","v":""},null,null,null,null,null,null,null,null,null,null,null,null,null,{"$f":"INDIRECT(\"'Space-by-Space Method'!\"&SUBSTITUTE(ADDRESS(1,MOD(ROW(A492)-52,50)+10,4),\"1\",\"\")&ROUNDDOWN((ROW(A492)-52)/50,0)+4)","v":0},{"$f":"LEFT(INDIRECT(\"'Space-by-Space Method'!BJ\"&ROUNDDOWN((ROW(A492)-52)/50,0)+4),3)","v":""},{"$f":"INDIRECT(\"'Fixture Schedule'!L\"&MOD(ROW(A492)-52,50)+9)","v":0},{"$f":"INDIRECT(\"'Fixture Schedule'!O\"&MOD(ROW(A492)-52,50)+9)","v":0},{"$f":"INDIRECT(\"'Space-by-Space Method'!F\"&ROUNDDOWN((ROW(A492)-52)/50,0)+4)","v":0},{"$f":"INDIRECT(\"'Fixture Schedule'!L\"&MOD(ROW(A492)-52,50)+9)","v":0},{"$f":"INDIRECT(\"'Space-by-Space Method'!D\"&ROUNDDOWN((ROW(A492)-52)/50,0)+4)","v":0},{"$f":"INDIRECT(\"'Space-by-Space Method'!E\"&ROUNDDOWN((ROW(A492)-52)/50,0)+4)","v":1}]
[{"$f":"IF(InteriorCalcType=2,IF(OR(AM493=0,AN493=\"DNQ\")=TRUE,\"\",INDIRECT(\"'Fixture Schedule'!M\"&MOD(ROW(A493)-52,50)+9)),\"\")","v":""},{"$f":"IF(A493=\"\",\"\",INDIRECT(\"'Fixture Schedule'!E\"&MOD(ROW(A493)-52,50)+9))","v":""},{"$f":"IF(A493=\"\",\"\",INDIRECT(\"'Fixture Schedule'!F\"&MOD(ROW(A493)-52,50)+9))","v":""},{"$f":"IF(A493=\"\",\"\",INDIRECT(\"'Fixture Schedule'!L\"&MOD(ROW(A493)-52,50)+9))","v":""},"",null,null,{"$f":"IF(A493=\"\",\"\",IF(AP493=1,Summary!$C$12*(AO493)/(SUM('Space-by-Space Method'!$BO$4:$BO$78,SUM('Exterior Lighting'!$BL$5:$BL$25))),0))","v":""},{"$f":"IF(A493=\"\",\"\",IF(START!$B$34=1,INDIRECT(\"'Space-by-Space Method'!\"&SUBSTITUTE(ADDRESS(1,MOD(ROW(A493)-52,50)+10,4),\"1\",\"\")&ROUNDDOWN((ROW(A493)-52)/50,0)+4),\"\"))","v":""},{"$f":"IF(A493=\"\",\"\",IF(AP493=1,Summary!$F$11*(AO493)/(SUM('Space-by-Space Method'!$BO$4:$BO$78,SUM('Exterior Lighting'!$BL$5:$BL$25))),0))","v":""},{"$f":"IF(A493=\"\",\"\",IF(AP493=1,Summary!$E$11*(AO493)/(SUM('Space-by-Space Method'!$BO$4:$BO$78,SUM('Exterior Lighting'!$BL$5:$BL$25))),0))","v":""},{"$f":"IF(A493=\"\",\"\",IF(AP493=1,Summary!$G$11*(AO493)/(SUM('Space-by-Space Method'!$BO$4:$BO$78,SUM('Exterior Lighting'!$BL$5:$BL$25))),0))","v":""},{"$f":"IF(A493=\"\",\"\",IF(AP493=1,Summary!$H$11*(AO493)/(SUM('Space-by-Space Method'!$BO$4:$BO$78)),0))","v":""},{"$f":"IF(A493=\"\",\"\",IF(AP493=1,Summary!$I$11*(AO493)/(SUM('Space-by-Space Method'!$BO$4:$BO$78)),0))","v":""},null,null,null,{"$f":"IF(A493=\"\",\"\",IF(START!$B$34=2,INDIRECT(\"'Space-by-Space Method'!\"&SUBSTITUTE(ADDRESS(1,MOD(ROW(A493)-52,50)+10,4),\"1\",\"\")&ROUNDDOWN((ROW(A493)-52)/50,0)+4),\"\"))","v":""},{"$f":"IF(A493=\"\",\"\",INDIRECT(\"'Space-by-Space Method'!C\"&ROUNDDOWN((ROW(A493)-52)/50,0)+4))","v":""},{"$f":"IF(A493=\"\",\"\",IF(COUNTIF(CommonSpaceTypes,AQ493)>0,INDIRECT(\"'Space-by-Space Method'!F\"&ROUNDDOWN((ROW(A493)-52)/50,0)+4),\"\"))","v":""},{"$f":"IF(A493=\"\",\"\",IF(COUNTIF(BuildingSpecificSpaceTypes,AQ493)>0,INDIRECT(\"'Space-by-Space Method'!F\"&ROUNDDOWN((ROW(A493)-52)/50,0)+4),\"\"))","v":""},{"$f":"IF(A493=\"\",\"\",INDIRECT(\"'Fixture Schedule'!D\"&MOD(ROW(A493)-52,50)+9))","v":""},{"$f":"IF(A493=\"\",\"\",IF(AR493=\"\",\"\",INDIRECT(\"'Fixture Schedule'!K\"&MOD(ROW(A493)-52,50)+9)))","v":""},"",{"$f":"IF(A493=\"\",\"\",INDIRECT(\"'Fixture Schedule'!L\"&MOD(ROW(A493)-52,50)+9))","v":""},null,null,null,null,null,null,null,null,null,null,null,null,null,{"$f":"INDIRECT(\"'Space-by-Space Method'!\"&SUBSTITUTE(ADDRESS(1,MOD(ROW(A493)-52,50)+10,4),\"1\",\"\")&ROUNDDOWN((ROW(A493)-52)/50,0)+4)","v":0},{"$f":"LEFT(INDIRECT(\"'Space-by-Space Method'!BJ\"&ROUNDDOWN((ROW(A493)-52)/50,0)+4),3)","v":""},{"$f":"INDIRECT(\"'Fixture Schedule'!L\"&MOD(ROW(A493)-52,50)+9)","v":0},{"$f":"INDIRECT(\"'Fixture Schedule'!O\"&MOD(ROW(A493)-52,50)+9)","v":0},{"$f":"INDIRECT(\"'Space-by-Space Method'!F\"&ROUNDDOWN((ROW(A493)-52)/50,0)+4)","v":0},{"$f":"INDIRECT(\"'Fixture Schedule'!L\"&MOD(ROW(A493)-52,50)+9)","v":0},{"$f":"INDIRECT(\"'Space-by-Space Method'!D\"&ROUNDDOWN((ROW(A493)-52)/50,0)+4)","v":0},{"$f":"INDIRECT(\"'Space-by-Space Method'!E\"&ROUNDDOWN((ROW(A493)-52)/50,0)+4)","v":1}]
[{"$f":"IF(InteriorCalcType=2,IF(OR(AM494=0,AN494=\"DNQ\")=TRUE,\"\",INDIRECT(\"'Fixture Schedule'!M\"&MOD(ROW(A494)-52,50)+9)),\"\")","v":""},{"$f":"IF(A494=\"\",\"\",INDIRECT(\"'Fixture Schedule'!E\"&MOD(ROW(A494)-52,50)+9))","v":""},{"$f":"IF(A494=\"\",\"\",INDIRECT(\"'Fixture Schedule'!F\"&MOD(ROW(A494)-52,50)+9))","v":""},{"$f":"IF(A494=\"\",\"\",INDIRECT(\"'Fixture Schedule'!L\"&MOD(ROW(A494)-52,50)+9))","v":""},"",null,null,{"$f":"IF(A494=\"\",\"\",IF(AP494=1,Summary!$C$12*(AO494)/(SUM('Space-by-Space Method'!$BO$4:$BO$78,SUM('Exterior Lighting'!$BL$5:$BL$25))),0))","v":""},{"$f":"IF(A494=\"\",\"\",IF(START!$B$34=1,INDIRECT(\"'Space-by-Space Method'!\"&SUBSTITUTE(ADDRESS(1,MOD(ROW(A494)-52,50)+10,4),\"1\",\"\")&ROUNDDOWN((ROW(A494)-52)/50,0)+4),\"\"))","v":""},{"$f":"IF(A494=\"\",\"\",IF(AP494=1,Summary!$F$11*(AO494)/(SUM('Space-by-Space Method'!$BO$4:$BO$78,SUM('Exterior Lighting'!$BL$5:$BL$25))),0))","v":""},{"$f":"IF(A494=\"\",\"\",IF(AP494=1,Summary!$E$11*(AO494)/(SUM('Space-by-Space Method'!$BO$4:$BO$78,SUM('Exterior Lighting'!$BL$5:$BL$25))),0))","v":""},{"$f":"IF(A494=\"\",\"\",IF(AP494=1,Summary!$G$11*(AO494)/(SUM('Space-by-Space Method'!$BO$4:$BO$78,SUM('Exterior Lighting'!$BL$5:$BL$25))),0))","v":""},{"$f":"IF(A494=\"\",\"\",IF(AP494=1,Summary!$H$11*(AO494)/(SUM('Space-by-Space Method'!$BO$4:$BO$78)),0))","v":""},{"$f":"IF(A494=\"\",\"\",IF(AP494=1,Summary!$I$11*(AO494)/(SUM('Space-by-Space Method'!$BO$4:$BO$78)),0))","v":""},null,null,null,{"$f":"IF(A494=\"\",\"\",IF(START!$B$34=2,INDIRECT(\"'Space-by-Space Method'!\"&SUBSTITUTE(ADDRESS(1,MOD(ROW(A494)-52,50)+10,4),\"1\",\"\")&ROUNDDOWN((ROW(A494)-52)/50,0)+4),\"\"))","v":""},{"$f":"IF(A494=\"\",\"\",INDIRECT(\"'Space-by-Space Method'!C\"&ROUNDDOWN((ROW(A494)-52)/50,0)+4))","v":""},{"$f":"IF(A494=\"\",\"\",IF(COUNTIF(CommonSpaceTypes,AQ494)>0,INDIRECT(\"'Space-by-Space Method'!F\"&ROUNDDOWN((ROW(A494)-52)/50,0)+4),\"\"))","v":""},{"$f":"IF(A494=\"\",\"\",IF(COUNTIF(BuildingSpecificSpaceTypes,AQ494)>0,INDIRECT(\"'Space-by-Space Method'!F\"&ROUNDDOWN((ROW(A494)-52)/50,0)+4),\"\"))","v":""},{"$f":"IF(A494=\"\",\"\",INDIRECT(\"'Fixture Schedule'!D\"&MOD(ROW(A494)-52,50)+9))","v":""},{"$f":"IF(A494=\"\",\"\",IF(AR494=\"\",\"\",INDIRECT(\"'Fixture Schedule'!K\"&MOD(ROW(A494)-52,50)+9)))","v":""},"",{"$f":"IF(A494=\"\",\"\",INDIRECT(\"'Fixture Schedule'!L\"&MOD(ROW(A494)-52,50)+9))","v":""},null,null,null,null,null,null,null,null,null,null,null,null,null,{"$f":"INDIRECT(\"'Space-by-Space Method'!\"&SUBSTITUTE(ADDRESS(1,MOD(ROW(A494)-52,50)+10,4),\"1\",\"\")&ROUNDDOWN((ROW(A494)-52)/50,0)+4)","v":0},{"$f":"LEFT(INDIRECT(\"'Space-by-Space Method'!BJ\"&ROUNDDOWN((ROW(A494)-52)/50,0)+4),3)","v":""},{"$f":"INDIRECT(\"'Fixture Schedule'!L\"&MOD(ROW(A494)-52,50)+9)","v":0},{"$f":"INDIRECT(\"'Fixture Schedule'!O\"&MOD(ROW(A494)-52,50)+9)","v":0},{"$f":"INDIRECT(\"'Space-by-Space Method'!F\"&ROUNDDOWN((ROW(A494)-52)/50,0)+4)","v":0},{"$f":"INDIRECT(\"'Fixture Schedule'!L\"&MOD(ROW(A494)-52,50)+9)","v":0},{"$f":"INDIRECT(\"'Space-by-Space Method'!D\"&ROUNDDOWN((ROW(A494)-52)/50,0)+4)","v":0},{"$f":"INDIRECT(\"'Space-by-Space Method'!E\"&ROUNDDOWN((ROW(A494)-52)/50,0)+4)","v":1}]
[{"$f":"IF(InteriorCalcType=2,IF(OR(AM495=0,AN495=\"DNQ\")=TRUE,\"\",INDIRECT(\"'Fixture Schedule'!M\"&MOD(ROW(A495)-52,50)+9)),\"\")","v":""},{"$f":"IF(A495=\"\",\"\",INDIRECT(\"'Fixture Schedule'!E\"&MOD(ROW(A495)-52,50)+9))","v":""},{"$f":"IF(A495=\"\",\"\",INDIRECT(\"'Fixture Schedule'!F\"&MOD(ROW(A495)-52,50)+9))","v":""},{"$f":"IF(A495=\"\",\"\",INDIRECT(\"'Fixture Schedule'!L\"&MOD(ROW(A495)-52,50)+9))","v":""},"",null,null,{"$f":"IF(A495=\"\",\"\",IF(AP495=1,Summary!$C$12*(AO495)/(SUM('Space-by-Space Method'!$BO$4:$BO$78,SUM('Exterior Lighting'!$BL$5:$BL$25))),0))","v":""},{"$f":"IF(A495=\"\",\"\",IF(START!$B$34=1,INDIRECT(\"'Space-by-Space Method'!\"&SUBSTITUTE(ADDRESS(1,MOD(ROW(A495)-52,50)+10,4),\"1\",\"\")&ROUNDDOWN((ROW(A495)-52)/50,0)+4),\"\"))","v":""},{"$f":"IF(A495=\"\",\"\",IF(AP495=1,Summary!$F$11*(AO495)/(SUM('Space-by-Space Method'!$BO$4:$BO$78,SUM('Exterior Lighting'!$BL$5:$BL$25))),0))","v":""},{"$f":"IF(A495=\"\",\"\",IF(AP495=1,Summary!$E$11*(AO495)/(SUM('Space-by-Space Method'!$BO$4:$BO$78,SUM('Exterior Lighting'!$BL$5:$BL$25))),0))","v":""},{"$f":"IF(A495=\"\",\"\",IF(AP495=1,Summary!$G$11*(AO495)/(SUM('Space-by-Space Method'!$BO$4:$BO$78,SUM('Exterior Lighting'!$BL$5:$BL$25))),0))","v":""},{"$f":"IF(A495=\"\",\"\",IF(AP495=1,Summary!$H$11*(AO495)/(SUM('Space-by-Space Method'!$BO$4:$BO$78)),0))","v":""},{"$f":"IF(A495=\"\",\"\",IF(AP495=1,Summary!$I$11*(AO495)/(SUM('Space-by-Space Method'!$BO$4:$BO$78)),0))","v":""},null,null,null,{"$f":"IF(A495=\"\",\"\",IF(START!$B$34=2,INDIRECT(\"'Space-by-Space Method'!\"&SUBSTITUTE(ADDRESS(1,MOD(ROW(A495)-52,50)+10,4),\"1\",\"\")&ROUNDDOWN((ROW(A495)-52)/50,0)+4),\"\"))","v":""},{"$f":"IF(A495=\"\",\"\",INDIRECT(\"'Space-by-Space Method'!C\"&ROUNDDOWN((ROW(A495)-52)/50,0)+4))","v":""},{"$f":"IF(A495=\"\",\"\",IF(COUNTIF(CommonSpaceTypes,AQ495)>0,INDIRECT(\"'Space-by-Space Method'!F\"&ROUNDDOWN((ROW(A495)-52)/50,0)+4),\"\"))","v":""},{"$f":"IF(A495=\"\",\"\",IF(COUNTIF(BuildingSpecificSpaceTypes,AQ495)>0,INDIRECT(\"'Space-by-Space Method'!F\"&ROUNDDOWN((ROW(A495)-52)/50,0)+4),\"\"))","v":""},{"$f":"IF(A495=\"\",\"\",INDIRECT(\"'Fixture Schedule'!D\"&MOD(ROW(A495)-52,50)+9))","v":""},{"$f":"IF(A495=\"\",\"\",IF(AR495=\"\",\"\",INDIRECT(\"'Fixture Schedule'!K\"&MOD(ROW(A495)-52,50)+9)))","v":""},"",{"$f":"IF(A495=\"\",\"\",INDIRECT(\"'Fixture Schedule'!L\"&MOD(ROW(A495)-52,50)+9))","v":""},null,null,null,null,null,null,null,null,null,null,null,null,null,{"$f":"INDIRECT(\"'Space-by-Space Method'!\"&SUBSTITUTE(ADDRESS(1,MOD(ROW(A495)-52,50)+10,4),\"1\",\"\")&ROUNDDOWN((ROW(A495)-52)/50,0)+4)","v":0},{"$f":"LEFT(INDIRECT(\"'Space-by-Space Method'!BJ\"&ROUNDDOWN((ROW(A495)-52)/50,0)+4),3)","v":""},{"$f":"INDIRECT(\"'Fixture Schedule'!L\"&MOD(ROW(A495)-52,50)+9)","v":0},{"$f":"INDIRECT(\"'Fixture Schedule'!O\"&MOD(ROW(A495)-52,50)+9)","v":0},{"$f":"INDIRECT(\"'Space-by-Space Method'!F\"&ROUNDDOWN((ROW(A495)-52)/50,0)+4)","v":0},{"$f":"INDIRECT(\"'Fixture Schedule'!L\"&MOD(ROW(A495)-52,50)+9)","v":0},{"$f":"INDIRECT(\"'Space-by-Space Method'!D\"&ROUNDDOWN((ROW(A495)-52)/50,0)+4)","v":0},{"$f":"INDIRECT(\"'Space-by-Space Method'!E\"&ROUNDDOWN((ROW(A495)-52)/50,0)+4)","v":1}]
[{"$f":"IF(InteriorCalcType=2,IF(OR(AM496=0,AN496=\"DNQ\")=TRUE,\"\",INDIRECT(\"'Fixture Schedule'!M\"&MOD(ROW(A496)-52,50)+9)),\"\")","v":""},{"$f":"IF(A496=\"\",\"\",INDIRECT(\"'Fixture Schedule'!E\"&MOD(ROW(A496)-52,50)+9))","v":""},{"$f":"IF(A496=\"\",\"\",INDIRECT(\"'Fixture Schedule'!F\"&MOD(ROW(A496)-52,50)+9))","v":""},{"$f":"IF(A496=\"\",\"\",INDIRECT(\"'Fixture Schedule'!L\"&MOD(ROW(A496)-52,50)+9))","v":""},"",null,null,{"$f":"IF(A496=\"\",\"\",IF(AP496=1,Summary!$C$12*(AO496)/(SUM('Space-by-Space Method'!$BO$4:$BO$78,SUM('Exterior Lighting'!$BL$5:$BL$25))),0))","v":""},{"$f":"IF(A496=\"\",\"\",IF(START!$B$34=1,INDIRECT(\"'Space-by-Space Method'!\"&SUBSTITUTE(ADDRESS(1,MOD(ROW(A496)-52,50)+10,4),\"1\",\"\")&ROUNDDOWN((ROW(A496)-52)/50,0)+4),\"\"))","v":""},{"$f":"IF(A496=\"\",\"\",IF(AP496=1,Summary!$F$11*(AO496)/(SUM('Space-by-Space Method'!$BO$4:$BO$78,SUM('Exterior Lighting'!$BL$5:$BL$25))),0))","v":""},{"$f":"IF(A496=\"\",\"\",IF(AP496=1,Summary!$E$11*(AO496)/(SUM('Space-by-Space Method'!$BO$4:$BO$78,SUM('Exterior Lighting'!$BL$5:$BL$25))),0))","v":""},{"$f":"IF(A496=\"\",\"\",IF(AP496=1,Summary!$G$11*(AO496)/(SUM('Space-by-Space Method'!$BO$4:$BO$78,SUM('Exterior Lighting'!$BL$5:$BL$25))),0))","v":""},{"$f":"IF(A496=\"\",\"\",IF(AP496=1,Summary!$H$11*(AO496)/(SUM('Space-by-Space Method'!$BO$4:$BO$78)),0))","v":""},{"$f":"IF(A496=\"\",\"\",IF(AP496=1,Summary!$I$11*(AO496)/(SUM('Space-by-Space Method'!$BO$4:$BO$78)),0))","v":""},null,null,null,{"$f":"IF(A496=\"\",\"\",IF(START!$B$34=2,INDIRECT(\"'Space-by-Space Method'!\"&SUBSTITUTE(ADDRESS(1,MOD(ROW(A496)-52,50)+10,4),\"1\",\"\")&ROUNDDOWN((ROW(A496)-52)/50,0)+4),\"\"))","v":""},{"$f":"IF(A496=\"\",\"\",INDIRECT(\"'Space-by-Space Method'!C\"&ROUNDDOWN((ROW(A496)-52)/50,0)+4))","v":""},{"$f":"IF(A496=\"\",\"\",IF(COUNTIF(CommonSpaceTypes,AQ496)>0,INDIRECT(\"'Space-by-Space Method'!F\"&ROUNDDOWN((ROW(A496)-52)/50,0)+4),\"\"))","v":""},{"$f":"IF(A496=\"\",\"\",IF(COUNTIF(BuildingSpecificSpaceTypes,AQ496)>0,INDIRECT(\"'Space-by-Space Method'!F\"&ROUNDDOWN((ROW(A496)-52)/50,0)+4),\"\"))","v":""},{"$f":"IF(A496=\"\",\"\",INDIRECT(\"'Fixture Schedule'!D\"&MOD(ROW(A496)-52,50)+9))","v":""},{"$f":"IF(A496=\"\",\"\",IF(AR496=\"\",\"\",INDIRECT(\"'Fixture Schedule'!K\"&MOD(ROW(A496)-52,50)+9)))","v":""},"",{"$f":"IF(A496=\"\",\"\",INDIRECT(\"'Fixture Schedule'!L\"&MOD(ROW(A496)-52,50)+9))","v":""},null,null,null,null,null,null,null,null,null,null,null,null,null,{"$f":"INDIRECT(\"'Space-by-Space Method'!\"&SUBSTITUTE(ADDRESS(1,MOD(ROW(A496)-52,50)+10,4),\"1\",\"\")&ROUNDDOWN((ROW(A496)-52)/50,0)+4)","v":0},{"$f":"LEFT(INDIRECT(\"'Space-by-Space Method'!BJ\"&ROUNDDOWN((ROW(A496)-52)/50,0)+4),3)","v":""},{"$f":"INDIRECT(\"'Fixture Schedule'!L\"&MOD(ROW(A496)-52,50)+9)","v":0},{"$f":"INDIRECT(\"'Fixture Schedule'!O\"&MOD(ROW(A496)-52,50)+9)","v":0},{"$f":"INDIRECT(\"'Space-by-Space Method'!F\"&ROUNDDOWN((ROW(A496)-52)/50,0)+4)","v":0},{"$f":"INDIRECT(\"'Fixture Schedule'!L\"&MOD(ROW(A496)-52,50)+9)","v":0},{"$f":"INDIRECT(\"'Space-by-Space Method'!D\"&ROUNDDOWN((ROW(A496)-52)/50,0)+4)","v":0},{"$f":"INDIRECT(\"'Space-by-Space Method'!E\"&ROUNDDOWN((ROW(A496)-52)/50,0)+4)","v":1}]
[{"$f":"IF(InteriorCalcType=2,IF(OR(AM497=0,AN497=\"DNQ\")=TRUE,\"\",INDIRECT(\"'Fixture Schedule'!M\"&MOD(ROW(A497)-52,50)+9)),\"\")","v":""},{"$f":"IF(A497=\"\",\"\",INDIRECT(\"'Fixture Schedule'!E\"&MOD(ROW(A497)-52,50)+9))","v":""},{"$f":"IF(A497=\"\",\"\",INDIRECT(\"'Fixture Schedule'!F\"&MOD(ROW(A497)-52,50)+9))","v":""},{"$f":"IF(A497=\"\",\"\",INDIRECT(\"'Fixture Schedule'!L\"&MOD(ROW(A497)-52,50)+9))","v":""},"",null,null,{"$f":"IF(A497=\"\",\"\",IF(AP497=1,Summary!$C$12*(AO497)/(SUM('Space-by-Space Method'!$BO$4:$BO$78,SUM('Exterior Lighting'!$BL$5:$BL$25))),0))","v":""},{"$f":"IF(A497=\"\",\"\",IF(START!$B$34=1,INDIRECT(\"'Space-by-Space Method'!\"&SUBSTITUTE(ADDRESS(1,MOD(ROW(A497)-52,50)+10,4),\"1\",\"\")&ROUNDDOWN((ROW(A497)-52)/50,0)+4),\"\"))","v":""},{"$f":"IF(A497=\"\",\"\",IF(AP497=1,Summary!$F$11*(AO497)/(SUM('Space-by-Space Method'!$BO$4:$BO$78,SUM('Exterior Lighting'!$BL$5:$BL$25))),0))","v":""},{"$f":"IF(A497=\"\",\"\",IF(AP497=1,Summary!$E$11*(AO497)/(SUM('Space-by-Space Method'!$BO$4:$BO$78,SUM('Exterior Lighting'!$BL$5:$BL$25))),0))","v":""},{"$f":"IF(A497=\"\",\"\",IF(AP497=1,Summary!$G$11*(AO497)/(SUM('Space-by-Space Method'!$BO$4:$BO$78,SUM('Exterior Lighting'!$BL$5:$BL$25))),0))","v":""},{"$f":"IF(A497=\"\",\"\",IF(AP497=1,Summary!$H$11*(AO497)/(SUM('Space-by-Space Method'!$BO$4:$BO$78)),0))","v":""},{"$f":"IF(A497=\"\",\"\",IF(AP497=1,Summary!$I$11*(AO497)/(SUM('Space-by-Space Method'!$BO$4:$BO$78)),0))","v":""},null,null,null,{"$f":"IF(A497=\"\",\"\",IF(START!$B$34=2,INDIRECT(\"'Space-by-Space Method'!\"&SUBSTITUTE(ADDRESS(1,MOD(ROW(A497)-52,50)+10,4),\"1\",\"\")&ROUNDDOWN((ROW(A497)-52)/50,0)+4),\"\"))","v":""},{"$f":"IF(A497=\"\",\"\",INDIRECT(\"'Space-by-Space Method'!C\"&ROUNDDOWN((ROW(A497)-52)/50,0)+4))","v":""},{"$f":"IF(A497=\"\",\"\",IF(COUNTIF(CommonSpaceTypes,AQ497)>0,INDIRECT(\"'Space-by-Space Method'!F\"&ROUNDDOWN((ROW(A497)-52)/50,0)+4),\"\"))","v":""},{"$f":"IF(A497=\"\",\"\",IF(COUNTIF(BuildingSpecificSpaceTypes,AQ497)>0,INDIRECT(\"'Space-by-Space Method'!F\"&ROUNDDOWN((ROW(A497)-52)/50,0)+4),\"\"))","v":""},{"$f":"IF(A497=\"\",\"\",INDIRECT(\"'Fixture Schedule'!D\"&MOD(ROW(A497)-52,50)+9))","v":""},{"$f":"IF(A497=\"\",\"\",IF(AR497=\"\",\"\",INDIRECT(\"'Fixture Schedule'!K\"&MOD(ROW(A497)-52,50)+9)))","v":""},"",{"$f":"IF(A497=\"\",\"\",INDIRECT(\"'Fixture Schedule'!L\"&MOD(ROW(A497)-52,50)+9))","v":""},null,null,null,null,null,null,null,null,null,null,null,null,null,{"$f":"INDIRECT(\"'Space-by-Space Method'!\"&SUBSTITUTE(ADDRESS(1,MOD(ROW(A497)-52,50)+10,4),\"1\",\"\")&ROUNDDOWN((ROW(A497)-52)/50,0)+4)","v":0},{"$f":"LEFT(INDIRECT(\"'Space-by-Space Method'!BJ\"&ROUNDDOWN((ROW(A497)-52)/50,0)+4),3)","v":""},{"$f":"INDIRECT(\"'Fixture Schedule'!L\"&MOD(ROW(A497)-52,50)+9)","v":0},{"$f":"INDIRECT(\"'Fixture Schedule'!O\"&MOD(ROW(A497)-52,50)+9)","v":0},{"$f":"INDIRECT(\"'Space-by-Space Method'!F\"&ROUNDDOWN((ROW(A497)-52)/50,0)+4)","v":0},{"$f":"INDIRECT(\"'Fixture Schedule'!L\"&MOD(ROW(A497)-52,50)+9)","v":0},{"$f":"INDIRECT(\"'Space-by-Space Method'!D\"&ROUNDDOWN((ROW(A497)-52)/50,0)+4)","v":0},{"$f":"INDIRECT(\"'Space-by-Space Method'!E\"&ROUNDDOWN((ROW(A497)-52)/50,0)+4)","v":1}]
[{"$f":"IF(InteriorCalcType=2,IF(OR(AM498=0,AN498=\"DNQ\")=TRUE,\"\",INDIRECT(\"'Fixture Schedule'!M\"&MOD(ROW(A498)-52,50)+9)),\"\")","v":""},{"$f":"IF(A498=\"\",\"\",INDIRECT(\"'Fixture Schedule'!E\"&MOD(ROW(A498)-52,50)+9))","v":""},{"$f":"IF(A498=\"\",\"\",INDIRECT(\"'Fixture Schedule'!F\"&MOD(ROW(A498)-52,50)+9))","v":""},{"$f":"IF(A498=\"\",\"\",INDIRECT(\"'Fixture Schedule'!L\"&MOD(ROW(A498)-52,50)+9))","v":""},"",null,null,{"$f":"IF(A498=\"\",\"\",IF(AP498=1,Summary!$C$12*(AO498)/(SUM('Space-by-Space Method'!$BO$4:$BO$78,SUM('Exterior Lighting'!$BL$5:$BL$25))),0))","v":""},{"$f":"IF(A498=\"\",\"\",IF(START!$B$34=1,INDIRECT(\"'Space-by-Space Method'!\"&SUBSTITUTE(ADDRESS(1,MOD(ROW(A498)-52,50)+10,4),\"1\",\"\")&ROUNDDOWN((ROW(A498)-52)/50,0)+4),\"\"))","v":""},{"$f":"IF(A498=\"\",\"\",IF(AP498=1,Summary!$F$11*(AO498)/(SUM('Space-by-Space Method'!$BO$4:$BO$78,SUM('Exterior Lighting'!$BL$5:$BL$25))),0))","v":""},{"$f":"IF(A498=\"\",\"\",IF(AP498=1,Summary!$E$11*(AO498)/(SUM('Space-by-Space Method'!$BO$4:$BO$78,SUM('Exterior Lighting'!$BL$5:$BL$25))),0))","v":""},{"$f":"IF(A498=\"\",\"\",IF(AP498=1,Summary!$G$11*(AO498)/(SUM('Space-by-Space Method'!$BO$4:$BO$78,SUM('Exterior Lighting'!$BL$5:$BL$25))),0))","v":""},{"$f":"IF(A498=\"\",\"\",IF(AP498=1,Summary!$H$11*(AO498)/(SUM('Space-by-Space Method'!$BO$4:$BO$78)),0))","v":""},{"$f":"IF(A498=\"\",\"\",IF(AP498=1,Summary!$I$11*(AO498)/(SUM('Space-by-Space Method'!$BO$4:$BO$78)),0))","v":""},null,null,null,{"$f":"IF(A498=\"\",\"\",IF(START!$B$34=2,INDIRECT(\"'Space-by-Space Method'!\"&SUBSTITUTE(ADDRESS(1,MOD(ROW(A498)-52,50)+10,4),\"1\",\"\")&ROUNDDOWN((ROW(A498)-52)/50,0)+4),\"\"))","v":""},{"$f":"IF(A498=\"\",\"\",INDIRECT(\"'Space-by-Space Method'!C\"&ROUNDDOWN((ROW(A498)-52)/50,0)+4))","v":""},{"$f":"IF(A498=\"\",\"\",IF(COUNTIF(CommonSpaceTypes,AQ498)>0,INDIRECT(\"'Space-by-Space Method'!F\"&ROUNDDOWN((ROW(A498)-52)/50,0)+4),\"\"))","v":""},{"$f":"IF(A498=\"\",\"\",IF(COUNTIF(BuildingSpecificSpaceTypes,AQ498)>0,INDIRECT(\"'Space-by-Space Method'!F\"&ROUNDDOWN((ROW(A498)-52)/50,0)+4),\"\"))","v":""},{"$f":"IF(A498=\"\",\"\",INDIRECT(\"'Fixture Schedule'!D\"&MOD(ROW(A498)-52,50)+9))","v":""},{"$f":"IF(A498=\"\",\"\",IF(AR498=\"\",\"\",INDIRECT(\"'Fixture Schedule'!K\"&MOD(ROW(A498)-52,50)+9)))","v":""},"",{"$f":"IF(A498=\"\",\"\",INDIRECT(\"'Fixture Schedule'!L\"&MOD(ROW(A498)-52,50)+9))","v":""},null,null,null,null,null,null,null,null,null,null,null,null,null,{"$f":"INDIRECT(\"'Space-by-Space Method'!\"&SUBSTITUTE(ADDRESS(1,MOD(ROW(A498)-52,50)+10,4),\"1\",\"\")&ROUNDDOWN((ROW(A498)-52)/50,0)+4)","v":0},{"$f":"LEFT(INDIRECT(\"'Space-by-Space Method'!BJ\"&ROUNDDOWN((ROW(A498)-52)/50,0)+4),3)","v":""},{"$f":"INDIRECT(\"'Fixture Schedule'!L\"&MOD(ROW(A498)-52,50)+9)","v":0},{"$f":"INDIRECT(\"'Fixture Schedule'!O\"&MOD(ROW(A498)-52,50)+9)","v":0},{"$f":"INDIRECT(\"'Space-by-Space Method'!F\"&ROUNDDOWN((ROW(A498)-52)/50,0)+4)","v":0},{"$f":"INDIRECT(\"'Fixture Schedule'!L\"&MOD(ROW(A498)-52,50)+9)","v":0},{"$f":"INDIRECT(\"'Space-by-Space Method'!D\"&ROUNDDOWN((ROW(A498)-52)/50,0)+4)","v":0},{"$f":"INDIRECT(\"'Space-by-Space Method'!E\"&ROUNDDOWN((ROW(A498)-52)/50,0)+4)","v":1}]
[{"$f":"IF(InteriorCalcType=2,IF(OR(AM499=0,AN499=\"DNQ\")=TRUE,\"\",INDIRECT(\"'Fixture Schedule'!M\"&MOD(ROW(A499)-52,50)+9)),\"\")","v":""},{"$f":"IF(A499=\"\",\"\",INDIRECT(\"'Fixture Schedule'!E\"&MOD(ROW(A499)-52,50)+9))","v":""},{"$f":"IF(A499=\"\",\"\",INDIRECT(\"'Fixture Schedule'!F\"&MOD(ROW(A499)-52,50)+9))","v":""},{"$f":"IF(A499=\"\",\"\",INDIRECT(\"'Fixture Schedule'!L\"&MOD(ROW(A499)-52,50)+9))","v":""},"",null,null,{"$f":"IF(A499=\"\",\"\",IF(AP499=1,Summary!$C$12*(AO499)/(SUM('Space-by-Space Method'!$BO$4:$BO$78,SUM('Exterior Lighting'!$BL$5:$BL$25))),0))","v":""},{"$f":"IF(A499=\"\",\"\",IF(START!$B$34=1,INDIRECT(\"'Space-by-Space Method'!\"&SUBSTITUTE(ADDRESS(1,MOD(ROW(A499)-52,50)+10,4),\"1\",\"\")&ROUNDDOWN((ROW(A499)-52)/50,0)+4),\"\"))","v":""},{"$f":"IF(A499=\"\",\"\",IF(AP499=1,Summary!$F$11*(AO499)/(SUM('Space-by-Space Method'!$BO$4:$BO$78,SUM('Exterior Lighting'!$BL$5:$BL$25))),0))","v":""},{"$f":"IF(A499=\"\",\"\",IF(AP499=1,Summary!$E$11*(AO499)/(SUM('Space-by-Space Method'!$BO$4:$BO$78,SUM('Exterior Lighting'!$BL$5:$BL$25))),0))","v":""},{"$f":"IF(A499=\"\",\"\",IF(AP499=1,Summary!$G$11*(AO499)/(SUM('Space-by-Space Method'!$BO$4:$BO$78,SUM('Exterior Lighting'!$BL$5:$BL$25))),0))","v":""},{"$f":"IF(A499=\"\",\"\",IF(AP499=1,Summary!$H$11*(AO499)/(SUM('Space-by-Space Method'!$BO$4:$BO$78)),0))","v":""},{"$f":"IF(A499=\"\",\"\",IF(AP499=1,Summary!$I$11*(AO499)/(SUM('Space-by-Space Method'!$BO$4:$BO$78)),0))","v":""},null,null,null,{"$f":"IF(A499=\"\",\"\",IF(START!$B$34=2,INDIRECT(\"'Space-by-Space Method'!\"&SUBSTITUTE(ADDRESS(1,MOD(ROW(A499)-52,50)+10,4),\"1\",\"\")&ROUNDDOWN((ROW(A499)-52)/50,0)+4),\"\"))","v":""},{"$f":"IF(A499=\"\",\"\",INDIRECT(\"'Space-by-Space Method'!C\"&ROUNDDOWN((ROW(A499)-52)/50,0)+4))","v":""},{"$f":"IF(A499=\"\",\"\",IF(COUNTIF(CommonSpaceTypes,AQ499)>0,INDIRECT(\"'Space-by-Space Method'!F\"&ROUNDDOWN((ROW(A499)-52)/50,0)+4),\"\"))","v":""},{"$f":"IF(A499=\"\",\"\",IF(COUNTIF(BuildingSpecificSpaceTypes,AQ499)>0,INDIRECT(\"'Space-by-Space Method'!F\"&ROUNDDOWN((ROW(A499)-52)/50,0)+4),\"\"))","v":""},{"$f":"IF(A499=\"\",\"\",INDIRECT(\"'Fixture Schedule'!D\"&MOD(ROW(A499)-52,50)+9))","v":""},{"$f":"IF(A499=\"\",\"\",IF(AR499=\"\",\"\",INDIRECT(\"'Fixture Schedule'!K\"&MOD(ROW(A499)-52,50)+9)))","v":""},"",{"$f":"IF(A499=\"\",\"\",INDIRECT(\"'Fixture Schedule'!L\"&MOD(ROW(A499)-52,50)+9))","v":""},null,null,null,null,null,null,null,null,null,null,null,null,null,{"$f":"INDIRECT(\"'Space-by-Space Method'!\"&SUBSTITUTE(ADDRESS(1,MOD(ROW(A499)-52,50)+10,4),\"1\",\"\")&ROUNDDOWN((ROW(A499)-52)/50,0)+4)","v":0},{"$f":"LEFT(INDIRECT(\"'Space-by-Space Method'!BJ\"&ROUNDDOWN((ROW(A499)-52)/50,0)+4),3)","v":""},{"$f":"INDIRECT(\"'Fixture Schedule'!L\"&MOD(ROW(A499)-52,50)+9)","v":0},{"$f":"INDIRECT(\"'Fixture Schedule'!O\"&MOD(ROW(A499)-52,50)+9)","v":0},{"$f":"INDIRECT(\"'Space-by-Space Method'!F\"&ROUNDDOWN((ROW(A499)-52)/50,0)+4)","v":0},{"$f":"INDIRECT(\"'Fixture Schedule'!L\"&MOD(ROW(A499)-52,50)+9)","v":0},{"$f":"INDIRECT(\"'Space-by-Space Method'!D\"&ROUNDDOWN((ROW(A499)-52)/50,0)+4)","v":0},{"$f":"INDIRECT(\"'Space-by-Space Method'!E\"&ROUNDDOWN((ROW(A499)-52)/50,0)+4)","v":1}]
[{"$f":"IF(InteriorCalcType=2,IF(OR(AM500=0,AN500=\"DNQ\")=TRUE,\"\",INDIRECT(\"'Fixture Schedule'!M\"&MOD(ROW(A500)-52,50)+9)),\"\")","v":""},{"$f":"IF(A500=\"\",\"\",INDIRECT(\"'Fixture Schedule'!E\"&MOD(ROW(A500)-52,50)+9))","v":""},{"$f":"IF(A500=\"\",\"\",INDIRECT(\"'Fixture Schedule'!F\"&MOD(ROW(A500)-52,50)+9))","v":""},{"$f":"IF(A500=\"\",\"\",INDIRECT(\"'Fixture Schedule'!L\"&MOD(ROW(A500)-52,50)+9))","v":""},"",null,null,{"$f":"IF(A500=\"\",\"\",IF(AP500=1,Summary!$C$12*(AO500)/(SUM('Space-by-Space Method'!$BO$4:$BO$78,SUM('Exterior Lighting'!$BL$5:$BL$25))),0))","v":""},{"$f":"IF(A500=\"\",\"\",IF(START!$B$34=1,INDIRECT(\"'Space-by-Space Method'!\"&SUBSTITUTE(ADDRESS(1,MOD(ROW(A500)-52,50)+10,4),\"1\",\"\")&ROUNDDOWN((ROW(A500)-52)/50,0)+4),\"\"))","v":""},{"$f":"IF(A500=\"\",\"\",IF(AP500=1,Summary!$F$11*(AO500)/(SUM('Space-by-Space Method'!$BO$4:$BO$78,SUM('Exterior Lighting'!$BL$5:$BL$25))),0))","v":""},{"$f":"IF(A500=\"\",\"\",IF(AP500=1,Summary!$E$11*(AO500)/(SUM('Space-by-Space Method'!$BO$4:$BO$78,SUM('Exterior Lighting'!$BL$5:$BL$25))),0))","v":""},{"$f":"IF(A500=\"\",\"\",IF(AP500=1,Summary!$G$11*(AO500)/(SUM('Space-by-Space Method'!$BO$4:$BO$78,SUM('Exterior Lighting'!$BL$5:$BL$25))),0))","v":""},{"$f":"IF(A500=\"\",\"\",IF(AP500=1,Summary!$H$11*(AO500)/(SUM('Space-by-Space Method'!$BO$4:$BO$78)),0))","v":""},{"$f":"IF(A500=\"\",\"\",IF(AP500=1,Summary!$I$11*(AO500)/(SUM('Space-by-Space Method'!$BO$4:$BO$78)),0))","v":""},null,null,null,{"$f":"IF(A500=\"\",\"\",IF(START!$B$34=2,INDIRECT(\"'Space-by-Space Method'!\"&SUBSTITUTE(ADDRESS(1,MOD(ROW(A500)-52,50)+10,4),\"1\",\"\")&ROUNDDOWN((ROW(A500)-52)/50,0)+4),\"\"))","v":""},{"$f":"IF(A500=\"\",\"\",INDIRECT(\"'Space-by-Space Method'!C\"&ROUNDDOWN((ROW(A500)-52)/50,0)+4))","v":""},{"$f":"IF(A500=\"\",\"\",IF(COUNTIF(CommonSpaceTypes,AQ500)>0,INDIRECT(\"'Space-by-Space Method'!F\"&ROUNDDOWN((ROW(A500)-52)/50,0)+4),\"\"))","v":""},{"$f":"IF(A500=\"\",\"\",IF(COUNTIF(BuildingSpecificSpaceTypes,AQ500)>0,INDIRECT(\"'Space-by-Space Method'!F\"&ROUNDDOWN((ROW(A500)-52)/50,0)+4),\"\"))","v":""},{"$f":"IF(A500=\"\",\"\",INDIRECT(\"'Fixture Schedule'!D\"&MOD(ROW(A500)-52,50)+9))","v":""},{"$f":"IF(A500=\"\",\"\",IF(AR500=\"\",\"\",INDIRECT(\"'Fixture Schedule'!K\"&MOD(ROW(A500)-52,50)+9)))","v":""},"",{"$f":"IF(A500=\"\",\"\",INDIRECT(\"'Fixture Schedule'!L\"&MOD(ROW(A500)-52,50)+9))","v":""},null,null,null,null,null,null,null,null,null,null,null,null,null,{"$f":"INDIRECT(\"'Space-by-Space Method'!\"&SUBSTITUTE(ADDRESS(1,MOD(ROW(A500)-52,50)+10,4),\"1\",\"\")&ROUNDDOWN((ROW(A500)-52)/50,0)+4)","v":0},{"$f":"LEFT(INDIRECT(\"'Space-by-Space Method'!BJ\"&ROUNDDOWN((ROW(A500)-52)/50,0)+4),3)","v":""},{"$f":"INDIRECT(\"'Fixture Schedule'!L\"&MOD(ROW(A500)-52,50)+9)","v":0},{"$f":"INDIRECT(\"'Fixture Schedule'!O\"&MOD(ROW(A500)-52,50)+9)","v":0},{"$f":"INDIRECT(\"'Space-by-Space Method'!F\"&ROUNDDOWN((ROW(A500)-52)/50,0)+4)","v":0},{"$f":"INDIRECT(\"'Fixture Schedule'!L\"&MOD(ROW(A500)-52,50)+9)","v":0},{"$f":"INDIRECT(\"'Space-by-Space Method'!D\"&ROUNDDOWN((ROW(A500)-52)/50,0)+4)","v":0},{"$f":"INDIRECT(\"'Space-by-Space Method'!E\"&ROUNDDOWN((ROW(A500)-52)/50,0)+4)","v":1}]
[{"$f":"IF(InteriorCalcType=2,IF(OR(AM502=0,AN502=\"DNQ\")=TRUE,\"\",INDIRECT(\"'Fixture Schedule'!M\"&MOD(ROW(A502)-52,50)+9)),\"\")","v":""},{"$f":"IF(A502=\"\",\"\",INDIRECT(\"'Fixture Schedule'!E\"&MOD(ROW(A502)-52,50)+9))","v":""},{"$f":"IF(A502=\"\",\"\",INDIRECT(\"'Fixture Schedule'!F\"&MOD(ROW(A502)-52,50)+9))","v":""},{"$f":"IF(A502=\"\",\"\",INDIRECT(\"'Fixture Schedule'!L\"&MOD(ROW(A502)-52,50)+9))","v":""},"",null,null,{"$f":"IF(A502=\"\",\"\",IF(AP502=1,Summary!$C$12*(AO502)/(SUM('Space-by-Space Method'!$BO$4:$BO$78,SUM('Exterior Lighting'!$BL$5:$BL$25))),0))","v":""},{"$f":"IF(A502=\"\",\"\",IF(START!$B$34=1,INDIRECT(\"'Space-by-Space Method'!\"&SUBSTITUTE(ADDRESS(1,MOD(ROW(A502)-52,50)+10,4),\"1\",\"\")&ROUNDDOWN((ROW(A502)-52)/50,0)+4),\"\"))","v":""},{"$f":"IF(A502=\"\",\"\",IF(AP502=1,Summary!$F$11*(AO502)/(SUM('Space-by-Space Method'!$BO$4:$BO$78,SUM('Exterior Lighting'!$BL$5:$BL$25))),0))","v":""},{"$f":"IF(A502=\"\",\"\",IF(AP502=1,Summary!$E$11*(AO502)/(SUM('Space-by-Space Method'!$BO$4:$BO$78,SUM('Exterior Lighting'!$BL$5:$BL$25))),0))","v":""},{"$f":"IF(A502=\"\",\"\",IF(AP502=1,Summary!$G$11*(AO502)/(SUM('Space-by-Space Method'!$BO$4:$BO$78,SUM('Exterior Lighting'!$BL$5:$BL$25))),0))","v":""},{"$f":"IF(A502=\"\",\"\",IF(AP502=1,Summary!$H$11*(AO502)/(SUM('Space-by-Space Method'!$BO$4:$BO$78)),0))","v":""},{"$f":"IF(A502=\"\",\"\",IF(AP502=1,Summary!$I$11*(AO502)/(SUM('Space-by-Space Method'!$BO$4:$BO$78)),0))","v":""},null,null,null,{"$f":"IF(A502=\"\",\"\",IF(START!$B$34=2,INDIRECT(\"'Space-by-Space Method'!\"&SUBSTITUTE(ADDRESS(1,MOD(ROW(A502)-52,50)+10,4),\"1\",\"\")&ROUNDDOWN((ROW(A502)-52)/50,0)+4),\"\"))","v":""},{"$f":"IF(A502=\"\",\"\",INDIRECT(\"'Space-by-Space Method'!C\"&ROUNDDOWN((ROW(A502)-52)/50,0)+4))","v":""},{"$f":"IF(A502=\"\",\"\",IF(COUNTIF(CommonSpaceTypes,AQ502)>0,INDIRECT(\"'Space-by-Space Method'!F\"&ROUNDDOWN((ROW(A502)-52)/50,0)+4),\"\"))","v":""},{"$f":"IF(A502=\"\",\"\",IF(COUNTIF(BuildingSpecificSpaceTypes,AQ502)>0,INDIRECT(\"'Space-by-Space Method'!F\"&ROUNDDOWN((ROW(A502)-52)/50,0)+4),\"\"))","v":""},{"$f":"IF(A502=\"\",\"\",INDIRECT(\"'Fixture Schedule'!D\"&MOD(ROW(A502)-52,50)+9))","v":""},{"$f":"IF(A502=\"\",\"\",IF(AR502=\"\",\"\",INDIRECT(\"'Fixture Schedule'!K\"&MOD(ROW(A502)-52,50)+9)))","v":""},"",{"$f":"IF(A502=\"\",\"\",INDIRECT(\"'Fixture Schedule'!L\"&MOD(ROW(A502)-52,50)+9))","v":""},null,null,null,null,null,null,null,null,null,null,null,null,null,{"$f":"INDIRECT(\"'Space-by-Space Method'!\"&SUBSTITUTE(ADDRESS(1,MOD(ROW(A502)-52,50)+10,4),\"1\",\"\")&ROUNDDOWN((ROW(A502)-52)/50,0)+4)","v":0},{"$f":"LEFT(INDIRECT(\"'Space-by-Space Method'!BJ\"&ROUNDDOWN((ROW(A502)-52)/50,0)+4),3)","v":""},{"$f":"INDIRECT(\"'Fixture Schedule'!L\"&MOD(ROW(A502)-52,50)+9)","v":0},{"$f":"INDIRECT(\"'Fixture Schedule'!O\"&MOD(ROW(A502)-52,50)+9)","v":0},{"$f":"INDIRECT(\"'Space-by-Space Method'!F\"&ROUNDDOWN((ROW(A502)-52)/50,0)+4)","v":0},{"$f":"INDIRECT(\"'Fixture Schedule'!L\"&MOD(ROW(A502)-52,50)+9)","v":0},{"$f":"INDIRECT(\"'Space-by-Space Method'!D\"&ROUNDDOWN((ROW(A502)-52)/50,0)+4)","v":0},{"$f":"INDIRECT(\"'Space-by-Space Method'!E\"&ROUNDDOWN((ROW(A502)-52)/50,0)+4)","v":1}]
[{"$f":"IF(InteriorCalcType=2,IF(OR(AM511=0,AN511=\"DNQ\")=TRUE,\"\",INDIRECT(\"'Fixture Schedule'!M\"&MOD(ROW(A511)-52,50)+9)),\"\")","v":""},{"$f":"IF(A511=\"\",\"\",INDIRECT(\"'Fixture Schedule'!E\"&MOD(ROW(A511)-52,50)+9))","v":""},{"$f":"IF(A511=\"\",\"\",INDIRECT(\"'Fixture Schedule'!F\"&MOD(ROW(A511)-52,50)+9))","v":""},{"$f":"IF(A511=\"\",\"\",INDIRECT(\"'Fixture Schedule'!L\"&MOD(ROW(A511)-52,50)+9))","v":""},"",null,null,{"$f":"IF(A511=\"\",\"\",IF(AP511=1,Summary!$C$12*(AO511)/(SUM('Space-by-Space Method'!$BO$4:$BO$78,SUM('Exterior Lighting'!$BL$5:$BL$25))),0))","v":""},{"$f":"IF(A511=\"\",\"\",IF(START!$B$34=1,INDIRECT(\"'Space-by-Space Method'!\"&SUBSTITUTE(ADDRESS(1,MOD(ROW(A511)-52,50)+10,4),\"1\",\"\")&ROUNDDOWN((ROW(A511)-52)/50,0)+4),\"\"))","v":""},{"$f":"IF(A511=\"\",\"\",IF(AP511=1,Summary!$F$11*(AO511)/(SUM('Space-by-Space Method'!$BO$4:$BO$78,SUM('Exterior Lighting'!$BL$5:$BL$25))),0))","v":""},{"$f":"IF(A511=\"\",\"\",IF(AP511=1,Summary!$E$11*(AO511)/(SUM('Space-by-Space Method'!$BO$4:$BO$78,SUM('Exterior Lighting'!$BL$5:$BL$25))),0))","v":""},{"$f":"IF(A511=\"\",\"\",IF(AP511=1,Summary!$G$11*(AO511)/(SUM('Space-by-Space Method'!$BO$4:$BO$78,SUM('Exterior Lighting'!$BL$5:$BL$25))),0))","v":""},{"$f":"IF(A511=\"\",\"\",IF(AP511=1,Summary!$H$11*(AO511)/(SUM('Space-by-Space Method'!$BO$4:$BO$78)),0))","v":""},{"$f":"IF(A511=\"\",\"\",IF(AP511=1,Summary!$I$11*(AO511)/(SUM('Space-by-Space Method'!$BO$4:$BO$78)),0))","v":""},null,null,null,{"$f":"IF(A511=\"\",\"\",IF(START!$B$34=2,INDIRECT(\"'Space-by-Space Method'!\"&SUBSTITUTE(ADDRESS(1,MOD(ROW(A511)-52,50)+10,4),\"1\",\"\")&ROUNDDOWN((ROW(A511)-52)/50,0)+4),\"\"))","v":""},{"$f":"IF(A511=\"\",\"\",INDIRECT(\"'Space-by-Space Method'!C\"&ROUNDDOWN((ROW(A511)-52)/50,0)+4))","v":""},{"$f":"IF(A511=\"\",\"\",IF(COUNTIF(CommonSpaceTypes,AQ511)>0,INDIRECT(\"'Space-by-Space Method'!F\"&ROUNDDOWN((ROW(A511)-52)/50,0)+4),\"\"))","v":""},{"$f":"IF(A511=\"\",\"\",IF(COUNTIF(BuildingSpecificSpaceTypes,AQ511)>0,INDIRECT(\"'Space-by-Space Method'!F\"&ROUNDDOWN((ROW(A511)-52)/50,0)+4),\"\"))","v":""},{"$f":"IF(A511=\"\",\"\",INDIRECT(\"'Fixture Schedule'!D\"&MOD(ROW(A511)-52,50)+9))","v":""},{"$f":"IF(A511=\"\",\"\",IF(AR511=\"\",\"\",INDIRECT(\"'Fixture Schedule'!K\"&MOD(ROW(A511)-52,50)+9)))","v":""},"",{"$f":"IF(A511=\"\",\"\",INDIRECT(\"'Fixture Schedule'!L\"&MOD(ROW(A511)-52,50)+9))","v":""},null,null,null,null,null,null,null,null,null,null,null,null,null,{"$f":"INDIRECT(\"'Space-by-Space Method'!\"&SUBSTITUTE(ADDRESS(1,MOD(ROW(A511)-52,50)+10,4),\"1\",\"\")&ROUNDDOWN((ROW(A511)-52)/50,0)+4)","v":0},{"$f":"LEFT(INDIRECT(\"'Space-by-Space Method'!BJ\"&ROUNDDOWN((ROW(A511)-52)/50,0)+4),3)","v":""},{"$f":"INDIRECT(\"'Fixture Schedule'!L\"&MOD(ROW(A511)-52,50)+9)","v":0},{"$f":"INDIRECT(\"'Fixture Schedule'!O\"&MOD(ROW(A511)-52,50)+9)","v":0},{"$f":"INDIRECT(\"'Space-by-Space Method'!F\"&ROUNDDOWN((ROW(A511)-52)/50,0)+4)","v":0},{"$f":"INDIRECT(\"'Fixture Schedule'!L\"&MOD(ROW(A511)-52,50)+9)","v":0},{"$f":"INDIRECT(\"'Space-by-Space Method'!D\"&ROUNDDOWN((ROW(A511)-52)/50,0)+4)","v":0},{"$f":"INDIRECT(\"'Space-by-Space Method'!E\"&ROUNDDOWN((ROW(A511)-52)/50,0)+4)","v":1}]
[{"$f":"IF(InteriorCalcType=2,IF(OR(AM524=0,AN524=\"DNQ\")=TRUE,\"\",INDIRECT(\"'Fixture Schedule'!M\"&MOD(ROW(A524)-52,50)+9)),\"\")","v":""},{"$f":"IF(A524=\"\",\"\",INDIRECT(\"'Fixture Schedule'!E\"&MOD(ROW(A524)-52,50)+9))","v":""},{"$f":"IF(A524=\"\",\"\",INDIRECT(\"'Fixture Schedule'!F\"&MOD(ROW(A524)-52,50)+9))","v":""},{"$f":"IF(A524=\"\",\"\",INDIRECT(\"'Fixture Schedule'!L\"&MOD(ROW(A524)-52,50)+9))","v":""},"",null,null,{"$f":"IF(A524=\"\",\"\",IF(AP524=1,Summary!$C$12*(AO524)/(SUM('Space-by-Space Method'!$BO$4:$BO$78,SUM('Exterior Lighting'!$BL$5:$BL$25))),0))","v":""},{"$f":"IF(A524=\"\",\"\",IF(START!$B$34=1,INDIRECT(\"'Space-by-Space Method'!\"&SUBSTITUTE(ADDRESS(1,MOD(ROW(A524)-52,50)+10,4),\"1\",\"\")&ROUNDDOWN((ROW(A524)-52)/50,0)+4),\"\"))","v":""},{"$f":"IF(A524=\"\",\"\",IF(AP524=1,Summary!$F$11*(AO524)/(SUM('Space-by-Space Method'!$BO$4:$BO$78,SUM('Exterior Lighting'!$BL$5:$BL$25))),0))","v":""},{"$f":"IF(A524=\"\",\"\",IF(AP524=1,Summary!$E$11*(AO524)/(SUM('Space-by-Space Method'!$BO$4:$BO$78,SUM('Exterior Lighting'!$BL$5:$BL$25))),0))","v":""},{"$f":"IF(A524=\"\",\"\",IF(AP524=1,Summary!$G$11*(AO524)/(SUM('Space-by-Space Method'!$BO$4:$BO$78,SUM('Exterior Lighting'!$BL$5:$BL$25))),0))","v":""},{"$f":"IF(A524=\"\",\"\",IF(AP524=1,Summary!$H$11*(AO524)/(SUM('Space-by-Space Method'!$BO$4:$BO$78)),0))","v":""},{"$f":"IF(A524=\"\",\"\",IF(AP524=1,Summary!$I$11*(AO524)/(SUM('Space-by-Space Method'!$BO$4:$BO$78)),0))","v":""},null,null,null,{"$f":"IF(A524=\"\",\"\",IF(START!$B$34=2,INDIRECT(\"'Space-by-Space Method'!\"&SUBSTITUTE(ADDRESS(1,MOD(ROW(A524)-52,50)+10,4),\"1\",\"\")&ROUNDDOWN((ROW(A524)-52)/50,0)+4),\"\"))","v":""},{"$f":"IF(A524=\"\",\"\",INDIRECT(\"'Space-by-Space Method'!C\"&ROUNDDOWN((ROW(A524)-52)/50,0)+4))","v":""},{"$f":"IF(A524=\"\",\"\",IF(COUNTIF(CommonSpaceTypes,AQ524)>0,INDIRECT(\"'Space-by-Space Method'!F\"&ROUNDDOWN((ROW(A524)-52)/50,0)+4),\"\"))","v":""},{"$f":"IF(A524=\"\",\"\",IF(COUNTIF(BuildingSpecificSpaceTypes,AQ524)>0,INDIRECT(\"'Space-by-Space Method'!F\"&ROUNDDOWN((ROW(A524)-52)/50,0)+4),\"\"))","v":""},{"$f":"IF(A524=\"\",\"\",INDIRECT(\"'Fixture Schedule'!D\"&MOD(ROW(A524)-52,50)+9))","v":""},{"$f":"IF(A524=\"\",\"\",IF(AR524=\"\",\"\",INDIRECT(\"'Fixture Schedule'!K\"&MOD(ROW(A524)-52,50)+9)))","v":""},"",{"$f":"IF(A524=\"\",\"\",INDIRECT(\"'Fixture Schedule'!L\"&MOD(ROW(A524)-52,50)+9))","v":""},null,null,null,null,null,null,null,null,null,null,null,null,null,{"$f":"INDIRECT(\"'Space-by-Space Method'!\"&SUBSTITUTE(ADDRESS(1,MOD(ROW(A524)-52,50)+10,4),\"1\",\"\")&ROUNDDOWN((ROW(A524)-52)/50,0)+4)","v":0},{"$f":"LEFT(INDIRECT(\"'Space-by-Space Method'!BJ\"&ROUNDDOWN((ROW(A524)-52)/50,0)+4),3)","v":""},{"$f":"INDIRECT(\"'Fixture Schedule'!L\"&MOD(ROW(A524)-52,50)+9)","v":0},{"$f":"INDIRECT(\"'Fixture Schedule'!O\"&MOD(ROW(A524)-52,50)+9)","v":0},{"$f":"INDIRECT(\"'Space-by-Space Method'!F\"&ROUNDDOWN((ROW(A524)-52)/50,0)+4)","v":0},{"$f":"INDIRECT(\"'Fixture Schedule'!L\"&MOD(ROW(A524)-52,50)+9)","v":0},{"$f":"INDIRECT(\"'Space-by-Space Method'!D\"&ROUNDDOWN((ROW(A524)-52)/50,0)+4)","v":0},{"$f":"INDIRECT(\"'Space-by-Space Method'!E\"&ROUNDDOWN((ROW(A524)-52)/50,0)+4)","v":1}]
[{"$f":"IF(InteriorCalcType=2,IF(OR(AM530=0,AN530=\"DNQ\")=TRUE,\"\",INDIRECT(\"'Fixture Schedule'!M\"&MOD(ROW(A530)-52,50)+9)),\"\")","v":""},{"$f":"IF(A530=\"\",\"\",INDIRECT(\"'Fixture Schedule'!E\"&MOD(ROW(A530)-52,50)+9))","v":""},{"$f":"IF(A530=\"\",\"\",INDIRECT(\"'Fixture Schedule'!F\"&MOD(ROW(A530)-52,50)+9))","v":""},{"$f":"IF(A530=\"\",\"\",INDIRECT(\"'Fixture Schedule'!L\"&MOD(ROW(A530)-52,50)+9))","v":""},"",null,null,{"$f":"IF(A530=\"\",\"\",IF(AP530=1,Summary!$C$12*(AO530)/(SUM('Space-by-Space Method'!$BO$4:$BO$78,SUM('Exterior Lighting'!$BL$5:$BL$25))),0))","v":""},{"$f":"IF(A530=\"\",\"\",IF(START!$B$34=1,INDIRECT(\"'Space-by-Space Method'!\"&SUBSTITUTE(ADDRESS(1,MOD(ROW(A530)-52,50)+10,4),\"1\",\"\")&ROUNDDOWN((ROW(A530)-52)/50,0)+4),\"\"))","v":""},{"$f":"IF(A530=\"\",\"\",IF(AP530=1,Summary!$F$11*(AO530)/(SUM('Space-by-Space Method'!$BO$4:$BO$78,SUM('Exterior Lighting'!$BL$5:$BL$25))),0))","v":""},{"$f":"IF(A530=\"\",\"\",IF(AP530=1,Summary!$E$11*(AO530)/(SUM('Space-by-Space Method'!$BO$4:$BO$78,SUM('Exterior Lighting'!$BL$5:$BL$25))),0))","v":""},{"$f":"IF(A530=\"\",\"\",IF(AP530=1,Summary!$G$11*(AO530)/(SUM('Space-by-Space Method'!$BO$4:$BO$78,SUM('Exterior Lighting'!$BL$5:$BL$25))),0))","v":""},{"$f":"IF(A530=\"\",\"\",IF(AP530=1,Summary!$H$11*(AO530)/(SUM('Space-by-Space Method'!$BO$4:$BO$78)),0))","v":""},{"$f":"IF(A530=\"\",\"\",IF(AP530=1,Summary!$I$11*(AO530)/(SUM('Space-by-Space Method'!$BO$4:$BO$78)),0))","v":""},null,null,null,{"$f":"IF(A530=\"\",\"\",IF(START!$B$34=2,INDIRECT(\"'Space-by-Space Method'!\"&SUBSTITUTE(ADDRESS(1,MOD(ROW(A530)-52,50)+10,4),\"1\",\"\")&ROUNDDOWN((ROW(A530)-52)/50,0)+4),\"\"))","v":""},{"$f":"IF(A530=\"\",\"\",INDIRECT(\"'Space-by-Space Method'!C\"&ROUNDDOWN((ROW(A530)-52)/50,0)+4))","v":""},{"$f":"IF(A530=\"\",\"\",IF(COUNTIF(CommonSpaceTypes,AQ530)>0,INDIRECT(\"'Space-by-Space Method'!F\"&ROUNDDOWN((ROW(A530)-52)/50,0)+4),\"\"))","v":""},{"$f":"IF(A530=\"\",\"\",IF(COUNTIF(BuildingSpecificSpaceTypes,AQ530)>0,INDIRECT(\"'Space-by-Space Method'!F\"&ROUNDDOWN((ROW(A530)-52)/50,0)+4),\"\"))","v":""},{"$f":"IF(A530=\"\",\"\",INDIRECT(\"'Fixture Schedule'!D\"&MOD(ROW(A530)-52,50)+9))","v":""},{"$f":"IF(A530=\"\",\"\",IF(AR530=\"\",\"\",INDIRECT(\"'Fixture Schedule'!K\"&MOD(ROW(A530)-52,50)+9)))","v":""},"",{"$f":"IF(A530=\"\",\"\",INDIRECT(\"'Fixture Schedule'!L\"&MOD(ROW(A530)-52,50)+9))","v":""},null,null,null,null,null,null,null,null,null,null,null,null,null,{"$f":"INDIRECT(\"'Space-by-Space Method'!\"&SUBSTITUTE(ADDRESS(1,MOD(ROW(A530)-52,50)+10,4),\"1\",\"\")&ROUNDDOWN((ROW(A530)-52)/50,0)+4)","v":0},{"$f":"LEFT(INDIRECT(\"'Space-by-Space Method'!BJ\"&ROUNDDOWN((ROW(A530)-52)/50,0)+4),3)","v":""},{"$f":"INDIRECT(\"'Fixture Schedule'!L\"&MOD(ROW(A530)-52,50)+9)","v":0},{"$f":"INDIRECT(\"'Fixture Schedule'!O\"&MOD(ROW(A530)-52,50)+9)","v":0},{"$f":"INDIRECT(\"'Space-by-Space Method'!F\"&ROUNDDOWN((ROW(A530)-52)/50,0)+4)","v":0},{"$f":"INDIRECT(\"'Fixture Schedule'!L\"&MOD(ROW(A530)-52,50)+9)","v":0},{"$f":"INDIRECT(\"'Space-by-Space Method'!D\"&ROUNDDOWN((ROW(A530)-52)/50,0)+4)","v":0},{"$f":"INDIRECT(\"'Space-by-Space Method'!E\"&ROUNDDOWN((ROW(A530)-52)/50,0)+4)","v":1}]
[{"$f":"IF(InteriorCalcType=2,IF(OR(AM542=0,AN542=\"DNQ\")=TRUE,\"\",INDIRECT(\"'Fixture Schedule'!M\"&MOD(ROW(A542)-52,50)+9)),\"\")","v":""},{"$f":"IF(A542=\"\",\"\",INDIRECT(\"'Fixture Schedule'!E\"&MOD(ROW(A542)-52,50)+9))","v":""},{"$f":"IF(A542=\"\",\"\",INDIRECT(\"'Fixture Schedule'!F\"&MOD(ROW(A542)-52,50)+9))","v":""},{"$f":"IF(A542=\"\",\"\",INDIRECT(\"'Fixture Schedule'!L\"&MOD(ROW(A542)-52,50)+9))","v":""},"",null,null,{"$f":"IF(A542=\"\",\"\",IF(AP542=1,Summary!$C$12*(AO542)/(SUM('Space-by-Space Method'!$BO$4:$BO$78,SUM('Exterior Lighting'!$BL$5:$BL$25))),0))","v":""},{"$f":"IF(A542=\"\",\"\",IF(START!$B$34=1,INDIRECT(\"'Space-by-Space Method'!\"&SUBSTITUTE(ADDRESS(1,MOD(ROW(A542)-52,50)+10,4),\"1\",\"\")&ROUNDDOWN((ROW(A542)-52)/50,0)+4),\"\"))","v":""},{"$f":"IF(A542=\"\",\"\",IF(AP542=1,Summary!$F$11*(AO542)/(SUM('Space-by-Space Method'!$BO$4:$BO$78,SUM('Exterior Lighting'!$BL$5:$BL$25))),0))","v":""},{"$f":"IF(A542=\"\",\"\",IF(AP542=1,Summary!$E$11*(AO542)/(SUM('Space-by-Space Method'!$BO$4:$BO$78,SUM('Exterior Lighting'!$BL$5:$BL$25))),0))","v":""},{"$f":"IF(A542=\"\",\"\",IF(AP542=1,Summary!$G$11*(AO542)/(SUM('Space-by-Space Method'!$BO$4:$BO$78,SUM('Exterior Lighting'!$BL$5:$BL$25))),0))","v":""},{"$f":"IF(A542=\"\",\"\",IF(AP542=1,Summary!$H$11*(AO542)/(SUM('Space-by-Space Method'!$BO$4:$BO$78)),0))","v":""},{"$f":"IF(A542=\"\",\"\",IF(AP542=1,Summary!$I$11*(AO542)/(SUM('Space-by-Space Method'!$BO$4:$BO$78)),0))","v":""},null,null,null,{"$f":"IF(A542=\"\",\"\",IF(START!$B$34=2,INDIRECT(\"'Space-by-Space Method'!\"&SUBSTITUTE(ADDRESS(1,MOD(ROW(A542)-52,50)+10,4),\"1\",\"\")&ROUNDDOWN((ROW(A542)-52)/50,0)+4),\"\"))","v":""},{"$f":"IF(A542=\"\",\"\",INDIRECT(\"'Space-by-Space Method'!C\"&ROUNDDOWN((ROW(A542)-52)/50,0)+4))","v":""},{"$f":"IF(A542=\"\",\"\",IF(COUNTIF(CommonSpaceTypes,AQ542)>0,INDIRECT(\"'Space-by-Space Method'!F\"&ROUNDDOWN((ROW(A542)-52)/50,0)+4),\"\"))","v":""},{"$f":"IF(A542=\"\",\"\",IF(COUNTIF(BuildingSpecificSpaceTypes,AQ542)>0,INDIRECT(\"'Space-by-Space Method'!F\"&ROUNDDOWN((ROW(A542)-52)/50,0)+4),\"\"))","v":""},{"$f":"IF(A542=\"\",\"\",INDIRECT(\"'Fixture Schedule'!D\"&MOD(ROW(A542)-52,50)+9))","v":""},{"$f":"IF(A542=\"\",\"\",IF(AR542=\"\",\"\",INDIRECT(\"'Fixture Schedule'!K\"&MOD(ROW(A542)-52,50)+9)))","v":""},"",{"$f":"IF(A542=\"\",\"\",INDIRECT(\"'Fixture Schedule'!L\"&MOD(ROW(A542)-52,50)+9))","v":""},null,null,null,null,null,null,null,null,null,null,null,null,null,{"$f":"INDIRECT(\"'Space-by-Space Method'!\"&SUBSTITUTE(ADDRESS(1,MOD(ROW(A542)-52,50)+10,4),\"1\",\"\")&ROUNDDOWN((ROW(A542)-52)/50,0)+4)","v":0},{"$f":"LEFT(INDIRECT(\"'Space-by-Space Method'!BJ\"&ROUNDDOWN((ROW(A542)-52)/50,0)+4),3)","v":""},{"$f":"INDIRECT(\"'Fixture Schedule'!L\"&MOD(ROW(A542)-52,50)+9)","v":0},{"$f":"INDIRECT(\"'Fixture Schedule'!O\"&MOD(ROW(A542)-52,50)+9)","v":0},{"$f":"INDIRECT(\"'Space-by-Space Method'!F\"&ROUNDDOWN((ROW(A542)-52)/50,0)+4)","v":0},{"$f":"INDIRECT(\"'Fixture Schedule'!L\"&MOD(ROW(A542)-52,50)+9)","v":0},{"$f":"INDIRECT(\"'Space-by-Space Method'!D\"&ROUNDDOWN((ROW(A542)-52)/50,0)+4)","v":0},{"$f":"INDIRECT(\"'Space-by-Space Method'!E\"&ROUNDDOWN((ROW(A542)-52)/50,0)+4)","v":1}]
[{"$f":"IF(InteriorCalcType=2,IF(OR(AM549=0,AN549=\"DNQ\")=TRUE,\"\",INDIRECT(\"'Fixture Schedule'!M\"&MOD(ROW(A549)-52,50)+9)),\"\")","v":""},{"$f":"IF(A549=\"\",\"\",INDIRECT(\"'Fixture Schedule'!E\"&MOD(ROW(A549)-52,50)+9))","v":""},{"$f":"IF(A549=\"\",\"\",INDIRECT(\"'Fixture Schedule'!F\"&MOD(ROW(A549)-52,50)+9))","v":""},{"$f":"IF(A549=\"\",\"\",INDIRECT(\"'Fixture Schedule'!L\"&MOD(ROW(A549)-52,50)+9))","v":""},"",null,null,{"$f":"IF(A549=\"\",\"\",IF(AP549=1,Summary!$C$12*(AO549)/(SUM('Space-by-Space Method'!$BO$4:$BO$78,SUM('Exterior Lighting'!$BL$5:$BL$25))),0))","v":""},{"$f":"IF(A549=\"\",\"\",IF(START!$B$34=1,INDIRECT(\"'Space-by-Space Method'!\"&SUBSTITUTE(ADDRESS(1,MOD(ROW(A549)-52,50)+10,4),\"1\",\"\")&ROUNDDOWN((ROW(A549)-52)/50,0)+4),\"\"))","v":""},{"$f":"IF(A549=\"\",\"\",IF(AP549=1,Summary!$F$11*(AO549)/(SUM('Space-by-Space Method'!$BO$4:$BO$78,SUM('Exterior Lighting'!$BL$5:$BL$25))),0))","v":""},{"$f":"IF(A549=\"\",\"\",IF(AP549=1,Summary!$E$11*(AO549)/(SUM('Space-by-Space Method'!$BO$4:$BO$78,SUM('Exterior Lighting'!$BL$5:$BL$25))),0))","v":""},{"$f":"IF(A549=\"\",\"\",IF(AP549=1,Summary!$G$11*(AO549)/(SUM('Space-by-Space Method'!$BO$4:$BO$78,SUM('Exterior Lighting'!$BL$5:$BL$25))),0))","v":""},{"$f":"IF(A549=\"\",\"\",IF(AP549=1,Summary!$H$11*(AO549)/(SUM('Space-by-Space Method'!$BO$4:$BO$78)),0))","v":""},{"$f":"IF(A549=\"\",\"\",IF(AP549=1,Summary!$I$11*(AO549)/(SUM('Space-by-Space Method'!$BO$4:$BO$78)),0))","v":""},null,null,null,{"$f":"IF(A549=\"\",\"\",IF(START!$B$34=2,INDIRECT(\"'Space-by-Space Method'!\"&SUBSTITUTE(ADDRESS(1,MOD(ROW(A549)-52,50)+10,4),\"1\",\"\")&ROUNDDOWN((ROW(A549)-52)/50,0)+4),\"\"))","v":""},{"$f":"IF(A549=\"\",\"\",INDIRECT(\"'Space-by-Space Method'!C\"&ROUNDDOWN((ROW(A549)-52)/50,0)+4))","v":""},{"$f":"IF(A549=\"\",\"\",IF(COUNTIF(CommonSpaceTypes,AQ549)>0,INDIRECT(\"'Space-by-Space Method'!F\"&ROUNDDOWN((ROW(A549)-52)/50,0)+4),\"\"))","v":""},{"$f":"IF(A549=\"\",\"\",IF(COUNTIF(BuildingSpecificSpaceTypes,AQ549)>0,INDIRECT(\"'Space-by-Space Method'!F\"&ROUNDDOWN((ROW(A549)-52)/50,0)+4),\"\"))","v":""},{"$f":"IF(A549=\"\",\"\",INDIRECT(\"'Fixture Schedule'!D\"&MOD(ROW(A549)-52,50)+9))","v":""},{"$f":"IF(A549=\"\",\"\",IF(AR549=\"\",\"\",INDIRECT(\"'Fixture Schedule'!K\"&MOD(ROW(A549)-52,50)+9)))","v":""},"",{"$f":"IF(A549=\"\",\"\",INDIRECT(\"'Fixture Schedule'!L\"&MOD(ROW(A549)-52,50)+9))","v":""},null,null,null,null,null,null,null,null,null,null,null,null,null,{"$f":"INDIRECT(\"'Space-by-Space Method'!\"&SUBSTITUTE(ADDRESS(1,MOD(ROW(A549)-52,50)+10,4),\"1\",\"\")&ROUNDDOWN((ROW(A549)-52)/50,0)+4)","v":0},{"$f":"LEFT(INDIRECT(\"'Space-by-Space Method'!BJ\"&ROUNDDOWN((ROW(A549)-52)/50,0)+4),3)","v":""},{"$f":"INDIRECT(\"'Fixture Schedule'!L\"&MOD(ROW(A549)-52,50)+9)","v":0},{"$f":"INDIRECT(\"'Fixture Schedule'!O\"&MOD(ROW(A549)-52,50)+9)","v":0},{"$f":"INDIRECT(\"'Space-by-Space Method'!F\"&ROUNDDOWN((ROW(A549)-52)/50,0)+4)","v":0},{"$f":"INDIRECT(\"'Fixture Schedule'!L\"&MOD(ROW(A549)-52,50)+9)","v":0},{"$f":"INDIRECT(\"'Space-by-Space Method'!D\"&ROUNDDOWN((ROW(A549)-52)/50,0)+4)","v":0},{"$f":"INDIRECT(\"'Space-by-Space Method'!E\"&ROUNDDOWN((ROW(A549)-52)/50,0)+4)","v":1}]
[{"$f":"IF(InteriorCalcType=2,IF(OR(AM551=0,AN551=\"DNQ\")=TRUE,\"\",INDIRECT(\"'Fixture Schedule'!M\"&MOD(ROW(A551)-52,50)+9)),\"\")","v":""},{"$f":"IF(A551=\"\",\"\",INDIRECT(\"'Fixture Schedule'!E\"&MOD(ROW(A551)-52,50)+9))","v":""},{"$f":"IF(A551=\"\",\"\",INDIRECT(\"'Fixture Schedule'!F\"&MOD(ROW(A551)-52,50)+9))","v":""},{"$f":"IF(A551=\"\",\"\",INDIRECT(\"'Fixture Schedule'!L\"&MOD(ROW(A551)-52,50)+9))","v":""},"",null,null,{"$f":"IF(A551=\"\",\"\",IF(AP551=1,Summary!$C$12*(AO551)/(SUM('Space-by-Space Method'!$BO$4:$BO$78,SUM('Exterior Lighting'!$BL$5:$BL$25))),0))","v":""},{"$f":"IF(A551=\"\",\"\",IF(START!$B$34=1,INDIRECT(\"'Space-by-Space Method'!\"&SUBSTITUTE(ADDRESS(1,MOD(ROW(A551)-52,50)+10,4),\"1\",\"\")&ROUNDDOWN((ROW(A551)-52)/50,0)+4),\"\"))","v":""},{"$f":"IF(A551=\"\",\"\",IF(AP551=1,Summary!$F$11*(AO551)/(SUM('Space-by-Space Method'!$BO$4:$BO$78,SUM('Exterior Lighting'!$BL$5:$BL$25))),0))","v":""},{"$f":"IF(A551=\"\",\"\",IF(AP551=1,Summary!$E$11*(AO551)/(SUM('Space-by-Space Method'!$BO$4:$BO$78,SUM('Exterior Lighting'!$BL$5:$BL$25))),0))","v":""},{"$f":"IF(A551=\"\",\"\",IF(AP551=1,Summary!$G$11*(AO551)/(SUM('Space-by-Space Method'!$BO$4:$BO$78,SUM('Exterior Lighting'!$BL$5:$BL$25))),0))","v":""},{"$f":"IF(A551=\"\",\"\",IF(AP551=1,Summary!$H$11*(AO551)/(SUM('Space-by-Space Method'!$BO$4:$BO$78)),0))","v":""},{"$f":"IF(A551=\"\",\"\",IF(AP551=1,Summary!$I$11*(AO551)/(SUM('Space-by-Space Method'!$BO$4:$BO$78)),0))","v":""},null,null,null,{"$f":"IF(A551=\"\",\"\",IF(START!$B$34=2,INDIRECT(\"'Space-by-Space Method'!\"&SUBSTITUTE(ADDRESS(1,MOD(ROW(A551)-52,50)+10,4),\"1\",\"\")&ROUNDDOWN((ROW(A551)-52)/50,0)+4),\"\"))","v":""},{"$f":"IF(A551=\"\",\"\",INDIRECT(\"'Space-by-Space Method'!C\"&ROUNDDOWN((ROW(A551)-52)/50,0)+4))","v":""},{"$f":"IF(A551=\"\",\"\",IF(COUNTIF(CommonSpaceTypes,AQ551)>0,INDIRECT(\"'Space-by-Space Method'!F\"&ROUNDDOWN((ROW(A551)-52)/50,0)+4),\"\"))","v":""},{"$f":"IF(A551=\"\",\"\",IF(COUNTIF(BuildingSpecificSpaceTypes,AQ551)>0,INDIRECT(\"'Space-by-Space Method'!F\"&ROUNDDOWN((ROW(A551)-52)/50,0)+4),\"\"))","v":""},{"$f":"IF(A551=\"\",\"\",INDIRECT(\"'Fixture Schedule'!D\"&MOD(ROW(A551)-52,50)+9))","v":""},{"$f":"IF(A551=\"\",\"\",IF(AR551=\"\",\"\",INDIRECT(\"'Fixture Schedule'!K\"&MOD(ROW(A551)-52,50)+9)))","v":""},"",{"$f":"IF(A551=\"\",\"\",INDIRECT(\"'Fixture Schedule'!L\"&MOD(ROW(A551)-52,50)+9))","v":""},null,null,null,null,null,null,null,null,null,null,null,null,null,{"$f":"INDIRECT(\"'Space-by-Space Method'!\"&SUBSTITUTE(ADDRESS(1,MOD(ROW(A551)-52,50)+10,4),\"1\",\"\")&ROUNDDOWN((ROW(A551)-52)/50,0)+4)","v":0},{"$f":"LEFT(INDIRECT(\"'Space-by-Space Method'!BJ\"&ROUNDDOWN((ROW(A551)-52)/50,0)+4),3)","v":""},{"$f":"INDIRECT(\"'Fixture Schedule'!L\"&MOD(ROW(A551)-52,50)+9)","v":0},{"$f":"INDIRECT(\"'Fixture Schedule'!O\"&MOD(ROW(A551)-52,50)+9)","v":0},{"$f":"INDIRECT(\"'Space-by-Space Method'!F\"&ROUNDDOWN((ROW(A551)-52)/50,0)+4)","v":0},{"$f":"INDIRECT(\"'Fixture Schedule'!L\"&MOD(ROW(A551)-52,50)+9)","v":0},{"$f":"INDIRECT(\"'Space-by-Space Method'!D\"&ROUNDDOWN((ROW(A551)-52)/50,0)+4)","v":0},{"$f":"INDIRECT(\"'Space-by-Space Method'!E\"&ROUNDDOWN((ROW(A551)-52)/50,0)+4)","v":1}]
[{"$f":"IF(InteriorCalcType=2,IF(OR(AM560=0,AN560=\"DNQ\")=TRUE,\"\",INDIRECT(\"'Fixture Schedule'!M\"&MOD(ROW(A560)-52,50)+9)),\"\")","v":""},{"$f":"IF(A560=\"\",\"\",INDIRECT(\"'Fixture Schedule'!E\"&MOD(ROW(A560)-52,50)+9))","v":""},{"$f":"IF(A560=\"\",\"\",INDIRECT(\"'Fixture Schedule'!F\"&MOD(ROW(A560)-52,50)+9))","v":""},{"$f":"IF(A560=\"\",\"\",INDIRECT(\"'Fixture Schedule'!L\"&MOD(ROW(A560)-52,50)+9))","v":""},"",null,null,{"$f":"IF(A560=\"\",\"\",IF(AP560=1,Summary!$C$12*(AO560)/(SUM('Space-by-Space Method'!$BO$4:$BO$78,SUM('Exterior Lighting'!$BL$5:$BL$25))),0))","v":""},{"$f":"IF(A560=\"\",\"\",IF(START!$B$34=1,INDIRECT(\"'Space-by-Space Method'!\"&SUBSTITUTE(ADDRESS(1,MOD(ROW(A560)-52,50)+10,4),\"1\",\"\")&ROUNDDOWN((ROW(A560)-52)/50,0)+4),\"\"))","v":""},{"$f":"IF(A560=\"\",\"\",IF(AP560=1,Summary!$F$11*(AO560)/(SUM('Space-by-Space Method'!$BO$4:$BO$78,SUM('Exterior Lighting'!$BL$5:$BL$25))),0))","v":""},{"$f":"IF(A560=\"\",\"\",IF(AP560=1,Summary!$E$11*(AO560)/(SUM('Space-by-Space Method'!$BO$4:$BO$78,SUM('Exterior Lighting'!$BL$5:$BL$25))),0))","v":""},{"$f":"IF(A560=\"\",\"\",IF(AP560=1,Summary!$G$11*(AO560)/(SUM('Space-by-Space Method'!$BO$4:$BO$78,SUM('Exterior Lighting'!$BL$5:$BL$25))),0))","v":""},{"$f":"IF(A560=\"\",\"\",IF(AP560=1,Summary!$H$11*(AO560)/(SUM('Space-by-Space Method'!$BO$4:$BO$78)),0))","v":""},{"$f":"IF(A560=\"\",\"\",IF(AP560=1,Summary!$I$11*(AO560)/(SUM('Space-by-Space Method'!$BO$4:$BO$78)),0))","v":""},null,null,null,{"$f":"IF(A560=\"\",\"\",IF(START!$B$34=2,INDIRECT(\"'Space-by-Space Method'!\"&SUBSTITUTE(ADDRESS(1,MOD(ROW(A560)-52,50)+10,4),\"1\",\"\")&ROUNDDOWN((ROW(A560)-52)/50,0)+4),\"\"))","v":""},{"$f":"IF(A560=\"\",\"\",INDIRECT(\"'Space-by-Space Method'!C\"&ROUNDDOWN((ROW(A560)-52)/50,0)+4))","v":""},{"$f":"IF(A560=\"\",\"\",IF(COUNTIF(CommonSpaceTypes,AQ560)>0,INDIRECT(\"'Space-by-Space Method'!F\"&ROUNDDOWN((ROW(A560)-52)/50,0)+4),\"\"))","v":""},{"$f":"IF(A560=\"\",\"\",IF(COUNTIF(BuildingSpecificSpaceTypes,AQ560)>0,INDIRECT(\"'Space-by-Space Method'!F\"&ROUNDDOWN((ROW(A560)-52)/50,0)+4),\"\"))","v":""},{"$f":"IF(A560=\"\",\"\",INDIRECT(\"'Fixture Schedule'!D\"&MOD(ROW(A560)-52,50)+9))","v":""},{"$f":"IF(A560=\"\",\"\",IF(AR560=\"\",\"\",INDIRECT(\"'Fixture Schedule'!K\"&MOD(ROW(A560)-52,50)+9)))","v":""},"",{"$f":"IF(A560=\"\",\"\",INDIRECT(\"'Fixture Schedule'!L\"&MOD(ROW(A560)-52,50)+9))","v":""},null,null,null,null,null,null,null,null,null,null,null,null,null,{"$f":"INDIRECT(\"'Space-by-Space Method'!\"&SUBSTITUTE(ADDRESS(1,MOD(ROW(A560)-52,50)+10,4),\"1\",\"\")&ROUNDDOWN((ROW(A560)-52)/50,0)+4)","v":0},{"$f":"LEFT(INDIRECT(\"'Space-by-Space Method'!BJ\"&ROUNDDOWN((ROW(A560)-52)/50,0)+4),3)","v":""},{"$f":"INDIRECT(\"'Fixture Schedule'!L\"&MOD(ROW(A560)-52,50)+9)","v":0},{"$f":"INDIRECT(\"'Fixture Schedule'!O\"&MOD(ROW(A560)-52,50)+9)","v":0},{"$f":"INDIRECT(\"'Space-by-Space Method'!F\"&ROUNDDOWN((ROW(A560)-52)/50,0)+4)","v":0},{"$f":"INDIRECT(\"'Fixture Schedule'!L\"&MOD(ROW(A560)-52,50)+9)","v":0},{"$f":"INDIRECT(\"'Space-by-Space Method'!D\"&ROUNDDOWN((ROW(A560)-52)/50,0)+4)","v":0},{"$f":"INDIRECT(\"'Space-by-Space Method'!E\"&ROUNDDOWN((ROW(A560)-52)/50,0)+4)","v":1}]
[{"$f":"IF(InteriorCalcType=2,IF(OR(AM569=0,AN569=\"DNQ\")=TRUE,\"\",INDIRECT(\"'Fixture Schedule'!M\"&MOD(ROW(A569)-52,50)+9)),\"\")","v":""},{"$f":"IF(A569=\"\",\"\",INDIRECT(\"'Fixture Schedule'!E\"&MOD(ROW(A569)-52,50)+9))","v":""},{"$f":"IF(A569=\"\",\"\",INDIRECT(\"'Fixture Schedule'!F\"&MOD(ROW(A569)-52,50)+9))","v":""},{"$f":"IF(A569=\"\",\"\",INDIRECT(\"'Fixture Schedule'!L\"&MOD(ROW(A569)-52,50)+9))","v":""},"",null,null,{"$f":"IF(A569=\"\",\"\",IF(AP569=1,Summary!$C$12*(AO569)/(SUM('Space-by-Space Method'!$BO$4:$BO$78,SUM('Exterior Lighting'!$BL$5:$BL$25))),0))","v":""},{"$f":"IF(A569=\"\",\"\",IF(START!$B$34=1,INDIRECT(\"'Space-by-Space Method'!\"&SUBSTITUTE(ADDRESS(1,MOD(ROW(A569)-52,50)+10,4),\"1\",\"\")&ROUNDDOWN((ROW(A569)-52)/50,0)+4),\"\"))","v":""},{"$f":"IF(A569=\"\",\"\",IF(AP569=1,Summary!$F$11*(AO569)/(SUM('Space-by-Space Method'!$BO$4:$BO$78,SUM('Exterior Lighting'!$BL$5:$BL$25))),0))","v":""},{"$f":"IF(A569=\"\",\"\",IF(AP569=1,Summary!$E$11*(AO569)/(SUM('Space-by-Space Method'!$BO$4:$BO$78,SUM('Exterior Lighting'!$BL$5:$BL$25))),0))","v":""},{"$f":"IF(A569=\"\",\"\",IF(AP569=1,Summary!$G$11*(AO569)/(SUM('Space-by-Space Method'!$BO$4:$BO$78,SUM('Exterior Lighting'!$BL$5:$BL$25))),0))","v":""},{"$f":"IF(A569=\"\",\"\",IF(AP569=1,Summary!$H$11*(AO569)/(SUM('Space-by-Space Method'!$BO$4:$BO$78)),0))","v":""},{"$f":"IF(A569=\"\",\"\",IF(AP569=1,Summary!$I$11*(AO569)/(SUM('Space-by-Space Method'!$BO$4:$BO$78)),0))","v":""},null,null,null,{"$f":"IF(A569=\"\",\"\",IF(START!$B$34=2,INDIRECT(\"'Space-by-Space Method'!\"&SUBSTITUTE(ADDRESS(1,MOD(ROW(A569)-52,50)+10,4),\"1\",\"\")&ROUNDDOWN((ROW(A569)-52)/50,0)+4),\"\"))","v":""},{"$f":"IF(A569=\"\",\"\",INDIRECT(\"'Space-by-Space Method'!C\"&ROUNDDOWN((ROW(A569)-52)/50,0)+4))","v":""},{"$f":"IF(A569=\"\",\"\",IF(COUNTIF(CommonSpaceTypes,AQ569)>0,INDIRECT(\"'Space-by-Space Method'!F\"&ROUNDDOWN((ROW(A569)-52)/50,0)+4),\"\"))","v":""},{"$f":"IF(A569=\"\",\"\",IF(COUNTIF(BuildingSpecificSpaceTypes,AQ569)>0,INDIRECT(\"'Space-by-Space Method'!F\"&ROUNDDOWN((ROW(A569)-52)/50,0)+4),\"\"))","v":""},{"$f":"IF(A569=\"\",\"\",INDIRECT(\"'Fixture Schedule'!D\"&MOD(ROW(A569)-52,50)+9))","v":""},{"$f":"IF(A569=\"\",\"\",IF(AR569=\"\",\"\",INDIRECT(\"'Fixture Schedule'!K\"&MOD(ROW(A569)-52,50)+9)))","v":""},"",{"$f":"IF(A569=\"\",\"\",INDIRECT(\"'Fixture Schedule'!L\"&MOD(ROW(A569)-52,50)+9))","v":""},null,null,null,null,null,null,null,null,null,null,null,null,null,{"$f":"INDIRECT(\"'Space-by-Space Method'!\"&SUBSTITUTE(ADDRESS(1,MOD(ROW(A569)-52,50)+10,4),\"1\",\"\")&ROUNDDOWN((ROW(A569)-52)/50,0)+4)","v":0},{"$f":"LEFT(INDIRECT(\"'Space-by-Space Method'!BJ\"&ROUNDDOWN((ROW(A569)-52)/50,0)+4),3)","v":""},{"$f":"INDIRECT(\"'Fixture Schedule'!L\"&MOD(ROW(A569)-52,50)+9)","v":0},{"$f":"INDIRECT(\"'Fixture Schedule'!O\"&MOD(ROW(A569)-52,50)+9)","v":0},{"$f":"INDIRECT(\"'Space-by-Space Method'!F\"&ROUNDDOWN((ROW(A569)-52)/50,0)+4)","v":0},{"$f":"INDIRECT(\"'Fixture Schedule'!L\"&MOD(ROW(A569)-52,50)+9)","v":0},{"$f":"INDIRECT(\"'Space-by-Space Method'!D\"&ROUNDDOWN((ROW(A569)-52)/50,0)+4)","v":0},{"$f":"INDIRECT(\"'Space-by-Space Method'!E\"&ROUNDDOWN((ROW(A569)-52)/50,0)+4)","v":1}]
[{"$f":"IF(InteriorCalcType=2,IF(OR(AM579=0,AN579=\"DNQ\")=TRUE,\"\",INDIRECT(\"'Fixture Schedule'!M\"&MOD(ROW(A579)-52,50)+9)),\"\")","v":""},{"$f":"IF(A579=\"\",\"\",INDIRECT(\"'Fixture Schedule'!E\"&MOD(ROW(A579)-52,50)+9))","v":""},{"$f":"IF(A579=\"\",\"\",INDIRECT(\"'Fixture Schedule'!F\"&MOD(ROW(A579)-52,50)+9))","v":""},{"$f":"IF(A579=\"\",\"\",INDIRECT(\"'Fixture Schedule'!L\"&MOD(ROW(A579)-52,50)+9))","v":""},"",null,null,{"$f":"IF(A579=\"\",\"\",IF(AP579=1,Summary!$C$12*(AO579)/(SUM('Space-by-Space Method'!$BO$4:$BO$78,SUM('Exterior Lighting'!$BL$5:$BL$25))),0))","v":""},{"$f":"IF(A579=\"\",\"\",IF(START!$B$34=1,INDIRECT(\"'Space-by-Space Method'!\"&SUBSTITUTE(ADDRESS(1,MOD(ROW(A579)-52,50)+10,4),\"1\",\"\")&ROUNDDOWN((ROW(A579)-52)/50,0)+4),\"\"))","v":""},{"$f":"IF(A579=\"\",\"\",IF(AP579=1,Summary!$F$11*(AO579)/(SUM('Space-by-Space Method'!$BO$4:$BO$78,SUM('Exterior Lighting'!$BL$5:$BL$25))),0))","v":""},{"$f":"IF(A579=\"\",\"\",IF(AP579=1,Summary!$E$11*(AO579)/(SUM('Space-by-Space Method'!$BO$4:$BO$78,SUM('Exterior Lighting'!$BL$5:$BL$25))),0))","v":""},{"$f":"IF(A579=\"\",\"\",IF(AP579=1,Summary!$G$11*(AO579)/(SUM('Space-by-Space Method'!$BO$4:$BO$78,SUM('Exterior Lighting'!$BL$5:$BL$25))),0))","v":""},{"$f":"IF(A579=\"\",\"\",IF(AP579=1,Summary!$H$11*(AO579)/(SUM('Space-by-Space Method'!$BO$4:$BO$78)),0))","v":""},{"$f":"IF(A579=\"\",\"\",IF(AP579=1,Summary!$I$11*(AO579)/(SUM('Space-by-Space Method'!$BO$4:$BO$78)),0))","v":""},null,null,null,{"$f":"IF(A579=\"\",\"\",IF(START!$B$34=2,INDIRECT(\"'Space-by-Space Method'!\"&SUBSTITUTE(ADDRESS(1,MOD(ROW(A579)-52,50)+10,4),\"1\",\"\")&ROUNDDOWN((ROW(A579)-52)/50,0)+4),\"\"))","v":""},{"$f":"IF(A579=\"\",\"\",INDIRECT(\"'Space-by-Space Method'!C\"&ROUNDDOWN((ROW(A579)-52)/50,0)+4))","v":""},{"$f":"IF(A579=\"\",\"\",IF(COUNTIF(CommonSpaceTypes,AQ579)>0,INDIRECT(\"'Space-by-Space Method'!F\"&ROUNDDOWN((ROW(A579)-52)/50,0)+4),\"\"))","v":""},{"$f":"IF(A579=\"\",\"\",IF(COUNTIF(BuildingSpecificSpaceTypes,AQ579)>0,INDIRECT(\"'Space-by-Space Method'!F\"&ROUNDDOWN((ROW(A579)-52)/50,0)+4),\"\"))","v":""},{"$f":"IF(A579=\"\",\"\",INDIRECT(\"'Fixture Schedule'!D\"&MOD(ROW(A579)-52,50)+9))","v":""},{"$f":"IF(A579=\"\",\"\",IF(AR579=\"\",\"\",INDIRECT(\"'Fixture Schedule'!K\"&MOD(ROW(A579)-52,50)+9)))","v":""},"",{"$f":"IF(A579=\"\",\"\",INDIRECT(\"'Fixture Schedule'!L\"&MOD(ROW(A579)-52,50)+9))","v":""},null,null,null,null,null,null,null,null,null,null,null,null,null,{"$f":"INDIRECT(\"'Space-by-Space Method'!\"&SUBSTITUTE(ADDRESS(1,MOD(ROW(A579)-52,50)+10,4),\"1\",\"\")&ROUNDDOWN((ROW(A579)-52)/50,0)+4)","v":0},{"$f":"LEFT(INDIRECT(\"'Space-by-Space Method'!BJ\"&ROUNDDOWN((ROW(A579)-52)/50,0)+4),3)","v":""},{"$f":"INDIRECT(\"'Fixture Schedule'!L\"&MOD(ROW(A579)-52,50)+9)","v":0},{"$f":"INDIRECT(\"'Fixture Schedule'!O\"&MOD(ROW(A579)-52,50)+9)","v":0},{"$f":"INDIRECT(\"'Space-by-Space Method'!F\"&ROUNDDOWN((ROW(A579)-52)/50,0)+4)","v":0},{"$f":"INDIRECT(\"'Fixture Schedule'!L\"&MOD(ROW(A579)-52,50)+9)","v":0},{"$f":"INDIRECT(\"'Space-by-Space Method'!D\"&ROUNDDOWN((ROW(A579)-52)/50,0)+4)","v":0},{"$f":"INDIRECT(\"'Space-by-Space Method'!E\"&ROUNDDOWN((ROW(A579)-52)/50,0)+4)","v":1}]
[{"$f":"IF(InteriorCalcType=2,IF(OR(AM588=0,AN588=\"DNQ\")=TRUE,\"\",INDIRECT(\"'Fixture Schedule'!M\"&MOD(ROW(A588)-52,50)+9)),\"\")","v":""},{"$f":"IF(A588=\"\",\"\",INDIRECT(\"'Fixture Schedule'!E\"&MOD(ROW(A588)-52,50)+9))","v":""},{"$f":"IF(A588=\"\",\"\",INDIRECT(\"'Fixture Schedule'!F\"&MOD(ROW(A588)-52,50)+9))","v":""},{"$f":"IF(A588=\"\",\"\",INDIRECT(\"'Fixture Schedule'!L\"&MOD(ROW(A588)-52,50)+9))","v":""},"",null,null,{"$f":"IF(A588=\"\",\"\",IF(AP588=1,Summary!$C$12*(AO588)/(SUM('Space-by-Space Method'!$BO$4:$BO$78,SUM('Exterior Lighting'!$BL$5:$BL$25))),0))","v":""},{"$f":"IF(A588=\"\",\"\",IF(START!$B$34=1,INDIRECT(\"'Space-by-Space Method'!\"&SUBSTITUTE(ADDRESS(1,MOD(ROW(A588)-52,50)+10,4),\"1\",\"\")&ROUNDDOWN((ROW(A588)-52)/50,0)+4),\"\"))","v":""},{"$f":"IF(A588=\"\",\"\",IF(AP588=1,Summary!$F$11*(AO588)/(SUM('Space-by-Space Method'!$BO$4:$BO$78,SUM('Exterior Lighting'!$BL$5:$BL$25))),0))","v":""},{"$f":"IF(A588=\"\",\"\",IF(AP588=1,Summary!$E$11*(AO588)/(SUM('Space-by-Space Method'!$BO$4:$BO$78,SUM('Exterior Lighting'!$BL$5:$BL$25))),0))","v":""},{"$f":"IF(A588=\"\",\"\",IF(AP588=1,Summary!$G$11*(AO588)/(SUM('Space-by-Space Method'!$BO$4:$BO$78,SUM('Exterior Lighting'!$BL$5:$BL$25))),0))","v":""},{"$f":"IF(A588=\"\",\"\",IF(AP588=1,Summary!$H$11*(AO588)/(SUM('Space-by-Space Method'!$BO$4:$BO$78)),0))","v":""},{"$f":"IF(A588=\"\",\"\",IF(AP588=1,Summary!$I$11*(AO588)/(SUM('Space-by-Space Method'!$BO$4:$BO$78)),0))","v":""},null,null,null,{"$f":"IF(A588=\"\",\"\",IF(START!$B$34=2,INDIRECT(\"'Space-by-Space Method'!\"&SUBSTITUTE(ADDRESS(1,MOD(ROW(A588)-52,50)+10,4),\"1\",\"\")&ROUNDDOWN((ROW(A588)-52)/50,0)+4),\"\"))","v":""},{"$f":"IF(A588=\"\",\"\",INDIRECT(\"'Space-by-Space Method'!C\"&ROUNDDOWN((ROW(A588)-52)/50,0)+4))","v":""},{"$f":"IF(A588=\"\",\"\",IF(COUNTIF(CommonSpaceTypes,AQ588)>0,INDIRECT(\"'Space-by-Space Method'!F\"&ROUNDDOWN((ROW(A588)-52)/50,0)+4),\"\"))","v":""},{"$f":"IF(A588=\"\",\"\",IF(COUNTIF(BuildingSpecificSpaceTypes,AQ588)>0,INDIRECT(\"'Space-by-Space Method'!F\"&ROUNDDOWN((ROW(A588)-52)/50,0)+4),\"\"))","v":""},{"$f":"IF(A588=\"\",\"\",INDIRECT(\"'Fixture Schedule'!D\"&MOD(ROW(A588)-52,50)+9))","v":""},{"$f":"IF(A588=\"\",\"\",IF(AR588=\"\",\"\",INDIRECT(\"'Fixture Schedule'!K\"&MOD(ROW(A588)-52,50)+9)))","v":""},"",{"$f":"IF(A588=\"\",\"\",INDIRECT(\"'Fixture Schedule'!L\"&MOD(ROW(A588)-52,50)+9))","v":""},null,null,null,null,null,null,null,null,null,null,null,null,null,{"$f":"INDIRECT(\"'Space-by-Space Method'!\"&SUBSTITUTE(ADDRESS(1,MOD(ROW(A588)-52,50)+10,4),\"1\",\"\")&ROUNDDOWN((ROW(A588)-52)/50,0)+4)","v":0},{"$f":"LEFT(INDIRECT(\"'Space-by-Space Method'!BJ\"&ROUNDDOWN((ROW(A588)-52)/50,0)+4),3)","v":""},{"$f":"INDIRECT(\"'Fixture Schedule'!L\"&MOD(ROW(A588)-52,50)+9)","v":0},{"$f":"INDIRECT(\"'Fixture Schedule'!O\"&MOD(ROW(A588)-52,50)+9)","v":0},{"$f":"INDIRECT(\"'Space-by-Space Method'!F\"&ROUNDDOWN((ROW(A588)-52)/50,0)+4)","v":0},{"$f":"INDIRECT(\"'Fixture Schedule'!L\"&MOD(ROW(A588)-52,50)+9)","v":0},{"$f":"INDIRECT(\"'Space-by-Space Method'!D\"&ROUNDDOWN((ROW(A588)-52)/50,0)+4)","v":0},{"$f":"INDIRECT(\"'Space-by-Space Method'!E\"&ROUNDDOWN((ROW(A588)-52)/50,0)+4)","v":1}]
[{"$f":"IF(InteriorCalcType=2,IF(OR(AM598=0,AN598=\"DNQ\")=TRUE,\"\",INDIRECT(\"'Fixture Schedule'!M\"&MOD(ROW(A598)-52,50)+9)),\"\")","v":""},{"$f":"IF(A598=\"\",\"\",INDIRECT(\"'Fixture Schedule'!E\"&MOD(ROW(A598)-52,50)+9))","v":""},{"$f":"IF(A598=\"\",\"\",INDIRECT(\"'Fixture Schedule'!F\"&MOD(ROW(A598)-52,50)+9))","v":""},{"$f":"IF(A598=\"\",\"\",INDIRECT(\"'Fixture Schedule'!L\"&MOD(ROW(A598)-52,50)+9))","v":""},"",null,null,{"$f":"IF(A598=\"\",\"\",IF(AP598=1,Summary!$C$12*(AO598)/(SUM('Space-by-Space Method'!$BO$4:$BO$78,SUM('Exterior Lighting'!$BL$5:$BL$25))),0))","v":""},{"$f":"IF(A598=\"\",\"\",IF(START!$B$34=1,INDIRECT(\"'Space-by-Space Method'!\"&SUBSTITUTE(ADDRESS(1,MOD(ROW(A598)-52,50)+10,4),\"1\",\"\")&ROUNDDOWN((ROW(A598)-52)/50,0)+4),\"\"))","v":""},{"$f":"IF(A598=\"\",\"\",IF(AP598=1,Summary!$F$11*(AO598)/(SUM('Space-by-Space Method'!$BO$4:$BO$78,SUM('Exterior Lighting'!$BL$5:$BL$25))),0))","v":""},{"$f":"IF(A598=\"\",\"\",IF(AP598=1,Summary!$E$11*(AO598)/(SUM('Space-by-Space Method'!$BO$4:$BO$78,SUM('Exterior Lighting'!$BL$5:$BL$25))),0))","v":""},{"$f":"IF(A598=\"\",\"\",IF(AP598=1,Summary!$G$11*(AO598)/(SUM('Space-by-Space Method'!$BO$4:$BO$78,SUM('Exterior Lighting'!$BL$5:$BL$25))),0))","v":""},{"$f":"IF(A598=\"\",\"\",IF(AP598=1,Summary!$H$11*(AO598)/(SUM('Space-by-Space Method'!$BO$4:$BO$78)),0))","v":""},{"$f":"IF(A598=\"\",\"\",IF(AP598=1,Summary!$I$11*(AO598)/(SUM('Space-by-Space Method'!$BO$4:$BO$78)),0))","v":""},null,null,null,{"$f":"IF(A598=\"\",\"\",IF(START!$B$34=2,INDIRECT(\"'Space-by-Space Method'!\"&SUBSTITUTE(ADDRESS(1,MOD(ROW(A598)-52,50)+10,4),\"1\",\"\")&ROUNDDOWN((ROW(A598)-52)/50,0)+4),\"\"))","v":""},{"$f":"IF(A598=\"\",\"\",INDIRECT(\"'Space-by-Space Method'!C\"&ROUNDDOWN((ROW(A598)-52)/50,0)+4))","v":""},{"$f":"IF(A598=\"\",\"\",IF(COUNTIF(CommonSpaceTypes,AQ598)>0,INDIRECT(\"'Space-by-Space Method'!F\"&ROUNDDOWN((ROW(A598)-52)/50,0)+4),\"\"))","v":""},{"$f":"IF(A598=\"\",\"\",IF(COUNTIF(BuildingSpecificSpaceTypes,AQ598)>0,INDIRECT(\"'Space-by-Space Method'!F\"&ROUNDDOWN((ROW(A598)-52)/50,0)+4),\"\"))","v":""},{"$f":"IF(A598=\"\",\"\",INDIRECT(\"'Fixture Schedule'!D\"&MOD(ROW(A598)-52,50)+9))","v":""},{"$f":"IF(A598=\"\",\"\",IF(AR598=\"\",\"\",INDIRECT(\"'Fixture Schedule'!K\"&MOD(ROW(A598)-52,50)+9)))","v":""},"",{"$f":"IF(A598=\"\",\"\",INDIRECT(\"'Fixture Schedule'!L\"&MOD(ROW(A598)-52,50)+9))","v":""},null,null,null,null,null,null,null,null,null,null,null,null,null,{"$f":"INDIRECT(\"'Space-by-Space Method'!\"&SUBSTITUTE(ADDRESS(1,MOD(ROW(A598)-52,50)+10,4),\"1\",\"\")&ROUNDDOWN((ROW(A598)-52)/50,0)+4)","v":0},{"$f":"LEFT(INDIRECT(\"'Space-by-Space Method'!BJ\"&ROUNDDOWN((ROW(A598)-52)/50,0)+4),3)","v":""},{"$f":"INDIRECT(\"'Fixture Schedule'!L\"&MOD(ROW(A598)-52,50)+9)","v":0},{"$f":"INDIRECT(\"'Fixture Schedule'!O\"&MOD(ROW(A598)-52,50)+9)","v":0},{"$f":"INDIRECT(\"'Space-by-Space Method'!F\"&ROUNDDOWN((ROW(A598)-52)/50,0)+4)","v":0},{"$f":"INDIRECT(\"'Fixture Schedule'!L\"&MOD(ROW(A598)-52,50)+9)","v":0},{"$f":"INDIRECT(\"'Space-by-Space Method'!D\"&ROUNDDOWN((ROW(A598)-52)/50,0)+4)","v":0},{"$f":"INDIRECT(\"'Space-by-Space Method'!E\"&ROUNDDOWN((ROW(A598)-52)/50,0)+4)","v":1}]
[{"$f":"IF(InteriorCalcType=2,IF(OR(AM607=0,AN607=\"DNQ\")=TRUE,\"\",INDIRECT(\"'Fixture Schedule'!M\"&MOD(ROW(A607)-52,50)+9)),\"\")","v":""},{"$f":"IF(A607=\"\",\"\",INDIRECT(\"'Fixture Schedule'!E\"&MOD(ROW(A607)-52,50)+9))","v":""},{"$f":"IF(A607=\"\",\"\",INDIRECT(\"'Fixture Schedule'!F\"&MOD(ROW(A607)-52,50)+9))","v":""},{"$f":"IF(A607=\"\",\"\",INDIRECT(\"'Fixture Schedule'!L\"&MOD(ROW(A607)-52,50)+9))","v":""},"",null,null,{"$f":"IF(A607=\"\",\"\",IF(AP607=1,Summary!$C$12*(AO607)/(SUM('Space-by-Space Method'!$BO$4:$BO$78,SUM('Exterior Lighting'!$BL$5:$BL$25))),0))","v":""},{"$f":"IF(A607=\"\",\"\",IF(START!$B$34=1,INDIRECT(\"'Space-by-Space Method'!\"&SUBSTITUTE(ADDRESS(1,MOD(ROW(A607)-52,50)+10,4),\"1\",\"\")&ROUNDDOWN((ROW(A607)-52)/50,0)+4),\"\"))","v":""},{"$f":"IF(A607=\"\",\"\",IF(AP607=1,Summary!$F$11*(AO607)/(SUM('Space-by-Space Method'!$BO$4:$BO$78,SUM('Exterior Lighting'!$BL$5:$BL$25))),0))","v":""},{"$f":"IF(A607=\"\",\"\",IF(AP607=1,Summary!$E$11*(AO607)/(SUM('Space-by-Space Method'!$BO$4:$BO$78,SUM('Exterior Lighting'!$BL$5:$BL$25))),0))","v":""},{"$f":"IF(A607=\"\",\"\",IF(AP607=1,Summary!$G$11*(AO607)/(SUM('Space-by-Space Method'!$BO$4:$BO$78,SUM('Exterior Lighting'!$BL$5:$BL$25))),0))","v":""},{"$f":"IF(A607=\"\",\"\",IF(AP607=1,Summary!$H$11*(AO607)/(SUM('Space-by-Space Method'!$BO$4:$BO$78)),0))","v":""},{"$f":"IF(A607=\"\",\"\",IF(AP607=1,Summary!$I$11*(AO607)/(SUM('Space-by-Space Method'!$BO$4:$BO$78)),0))","v":""},null,null,null,{"$f":"IF(A607=\"\",\"\",IF(START!$B$34=2,INDIRECT(\"'Space-by-Space Method'!\"&SUBSTITUTE(ADDRESS(1,MOD(ROW(A607)-52,50)+10,4),\"1\",\"\")&ROUNDDOWN((ROW(A607)-52)/50,0)+4),\"\"))","v":""},{"$f":"IF(A607=\"\",\"\",INDIRECT(\"'Space-by-Space Method'!C\"&ROUNDDOWN((ROW(A607)-52)/50,0)+4))","v":""},{"$f":"IF(A607=\"\",\"\",IF(COUNTIF(CommonSpaceTypes,AQ607)>0,INDIRECT(\"'Space-by-Space Method'!F\"&ROUNDDOWN((ROW(A607)-52)/50,0)+4),\"\"))","v":""},{"$f":"IF(A607=\"\",\"\",IF(COUNTIF(BuildingSpecificSpaceTypes,AQ607)>0,INDIRECT(\"'Space-by-Space Method'!F\"&ROUNDDOWN((ROW(A607)-52)/50,0)+4),\"\"))","v":""},{"$f":"IF(A607=\"\",\"\",INDIRECT(\"'Fixture Schedule'!D\"&MOD(ROW(A607)-52,50)+9))","v":""},{"$f":"IF(A607=\"\",\"\",IF(AR607=\"\",\"\",INDIRECT(\"'Fixture Schedule'!K\"&MOD(ROW(A607)-52,50)+9)))","v":""},"",{"$f":"IF(A607=\"\",\"\",INDIRECT(\"'Fixture Schedule'!L\"&MOD(ROW(A607)-52,50)+9))","v":""},null,null,null,null,null,null,null,null,null,null,null,null,null,{"$f":"INDIRECT(\"'Space-by-Space Method'!\"&SUBSTITUTE(ADDRESS(1,MOD(ROW(A607)-52,50)+10,4),\"1\",\"\")&ROUNDDOWN((ROW(A607)-52)/50,0)+4)","v":0},{"$f":"LEFT(INDIRECT(\"'Space-by-Space Method'!BJ\"&ROUNDDOWN((ROW(A607)-52)/50,0)+4),3)","v":""},{"$f":"INDIRECT(\"'Fixture Schedule'!L\"&MOD(ROW(A607)-52,50)+9)","v":0},{"$f":"INDIRECT(\"'Fixture Schedule'!O\"&MOD(ROW(A607)-52,50)+9)","v":0},{"$f":"INDIRECT(\"'Space-by-Space Method'!F\"&ROUNDDOWN((ROW(A607)-52)/50,0)+4)","v":0},{"$f":"INDIRECT(\"'Fixture Schedule'!L\"&MOD(ROW(A607)-52,50)+9)","v":0},{"$f":"INDIRECT(\"'Space-by-Space Method'!D\"&ROUNDDOWN((ROW(A607)-52)/50,0)+4)","v":0},{"$f":"INDIRECT(\"'Space-by-Space Method'!E\"&ROUNDDOWN((ROW(A607)-52)/50,0)+4)","v":1}]
[{"$f":"IF(InteriorCalcType=2,IF(OR(AM612=0,AN612=\"DNQ\")=TRUE,\"\",INDIRECT(\"'Fixture Schedule'!M\"&MOD(ROW(A612)-52,50)+9)),\"\")","v":""},{"$f":"IF(A612=\"\",\"\",INDIRECT(\"'Fixture Schedule'!E\"&MOD(ROW(A612)-52,50)+9))","v":""},{"$f":"IF(A612=\"\",\"\",INDIRECT(\"'Fixture Schedule'!F\"&MOD(ROW(A612)-52,50)+9))","v":""},{"$f":"IF(A612=\"\",\"\",INDIRECT(\"'Fixture Schedule'!L\"&MOD(ROW(A612)-52,50)+9))","v":""},"",null,null,{"$f":"IF(A612=\"\",\"\",IF(AP612=1,Summary!$C$12*(AO612)/(SUM('Space-by-Space Method'!$BO$4:$BO$78,SUM('Exterior Lighting'!$BL$5:$BL$25))),0))","v":""},{"$f":"IF(A612=\"\",\"\",IF(START!$B$34=1,INDIRECT(\"'Space-by-Space Method'!\"&SUBSTITUTE(ADDRESS(1,MOD(ROW(A612)-52,50)+10,4),\"1\",\"\")&ROUNDDOWN((ROW(A612)-52)/50,0)+4),\"\"))","v":""},{"$f":"IF(A612=\"\",\"\",IF(AP612=1,Summary!$F$11*(AO612)/(SUM('Space-by-Space Method'!$BO$4:$BO$78,SUM('Exterior Lighting'!$BL$5:$BL$25))),0))","v":""},{"$f":"IF(A612=\"\",\"\",IF(AP612=1,Summary!$E$11*(AO612)/(SUM('Space-by-Space Method'!$BO$4:$BO$78,SUM('Exterior Lighting'!$BL$5:$BL$25))),0))","v":""},{"$f":"IF(A612=\"\",\"\",IF(AP612=1,Summary!$G$11*(AO612)/(SUM('Space-by-Space Method'!$BO$4:$BO$78,SUM('Exterior Lighting'!$BL$5:$BL$25))),0))","v":""},{"$f":"IF(A612=\"\",\"\",IF(AP612=1,Summary!$H$11*(AO612)/(SUM('Space-by-Space Method'!$BO$4:$BO$78)),0))","v":""},{"$f":"IF(A612=\"\",\"\",IF(AP612=1,Summary!$I$11*(AO612)/(SUM('Space-by-Space Method'!$BO$4:$BO$78)),0))","v":""},null,null,null,{"$f":"IF(A612=\"\",\"\",IF(START!$B$34=2,INDIRECT(\"'Space-by-Space Method'!\"&SUBSTITUTE(ADDRESS(1,MOD(ROW(A612)-52,50)+10,4),\"1\",\"\")&ROUNDDOWN((ROW(A612)-52)/50,0)+4),\"\"))","v":""},{"$f":"IF(A612=\"\",\"\",INDIRECT(\"'Space-by-Space Method'!C\"&ROUNDDOWN((ROW(A612)-52)/50,0)+4))","v":""},{"$f":"IF(A612=\"\",\"\",IF(COUNTIF(CommonSpaceTypes,AQ612)>0,INDIRECT(\"'Space-by-Space Method'!F\"&ROUNDDOWN((ROW(A612)-52)/50,0)+4),\"\"))","v":""},{"$f":"IF(A612=\"\",\"\",IF(COUNTIF(BuildingSpecificSpaceTypes,AQ612)>0,INDIRECT(\"'Space-by-Space Method'!F\"&ROUNDDOWN((ROW(A612)-52)/50,0)+4),\"\"))","v":""},{"$f":"IF(A612=\"\",\"\",INDIRECT(\"'Fixture Schedule'!D\"&MOD(ROW(A612)-52,50)+9))","v":""},{"$f":"IF(A612=\"\",\"\",IF(AR612=\"\",\"\",INDIRECT(\"'Fixture Schedule'!K\"&MOD(ROW(A612)-52,50)+9)))","v":""},"",{"$f":"IF(A612=\"\",\"\",INDIRECT(\"'Fixture Schedule'!L\"&MOD(ROW(A612)-52,50)+9))","v":""},null,null,null,null,null,null,null,null,null,null,null,null,null,{"$f":"INDIRECT(\"'Space-by-Space Method'!\"&SUBSTITUTE(ADDRESS(1,MOD(ROW(A612)-52,50)+10,4),\"1\",\"\")&ROUNDDOWN((ROW(A612)-52)/50,0)+4)","v":0},{"$f":"LEFT(INDIRECT(\"'Space-by-Space Method'!BJ\"&ROUNDDOWN((ROW(A612)-52)/50,0)+4),3)","v":""},{"$f":"INDIRECT(\"'Fixture Schedule'!L\"&MOD(ROW(A612)-52,50)+9)","v":0},{"$f":"INDIRECT(\"'Fixture Schedule'!O\"&MOD(ROW(A612)-52,50)+9)","v":0},{"$f":"INDIRECT(\"'Space-by-Space Method'!F\"&ROUNDDOWN((ROW(A612)-52)/50,0)+4)","v":0},{"$f":"INDIRECT(\"'Fixture Schedule'!L\"&MOD(ROW(A612)-52,50)+9)","v":0},{"$f":"INDIRECT(\"'Space-by-Space Method'!D\"&ROUNDDOWN((ROW(A612)-52)/50,0)+4)","v":0},{"$f":"INDIRECT(\"'Space-by-Space Method'!E\"&ROUNDDOWN((ROW(A612)-52)/50,0)+4)","v":1}]
[{"$f":"IF(InteriorCalcType=2,IF(OR(AM626=0,AN626=\"DNQ\")=TRUE,\"\",INDIRECT(\"'Fixture Schedule'!M\"&MOD(ROW(A626)-52,50)+9)),\"\")","v":""},{"$f":"IF(A626=\"\",\"\",INDIRECT(\"'Fixture Schedule'!E\"&MOD(ROW(A626)-52,50)+9))","v":""},{"$f":"IF(A626=\"\",\"\",INDIRECT(\"'Fixture Schedule'!F\"&MOD(ROW(A626)-52,50)+9))","v":""},{"$f":"IF(A626=\"\",\"\",INDIRECT(\"'Fixture Schedule'!L\"&MOD(ROW(A626)-52,50)+9))","v":""},"",null,null,{"$f":"IF(A626=\"\",\"\",IF(AP626=1,Summary!$C$12*(AO626)/(SUM('Space-by-Space Method'!$BO$4:$BO$78,SUM('Exterior Lighting'!$BL$5:$BL$25))),0))","v":""},{"$f":"IF(A626=\"\",\"\",IF(START!$B$34=1,INDIRECT(\"'Space-by-Space Method'!\"&SUBSTITUTE(ADDRESS(1,MOD(ROW(A626)-52,50)+10,4),\"1\",\"\")&ROUNDDOWN((ROW(A626)-52)/50,0)+4),\"\"))","v":""},{"$f":"IF(A626=\"\",\"\",IF(AP626=1,Summary!$F$11*(AO626)/(SUM('Space-by-Space Method'!$BO$4:$BO$78,SUM('Exterior Lighting'!$BL$5:$BL$25))),0))","v":""},{"$f":"IF(A626=\"\",\"\",IF(AP626=1,Summary!$E$11*(AO626)/(SUM('Space-by-Space Method'!$BO$4:$BO$78,SUM('Exterior Lighting'!$BL$5:$BL$25))),0))","v":""},{"$f":"IF(A626=\"\",\"\",IF(AP626=1,Summary!$G$11*(AO626)/(SUM('Space-by-Space Method'!$BO$4:$BO$78,SUM('Exterior Lighting'!$BL$5:$BL$25))),0))","v":""},{"$f":"IF(A626=\"\",\"\",IF(AP626=1,Summary!$H$11*(AO626)/(SUM('Space-by-Space Method'!$BO$4:$BO$78)),0))","v":""},{"$f":"IF(A626=\"\",\"\",IF(AP626=1,Summary!$I$11*(AO626)/(SUM('Space-by-Space Method'!$BO$4:$BO$78)),0))","v":""},null,null,null,{"$f":"IF(A626=\"\",\"\",IF(START!$B$34=2,INDIRECT(\"'Space-by-Space Method'!\"&SUBSTITUTE(ADDRESS(1,MOD(ROW(A626)-52,50)+10,4),\"1\",\"\")&ROUNDDOWN((ROW(A626)-52)/50,0)+4),\"\"))","v":""},{"$f":"IF(A626=\"\",\"\",INDIRECT(\"'Space-by-Space Method'!C\"&ROUNDDOWN((ROW(A626)-52)/50,0)+4))","v":""},{"$f":"IF(A626=\"\",\"\",IF(COUNTIF(CommonSpaceTypes,AQ626)>0,INDIRECT(\"'Space-by-Space Method'!F\"&ROUNDDOWN((ROW(A626)-52)/50,0)+4),\"\"))","v":""},{"$f":"IF(A626=\"\",\"\",IF(COUNTIF(BuildingSpecificSpaceTypes,AQ626)>0,INDIRECT(\"'Space-by-Space Method'!F\"&ROUNDDOWN((ROW(A626)-52)/50,0)+4),\"\"))","v":""},{"$f":"IF(A626=\"\",\"\",INDIRECT(\"'Fixture Schedule'!D\"&MOD(ROW(A626)-52,50)+9))","v":""},{"$f":"IF(A626=\"\",\"\",IF(AR626=\"\",\"\",INDIRECT(\"'Fixture Schedule'!K\"&MOD(ROW(A626)-52,50)+9)))","v":""},"",{"$f":"IF(A626=\"\",\"\",INDIRECT(\"'Fixture Schedule'!L\"&MOD(ROW(A626)-52,50)+9))","v":""},null,null,null,null,null,null,null,null,null,null,null,null,null,{"$f":"INDIRECT(\"'Space-by-Space Method'!\"&SUBSTITUTE(ADDRESS(1,MOD(ROW(A626)-52,50)+10,4),\"1\",\"\")&ROUNDDOWN((ROW(A626)-52)/50,0)+4)","v":0},{"$f":"LEFT(INDIRECT(\"'Space-by-Space Method'!BJ\"&ROUNDDOWN((ROW(A626)-52)/50,0)+4),3)","v":""},{"$f":"INDIRECT(\"'Fixture Schedule'!L\"&MOD(ROW(A626)-52,50)+9)","v":0},{"$f":"INDIRECT(\"'Fixture Schedule'!O\"&MOD(ROW(A626)-52,50)+9)","v":0},{"$f":"INDIRECT(\"'Space-by-Space Method'!F\"&ROUNDDOWN((ROW(A626)-52)/50,0)+4)","v":0},{"$f":"INDIRECT(\"'Fixture Schedule'!L\"&MOD(ROW(A626)-52,50)+9)","v":0},{"$f":"INDIRECT(\"'Space-by-Space Method'!D\"&ROUNDDOWN((ROW(A626)-52)/50,0)+4)","v":0},{"$f":"INDIRECT(\"'Space-by-Space Method'!E\"&ROUNDDOWN((ROW(A626)-52)/50,0)+4)","v":1}]
[{"$f":"IF(InteriorCalcType=2,IF(OR(AM630=0,AN630=\"DNQ\")=TRUE,\"\",INDIRECT(\"'Fixture Schedule'!M\"&MOD(ROW(A630)-52,50)+9)),\"\")","v":""},{"$f":"IF(A630=\"\",\"\",INDIRECT(\"'Fixture Schedule'!E\"&MOD(ROW(A630)-52,50)+9))","v":""},{"$f":"IF(A630=\"\",\"\",INDIRECT(\"'Fixture Schedule'!F\"&MOD(ROW(A630)-52,50)+9))","v":""},{"$f":"IF(A630=\"\",\"\",INDIRECT(\"'Fixture Schedule'!L\"&MOD(ROW(A630)-52,50)+9))","v":""},"",null,null,{"$f":"IF(A630=\"\",\"\",IF(AP630=1,Summary!$C$12*(AO630)/(SUM('Space-by-Space Method'!$BO$4:$BO$78,SUM('Exterior Lighting'!$BL$5:$BL$25))),0))","v":""},{"$f":"IF(A630=\"\",\"\",IF(START!$B$34=1,INDIRECT(\"'Space-by-Space Method'!\"&SUBSTITUTE(ADDRESS(1,MOD(ROW(A630)-52,50)+10,4),\"1\",\"\")&ROUNDDOWN((ROW(A630)-52)/50,0)+4),\"\"))","v":""},{"$f":"IF(A630=\"\",\"\",IF(AP630=1,Summary!$F$11*(AO630)/(SUM('Space-by-Space Method'!$BO$4:$BO$78,SUM('Exterior Lighting'!$BL$5:$BL$25))),0))","v":""},{"$f":"IF(A630=\"\",\"\",IF(AP630=1,Summary!$E$11*(AO630)/(SUM('Space-by-Space Method'!$BO$4:$BO$78,SUM('Exterior Lighting'!$BL$5:$BL$25))),0))","v":""},{"$f":"IF(A630=\"\",\"\",IF(AP630=1,Summary!$G$11*(AO630)/(SUM('Space-by-Space Method'!$BO$4:$BO$78,SUM('Exterior Lighting'!$BL$5:$BL$25))),0))","v":""},{"$f":"IF(A630=\"\",\"\",IF(AP630=1,Summary!$H$11*(AO630)/(SUM('Space-by-Space Method'!$BO$4:$BO$78)),0))","v":""},{"$f":"IF(A630=\"\",\"\",IF(AP630=1,Summary!$I$11*(AO630)/(SUM('Space-by-Space Method'!$BO$4:$BO$78)),0))","v":""},null,null,null,{"$f":"IF(A630=\"\",\"\",IF(START!$B$34=2,INDIRECT(\"'Space-by-Space Method'!\"&SUBSTITUTE(ADDRESS(1,MOD(ROW(A630)-52,50)+10,4),\"1\",\"\")&ROUNDDOWN((ROW(A630)-52)/50,0)+4),\"\"))","v":""},{"$f":"IF(A630=\"\",\"\",INDIRECT(\"'Space-by-Space Method'!C\"&ROUNDDOWN((ROW(A630)-52)/50,0)+4))","v":""},{"$f":"IF(A630=\"\",\"\",IF(COUNTIF(CommonSpaceTypes,AQ630)>0,INDIRECT(\"'Space-by-Space Method'!F\"&ROUNDDOWN((ROW(A630)-52)/50,0)+4),\"\"))","v":""},{"$f":"IF(A630=\"\",\"\",IF(COUNTIF(BuildingSpecificSpaceTypes,AQ630)>0,INDIRECT(\"'Space-by-Space Method'!F\"&ROUNDDOWN((ROW(A630)-52)/50,0)+4),\"\"))","v":""},{"$f":"IF(A630=\"\",\"\",INDIRECT(\"'Fixture Schedule'!D\"&MOD(ROW(A630)-52,50)+9))","v":""},{"$f":"IF(A630=\"\",\"\",IF(AR630=\"\",\"\",INDIRECT(\"'Fixture Schedule'!K\"&MOD(ROW(A630)-52,50)+9)))","v":""},"",{"$f":"IF(A630=\"\",\"\",INDIRECT(\"'Fixture Schedule'!L\"&MOD(ROW(A630)-52,50)+9))","v":""},null,null,null,null,null,null,null,null,null,null,null,null,null,{"$f":"INDIRECT(\"'Space-by-Space Method'!\"&SUBSTITUTE(ADDRESS(1,MOD(ROW(A630)-52,50)+10,4),\"1\",\"\")&ROUNDDOWN((ROW(A630)-52)/50,0)+4)","v":0},{"$f":"LEFT(INDIRECT(\"'Space-by-Space Method'!BJ\"&ROUNDDOWN((ROW(A630)-52)/50,0)+4),3)","v":""},{"$f":"INDIRECT(\"'Fixture Schedule'!L\"&MOD(ROW(A630)-52,50)+9)","v":0},{"$f":"INDIRECT(\"'Fixture Schedule'!O\"&MOD(ROW(A630)-52,50)+9)","v":0},{"$f":"INDIRECT(\"'Space-by-Space Method'!F\"&ROUNDDOWN((ROW(A630)-52)/50,0)+4)","v":0},{"$f":"INDIRECT(\"'Fixture Schedule'!L\"&MOD(ROW(A630)-52,50)+9)","v":0},{"$f":"INDIRECT(\"'Space-by-Space Method'!D\"&ROUNDDOWN((ROW(A630)-52)/50,0)+4)","v":0},{"$f":"INDIRECT(\"'Space-by-Space Method'!E\"&ROUNDDOWN((ROW(A630)-52)/50,0)+4)","v":1}]
[{"$f":"IF(InteriorCalcType=2,IF(OR(AM637=0,AN637=\"DNQ\")=TRUE,\"\",INDIRECT(\"'Fixture Schedule'!M\"&MOD(ROW(A637)-52,50)+9)),\"\")","v":""},{"$f":"IF(A637=\"\",\"\",INDIRECT(\"'Fixture Schedule'!E\"&MOD(ROW(A637)-52,50)+9))","v":""},{"$f":"IF(A637=\"\",\"\",INDIRECT(\"'Fixture Schedule'!F\"&MOD(ROW(A637)-52,50)+9))","v":""},{"$f":"IF(A637=\"\",\"\",INDIRECT(\"'Fixture Schedule'!L\"&MOD(ROW(A637)-52,50)+9))","v":""},"",null,null,{"$f":"IF(A637=\"\",\"\",IF(AP637=1,Summary!$C$12*(AO637)/(SUM('Space-by-Space Method'!$BO$4:$BO$78,SUM('Exterior Lighting'!$BL$5:$BL$25))),0))","v":""},{"$f":"IF(A637=\"\",\"\",IF(START!$B$34=1,INDIRECT(\"'Space-by-Space Method'!\"&SUBSTITUTE(ADDRESS(1,MOD(ROW(A637)-52,50)+10,4),\"1\",\"\")&ROUNDDOWN((ROW(A637)-52)/50,0)+4),\"\"))","v":""},{"$f":"IF(A637=\"\",\"\",IF(AP637=1,Summary!$F$11*(AO637)/(SUM('Space-by-Space Method'!$BO$4:$BO$78,SUM('Exterior Lighting'!$BL$5:$BL$25))),0))","v":""},{"$f":"IF(A637=\"\",\"\",IF(AP637=1,Summary!$E$11*(AO637)/(SUM('Space-by-Space Method'!$BO$4:$BO$78,SUM('Exterior Lighting'!$BL$5:$BL$25))),0))","v":""},{"$f":"IF(A637=\"\",\"\",IF(AP637=1,Summary!$G$11*(AO637)/(SUM('Space-by-Space Method'!$BO$4:$BO$78,SUM('Exterior Lighting'!$BL$5:$BL$25))),0))","v":""},{"$f":"IF(A637=\"\",\"\",IF(AP637=1,Summary!$H$11*(AO637)/(SUM('Space-by-Space Method'!$BO$4:$BO$78)),0))","v":""},{"$f":"IF(A637=\"\",\"\",IF(AP637=1,Summary!$I$11*(AO637)/(SUM('Space-by-Space Method'!$BO$4:$BO$78)),0))","v":""},null,null,null,{"$f":"IF(A637=\"\",\"\",IF(START!$B$34=2,INDIRECT(\"'Space-by-Space Method'!\"&SUBSTITUTE(ADDRESS(1,MOD(ROW(A637)-52,50)+10,4),\"1\",\"\")&ROUNDDOWN((ROW(A637)-52)/50,0)+4),\"\"))","v":""},{"$f":"IF(A637=\"\",\"\",INDIRECT(\"'Space-by-Space Method'!C\"&ROUNDDOWN((ROW(A637)-52)/50,0)+4))","v":""},{"$f":"IF(A637=\"\",\"\",IF(COUNTIF(CommonSpaceTypes,AQ637)>0,INDIRECT(\"'Space-by-Space Method'!F\"&ROUNDDOWN((ROW(A637)-52)/50,0)+4),\"\"))","v":""},{"$f":"IF(A637=\"\",\"\",IF(COUNTIF(BuildingSpecificSpaceTypes,AQ637)>0,INDIRECT(\"'Space-by-Space Method'!F\"&ROUNDDOWN((ROW(A637)-52)/50,0)+4),\"\"))","v":""},{"$f":"IF(A637=\"\",\"\",INDIRECT(\"'Fixture Schedule'!D\"&MOD(ROW(A637)-52,50)+9))","v":""},{"$f":"IF(A637=\"\",\"\",IF(AR637=\"\",\"\",INDIRECT(\"'Fixture Schedule'!K\"&MOD(ROW(A637)-52,50)+9)))","v":""},"",{"$f":"IF(A637=\"\",\"\",INDIRECT(\"'Fixture Schedule'!L\"&MOD(ROW(A637)-52,50)+9))","v":""},null,null,null,null,null,null,null,null,null,null,null,null,null,{"$f":"INDIRECT(\"'Space-by-Space Method'!\"&SUBSTITUTE(ADDRESS(1,MOD(ROW(A637)-52,50)+10,4),\"1\",\"\")&ROUNDDOWN((ROW(A637)-52)/50,0)+4)","v":0},{"$f":"LEFT(INDIRECT(\"'Space-by-Space Method'!BJ\"&ROUNDDOWN((ROW(A637)-52)/50,0)+4),3)","v":""},{"$f":"INDIRECT(\"'Fixture Schedule'!L\"&MOD(ROW(A637)-52,50)+9)","v":0},{"$f":"INDIRECT(\"'Fixture Schedule'!O\"&MOD(ROW(A637)-52,50)+9)","v":0},{"$f":"INDIRECT(\"'Space-by-Space Method'!F\"&ROUNDDOWN((ROW(A637)-52)/50,0)+4)","v":0},{"$f":"INDIRECT(\"'Fixture Schedule'!L\"&MOD(ROW(A637)-52,50)+9)","v":0},{"$f":"INDIRECT(\"'Space-by-Space Method'!D\"&ROUNDDOWN((ROW(A637)-52)/50,0)+4)","v":0},{"$f":"INDIRECT(\"'Space-by-Space Method'!E\"&ROUNDDOWN((ROW(A637)-52)/50,0)+4)","v":1}]
[{"$f":"IF(InteriorCalcType=2,IF(OR(AM648=0,AN648=\"DNQ\")=TRUE,\"\",INDIRECT(\"'Fixture Schedule'!M\"&MOD(ROW(A648)-52,50)+9)),\"\")","v":""},{"$f":"IF(A648=\"\",\"\",INDIRECT(\"'Fixture Schedule'!E\"&MOD(ROW(A648)-52,50)+9))","v":""},{"$f":"IF(A648=\"\",\"\",INDIRECT(\"'Fixture Schedule'!F\"&MOD(ROW(A648)-52,50)+9))","v":""},{"$f":"IF(A648=\"\",\"\",INDIRECT(\"'Fixture Schedule'!L\"&MOD(ROW(A648)-52,50)+9))","v":""},"",null,null,{"$f":"IF(A648=\"\",\"\",IF(AP648=1,Summary!$C$12*(AO648)/(SUM('Space-by-Space Method'!$BO$4:$BO$78,SUM('Exterior Lighting'!$BL$5:$BL$25))),0))","v":""},{"$f":"IF(A648=\"\",\"\",IF(START!$B$34=1,INDIRECT(\"'Space-by-Space Method'!\"&SUBSTITUTE(ADDRESS(1,MOD(ROW(A648)-52,50)+10,4),\"1\",\"\")&ROUNDDOWN((ROW(A648)-52)/50,0)+4),\"\"))","v":""},{"$f":"IF(A648=\"\",\"\",IF(AP648=1,Summary!$F$11*(AO648)/(SUM('Space-by-Space Method'!$BO$4:$BO$78,SUM('Exterior Lighting'!$BL$5:$BL$25))),0))","v":""},{"$f":"IF(A648=\"\",\"\",IF(AP648=1,Summary!$E$11*(AO648)/(SUM('Space-by-Space Method'!$BO$4:$BO$78,SUM('Exterior Lighting'!$BL$5:$BL$25))),0))","v":""},{"$f":"IF(A648=\"\",\"\",IF(AP648=1,Summary!$G$11*(AO648)/(SUM('Space-by-Space Method'!$BO$4:$BO$78,SUM('Exterior Lighting'!$BL$5:$BL$25))),0))","v":""},{"$f":"IF(A648=\"\",\"\",IF(AP648=1,Summary!$H$11*(AO648)/(SUM('Space-by-Space Method'!$BO$4:$BO$78)),0))","v":""},{"$f":"IF(A648=\"\",\"\",IF(AP648=1,Summary!$I$11*(AO648)/(SUM('Space-by-Space Method'!$BO$4:$BO$78)),0))","v":""},null,null,null,{"$f":"IF(A648=\"\",\"\",IF(START!$B$34=2,INDIRECT(\"'Space-by-Space Method'!\"&SUBSTITUTE(ADDRESS(1,MOD(ROW(A648)-52,50)+10,4),\"1\",\"\")&ROUNDDOWN((ROW(A648)-52)/50,0)+4),\"\"))","v":""},{"$f":"IF(A648=\"\",\"\",INDIRECT(\"'Space-by-Space Method'!C\"&ROUNDDOWN((ROW(A648)-52)/50,0)+4))","v":""},{"$f":"IF(A648=\"\",\"\",IF(COUNTIF(CommonSpaceTypes,AQ648)>0,INDIRECT(\"'Space-by-Space Method'!F\"&ROUNDDOWN((ROW(A648)-52)/50,0)+4),\"\"))","v":""},{"$f":"IF(A648=\"\",\"\",IF(COUNTIF(BuildingSpecificSpaceTypes,AQ648)>0,INDIRECT(\"'Space-by-Space Method'!F\"&ROUNDDOWN((ROW(A648)-52)/50,0)+4),\"\"))","v":""},{"$f":"IF(A648=\"\",\"\",INDIRECT(\"'Fixture Schedule'!D\"&MOD(ROW(A648)-52,50)+9))","v":""},{"$f":"IF(A648=\"\",\"\",IF(AR648=\"\",\"\",INDIRECT(\"'Fixture Schedule'!K\"&MOD(ROW(A648)-52,50)+9)))","v":""},"",{"$f":"IF(A648=\"\",\"\",INDIRECT(\"'Fixture Schedule'!L\"&MOD(ROW(A648)-52,50)+9))","v":""},null,null,null,null,null,null,null,null,null,null,null,null,null,{"$f":"INDIRECT(\"'Space-by-Space Method'!\"&SUBSTITUTE(ADDRESS(1,MOD(ROW(A648)-52,50)+10,4),\"1\",\"\")&ROUNDDOWN((ROW(A648)-52)/50,0)+4)","v":0},{"$f":"LEFT(INDIRECT(\"'Space-by-Space Method'!BJ\"&ROUNDDOWN((ROW(A648)-52)/50,0)+4),3)","v":""},{"$f":"INDIRECT(\"'Fixture Schedule'!L\"&MOD(ROW(A648)-52,50)+9)","v":0},{"$f":"INDIRECT(\"'Fixture Schedule'!O\"&MOD(ROW(A648)-52,50)+9)","v":0},{"$f":"INDIRECT(\"'Space-by-Space Method'!F\"&ROUNDDOWN((ROW(A648)-52)/50,0)+4)","v":0},{"$f":"INDIRECT(\"'Fixture Schedule'!L\"&MOD(ROW(A648)-52,50)+9)","v":0},{"$f":"INDIRECT(\"'Space-by-Space Method'!D\"&ROUNDDOWN((ROW(A648)-52)/50,0)+4)","v":0},{"$f":"INDIRECT(\"'Space-by-Space Method'!E\"&ROUNDDOWN((ROW(A648)-52)/50,0)+4)","v":1}]
[{"$f":"IF(InteriorCalcType=2,IF(OR(AM656=0,AN656=\"DNQ\")=TRUE,\"\",INDIRECT(\"'Fixture Schedule'!M\"&MOD(ROW(A656)-52,50)+9)),\"\")","v":""},{"$f":"IF(A656=\"\",\"\",INDIRECT(\"'Fixture Schedule'!E\"&MOD(ROW(A656)-52,50)+9))","v":""},{"$f":"IF(A656=\"\",\"\",INDIRECT(\"'Fixture Schedule'!F\"&MOD(ROW(A656)-52,50)+9))","v":""},{"$f":"IF(A656=\"\",\"\",INDIRECT(\"'Fixture Schedule'!L\"&MOD(ROW(A656)-52,50)+9))","v":""},"",null,null,{"$f":"IF(A656=\"\",\"\",IF(AP656=1,Summary!$C$12*(AO656)/(SUM('Space-by-Space Method'!$BO$4:$BO$78,SUM('Exterior Lighting'!$BL$5:$BL$25))),0))","v":""},{"$f":"IF(A656=\"\",\"\",IF(START!$B$34=1,INDIRECT(\"'Space-by-Space Method'!\"&SUBSTITUTE(ADDRESS(1,MOD(ROW(A656)-52,50)+10,4),\"1\",\"\")&ROUNDDOWN((ROW(A656)-52)/50,0)+4),\"\"))","v":""},{"$f":"IF(A656=\"\",\"\",IF(AP656=1,Summary!$F$11*(AO656)/(SUM('Space-by-Space Method'!$BO$4:$BO$78,SUM('Exterior Lighting'!$BL$5:$BL$25))),0))","v":""},{"$f":"IF(A656=\"\",\"\",IF(AP656=1,Summary!$E$11*(AO656)/(SUM('Space-by-Space Method'!$BO$4:$BO$78,SUM('Exterior Lighting'!$BL$5:$BL$25))),0))","v":""},{"$f":"IF(A656=\"\",\"\",IF(AP656=1,Summary!$G$11*(AO656)/(SUM('Space-by-Space Method'!$BO$4:$BO$78,SUM('Exterior Lighting'!$BL$5:$BL$25))),0))","v":""},{"$f":"IF(A656=\"\",\"\",IF(AP656=1,Summary!$H$11*(AO656)/(SUM('Space-by-Space Method'!$BO$4:$BO$78)),0))","v":""},{"$f":"IF(A656=\"\",\"\",IF(AP656=1,Summary!$I$11*(AO656)/(SUM('Space-by-Space Method'!$BO$4:$BO$78)),0))","v":""},null,null,null,{"$f":"IF(A656=\"\",\"\",IF(START!$B$34=2,INDIRECT(\"'Space-by-Space Method'!\"&SUBSTITUTE(ADDRESS(1,MOD(ROW(A656)-52,50)+10,4),\"1\",\"\")&ROUNDDOWN((ROW(A656)-52)/50,0)+4),\"\"))","v":""},{"$f":"IF(A656=\"\",\"\",INDIRECT(\"'Space-by-Space Method'!C\"&ROUNDDOWN((ROW(A656)-52)/50,0)+4))","v":""},{"$f":"IF(A656=\"\",\"\",IF(COUNTIF(CommonSpaceTypes,AQ656)>0,INDIRECT(\"'Space-by-Space Method'!F\"&ROUNDDOWN((ROW(A656)-52)/50,0)+4),\"\"))","v":""},{"$f":"IF(A656=\"\",\"\",IF(COUNTIF(BuildingSpecificSpaceTypes,AQ656)>0,INDIRECT(\"'Space-by-Space Method'!F\"&ROUNDDOWN((ROW(A656)-52)/50,0)+4),\"\"))","v":""},{"$f":"IF(A656=\"\",\"\",INDIRECT(\"'Fixture Schedule'!D\"&MOD(ROW(A656)-52,50)+9))","v":""},{"$f":"IF(A656=\"\",\"\",IF(AR656=\"\",\"\",INDIRECT(\"'Fixture Schedule'!K\"&MOD(ROW(A656)-52,50)+9)))","v":""},"",{"$f":"IF(A656=\"\",\"\",INDIRECT(\"'Fixture Schedule'!L\"&MOD(ROW(A656)-52,50)+9))","v":""},null,null,null,null,null,null,null,null,null,null,null,null,null,{"$f":"INDIRECT(\"'Space-by-Space Method'!\"&SUBSTITUTE(ADDRESS(1,MOD(ROW(A656)-52,50)+10,4),\"1\",\"\")&ROUNDDOWN((ROW(A656)-52)/50,0)+4)","v":0},{"$f":"LEFT(INDIRECT(\"'Space-by-Space Method'!BJ\"&ROUNDDOWN((ROW(A656)-52)/50,0)+4),3)","v":""},{"$f":"INDIRECT(\"'Fixture Schedule'!L\"&MOD(ROW(A656)-52,50)+9)","v":0},{"$f":"INDIRECT(\"'Fixture Schedule'!O\"&MOD(ROW(A656)-52,50)+9)","v":0},{"$f":"INDIRECT(\"'Space-by-Space Method'!F\"&ROUNDDOWN((ROW(A656)-52)/50,0)+4)","v":0},{"$f":"INDIRECT(\"'Fixture Schedule'!L\"&MOD(ROW(A656)-52,50)+9)","v":0},{"$f":"INDIRECT(\"'Space-by-Space Method'!D\"&ROUNDDOWN((ROW(A656)-52)/50,0)+4)","v":0},{"$f":"INDIRECT(\"'Space-by-Space Method'!E\"&ROUNDDOWN((ROW(A656)-52)/50,0)+4)","v":1}]
[{"$f":"IF(InteriorCalcType=2,IF(OR(AM666=0,AN666=\"DNQ\")=TRUE,\"\",INDIRECT(\"'Fixture Schedule'!M\"&MOD(ROW(A666)-52,50)+9)),\"\")","v":""},{"$f":"IF(A666=\"\",\"\",INDIRECT(\"'Fixture Schedule'!E\"&MOD(ROW(A666)-52,50)+9))","v":""},{"$f":"IF(A666=\"\",\"\",INDIRECT(\"'Fixture Schedule'!F\"&MOD(ROW(A666)-52,50)+9))","v":""},{"$f":"IF(A666=\"\",\"\",INDIRECT(\"'Fixture Schedule'!L\"&MOD(ROW(A666)-52,50)+9))","v":""},"",null,null,{"$f":"IF(A666=\"\",\"\",IF(AP666=1,Summary!$C$12*(AO666)/(SUM('Space-by-Space Method'!$BO$4:$BO$78,SUM('Exterior Lighting'!$BL$5:$BL$25))),0))","v":""},{"$f":"IF(A666=\"\",\"\",IF(START!$B$34=1,INDIRECT(\"'Space-by-Space Method'!\"&SUBSTITUTE(ADDRESS(1,MOD(ROW(A666)-52,50)+10,4),\"1\",\"\")&ROUNDDOWN((ROW(A666)-52)/50,0)+4),\"\"))","v":""},{"$f":"IF(A666=\"\",\"\",IF(AP666=1,Summary!$F$11*(AO666)/(SUM('Space-by-Space Method'!$BO$4:$BO$78,SUM('Exterior Lighting'!$BL$5:$BL$25))),0))","v":""},{"$f":"IF(A666=\"\",\"\",IF(AP666=1,Summary!$E$11*(AO666)/(SUM('Space-by-Space Method'!$BO$4:$BO$78,SUM('Exterior Lighting'!$BL$5:$BL$25))),0))","v":""},{"$f":"IF(A666=\"\",\"\",IF(AP666=1,Summary!$G$11*(AO666)/(SUM('Space-by-Space Method'!$BO$4:$BO$78,SUM('Exterior Lighting'!$BL$5:$BL$25))),0))","v":""},{"$f":"IF(A666=\"\",\"\",IF(AP666=1,Summary!$H$11*(AO666)/(SUM('Space-by-Space Method'!$BO$4:$BO$78)),0))","v":""},{"$f":"IF(A666=\"\",\"\",IF(AP666=1,Summary!$I$11*(AO666)/(SUM('Space-by-Space Method'!$BO$4:$BO$78)),0))","v":""},null,null,null,{"$f":"IF(A666=\"\",\"\",IF(START!$B$34=2,INDIRECT(\"'Space-by-Space Method'!\"&SUBSTITUTE(ADDRESS(1,MOD(ROW(A666)-52,50)+10,4),\"1\",\"\")&ROUNDDOWN((ROW(A666)-52)/50,0)+4),\"\"))","v":""},{"$f":"IF(A666=\"\",\"\",INDIRECT(\"'Space-by-Space Method'!C\"&ROUNDDOWN((ROW(A666)-52)/50,0)+4))","v":""},{"$f":"IF(A666=\"\",\"\",IF(COUNTIF(CommonSpaceTypes,AQ666)>0,INDIRECT(\"'Space-by-Space Method'!F\"&ROUNDDOWN((ROW(A666)-52)/50,0)+4),\"\"))","v":""},{"$f":"IF(A666=\"\",\"\",IF(COUNTIF(BuildingSpecificSpaceTypes,AQ666)>0,INDIRECT(\"'Space-by-Space Method'!F\"&ROUNDDOWN((ROW(A666)-52)/50,0)+4),\"\"))","v":""},{"$f":"IF(A666=\"\",\"\",INDIRECT(\"'Fixture Schedule'!D\"&MOD(ROW(A666)-52,50)+9))","v":""},{"$f":"IF(A666=\"\",\"\",IF(AR666=\"\",\"\",INDIRECT(\"'Fixture Schedule'!K\"&MOD(ROW(A666)-52,50)+9)))","v":""},"",{"$f":"IF(A666=\"\",\"\",INDIRECT(\"'Fixture Schedule'!L\"&MOD(ROW(A666)-52,50)+9))","v":""},null,null,null,null,null,null,null,null,null,null,null,null,null,{"$f":"INDIRECT(\"'Space-by-Space Method'!\"&SUBSTITUTE(ADDRESS(1,MOD(ROW(A666)-52,50)+10,4),\"1\",\"\")&ROUNDDOWN((ROW(A666)-52)/50,0)+4)","v":0},{"$f":"LEFT(INDIRECT(\"'Space-by-Space Method'!BJ\"&ROUNDDOWN((ROW(A666)-52)/50,0)+4),3)","v":""},{"$f":"INDIRECT(\"'Fixture Schedule'!L\"&MOD(ROW(A666)-52,50)+9)","v":0},{"$f":"INDIRECT(\"'Fixture Schedule'!O\"&MOD(ROW(A666)-52,50)+9)","v":0},{"$f":"INDIRECT(\"'Space-by-Space Method'!F\"&ROUNDDOWN((ROW(A666)-52)/50,0)+4)","v":0},{"$f":"INDIRECT(\"'Fixture Schedule'!L\"&MOD(ROW(A666)-52,50)+9)","v":0},{"$f":"INDIRECT(\"'Space-by-Space Method'!D\"&ROUNDDOWN((ROW(A666)-52)/50,0)+4)","v":0},{"$f":"INDIRECT(\"'Space-by-Space Method'!E\"&ROUNDDOWN((ROW(A666)-52)/50,0)+4)","v":1}]
[{"$f":"IF(InteriorCalcType=2,IF(OR(AM675=0,AN675=\"DNQ\")=TRUE,\"\",INDIRECT(\"'Fixture Schedule'!M\"&MOD(ROW(A675)-52,50)+9)),\"\")","v":""},{"$f":"IF(A675=\"\",\"\",INDIRECT(\"'Fixture Schedule'!E\"&MOD(ROW(A675)-52,50)+9))","v":""},{"$f":"IF(A675=\"\",\"\",INDIRECT(\"'Fixture Schedule'!F\"&MOD(ROW(A675)-52,50)+9))","v":""},{"$f":"IF(A675=\"\",\"\",INDIRECT(\"'Fixture Schedule'!L\"&MOD(ROW(A675)-52,50)+9))","v":""},"",null,null,{"$f":"IF(A675=\"\",\"\",IF(AP675=1,Summary!$C$12*(AO675)/(SUM('Space-by-Space Method'!$BO$4:$BO$78,SUM('Exterior Lighting'!$BL$5:$BL$25))),0))","v":""},{"$f":"IF(A675=\"\",\"\",IF(START!$B$34=1,INDIRECT(\"'Space-by-Space Method'!\"&SUBSTITUTE(ADDRESS(1,MOD(ROW(A675)-52,50)+10,4),\"1\",\"\")&ROUNDDOWN((ROW(A675)-52)/50,0)+4),\"\"))","v":""},{"$f":"IF(A675=\"\",\"\",IF(AP675=1,Summary!$F$11*(AO675)/(SUM('Space-by-Space Method'!$BO$4:$BO$78,SUM('Exterior Lighting'!$BL$5:$BL$25))),0))","v":""},{"$f":"IF(A675=\"\",\"\",IF(AP675=1,Summary!$E$11*(AO675)/(SUM('Space-by-Space Method'!$BO$4:$BO$78,SUM('Exterior Lighting'!$BL$5:$BL$25))),0))","v":""},{"$f":"IF(A675=\"\",\"\",IF(AP675=1,Summary!$G$11*(AO675)/(SUM('Space-by-Space Method'!$BO$4:$BO$78,SUM('Exterior Lighting'!$BL$5:$BL$25))),0))","v":""},{"$f":"IF(A675=\"\",\"\",IF(AP675=1,Summary!$H$11*(AO675)/(SUM('Space-by-Space Method'!$BO$4:$BO$78)),0))","v":""},{"$f":"IF(A675=\"\",\"\",IF(AP675=1,Summary!$I$11*(AO675)/(SUM('Space-by-Space Method'!$BO$4:$BO$78)),0))","v":""},null,null,null,{"$f":"IF(A675=\"\",\"\",IF(START!$B$34=2,INDIRECT(\"'Space-by-Space Method'!\"&SUBSTITUTE(ADDRESS(1,MOD(ROW(A675)-52,50)+10,4),\"1\",\"\")&ROUNDDOWN((ROW(A675)-52)/50,0)+4),\"\"))","v":""},{"$f":"IF(A675=\"\",\"\",INDIRECT(\"'Space-by-Space Method'!C\"&ROUNDDOWN((ROW(A675)-52)/50,0)+4))","v":""},{"$f":"IF(A675=\"\",\"\",IF(COUNTIF(CommonSpaceTypes,AQ675)>0,INDIRECT(\"'Space-by-Space Method'!F\"&ROUNDDOWN((ROW(A675)-52)/50,0)+4),\"\"))","v":""},{"$f":"IF(A675=\"\",\"\",IF(COUNTIF(BuildingSpecificSpaceTypes,AQ675)>0,INDIRECT(\"'Space-by-Space Method'!F\"&ROUNDDOWN((ROW(A675)-52)/50,0)+4),\"\"))","v":""},{"$f":"IF(A675=\"\",\"\",INDIRECT(\"'Fixture Schedule'!D\"&MOD(ROW(A675)-52,50)+9))","v":""},{"$f":"IF(A675=\"\",\"\",IF(AR675=\"\",\"\",INDIRECT(\"'Fixture Schedule'!K\"&MOD(ROW(A675)-52,50)+9)))","v":""},"",{"$f":"IF(A675=\"\",\"\",INDIRECT(\"'Fixture Schedule'!L\"&MOD(ROW(A675)-52,50)+9))","v":""},null,null,null,null,null,null,null,null,null,null,null,null,null,{"$f":"INDIRECT(\"'Space-by-Space Method'!\"&SUBSTITUTE(ADDRESS(1,MOD(ROW(A675)-52,50)+10,4),\"1\",\"\")&ROUNDDOWN((ROW(A675)-52)/50,0)+4)","v":0},{"$f":"LEFT(INDIRECT(\"'Space-by-Space Method'!BJ\"&ROUNDDOWN((ROW(A675)-52)/50,0)+4),3)","v":""},{"$f":"INDIRECT(\"'Fixture Schedule'!L\"&MOD(ROW(A675)-52,50)+9)","v":0},{"$f":"INDIRECT(\"'Fixture Schedule'!O\"&MOD(ROW(A675)-52,50)+9)","v":0},{"$f":"INDIRECT(\"'Space-by-Space Method'!F\"&ROUNDDOWN((ROW(A675)-52)/50,0)+4)","v":0},{"$f":"INDIRECT(\"'Fixture Schedule'!L\"&MOD(ROW(A675)-52,50)+9)","v":0},{"$f":"INDIRECT(\"'Space-by-Space Method'!D\"&ROUNDDOWN((ROW(A675)-52)/50,0)+4)","v":0},{"$f":"INDIRECT(\"'Space-by-Space Method'!E\"&ROUNDDOWN((ROW(A675)-52)/50,0)+4)","v":1}]
[{"$f":"IF(InteriorCalcType=2,IF(OR(AM684=0,AN684=\"DNQ\")=TRUE,\"\",INDIRECT(\"'Fixture Schedule'!M\"&MOD(ROW(A684)-52,50)+9)),\"\")","v":""},{"$f":"IF(A684=\"\",\"\",INDIRECT(\"'Fixture Schedule'!E\"&MOD(ROW(A684)-52,50)+9))","v":""},{"$f":"IF(A684=\"\",\"\",INDIRECT(\"'Fixture Schedule'!F\"&MOD(ROW(A684)-52,50)+9))","v":""},{"$f":"IF(A684=\"\",\"\",INDIRECT(\"'Fixture Schedule'!L\"&MOD(ROW(A684)-52,50)+9))","v":""},"",null,null,{"$f":"IF(A684=\"\",\"\",IF(AP684=1,Summary!$C$12*(AO684)/(SUM('Space-by-Space Method'!$BO$4:$BO$78,SUM('Exterior Lighting'!$BL$5:$BL$25))),0))","v":""},{"$f":"IF(A684=\"\",\"\",IF(START!$B$34=1,INDIRECT(\"'Space-by-Space Method'!\"&SUBSTITUTE(ADDRESS(1,MOD(ROW(A684)-52,50)+10,4),\"1\",\"\")&ROUNDDOWN((ROW(A684)-52)/50,0)+4),\"\"))","v":""},{"$f":"IF(A684=\"\",\"\",IF(AP684=1,Summary!$F$11*(AO684)/(SUM('Space-by-Space Method'!$BO$4:$BO$78,SUM('Exterior Lighting'!$BL$5:$BL$25))),0))","v":""},{"$f":"IF(A684=\"\",\"\",IF(AP684=1,Summary!$E$11*(AO684)/(SUM('Space-by-Space Method'!$BO$4:$BO$78,SUM('Exterior Lighting'!$BL$5:$BL$25))),0))","v":""},{"$f":"IF(A684=\"\",\"\",IF(AP684=1,Summary!$G$11*(AO684)/(SUM('Space-by-Space Method'!$BO$4:$BO$78,SUM('Exterior Lighting'!$BL$5:$BL$25))),0))","v":""},{"$f":"IF(A684=\"\",\"\",IF(AP684=1,Summary!$H$11*(AO684)/(SUM('Space-by-Space Method'!$BO$4:$BO$78)),0))","v":""},{"$f":"IF(A684=\"\",\"\",IF(AP684=1,Summary!$I$11*(AO684)/(SUM('Space-by-Space Method'!$BO$4:$BO$78)),0))","v":""},null,null,null,{"$f":"IF(A684=\"\",\"\",IF(START!$B$34=2,INDIRECT(\"'Space-by-Space Method'!\"&SUBSTITUTE(ADDRESS(1,MOD(ROW(A684)-52,50)+10,4),\"1\",\"\")&ROUNDDOWN((ROW(A684)-52)/50,0)+4),\"\"))","v":""},{"$f":"IF(A684=\"\",\"\",INDIRECT(\"'Space-by-Space Method'!C\"&ROUNDDOWN((ROW(A684)-52)/50,0)+4))","v":""},{"$f":"IF(A684=\"\",\"\",IF(COUNTIF(CommonSpaceTypes,AQ684)>0,INDIRECT(\"'Space-by-Space Method'!F\"&ROUNDDOWN((ROW(A684)-52)/50,0)+4),\"\"))","v":""},{"$f":"IF(A684=\"\",\"\",IF(COUNTIF(BuildingSpecificSpaceTypes,AQ684)>0,INDIRECT(\"'Space-by-Space Method'!F\"&ROUNDDOWN((ROW(A684)-52)/50,0)+4),\"\"))","v":""},{"$f":"IF(A684=\"\",\"\",INDIRECT(\"'Fixture Schedule'!D\"&MOD(ROW(A684)-52,50)+9))","v":""},{"$f":"IF(A684=\"\",\"\",IF(AR684=\"\",\"\",INDIRECT(\"'Fixture Schedule'!K\"&MOD(ROW(A684)-52,50)+9)))","v":""},"",{"$f":"IF(A684=\"\",\"\",INDIRECT(\"'Fixture Schedule'!L\"&MOD(ROW(A684)-52,50)+9))","v":""},null,null,null,null,null,null,null,null,null,null,null,null,null,{"$f":"INDIRECT(\"'Space-by-Space Method'!\"&SUBSTITUTE(ADDRESS(1,MOD(ROW(A684)-52,50)+10,4),\"1\",\"\")&ROUNDDOWN((ROW(A684)-52)/50,0)+4)","v":0},{"$f":"LEFT(INDIRECT(\"'Space-by-Space Method'!BJ\"&ROUNDDOWN((ROW(A684)-52)/50,0)+4),3)","v":""},{"$f":"INDIRECT(\"'Fixture Schedule'!L\"&MOD(ROW(A684)-52,50)+9)","v":0},{"$f":"INDIRECT(\"'Fixture Schedule'!O\"&MOD(ROW(A684)-52,50)+9)","v":0},{"$f":"INDIRECT(\"'Space-by-Space Method'!F\"&ROUNDDOWN((ROW(A684)-52)/50,0)+4)","v":0},{"$f":"INDIRECT(\"'Fixture Schedule'!L\"&MOD(ROW(A684)-52,50)+9)","v":0},{"$f":"INDIRECT(\"'Space-by-Space Method'!D\"&ROUNDDOWN((ROW(A684)-52)/50,0)+4)","v":0},{"$f":"INDIRECT(\"'Space-by-Space Method'!E\"&ROUNDDOWN((ROW(A684)-52)/50,0)+4)","v":1}]
[{"$f":"IF(InteriorCalcType=2,IF(OR(AM686=0,AN686=\"DNQ\")=TRUE,\"\",INDIRECT(\"'Fixture Schedule'!M\"&MOD(ROW(A686)-52,50)+9)),\"\")","v":""},{"$f":"IF(A686=\"\",\"\",INDIRECT(\"'Fixture Schedule'!E\"&MOD(ROW(A686)-52,50)+9))","v":""},{"$f":"IF(A686=\"\",\"\",INDIRECT(\"'Fixture Schedule'!F\"&MOD(ROW(A686)-52,50)+9))","v":""},{"$f":"IF(A686=\"\",\"\",INDIRECT(\"'Fixture Schedule'!L\"&MOD(ROW(A686)-52,50)+9))","v":""},"",null,null,{"$f":"IF(A686=\"\",\"\",IF(AP686=1,Summary!$C$12*(AO686)/(SUM('Space-by-Space Method'!$BO$4:$BO$78,SUM('Exterior Lighting'!$BL$5:$BL$25))),0))","v":""},{"$f":"IF(A686=\"\",\"\",IF(START!$B$34=1,INDIRECT(\"'Space-by-Space Method'!\"&SUBSTITUTE(ADDRESS(1,MOD(ROW(A686)-52,50)+10,4),\"1\",\"\")&ROUNDDOWN((ROW(A686)-52)/50,0)+4),\"\"))","v":""},{"$f":"IF(A686=\"\",\"\",IF(AP686=1,Summary!$F$11*(AO686)/(SUM('Space-by-Space Method'!$BO$4:$BO$78,SUM('Exterior Lighting'!$BL$5:$BL$25))),0))","v":""},{"$f":"IF(A686=\"\",\"\",IF(AP686=1,Summary!$E$11*(AO686)/(SUM('Space-by-Space Method'!$BO$4:$BO$78,SUM('Exterior Lighting'!$BL$5:$BL$25))),0))","v":""},{"$f":"IF(A686=\"\",\"\",IF(AP686=1,Summary!$G$11*(AO686)/(SUM('Space-by-Space Method'!$BO$4:$BO$78,SUM('Exterior Lighting'!$BL$5:$BL$25))),0))","v":""},{"$f":"IF(A686=\"\",\"\",IF(AP686=1,Summary!$H$11*(AO686)/(SUM('Space-by-Space Method'!$BO$4:$BO$78)),0))","v":""},{"$f":"IF(A686=\"\",\"\",IF(AP686=1,Summary!$I$11*(AO686)/(SUM('Space-by-Space Method'!$BO$4:$BO$78)),0))","v":""},null,null,null,{"$f":"IF(A686=\"\",\"\",IF(START!$B$34=2,INDIRECT(\"'Space-by-Space Method'!\"&SUBSTITUTE(ADDRESS(1,MOD(ROW(A686)-52,50)+10,4),\"1\",\"\")&ROUNDDOWN((ROW(A686)-52)/50,0)+4),\"\"))","v":""},{"$f":"IF(A686=\"\",\"\",INDIRECT(\"'Space-by-Space Method'!C\"&ROUNDDOWN((ROW(A686)-52)/50,0)+4))","v":""},{"$f":"IF(A686=\"\",\"\",IF(COUNTIF(CommonSpaceTypes,AQ686)>0,INDIRECT(\"'Space-by-Space Method'!F\"&ROUNDDOWN((ROW(A686)-52)/50,0)+4),\"\"))","v":""},{"$f":"IF(A686=\"\",\"\",IF(COUNTIF(BuildingSpecificSpaceTypes,AQ686)>0,INDIRECT(\"'Space-by-Space Method'!F\"&ROUNDDOWN((ROW(A686)-52)/50,0)+4),\"\"))","v":""},{"$f":"IF(A686=\"\",\"\",INDIRECT(\"'Fixture Schedule'!D\"&MOD(ROW(A686)-52,50)+9))","v":""},{"$f":"IF(A686=\"\",\"\",IF(AR686=\"\",\"\",INDIRECT(\"'Fixture Schedule'!K\"&MOD(ROW(A686)-52,50)+9)))","v":""},"",{"$f":"IF(A686=\"\",\"\",INDIRECT(\"'Fixture Schedule'!L\"&MOD(ROW(A686)-52,50)+9))","v":""},null,null,null,null,null,null,null,null,null,null,null,null,null,{"$f":"INDIRECT(\"'Space-by-Space Method'!\"&SUBSTITUTE(ADDRESS(1,MOD(ROW(A686)-52,50)+10,4),\"1\",\"\")&ROUNDDOWN((ROW(A686)-52)/50,0)+4)","v":0},{"$f":"LEFT(INDIRECT(\"'Space-by-Space Method'!BJ\"&ROUNDDOWN((ROW(A686)-52)/50,0)+4),3)","v":""},{"$f":"INDIRECT(\"'Fixture Schedule'!L\"&MOD(ROW(A686)-52,50)+9)","v":0},{"$f":"INDIRECT(\"'Fixture Schedule'!O\"&MOD(ROW(A686)-52,50)+9)","v":0},{"$f":"INDIRECT(\"'Space-by-Space Method'!F\"&ROUNDDOWN((ROW(A686)-52)/50,0)+4)","v":0},{"$f":"INDIRECT(\"'Fixture Schedule'!L\"&MOD(ROW(A686)-52,50)+9)","v":0},{"$f":"INDIRECT(\"'Space-by-Space Method'!D\"&ROUNDDOWN((ROW(A686)-52)/50,0)+4)","v":0},{"$f":"INDIRECT(\"'Space-by-Space Method'!E\"&ROUNDDOWN((ROW(A686)-52)/50,0)+4)","v":1}]
[{"$f":"IF(InteriorCalcType=2,IF(OR(AM695=0,AN695=\"DNQ\")=TRUE,\"\",INDIRECT(\"'Fixture Schedule'!M\"&MOD(ROW(A695)-52,50)+9)),\"\")","v":""},{"$f":"IF(A695=\"\",\"\",INDIRECT(\"'Fixture Schedule'!E\"&MOD(ROW(A695)-52,50)+9))","v":""},{"$f":"IF(A695=\"\",\"\",INDIRECT(\"'Fixture Schedule'!F\"&MOD(ROW(A695)-52,50)+9))","v":""},{"$f":"IF(A695=\"\",\"\",INDIRECT(\"'Fixture Schedule'!L\"&MOD(ROW(A695)-52,50)+9))","v":""},"",null,null,{"$f":"IF(A695=\"\",\"\",IF(AP695=1,Summary!$C$12*(AO695)/(SUM('Space-by-Space Method'!$BO$4:$BO$78,SUM('Exterior Lighting'!$BL$5:$BL$25))),0))","v":""},{"$f":"IF(A695=\"\",\"\",IF(START!$B$34=1,INDIRECT(\"'Space-by-Space Method'!\"&SUBSTITUTE(ADDRESS(1,MOD(ROW(A695)-52,50)+10,4),\"1\",\"\")&ROUNDDOWN((ROW(A695)-52)/50,0)+4),\"\"))","v":""},{"$f":"IF(A695=\"\",\"\",IF(AP695=1,Summary!$F$11*(AO695)/(SUM('Space-by-Space Method'!$BO$4:$BO$78,SUM('Exterior Lighting'!$BL$5:$BL$25))),0))","v":""},{"$f":"IF(A695=\"\",\"\",IF(AP695=1,Summary!$E$11*(AO695)/(SUM('Space-by-Space Method'!$BO$4:$BO$78,SUM('Exterior Lighting'!$BL$5:$BL$25))),0))","v":""},{"$f":"IF(A695=\"\",\"\",IF(AP695=1,Summary!$G$11*(AO695)/(SUM('Space-by-Space Method'!$BO$4:$BO$78,SUM('Exterior Lighting'!$BL$5:$BL$25))),0))","v":""},{"$f":"IF(A695=\"\",\"\",IF(AP695=1,Summary!$H$11*(AO695)/(SUM('Space-by-Space Method'!$BO$4:$BO$78)),0))","v":""},{"$f":"IF(A695=\"\",\"\",IF(AP695=1,Summary!$I$11*(AO695)/(SUM('Space-by-Space Method'!$BO$4:$BO$78)),0))","v":""},null,null,null,{"$f":"IF(A695=\"\",\"\",IF(START!$B$34=2,INDIRECT(\"'Space-by-Space Method'!\"&SUBSTITUTE(ADDRESS(1,MOD(ROW(A695)-52,50)+10,4),\"1\",\"\")&ROUNDDOWN((ROW(A695)-52)/50,0)+4),\"\"))","v":""},{"$f":"IF(A695=\"\",\"\",INDIRECT(\"'Space-by-Space Method'!C\"&ROUNDDOWN((ROW(A695)-52)/50,0)+4))","v":""},{"$f":"IF(A695=\"\",\"\",IF(COUNTIF(CommonSpaceTypes,AQ695)>0,INDIRECT(\"'Space-by-Space Method'!F\"&ROUNDDOWN((ROW(A695)-52)/50,0)+4),\"\"))","v":""},{"$f":"IF(A695=\"\",\"\",IF(COUNTIF(BuildingSpecificSpaceTypes,AQ695)>0,INDIRECT(\"'Space-by-Space Method'!F\"&ROUNDDOWN((ROW(A695)-52)/50,0)+4),\"\"))","v":""},{"$f":"IF(A695=\"\",\"\",INDIRECT(\"'Fixture Schedule'!D\"&MOD(ROW(A695)-52,50)+9))","v":""},{"$f":"IF(A695=\"\",\"\",IF(AR695=\"\",\"\",INDIRECT(\"'Fixture Schedule'!K\"&MOD(ROW(A695)-52,50)+9)))","v":""},"",{"$f":"IF(A695=\"\",\"\",INDIRECT(\"'Fixture Schedule'!L\"&MOD(ROW(A695)-52,50)+9))","v":""},null,null,null,null,null,null,null,null,null,null,null,null,null,{"$f":"INDIRECT(\"'Space-by-Space Method'!\"&SUBSTITUTE(ADDRESS(1,MOD(ROW(A695)-52,50)+10,4),\"1\",\"\")&ROUNDDOWN((ROW(A695)-52)/50,0)+4)","v":0},{"$f":"LEFT(INDIRECT(\"'Space-by-Space Method'!BJ\"&ROUNDDOWN((ROW(A695)-52)/50,0)+4),3)","v":""},{"$f":"INDIRECT(\"'Fixture Schedule'!L\"&MOD(ROW(A695)-52,50)+9)","v":0},{"$f":"INDIRECT(\"'Fixture Schedule'!O\"&MOD(ROW(A695)-52,50)+9)","v":0},{"$f":"INDIRECT(\"'Space-by-Space Method'!F\"&ROUNDDOWN((ROW(A695)-52)/50,0)+4)","v":0},{"$f":"INDIRECT(\"'Fixture Schedule'!L\"&MOD(ROW(A695)-52,50)+9)","v":0},{"$f":"INDIRECT(\"'Space-by-Space Method'!D\"&ROUNDDOWN((ROW(A695)-52)/50,0)+4)","v":0},{"$f":"INDIRECT(\"'Space-by-Space Method'!E\"&ROUNDDOWN((ROW(A695)-52)/50,0)+4)","v":1}]
[{"$f":"IF(InteriorCalcType=2,IF(OR(AM704=0,AN704=\"DNQ\")=TRUE,\"\",INDIRECT(\"'Fixture Schedule'!M\"&MOD(ROW(A704)-52,50)+9)),\"\")","v":""},{"$f":"IF(A704=\"\",\"\",INDIRECT(\"'Fixture Schedule'!E\"&MOD(ROW(A704)-52,50)+9))","v":""},{"$f":"IF(A704=\"\",\"\",INDIRECT(\"'Fixture Schedule'!F\"&MOD(ROW(A704)-52,50)+9))","v":""},{"$f":"IF(A704=\"\",\"\",INDIRECT(\"'Fixture Schedule'!L\"&MOD(ROW(A704)-52,50)+9))","v":""},"",null,null,{"$f":"IF(A704=\"\",\"\",IF(AP704=1,Summary!$C$12*(AO704)/(SUM('Space-by-Space Method'!$BO$4:$BO$78,SUM('Exterior Lighting'!$BL$5:$BL$25))),0))","v":""},{"$f":"IF(A704=\"\",\"\",IF(START!$B$34=1,INDIRECT(\"'Space-by-Space Method'!\"&SUBSTITUTE(ADDRESS(1,MOD(ROW(A704)-52,50)+10,4),\"1\",\"\")&ROUNDDOWN((ROW(A704)-52)/50,0)+4),\"\"))","v":""},{"$f":"IF(A704=\"\",\"\",IF(AP704=1,Summary!$F$11*(AO704)/(SUM('Space-by-Space Method'!$BO$4:$BO$78,SUM('Exterior Lighting'!$BL$5:$BL$25))),0))","v":""},{"$f":"IF(A704=\"\",\"\",IF(AP704=1,Summary!$E$11*(AO704)/(SUM('Space-by-Space Method'!$BO$4:$BO$78,SUM('Exterior Lighting'!$BL$5:$BL$25))),0))","v":""},{"$f":"IF(A704=\"\",\"\",IF(AP704=1,Summary!$G$11*(AO704)/(SUM('Space-by-Space Method'!$BO$4:$BO$78,SUM('Exterior Lighting'!$BL$5:$BL$25))),0))","v":""},{"$f":"IF(A704=\"\",\"\",IF(AP704=1,Summary!$H$11*(AO704)/(SUM('Space-by-Space Method'!$BO$4:$BO$78)),0))","v":""},{"$f":"IF(A704=\"\",\"\",IF(AP704=1,Summary!$I$11*(AO704)/(SUM('Space-by-Space Method'!$BO$4:$BO$78)),0))","v":""},null,null,null,{"$f":"IF(A704=\"\",\"\",IF(START!$B$34=2,INDIRECT(\"'Space-by-Space Method'!\"&SUBSTITUTE(ADDRESS(1,MOD(ROW(A704)-52,50)+10,4),\"1\",\"\")&ROUNDDOWN((ROW(A704)-52)/50,0)+4),\"\"))","v":""},{"$f":"IF(A704=\"\",\"\",INDIRECT(\"'Space-by-Space Method'!C\"&ROUNDDOWN((ROW(A704)-52)/50,0)+4))","v":""},{"$f":"IF(A704=\"\",\"\",IF(COUNTIF(CommonSpaceTypes,AQ704)>0,INDIRECT(\"'Space-by-Space Method'!F\"&ROUNDDOWN((ROW(A704)-52)/50,0)+4),\"\"))","v":""},{"$f":"IF(A704=\"\",\"\",IF(COUNTIF(BuildingSpecificSpaceTypes,AQ704)>0,INDIRECT(\"'Space-by-Space Method'!F\"&ROUNDDOWN((ROW(A704)-52)/50,0)+4),\"\"))","v":""},{"$f":"IF(A704=\"\",\"\",INDIRECT(\"'Fixture Schedule'!D\"&MOD(ROW(A704)-52,50)+9))","v":""},{"$f":"IF(A704=\"\",\"\",IF(AR704=\"\",\"\",INDIRECT(\"'Fixture Schedule'!K\"&MOD(ROW(A704)-52,50)+9)))","v":""},"",{"$f":"IF(A704=\"\",\"\",INDIRECT(\"'Fixture Schedule'!L\"&MOD(ROW(A704)-52,50)+9))","v":""},null,null,null,null,null,null,null,null,null,null,null,null,null,{"$f":"INDIRECT(\"'Space-by-Space Method'!\"&SUBSTITUTE(ADDRESS(1,MOD(ROW(A704)-52,50)+10,4),\"1\",\"\")&ROUNDDOWN((ROW(A704)-52)/50,0)+4)","v":0},{"$f":"LEFT(INDIRECT(\"'Space-by-Space Method'!BJ\"&ROUNDDOWN((ROW(A704)-52)/50,0)+4),3)","v":""},{"$f":"INDIRECT(\"'Fixture Schedule'!L\"&MOD(ROW(A704)-52,50)+9)","v":0},{"$f":"INDIRECT(\"'Fixture Schedule'!O\"&MOD(ROW(A704)-52,50)+9)","v":0},{"$f":"INDIRECT(\"'Space-by-Space Method'!F\"&ROUNDDOWN((ROW(A704)-52)/50,0)+4)","v":0},{"$f":"INDIRECT(\"'Fixture Schedule'!L\"&MOD(ROW(A704)-52,50)+9)","v":0},{"$f":"INDIRECT(\"'Space-by-Space Method'!D\"&ROUNDDOWN((ROW(A704)-52)/50,0)+4)","v":0},{"$f":"INDIRECT(\"'Space-by-Space Method'!E\"&ROUNDDOWN((ROW(A704)-52)/50,0)+4)","v":1}]
[{"$f":"IF(InteriorCalcType=2,IF(OR(AM714=0,AN714=\"DNQ\")=TRUE,\"\",INDIRECT(\"'Fixture Schedule'!M\"&MOD(ROW(A714)-52,50)+9)),\"\")","v":""},{"$f":"IF(A714=\"\",\"\",INDIRECT(\"'Fixture Schedule'!E\"&MOD(ROW(A714)-52,50)+9))","v":""},{"$f":"IF(A714=\"\",\"\",INDIRECT(\"'Fixture Schedule'!F\"&MOD(ROW(A714)-52,50)+9))","v":""},{"$f":"IF(A714=\"\",\"\",INDIRECT(\"'Fixture Schedule'!L\"&MOD(ROW(A714)-52,50)+9))","v":""},"",null,null,{"$f":"IF(A714=\"\",\"\",IF(AP714=1,Summary!$C$12*(AO714)/(SUM('Space-by-Space Method'!$BO$4:$BO$78,SUM('Exterior Lighting'!$BL$5:$BL$25))),0))","v":""},{"$f":"IF(A714=\"\",\"\",IF(START!$B$34=1,INDIRECT(\"'Space-by-Space Method'!\"&SUBSTITUTE(ADDRESS(1,MOD(ROW(A714)-52,50)+10,4),\"1\",\"\")&ROUNDDOWN((ROW(A714)-52)/50,0)+4),\"\"))","v":""},{"$f":"IF(A714=\"\",\"\",IF(AP714=1,Summary!$F$11*(AO714)/(SUM('Space-by-Space Method'!$BO$4:$BO$78,SUM('Exterior Lighting'!$BL$5:$BL$25))),0))","v":""},{"$f":"IF(A714=\"\",\"\",IF(AP714=1,Summary!$E$11*(AO714)/(SUM('Space-by-Space Method'!$BO$4:$BO$78,SUM('Exterior Lighting'!$BL$5:$BL$25))),0))","v":""},{"$f":"IF(A714=\"\",\"\",IF(AP714=1,Summary!$G$11*(AO714)/(SUM('Space-by-Space Method'!$BO$4:$BO$78,SUM('Exterior Lighting'!$BL$5:$BL$25))),0))","v":""},{"$f":"IF(A714=\"\",\"\",IF(AP714=1,Summary!$H$11*(AO714)/(SUM('Space-by-Space Method'!$BO$4:$BO$78)),0))","v":""},{"$f":"IF(A714=\"\",\"\",IF(AP714=1,Summary!$I$11*(AO714)/(SUM('Space-by-Space Method'!$BO$4:$BO$78)),0))","v":""},null,null,null,{"$f":"IF(A714=\"\",\"\",IF(START!$B$34=2,INDIRECT(\"'Space-by-Space Method'!\"&SUBSTITUTE(ADDRESS(1,MOD(ROW(A714)-52,50)+10,4),\"1\",\"\")&ROUNDDOWN((ROW(A714)-52)/50,0)+4),\"\"))","v":""},{"$f":"IF(A714=\"\",\"\",INDIRECT(\"'Space-by-Space Method'!C\"&ROUNDDOWN((ROW(A714)-52)/50,0)+4))","v":""},{"$f":"IF(A714=\"\",\"\",IF(COUNTIF(CommonSpaceTypes,AQ714)>0,INDIRECT(\"'Space-by-Space Method'!F\"&ROUNDDOWN((ROW(A714)-52)/50,0)+4),\"\"))","v":""},{"$f":"IF(A714=\"\",\"\",IF(COUNTIF(BuildingSpecificSpaceTypes,AQ714)>0,INDIRECT(\"'Space-by-Space Method'!F\"&ROUNDDOWN((ROW(A714)-52)/50,0)+4),\"\"))","v":""},{"$f":"IF(A714=\"\",\"\",INDIRECT(\"'Fixture Schedule'!D\"&MOD(ROW(A714)-52,50)+9))","v":""},{"$f":"IF(A714=\"\",\"\",IF(AR714=\"\",\"\",INDIRECT(\"'Fixture Schedule'!K\"&MOD(ROW(A714)-52,50)+9)))","v":""},"",{"$f":"IF(A714=\"\",\"\",INDIRECT(\"'Fixture Schedule'!L\"&MOD(ROW(A714)-52,50)+9))","v":""},null,null,null,null,null,null,null,null,null,null,null,null,null,{"$f":"INDIRECT(\"'Space-by-Space Method'!\"&SUBSTITUTE(ADDRESS(1,MOD(ROW(A714)-52,50)+10,4),\"1\",\"\")&ROUNDDOWN((ROW(A714)-52)/50,0)+4)","v":0},{"$f":"LEFT(INDIRECT(\"'Space-by-Space Method'!BJ\"&ROUNDDOWN((ROW(A714)-52)/50,0)+4),3)","v":""},{"$f":"INDIRECT(\"'Fixture Schedule'!L\"&MOD(ROW(A714)-52,50)+9)","v":0},{"$f":"INDIRECT(\"'Fixture Schedule'!O\"&MOD(ROW(A714)-52,50)+9)","v":0},{"$f":"INDIRECT(\"'Space-by-Space Method'!F\"&ROUNDDOWN((ROW(A714)-52)/50,0)+4)","v":0},{"$f":"INDIRECT(\"'Fixture Schedule'!L\"&MOD(ROW(A714)-52,50)+9)","v":0},{"$f":"INDIRECT(\"'Space-by-Space Method'!D\"&ROUNDDOWN((ROW(A714)-52)/50,0)+4)","v":0},{"$f":"INDIRECT(\"'Space-by-Space Method'!E\"&ROUNDDOWN((ROW(A714)-52)/50,0)+4)","v":1}]
[{"$f":"IF(InteriorCalcType=2,IF(OR(AM727=0,AN727=\"DNQ\")=TRUE,\"\",INDIRECT(\"'Fixture Schedule'!M\"&MOD(ROW(A727)-52,50)+9)),\"\")","v":""},{"$f":"IF(A727=\"\",\"\",INDIRECT(\"'Fixture Schedule'!E\"&MOD(ROW(A727)-52,50)+9))","v":""},{"$f":"IF(A727=\"\",\"\",INDIRECT(\"'Fixture Schedule'!F\"&MOD(ROW(A727)-52,50)+9))","v":""},{"$f":"IF(A727=\"\",\"\",INDIRECT(\"'Fixture Schedule'!L\"&MOD(ROW(A727)-52,50)+9))","v":""},"",null,null,{"$f":"IF(A727=\"\",\"\",IF(AP727=1,Summary!$C$12*(AO727)/(SUM('Space-by-Space Method'!$BO$4:$BO$78,SUM('Exterior Lighting'!$BL$5:$BL$25))),0))","v":""},{"$f":"IF(A727=\"\",\"\",IF(START!$B$34=1,INDIRECT(\"'Space-by-Space Method'!\"&SUBSTITUTE(ADDRESS(1,MOD(ROW(A727)-52,50)+10,4),\"1\",\"\")&ROUNDDOWN((ROW(A727)-52)/50,0)+4),\"\"))","v":""},{"$f":"IF(A727=\"\",\"\",IF(AP727=1,Summary!$F$11*(AO727)/(SUM('Space-by-Space Method'!$BO$4:$BO$78,SUM('Exterior Lighting'!$BL$5:$BL$25))),0))","v":""},{"$f":"IF(A727=\"\",\"\",IF(AP727=1,Summary!$E$11*(AO727)/(SUM('Space-by-Space Method'!$BO$4:$BO$78,SUM('Exterior Lighting'!$BL$5:$BL$25))),0))","v":""},{"$f":"IF(A727=\"\",\"\",IF(AP727=1,Summary!$G$11*(AO727)/(SUM('Space-by-Space Method'!$BO$4:$BO$78,SUM('Exterior Lighting'!$BL$5:$BL$25))),0))","v":""},{"$f":"IF(A727=\"\",\"\",IF(AP727=1,Summary!$H$11*(AO727)/(SUM('Space-by-Space Method'!$BO$4:$BO$78)),0))","v":""},{"$f":"IF(A727=\"\",\"\",IF(AP727=1,Summary!$I$11*(AO727)/(SUM('Space-by-Space Method'!$BO$4:$BO$78)),0))","v":""},null,null,null,{"$f":"IF(A727=\"\",\"\",IF(START!$B$34=2,INDIRECT(\"'Space-by-Space Method'!\"&SUBSTITUTE(ADDRESS(1,MOD(ROW(A727)-52,50)+10,4),\"1\",\"\")&ROUNDDOWN((ROW(A727)-52)/50,0)+4),\"\"))","v":""},{"$f":"IF(A727=\"\",\"\",INDIRECT(\"'Space-by-Space Method'!C\"&ROUNDDOWN((ROW(A727)-52)/50,0)+4))","v":""},{"$f":"IF(A727=\"\",\"\",IF(COUNTIF(CommonSpaceTypes,AQ727)>0,INDIRECT(\"'Space-by-Space Method'!F\"&ROUNDDOWN((ROW(A727)-52)/50,0)+4),\"\"))","v":""},{"$f":"IF(A727=\"\",\"\",IF(COUNTIF(BuildingSpecificSpaceTypes,AQ727)>0,INDIRECT(\"'Space-by-Space Method'!F\"&ROUNDDOWN((ROW(A727)-52)/50,0)+4),\"\"))","v":""},{"$f":"IF(A727=\"\",\"\",INDIRECT(\"'Fixture Schedule'!D\"&MOD(ROW(A727)-52,50)+9))","v":""},{"$f":"IF(A727=\"\",\"\",IF(AR727=\"\",\"\",INDIRECT(\"'Fixture Schedule'!K\"&MOD(ROW(A727)-52,50)+9)))","v":""},"",{"$f":"IF(A727=\"\",\"\",INDIRECT(\"'Fixture Schedule'!L\"&MOD(ROW(A727)-52,50)+9))","v":""},null,null,null,null,null,null,null,null,null,null,null,null,null,{"$f":"INDIRECT(\"'Space-by-Space Method'!\"&SUBSTITUTE(ADDRESS(1,MOD(ROW(A727)-52,50)+10,4),\"1\",\"\")&ROUNDDOWN((ROW(A727)-52)/50,0)+4)","v":0},{"$f":"LEFT(INDIRECT(\"'Space-by-Space Method'!BJ\"&ROUNDDOWN((ROW(A727)-52)/50,0)+4),3)","v":""},{"$f":"INDIRECT(\"'Fixture Schedule'!L\"&MOD(ROW(A727)-52,50)+9)","v":0},{"$f":"INDIRECT(\"'Fixture Schedule'!O\"&MOD(ROW(A727)-52,50)+9)","v":0},{"$f":"INDIRECT(\"'Space-by-Space Method'!F\"&ROUNDDOWN((ROW(A727)-52)/50,0)+4)","v":0},{"$f":"INDIRECT(\"'Fixture Schedule'!L\"&MOD(ROW(A727)-52,50)+9)","v":0},{"$f":"INDIRECT(\"'Space-by-Space Method'!D\"&ROUNDDOWN((ROW(A727)-52)/50,0)+4)","v":0},{"$f":"INDIRECT(\"'Space-by-Space Method'!E\"&ROUNDDOWN((ROW(A727)-52)/50,0)+4)","v":1}]
[{"$f":"IF(InteriorCalcType=2,IF(OR(AM733=0,AN733=\"DNQ\")=TRUE,\"\",INDIRECT(\"'Fixture Schedule'!M\"&MOD(ROW(A733)-52,50)+9)),\"\")","v":""},{"$f":"IF(A733=\"\",\"\",INDIRECT(\"'Fixture Schedule'!E\"&MOD(ROW(A733)-52,50)+9))","v":""},{"$f":"IF(A733=\"\",\"\",INDIRECT(\"'Fixture Schedule'!F\"&MOD(ROW(A733)-52,50)+9))","v":""},{"$f":"IF(A733=\"\",\"\",INDIRECT(\"'Fixture Schedule'!L\"&MOD(ROW(A733)-52,50)+9))","v":""},"",null,null,{"$f":"IF(A733=\"\",\"\",IF(AP733=1,Summary!$C$12*(AO733)/(SUM('Space-by-Space Method'!$BO$4:$BO$78,SUM('Exterior Lighting'!$BL$5:$BL$25))),0))","v":""},{"$f":"IF(A733=\"\",\"\",IF(START!$B$34=1,INDIRECT(\"'Space-by-Space Method'!\"&SUBSTITUTE(ADDRESS(1,MOD(ROW(A733)-52,50)+10,4),\"1\",\"\")&ROUNDDOWN((ROW(A733)-52)/50,0)+4),\"\"))","v":""},{"$f":"IF(A733=\"\",\"\",IF(AP733=1,Summary!$F$11*(AO733)/(SUM('Space-by-Space Method'!$BO$4:$BO$78,SUM('Exterior Lighting'!$BL$5:$BL$25))),0))","v":""},{"$f":"IF(A733=\"\",\"\",IF(AP733=1,Summary!$E$11*(AO733)/(SUM('Space-by-Space Method'!$BO$4:$BO$78,SUM('Exterior Lighting'!$BL$5:$BL$25))),0))","v":""},{"$f":"IF(A733=\"\",\"\",IF(AP733=1,Summary!$G$11*(AO733)/(SUM('Space-by-Space Method'!$BO$4:$BO$78,SUM('Exterior Lighting'!$BL$5:$BL$25))),0))","v":""},{"$f":"IF(A733=\"\",\"\",IF(AP733=1,Summary!$H$11*(AO733)/(SUM('Space-by-Space Method'!$BO$4:$BO$78)),0))","v":""},{"$f":"IF(A733=\"\",\"\",IF(AP733=1,Summary!$I$11*(AO733)/(SUM('Space-by-Space Method'!$BO$4:$BO$78)),0))","v":""},null,null,null,{"$f":"IF(A733=\"\",\"\",IF(START!$B$34=2,INDIRECT(\"'Space-by-Space Method'!\"&SUBSTITUTE(ADDRESS(1,MOD(ROW(A733)-52,50)+10,4),\"1\",\"\")&ROUNDDOWN((ROW(A733)-52)/50,0)+4),\"\"))","v":""},{"$f":"IF(A733=\"\",\"\",INDIRECT(\"'Space-by-Space Method'!C\"&ROUNDDOWN((ROW(A733)-52)/50,0)+4))","v":""},{"$f":"IF(A733=\"\",\"\",IF(COUNTIF(CommonSpaceTypes,AQ733)>0,INDIRECT(\"'Space-by-Space Method'!F\"&ROUNDDOWN((ROW(A733)-52)/50,0)+4),\"\"))","v":""},{"$f":"IF(A733=\"\",\"\",IF(COUNTIF(BuildingSpecificSpaceTypes,AQ733)>0,INDIRECT(\"'Space-by-Space Method'!F\"&ROUNDDOWN((ROW(A733)-52)/50,0)+4),\"\"))","v":""},{"$f":"IF(A733=\"\",\"\",INDIRECT(\"'Fixture Schedule'!D\"&MOD(ROW(A733)-52,50)+9))","v":""},{"$f":"IF(A733=\"\",\"\",IF(AR733=\"\",\"\",INDIRECT(\"'Fixture Schedule'!K\"&MOD(ROW(A733)-52,50)+9)))","v":""},"",{"$f":"IF(A733=\"\",\"\",INDIRECT(\"'Fixture Schedule'!L\"&MOD(ROW(A733)-52,50)+9))","v":""},null,null,null,null,null,null,null,null,null,null,null,null,null,{"$f":"INDIRECT(\"'Space-by-Space Method'!\"&SUBSTITUTE(ADDRESS(1,MOD(ROW(A733)-52,50)+10,4),\"1\",\"\")&ROUNDDOWN((ROW(A733)-52)/50,0)+4)","v":0},{"$f":"LEFT(INDIRECT(\"'Space-by-Space Method'!BJ\"&ROUNDDOWN((ROW(A733)-52)/50,0)+4),3)","v":""},{"$f":"INDIRECT(\"'Fixture Schedule'!L\"&MOD(ROW(A733)-52,50)+9)","v":0},{"$f":"INDIRECT(\"'Fixture Schedule'!O\"&MOD(ROW(A733)-52,50)+9)","v":0},{"$f":"INDIRECT(\"'Space-by-Space Method'!F\"&ROUNDDOWN((ROW(A733)-52)/50,0)+4)","v":0},{"$f":"INDIRECT(\"'Fixture Schedule'!L\"&MOD(ROW(A733)-52,50)+9)","v":0},{"$f":"INDIRECT(\"'Space-by-Space Method'!D\"&ROUNDDOWN((ROW(A733)-52)/50,0)+4)","v":0},{"$f":"INDIRECT(\"'Space-by-Space Method'!E\"&ROUNDDOWN((ROW(A733)-52)/50,0)+4)","v":1}]
[{"$f":"IF(InteriorCalcType=2,IF(OR(AM745=0,AN745=\"DNQ\")=TRUE,\"\",INDIRECT(\"'Fixture Schedule'!M\"&MOD(ROW(A745)-52,50)+9)),\"\")","v":""},{"$f":"IF(A745=\"\",\"\",INDIRECT(\"'Fixture Schedule'!E\"&MOD(ROW(A745)-52,50)+9))","v":""},{"$f":"IF(A745=\"\",\"\",INDIRECT(\"'Fixture Schedule'!F\"&MOD(ROW(A745)-52,50)+9))","v":""},{"$f":"IF(A745=\"\",\"\",INDIRECT(\"'Fixture Schedule'!L\"&MOD(ROW(A745)-52,50)+9))","v":""},"",null,null,{"$f":"IF(A745=\"\",\"\",IF(AP745=1,Summary!$C$12*(AO745)/(SUM('Space-by-Space Method'!$BO$4:$BO$78,SUM('Exterior Lighting'!$BL$5:$BL$25))),0))","v":""},{"$f":"IF(A745=\"\",\"\",IF(START!$B$34=1,INDIRECT(\"'Space-by-Space Method'!\"&SUBSTITUTE(ADDRESS(1,MOD(ROW(A745)-52,50)+10,4),\"1\",\"\")&ROUNDDOWN((ROW(A745)-52)/50,0)+4),\"\"))","v":""},{"$f":"IF(A745=\"\",\"\",IF(AP745=1,Summary!$F$11*(AO745)/(SUM('Space-by-Space Method'!$BO$4:$BO$78,SUM('Exterior Lighting'!$BL$5:$BL$25))),0))","v":""},{"$f":"IF(A745=\"\",\"\",IF(AP745=1,Summary!$E$11*(AO745)/(SUM('Space-by-Space Method'!$BO$4:$BO$78,SUM('Exterior Lighting'!$BL$5:$BL$25))),0))","v":""},{"$f":"IF(A745=\"\",\"\",IF(AP745=1,Summary!$G$11*(AO745)/(SUM('Space-by-Space Method'!$BO$4:$BO$78,SUM('Exterior Lighting'!$BL$5:$BL$25))),0))","v":""},{"$f":"IF(A745=\"\",\"\",IF(AP745=1,Summary!$H$11*(AO745)/(SUM('Space-by-Space Method'!$BO$4:$BO$78)),0))","v":""},{"$f":"IF(A745=\"\",\"\",IF(AP745=1,Summary!$I$11*(AO745)/(SUM('Space-by-Space Method'!$BO$4:$BO$78)),0))","v":""},null,null,null,{"$f":"IF(A745=\"\",\"\",IF(START!$B$34=2,INDIRECT(\"'Space-by-Space Method'!\"&SUBSTITUTE(ADDRESS(1,MOD(ROW(A745)-52,50)+10,4),\"1\",\"\")&ROUNDDOWN((ROW(A745)-52)/50,0)+4),\"\"))","v":""},{"$f":"IF(A745=\"\",\"\",INDIRECT(\"'Space-by-Space Method'!C\"&ROUNDDOWN((ROW(A745)-52)/50,0)+4))","v":""},{"$f":"IF(A745=\"\",\"\",IF(COUNTIF(CommonSpaceTypes,AQ745)>0,INDIRECT(\"'Space-by-Space Method'!F\"&ROUNDDOWN((ROW(A745)-52)/50,0)+4),\"\"))","v":""},{"$f":"IF(A745=\"\",\"\",IF(COUNTIF(BuildingSpecificSpaceTypes,AQ745)>0,INDIRECT(\"'Space-by-Space Method'!F\"&ROUNDDOWN((ROW(A745)-52)/50,0)+4),\"\"))","v":""},{"$f":"IF(A745=\"\",\"\",INDIRECT(\"'Fixture Schedule'!D\"&MOD(ROW(A745)-52,50)+9))","v":""},{"$f":"IF(A745=\"\",\"\",IF(AR745=\"\",\"\",INDIRECT(\"'Fixture Schedule'!K\"&MOD(ROW(A745)-52,50)+9)))","v":""},"",{"$f":"IF(A745=\"\",\"\",INDIRECT(\"'Fixture Schedule'!L\"&MOD(ROW(A745)-52,50)+9))","v":""},null,null,null,null,null,null,null,null,null,null,null,null,null,{"$f":"INDIRECT(\"'Space-by-Space Method'!\"&SUBSTITUTE(ADDRESS(1,MOD(ROW(A745)-52,50)+10,4),\"1\",\"\")&ROUNDDOWN((ROW(A745)-52)/50,0)+4)","v":0},{"$f":"LEFT(INDIRECT(\"'Space-by-Space Method'!BJ\"&ROUNDDOWN((ROW(A745)-52)/50,0)+4),3)","v":""},{"$f":"INDIRECT(\"'Fixture Schedule'!L\"&MOD(ROW(A745)-52,50)+9)","v":0},{"$f":"INDIRECT(\"'Fixture Schedule'!O\"&MOD(ROW(A745)-52,50)+9)","v":0},{"$f":"INDIRECT(\"'Space-by-Space Method'!F\"&ROUNDDOWN((ROW(A745)-52)/50,0)+4)","v":0},{"$f":"INDIRECT(\"'Fixture Schedule'!L\"&MOD(ROW(A745)-52,50)+9)","v":0},{"$f":"INDIRECT(\"'Space-by-Space Method'!D\"&ROUNDDOWN((ROW(A745)-52)/50,0)+4)","v":0},{"$f":"INDIRECT(\"'Space-by-Space Method'!E\"&ROUNDDOWN((ROW(A745)-52)/50,0)+4)","v":1}]
[{"$f":"IF(InteriorCalcType=2,IF(OR(AM752=0,AN752=\"DNQ\")=TRUE,\"\",INDIRECT(\"'Fixture Schedule'!M\"&MOD(ROW(A752)-52,50)+9)),\"\")","v":""},{"$f":"IF(A752=\"\",\"\",INDIRECT(\"'Fixture Schedule'!E\"&MOD(ROW(A752)-52,50)+9))","v":""},{"$f":"IF(A752=\"\",\"\",INDIRECT(\"'Fixture Schedule'!F\"&MOD(ROW(A752)-52,50)+9))","v":""},{"$f":"IF(A752=\"\",\"\",INDIRECT(\"'Fixture Schedule'!L\"&MOD(ROW(A752)-52,50)+9))","v":""},"",null,null,{"$f":"IF(A752=\"\",\"\",IF(AP752=1,Summary!$C$12*(AO752)/(SUM('Space-by-Space Method'!$BO$4:$BO$78,SUM('Exterior Lighting'!$BL$5:$BL$25))),0))","v":""},{"$f":"IF(A752=\"\",\"\",IF(START!$B$34=1,INDIRECT(\"'Space-by-Space Method'!\"&SUBSTITUTE(ADDRESS(1,MOD(ROW(A752)-52,50)+10,4),\"1\",\"\")&ROUNDDOWN((ROW(A752)-52)/50,0)+4),\"\"))","v":""},{"$f":"IF(A752=\"\",\"\",IF(AP752=1,Summary!$F$11*(AO752)/(SUM('Space-by-Space Method'!$BO$4:$BO$78,SUM('Exterior Lighting'!$BL$5:$BL$25))),0))","v":""},{"$f":"IF(A752=\"\",\"\",IF(AP752=1,Summary!$E$11*(AO752)/(SUM('Space-by-Space Method'!$BO$4:$BO$78,SUM('Exterior Lighting'!$BL$5:$BL$25))),0))","v":""},{"$f":"IF(A752=\"\",\"\",IF(AP752=1,Summary!$G$11*(AO752)/(SUM('Space-by-Space Method'!$BO$4:$BO$78,SUM('Exterior Lighting'!$BL$5:$BL$25))),0))","v":""},{"$f":"IF(A752=\"\",\"\",IF(AP752=1,Summary!$H$11*(AO752)/(SUM('Space-by-Space Method'!$BO$4:$BO$78)),0))","v":""},{"$f":"IF(A752=\"\",\"\",IF(AP752=1,Summary!$I$11*(AO752)/(SUM('Space-by-Space Method'!$BO$4:$BO$78)),0))","v":""},null,null,null,{"$f":"IF(A752=\"\",\"\",IF(START!$B$34=2,INDIRECT(\"'Space-by-Space Method'!\"&SUBSTITUTE(ADDRESS(1,MOD(ROW(A752)-52,50)+10,4),\"1\",\"\")&ROUNDDOWN((ROW(A752)-52)/50,0)+4),\"\"))","v":""},{"$f":"IF(A752=\"\",\"\",INDIRECT(\"'Space-by-Space Method'!C\"&ROUNDDOWN((ROW(A752)-52)/50,0)+4))","v":""},{"$f":"IF(A752=\"\",\"\",IF(COUNTIF(CommonSpaceTypes,AQ752)>0,INDIRECT(\"'Space-by-Space Method'!F\"&ROUNDDOWN((ROW(A752)-52)/50,0)+4),\"\"))","v":""},{"$f":"IF(A752=\"\",\"\",IF(COUNTIF(BuildingSpecificSpaceTypes,AQ752)>0,INDIRECT(\"'Space-by-Space Method'!F\"&ROUNDDOWN((ROW(A752)-52)/50,0)+4),\"\"))","v":""},{"$f":"IF(A752=\"\",\"\",INDIRECT(\"'Fixture Schedule'!D\"&MOD(ROW(A752)-52,50)+9))","v":""},{"$f":"IF(A752=\"\",\"\",IF(AR752=\"\",\"\",INDIRECT(\"'Fixture Schedule'!K\"&MOD(ROW(A752)-52,50)+9)))","v":""},"",{"$f":"IF(A752=\"\",\"\",INDIRECT(\"'Fixture Schedule'!L\"&MOD(ROW(A752)-52,50)+9))","v":""},null,null,null,null,null,null,null,null,null,null,null,null,null,{"$f":"INDIRECT(\"'Space-by-Space Method'!\"&SUBSTITUTE(ADDRESS(1,MOD(ROW(A752)-52,50)+10,4),\"1\",\"\")&ROUNDDOWN((ROW(A752)-52)/50,0)+4)","v":0},{"$f":"LEFT(INDIRECT(\"'Space-by-Space Method'!BJ\"&ROUNDDOWN((ROW(A752)-52)/50,0)+4),3)","v":""},{"$f":"INDIRECT(\"'Fixture Schedule'!L\"&MOD(ROW(A752)-52,50)+9)","v":0},{"$f":"INDIRECT(\"'Fixture Schedule'!O\"&MOD(ROW(A752)-52,50)+9)","v":0},{"$f":"INDIRECT(\"'Space-by-Space Method'!F\"&ROUNDDOWN((ROW(A752)-52)/50,0)+4)","v":0},{"$f":"INDIRECT(\"'Fixture Schedule'!L\"&MOD(ROW(A752)-52,50)+9)","v":0},{"$f":"INDIRECT(\"'Space-by-Space Method'!D\"&ROUNDDOWN((ROW(A752)-52)/50,0)+4)","v":0},{"$f":"INDIRECT(\"'Space-by-Space Method'!E\"&ROUNDDOWN((ROW(A752)-52)/50,0)+4)","v":1}]
[{"$f":"IF(InteriorCalcType=2,IF(OR(AM754=0,AN754=\"DNQ\")=TRUE,\"\",INDIRECT(\"'Fixture Schedule'!M\"&MOD(ROW(A754)-52,50)+9)),\"\")","v":""},{"$f":"IF(A754=\"\",\"\",INDIRECT(\"'Fixture Schedule'!E\"&MOD(ROW(A754)-52,50)+9))","v":""},{"$f":"IF(A754=\"\",\"\",INDIRECT(\"'Fixture Schedule'!F\"&MOD(ROW(A754)-52,50)+9))","v":""},{"$f":"IF(A754=\"\",\"\",INDIRECT(\"'Fixture Schedule'!L\"&MOD(ROW(A754)-52,50)+9))","v":""},"",null,null,{"$f":"IF(A754=\"\",\"\",IF(AP754=1,Summary!$C$12*(AO754)/(SUM('Space-by-Space Method'!$BO$4:$BO$78,SUM('Exterior Lighting'!$BL$5:$BL$25))),0))","v":""},{"$f":"IF(A754=\"\",\"\",IF(START!$B$34=1,INDIRECT(\"'Space-by-Space Method'!\"&SUBSTITUTE(ADDRESS(1,MOD(ROW(A754)-52,50)+10,4),\"1\",\"\")&ROUNDDOWN((ROW(A754)-52)/50,0)+4),\"\"))","v":""},{"$f":"IF(A754=\"\",\"\",IF(AP754=1,Summary!$F$11*(AO754)/(SUM('Space-by-Space Method'!$BO$4:$BO$78,SUM('Exterior Lighting'!$BL$5:$BL$25))),0))","v":""},{"$f":"IF(A754=\"\",\"\",IF(AP754=1,Summary!$E$11*(AO754)/(SUM('Space-by-Space Method'!$BO$4:$BO$78,SUM('Exterior Lighting'!$BL$5:$BL$25))),0))","v":""},{"$f":"IF(A754=\"\",\"\",IF(AP754=1,Summary!$G$11*(AO754)/(SUM('Space-by-Space Method'!$BO$4:$BO$78,SUM('Exterior Lighting'!$BL$5:$BL$25))),0))","v":""},{"$f":"IF(A754=\"\",\"\",IF(AP754=1,Summary!$H$11*(AO754)/(SUM('Space-by-Space Method'!$BO$4:$BO$78)),0))","v":""},{"$f":"IF(A754=\"\",\"\",IF(AP754=1,Summary!$I$11*(AO754)/(SUM('Space-by-Space Method'!$BO$4:$BO$78)),0))","v":""},null,null,null,{"$f":"IF(A754=\"\",\"\",IF(START!$B$34=2,INDIRECT(\"'Space-by-Space Method'!\"&SUBSTITUTE(ADDRESS(1,MOD(ROW(A754)-52,50)+10,4),\"1\",\"\")&ROUNDDOWN((ROW(A754)-52)/50,0)+4),\"\"))","v":""},{"$f":"IF(A754=\"\",\"\",INDIRECT(\"'Space-by-Space Method'!C\"&ROUNDDOWN((ROW(A754)-52)/50,0)+4))","v":""},{"$f":"IF(A754=\"\",\"\",IF(COUNTIF(CommonSpaceTypes,AQ754)>0,INDIRECT(\"'Space-by-Space Method'!F\"&ROUNDDOWN((ROW(A754)-52)/50,0)+4),\"\"))","v":""},{"$f":"IF(A754=\"\",\"\",IF(COUNTIF(BuildingSpecificSpaceTypes,AQ754)>0,INDIRECT(\"'Space-by-Space Method'!F\"&ROUNDDOWN((ROW(A754)-52)/50,0)+4),\"\"))","v":""},{"$f":"IF(A754=\"\",\"\",INDIRECT(\"'Fixture Schedule'!D\"&MOD(ROW(A754)-52,50)+9))","v":""},{"$f":"IF(A754=\"\",\"\",IF(AR754=\"\",\"\",INDIRECT(\"'Fixture Schedule'!K\"&MOD(ROW(A754)-52,50)+9)))","v":""},"",{"$f":"IF(A754=\"\",\"\",INDIRECT(\"'Fixture Schedule'!L\"&MOD(ROW(A754)-52,50)+9))","v":""},null,null,null,null,null,null,null,null,null,null,null,null,null,{"$f":"INDIRECT(\"'Space-by-Space Method'!\"&SUBSTITUTE(ADDRESS(1,MOD(ROW(A754)-52,50)+10,4),\"1\",\"\")&ROUNDDOWN((ROW(A754)-52)/50,0)+4)","v":0},{"$f":"LEFT(INDIRECT(\"'Space-by-Space Method'!BJ\"&ROUNDDOWN((ROW(A754)-52)/50,0)+4),3)","v":""},{"$f":"INDIRECT(\"'Fixture Schedule'!L\"&MOD(ROW(A754)-52,50)+9)","v":0},{"$f":"INDIRECT(\"'Fixture Schedule'!O\"&MOD(ROW(A754)-52,50)+9)","v":0},{"$f":"INDIRECT(\"'Space-by-Space Method'!F\"&ROUNDDOWN((ROW(A754)-52)/50,0)+4)","v":0},{"$f":"INDIRECT(\"'Fixture Schedule'!L\"&MOD(ROW(A754)-52,50)+9)","v":0},{"$f":"INDIRECT(\"'Space-by-Space Method'!D\"&ROUNDDOWN((ROW(A754)-52)/50,0)+4)","v":0},{"$f":"INDIRECT(\"'Space-by-Space Method'!E\"&ROUNDDOWN((ROW(A754)-52)/50,0)+4)","v":1}]
[{"$f":"IF(InteriorCalcType=2,IF(OR(AM763=0,AN763=\"DNQ\")=TRUE,\"\",INDIRECT(\"'Fixture Schedule'!M\"&MOD(ROW(A763)-52,50)+9)),\"\")","v":""},{"$f":"IF(A763=\"\",\"\",INDIRECT(\"'Fixture Schedule'!E\"&MOD(ROW(A763)-52,50)+9))","v":""},{"$f":"IF(A763=\"\",\"\",INDIRECT(\"'Fixture Schedule'!F\"&MOD(ROW(A763)-52,50)+9))","v":""},{"$f":"IF(A763=\"\",\"\",INDIRECT(\"'Fixture Schedule'!L\"&MOD(ROW(A763)-52,50)+9))","v":""},"",null,null,{"$f":"IF(A763=\"\",\"\",IF(AP763=1,Summary!$C$12*(AO763)/(SUM('Space-by-Space Method'!$BO$4:$BO$78,SUM('Exterior Lighting'!$BL$5:$BL$25))),0))","v":""},{"$f":"IF(A763=\"\",\"\",IF(START!$B$34=1,INDIRECT(\"'Space-by-Space Method'!\"&SUBSTITUTE(ADDRESS(1,MOD(ROW(A763)-52,50)+10,4),\"1\",\"\")&ROUNDDOWN((ROW(A763)-52)/50,0)+4),\"\"))","v":""},{"$f":"IF(A763=\"\",\"\",IF(AP763=1,Summary!$F$11*(AO763)/(SUM('Space-by-Space Method'!$BO$4:$BO$78,SUM('Exterior Lighting'!$BL$5:$BL$25))),0))","v":""},{"$f":"IF(A763=\"\",\"\",IF(AP763=1,Summary!$E$11*(AO763)/(SUM('Space-by-Space Method'!$BO$4:$BO$78,SUM('Exterior Lighting'!$BL$5:$BL$25))),0))","v":""},{"$f":"IF(A763=\"\",\"\",IF(AP763=1,Summary!$G$11*(AO763)/(SUM('Space-by-Space Method'!$BO$4:$BO$78,SUM('Exterior Lighting'!$BL$5:$BL$25))),0))","v":""},{"$f":"IF(A763=\"\",\"\",IF(AP763=1,Summary!$H$11*(AO763)/(SUM('Space-by-Space Method'!$BO$4:$BO$78)),0))","v":""},{"$f":"IF(A763=\"\",\"\",IF(AP763=1,Summary!$I$11*(AO763)/(SUM('Space-by-Space Method'!$BO$4:$BO$78)),0))","v":""},null,null,null,{"$f":"IF(A763=\"\",\"\",IF(START!$B$34=2,INDIRECT(\"'Space-by-Space Method'!\"&SUBSTITUTE(ADDRESS(1,MOD(ROW(A763)-52,50)+10,4),\"1\",\"\")&ROUNDDOWN((ROW(A763)-52)/50,0)+4),\"\"))","v":""},{"$f":"IF(A763=\"\",\"\",INDIRECT(\"'Space-by-Space Method'!C\"&ROUNDDOWN((ROW(A763)-52)/50,0)+4))","v":""},{"$f":"IF(A763=\"\",\"\",IF(COUNTIF(CommonSpaceTypes,AQ763)>0,INDIRECT(\"'Space-by-Space Method'!F\"&ROUNDDOWN((ROW(A763)-52)/50,0)+4),\"\"))","v":""},{"$f":"IF(A763=\"\",\"\",IF(COUNTIF(BuildingSpecificSpaceTypes,AQ763)>0,INDIRECT(\"'Space-by-Space Method'!F\"&ROUNDDOWN((ROW(A763)-52)/50,0)+4),\"\"))","v":""},{"$f":"IF(A763=\"\",\"\",INDIRECT(\"'Fixture Schedule'!D\"&MOD(ROW(A763)-52,50)+9))","v":""},{"$f":"IF(A763=\"\",\"\",IF(AR763=\"\",\"\",INDIRECT(\"'Fixture Schedule'!K\"&MOD(ROW(A763)-52,50)+9)))","v":""},"",{"$f":"IF(A763=\"\",\"\",INDIRECT(\"'Fixture Schedule'!L\"&MOD(ROW(A763)-52,50)+9))","v":""},null,null,null,null,null,null,null,null,null,null,null,null,null,{"$f":"INDIRECT(\"'Space-by-Space Method'!\"&SUBSTITUTE(ADDRESS(1,MOD(ROW(A763)-52,50)+10,4),\"1\",\"\")&ROUNDDOWN((ROW(A763)-52)/50,0)+4)","v":0},{"$f":"LEFT(INDIRECT(\"'Space-by-Space Method'!BJ\"&ROUNDDOWN((ROW(A763)-52)/50,0)+4),3)","v":""},{"$f":"INDIRECT(\"'Fixture Schedule'!L\"&MOD(ROW(A763)-52,50)+9)","v":0},{"$f":"INDIRECT(\"'Fixture Schedule'!O\"&MOD(ROW(A763)-52,50)+9)","v":0},{"$f":"INDIRECT(\"'Space-by-Space Method'!F\"&ROUNDDOWN((ROW(A763)-52)/50,0)+4)","v":0},{"$f":"INDIRECT(\"'Fixture Schedule'!L\"&MOD(ROW(A763)-52,50)+9)","v":0},{"$f":"INDIRECT(\"'Space-by-Space Method'!D\"&ROUNDDOWN((ROW(A763)-52)/50,0)+4)","v":0},{"$f":"INDIRECT(\"'Space-by-Space Method'!E\"&ROUNDDOWN((ROW(A763)-52)/50,0)+4)","v":1}]
[{"$f":"IF(InteriorCalcType=2,IF(OR(AM772=0,AN772=\"DNQ\")=TRUE,\"\",INDIRECT(\"'Fixture Schedule'!M\"&MOD(ROW(A772)-52,50)+9)),\"\")","v":""},{"$f":"IF(A772=\"\",\"\",INDIRECT(\"'Fixture Schedule'!E\"&MOD(ROW(A772)-52,50)+9))","v":""},{"$f":"IF(A772=\"\",\"\",INDIRECT(\"'Fixture Schedule'!F\"&MOD(ROW(A772)-52,50)+9))","v":""},{"$f":"IF(A772=\"\",\"\",INDIRECT(\"'Fixture Schedule'!L\"&MOD(ROW(A772)-52,50)+9))","v":""},"",null,null,{"$f":"IF(A772=\"\",\"\",IF(AP772=1,Summary!$C$12*(AO772)/(SUM('Space-by-Space Method'!$BO$4:$BO$78,SUM('Exterior Lighting'!$BL$5:$BL$25))),0))","v":""},{"$f":"IF(A772=\"\",\"\",IF(START!$B$34=1,INDIRECT(\"'Space-by-Space Method'!\"&SUBSTITUTE(ADDRESS(1,MOD(ROW(A772)-52,50)+10,4),\"1\",\"\")&ROUNDDOWN((ROW(A772)-52)/50,0)+4),\"\"))","v":""},{"$f":"IF(A772=\"\",\"\",IF(AP772=1,Summary!$F$11*(AO772)/(SUM('Space-by-Space Method'!$BO$4:$BO$78,SUM('Exterior Lighting'!$BL$5:$BL$25))),0))","v":""},{"$f":"IF(A772=\"\",\"\",IF(AP772=1,Summary!$E$11*(AO772)/(SUM('Space-by-Space Method'!$BO$4:$BO$78,SUM('Exterior Lighting'!$BL$5:$BL$25))),0))","v":""},{"$f":"IF(A772=\"\",\"\",IF(AP772=1,Summary!$G$11*(AO772)/(SUM('Space-by-Space Method'!$BO$4:$BO$78,SUM('Exterior Lighting'!$BL$5:$BL$25))),0))","v":""},{"$f":"IF(A772=\"\",\"\",IF(AP772=1,Summary!$H$11*(AO772)/(SUM('Space-by-Space Method'!$BO$4:$BO$78)),0))","v":""},{"$f":"IF(A772=\"\",\"\",IF(AP772=1,Summary!$I$11*(AO772)/(SUM('Space-by-Space Method'!$BO$4:$BO$78)),0))","v":""},null,null,null,{"$f":"IF(A772=\"\",\"\",IF(START!$B$34=2,INDIRECT(\"'Space-by-Space Method'!\"&SUBSTITUTE(ADDRESS(1,MOD(ROW(A772)-52,50)+10,4),\"1\",\"\")&ROUNDDOWN((ROW(A772)-52)/50,0)+4),\"\"))","v":""},{"$f":"IF(A772=\"\",\"\",INDIRECT(\"'Space-by-Space Method'!C\"&ROUNDDOWN((ROW(A772)-52)/50,0)+4))","v":""},{"$f":"IF(A772=\"\",\"\",IF(COUNTIF(CommonSpaceTypes,AQ772)>0,INDIRECT(\"'Space-by-Space Method'!F\"&ROUNDDOWN((ROW(A772)-52)/50,0)+4),\"\"))","v":""},{"$f":"IF(A772=\"\",\"\",IF(COUNTIF(BuildingSpecificSpaceTypes,AQ772)>0,INDIRECT(\"'Space-by-Space Method'!F\"&ROUNDDOWN((ROW(A772)-52)/50,0)+4),\"\"))","v":""},{"$f":"IF(A772=\"\",\"\",INDIRECT(\"'Fixture Schedule'!D\"&MOD(ROW(A772)-52,50)+9))","v":""},{"$f":"IF(A772=\"\",\"\",IF(AR772=\"\",\"\",INDIRECT(\"'Fixture Schedule'!K\"&MOD(ROW(A772)-52,50)+9)))","v":""},"",{"$f":"IF(A772=\"\",\"\",INDIRECT(\"'Fixture Schedule'!L\"&MOD(ROW(A772)-52,50)+9))","v":""},null,null,null,null,null,null,null,null,null,null,null,null,null,{"$f":"INDIRECT(\"'Space-by-Space Method'!\"&SUBSTITUTE(ADDRESS(1,MOD(ROW(A772)-52,50)+10,4),\"1\",\"\")&ROUNDDOWN((ROW(A772)-52)/50,0)+4)","v":0},{"$f":"LEFT(INDIRECT(\"'Space-by-Space Method'!BJ\"&ROUNDDOWN((ROW(A772)-52)/50,0)+4),3)","v":""},{"$f":"INDIRECT(\"'Fixture Schedule'!L\"&MOD(ROW(A772)-52,50)+9)","v":0},{"$f":"INDIRECT(\"'Fixture Schedule'!O\"&MOD(ROW(A772)-52,50)+9)","v":0},{"$f":"INDIRECT(\"'Space-by-Space Method'!F\"&ROUNDDOWN((ROW(A772)-52)/50,0)+4)","v":0},{"$f":"INDIRECT(\"'Fixture Schedule'!L\"&MOD(ROW(A772)-52,50)+9)","v":0},{"$f":"INDIRECT(\"'Space-by-Space Method'!D\"&ROUNDDOWN((ROW(A772)-52)/50,0)+4)","v":0},{"$f":"INDIRECT(\"'Space-by-Space Method'!E\"&ROUNDDOWN((ROW(A772)-52)/50,0)+4)","v":1}]
[{"$f":"IF(InteriorCalcType=2,IF(OR(AM783=0,AN783=\"DNQ\")=TRUE,\"\",INDIRECT(\"'Fixture Schedule'!M\"&MOD(ROW(A783)-52,50)+9)),\"\")","v":""},{"$f":"IF(A783=\"\",\"\",INDIRECT(\"'Fixture Schedule'!E\"&MOD(ROW(A783)-52,50)+9))","v":""},{"$f":"IF(A783=\"\",\"\",INDIRECT(\"'Fixture Schedule'!F\"&MOD(ROW(A783)-52,50)+9))","v":""},{"$f":"IF(A783=\"\",\"\",INDIRECT(\"'Fixture Schedule'!L\"&MOD(ROW(A783)-52,50)+9))","v":""},"",null,null,{"$f":"IF(A783=\"\",\"\",IF(AP783=1,Summary!$C$12*(AO783)/(SUM('Space-by-Space Method'!$BO$4:$BO$78,SUM('Exterior Lighting'!$BL$5:$BL$25))),0))","v":""},{"$f":"IF(A783=\"\",\"\",IF(START!$B$34=1,INDIRECT(\"'Space-by-Space Method'!\"&SUBSTITUTE(ADDRESS(1,MOD(ROW(A783)-52,50)+10,4),\"1\",\"\")&ROUNDDOWN((ROW(A783)-52)/50,0)+4),\"\"))","v":""},{"$f":"IF(A783=\"\",\"\",IF(AP783=1,Summary!$F$11*(AO783)/(SUM('Space-by-Space Method'!$BO$4:$BO$78,SUM('Exterior Lighting'!$BL$5:$BL$25))),0))","v":""},{"$f":"IF(A783=\"\",\"\",IF(AP783=1,Summary!$E$11*(AO783)/(SUM('Space-by-Space Method'!$BO$4:$BO$78,SUM('Exterior Lighting'!$BL$5:$BL$25))),0))","v":""},{"$f":"IF(A783=\"\",\"\",IF(AP783=1,Summary!$G$11*(AO783)/(SUM('Space-by-Space Method'!$BO$4:$BO$78,SUM('Exterior Lighting'!$BL$5:$BL$25))),0))","v":""},{"$f":"IF(A783=\"\",\"\",IF(AP783=1,Summary!$H$11*(AO783)/(SUM('Space-by-Space Method'!$BO$4:$BO$78)),0))","v":""},{"$f":"IF(A783=\"\",\"\",IF(AP783=1,Summary!$I$11*(AO783)/(SUM('Space-by-Space Method'!$BO$4:$BO$78)),0))","v":""},null,null,null,{"$f":"IF(A783=\"\",\"\",IF(START!$B$34=2,INDIRECT(\"'Space-by-Space Method'!\"&SUBSTITUTE(ADDRESS(1,MOD(ROW(A783)-52,50)+10,4),\"1\",\"\")&ROUNDDOWN((ROW(A783)-52)/50,0)+4),\"\"))","v":""},{"$f":"IF(A783=\"\",\"\",INDIRECT(\"'Space-by-Space Method'!C\"&ROUNDDOWN((ROW(A783)-52)/50,0)+4))","v":""},{"$f":"IF(A783=\"\",\"\",IF(COUNTIF(CommonSpaceTypes,AQ783)>0,INDIRECT(\"'Space-by-Space Method'!F\"&ROUNDDOWN((ROW(A783)-52)/50,0)+4),\"\"))","v":""},{"$f":"IF(A783=\"\",\"\",IF(COUNTIF(BuildingSpecificSpaceTypes,AQ783)>0,INDIRECT(\"'Space-by-Space Method'!F\"&ROUNDDOWN((ROW(A783)-52)/50,0)+4),\"\"))","v":""},{"$f":"IF(A783=\"\",\"\",INDIRECT(\"'Fixture Schedule'!D\"&MOD(ROW(A783)-52,50)+9))","v":""},{"$f":"IF(A783=\"\",\"\",IF(AR783=\"\",\"\",INDIRECT(\"'Fixture Schedule'!K\"&MOD(ROW(A783)-52,50)+9)))","v":""},"",{"$f":"IF(A783=\"\",\"\",INDIRECT(\"'Fixture Schedule'!L\"&MOD(ROW(A783)-52,50)+9))","v":""},null,null,null,null,null,null,null,null,null,null,null,null,null,{"$f":"INDIRECT(\"'Space-by-Space Method'!\"&SUBSTITUTE(ADDRESS(1,MOD(ROW(A783)-52,50)+10,4),\"1\",\"\")&ROUNDDOWN((ROW(A783)-52)/50,0)+4)","v":0},{"$f":"LEFT(INDIRECT(\"'Space-by-Space Method'!BJ\"&ROUNDDOWN((ROW(A783)-52)/50,0)+4),3)","v":""},{"$f":"INDIRECT(\"'Fixture Schedule'!L\"&MOD(ROW(A783)-52,50)+9)","v":0},{"$f":"INDIRECT(\"'Fixture Schedule'!O\"&MOD(ROW(A783)-52,50)+9)","v":0},{"$f":"INDIRECT(\"'Space-by-Space Method'!F\"&ROUNDDOWN((ROW(A783)-52)/50,0)+4)","v":0},{"$f":"INDIRECT(\"'Fixture Schedule'!L\"&MOD(ROW(A783)-52,50)+9)","v":0},{"$f":"INDIRECT(\"'Space-by-Space Method'!D\"&ROUNDDOWN((ROW(A783)-52)/50,0)+4)","v":0},{"$f":"INDIRECT(\"'Space-by-Space Method'!E\"&ROUNDDOWN((ROW(A783)-52)/50,0)+4)","v":1}]
[{"$f":"IF(InteriorCalcType=2,IF(OR(AM791=0,AN791=\"DNQ\")=TRUE,\"\",INDIRECT(\"'Fixture Schedule'!M\"&MOD(ROW(A791)-52,50)+9)),\"\")","v":""},{"$f":"IF(A791=\"\",\"\",INDIRECT(\"'Fixture Schedule'!E\"&MOD(ROW(A791)-52,50)+9))","v":""},{"$f":"IF(A791=\"\",\"\",INDIRECT(\"'Fixture Schedule'!F\"&MOD(ROW(A791)-52,50)+9))","v":""},{"$f":"IF(A791=\"\",\"\",INDIRECT(\"'Fixture Schedule'!L\"&MOD(ROW(A791)-52,50)+9))","v":""},"",null,null,{"$f":"IF(A791=\"\",\"\",IF(AP791=1,Summary!$C$12*(AO791)/(SUM('Space-by-Space Method'!$BO$4:$BO$78,SUM('Exterior Lighting'!$BL$5:$BL$25))),0))","v":""},{"$f":"IF(A791=\"\",\"\",IF(START!$B$34=1,INDIRECT(\"'Space-by-Space Method'!\"&SUBSTITUTE(ADDRESS(1,MOD(ROW(A791)-52,50)+10,4),\"1\",\"\")&ROUNDDOWN((ROW(A791)-52)/50,0)+4),\"\"))","v":""},{"$f":"IF(A791=\"\",\"\",IF(AP791=1,Summary!$F$11*(AO791)/(SUM('Space-by-Space Method'!$BO$4:$BO$78,SUM('Exterior Lighting'!$BL$5:$BL$25))),0))","v":""},{"$f":"IF(A791=\"\",\"\",IF(AP791=1,Summary!$E$11*(AO791)/(SUM('Space-by-Space Method'!$BO$4:$BO$78,SUM('Exterior Lighting'!$BL$5:$BL$25))),0))","v":""},{"$f":"IF(A791=\"\",\"\",IF(AP791=1,Summary!$G$11*(AO791)/(SUM('Space-by-Space Method'!$BO$4:$BO$78,SUM('Exterior Lighting'!$BL$5:$BL$25))),0))","v":""},{"$f":"IF(A791=\"\",\"\",IF(AP791=1,Summary!$H$11*(AO791)/(SUM('Space-by-Space Method'!$BO$4:$BO$78)),0))","v":""},{"$f":"IF(A791=\"\",\"\",IF(AP791=1,Summary!$I$11*(AO791)/(SUM('Space-by-Space Method'!$BO$4:$BO$78)),0))","v":""},null,null,null,{"$f":"IF(A791=\"\",\"\",IF(START!$B$34=2,INDIRECT(\"'Space-by-Space Method'!\"&SUBSTITUTE(ADDRESS(1,MOD(ROW(A791)-52,50)+10,4),\"1\",\"\")&ROUNDDOWN((ROW(A791)-52)/50,0)+4),\"\"))","v":""},{"$f":"IF(A791=\"\",\"\",INDIRECT(\"'Space-by-Space Method'!C\"&ROUNDDOWN((ROW(A791)-52)/50,0)+4))","v":""},{"$f":"IF(A791=\"\",\"\",IF(COUNTIF(CommonSpaceTypes,AQ791)>0,INDIRECT(\"'Space-by-Space Method'!F\"&ROUNDDOWN((ROW(A791)-52)/50,0)+4),\"\"))","v":""},{"$f":"IF(A791=\"\",\"\",IF(COUNTIF(BuildingSpecificSpaceTypes,AQ791)>0,INDIRECT(\"'Space-by-Space Method'!F\"&ROUNDDOWN((ROW(A791)-52)/50,0)+4),\"\"))","v":""},{"$f":"IF(A791=\"\",\"\",INDIRECT(\"'Fixture Schedule'!D\"&MOD(ROW(A791)-52,50)+9))","v":""},{"$f":"IF(A791=\"\",\"\",IF(AR791=\"\",\"\",INDIRECT(\"'Fixture Schedule'!K\"&MOD(ROW(A791)-52,50)+9)))","v":""},"",{"$f":"IF(A791=\"\",\"\",INDIRECT(\"'Fixture Schedule'!L\"&MOD(ROW(A791)-52,50)+9))","v":""},null,null,null,null,null,null,null,null,null,null,null,null,null,{"$f":"INDIRECT(\"'Space-by-Space Method'!\"&SUBSTITUTE(ADDRESS(1,MOD(ROW(A791)-52,50)+10,4),\"1\",\"\")&ROUNDDOWN((ROW(A791)-52)/50,0)+4)","v":0},{"$f":"LEFT(INDIRECT(\"'Space-by-Space Method'!BJ\"&ROUNDDOWN((ROW(A791)-52)/50,0)+4),3)","v":""},{"$f":"INDIRECT(\"'Fixture Schedule'!L\"&MOD(ROW(A791)-52,50)+9)","v":0},{"$f":"INDIRECT(\"'Fixture Schedule'!O\"&MOD(ROW(A791)-52,50)+9)","v":0},{"$f":"INDIRECT(\"'Space-by-Space Method'!F\"&ROUNDDOWN((ROW(A791)-52)/50,0)+4)","v":0},{"$f":"INDIRECT(\"'Fixture Schedule'!L\"&MOD(ROW(A791)-52,50)+9)","v":0},{"$f":"INDIRECT(\"'Space-by-Space Method'!D\"&ROUNDDOWN((ROW(A791)-52)/50,0)+4)","v":0},{"$f":"INDIRECT(\"'Space-by-Space Method'!E\"&ROUNDDOWN((ROW(A791)-52)/50,0)+4)","v":1}]
[{"$f":"IF(InteriorCalcType=2,IF(OR(AM801=0,AN801=\"DNQ\")=TRUE,\"\",INDIRECT(\"'Fixture Schedule'!M\"&MOD(ROW(A801)-52,50)+9)),\"\")","v":""},{"$f":"IF(A801=\"\",\"\",INDIRECT(\"'Fixture Schedule'!E\"&MOD(ROW(A801)-52,50)+9))","v":""},{"$f":"IF(A801=\"\",\"\",INDIRECT(\"'Fixture Schedule'!F\"&MOD(ROW(A801)-52,50)+9))","v":""},{"$f":"IF(A801=\"\",\"\",INDIRECT(\"'Fixture Schedule'!L\"&MOD(ROW(A801)-52,50)+9))","v":""},"",null,null,{"$f":"IF(A801=\"\",\"\",IF(AP801=1,Summary!$C$12*(AO801)/(SUM('Space-by-Space Method'!$BO$4:$BO$78,SUM('Exterior Lighting'!$BL$5:$BL$25))),0))","v":""},{"$f":"IF(A801=\"\",\"\",IF(START!$B$34=1,INDIRECT(\"'Space-by-Space Method'!\"&SUBSTITUTE(ADDRESS(1,MOD(ROW(A801)-52,50)+10,4),\"1\",\"\")&ROUNDDOWN((ROW(A801)-52)/50,0)+4),\"\"))","v":""},{"$f":"IF(A801=\"\",\"\",IF(AP801=1,Summary!$F$11*(AO801)/(SUM('Space-by-Space Method'!$BO$4:$BO$78,SUM('Exterior Lighting'!$BL$5:$BL$25))),0))","v":""},{"$f":"IF(A801=\"\",\"\",IF(AP801=1,Summary!$E$11*(AO801)/(SUM('Space-by-Space Method'!$BO$4:$BO$78,SUM('Exterior Lighting'!$BL$5:$BL$25))),0))","v":""},{"$f":"IF(A801=\"\",\"\",IF(AP801=1,Summary!$G$11*(AO801)/(SUM('Space-by-Space Method'!$BO$4:$BO$78,SUM('Exterior Lighting'!$BL$5:$BL$25))),0))","v":""},{"$f":"IF(A801=\"\",\"\",IF(AP801=1,Summary!$H$11*(AO801)/(SUM('Space-by-Space Method'!$BO$4:$BO$78)),0))","v":""},{"$f":"IF(A801=\"\",\"\",IF(AP801=1,Summary!$I$11*(AO801)/(SUM('Space-by-Space Method'!$BO$4:$BO$78)),0))","v":""},null,null,null,{"$f":"IF(A801=\"\",\"\",IF(START!$B$34=2,INDIRECT(\"'Space-by-Space Method'!\"&SUBSTITUTE(ADDRESS(1,MOD(ROW(A801)-52,50)+10,4),\"1\",\"\")&ROUNDDOWN((ROW(A801)-52)/50,0)+4),\"\"))","v":""},{"$f":"IF(A801=\"\",\"\",INDIRECT(\"'Space-by-Space Method'!C\"&ROUNDDOWN((ROW(A801)-52)/50,0)+4))","v":""},{"$f":"IF(A801=\"\",\"\",IF(COUNTIF(CommonSpaceTypes,AQ801)>0,INDIRECT(\"'Space-by-Space Method'!F\"&ROUNDDOWN((ROW(A801)-52)/50,0)+4),\"\"))","v":""},{"$f":"IF(A801=\"\",\"\",IF(COUNTIF(BuildingSpecificSpaceTypes,AQ801)>0,INDIRECT(\"'Space-by-Space Method'!F\"&ROUNDDOWN((ROW(A801)-52)/50,0)+4),\"\"))","v":""},{"$f":"IF(A801=\"\",\"\",INDIRECT(\"'Fixture Schedule'!D\"&MOD(ROW(A801)-52,50)+9))","v":""},{"$f":"IF(A801=\"\",\"\",IF(AR801=\"\",\"\",INDIRECT(\"'Fixture Schedule'!K\"&MOD(ROW(A801)-52,50)+9)))","v":""},"",{"$f":"IF(A801=\"\",\"\",INDIRECT(\"'Fixture Schedule'!L\"&MOD(ROW(A801)-52,50)+9))","v":""},null,null,null,null,null,null,null,null,null,null,null,null,null,{"$f":"INDIRECT(\"'Space-by-Space Method'!\"&SUBSTITUTE(ADDRESS(1,MOD(ROW(A801)-52,50)+10,4),\"1\",\"\")&ROUNDDOWN((ROW(A801)-52)/50,0)+4)","v":0},{"$f":"LEFT(INDIRECT(\"'Space-by-Space Method'!BJ\"&ROUNDDOWN((ROW(A801)-52)/50,0)+4),3)","v":""},{"$f":"INDIRECT(\"'Fixture Schedule'!L\"&MOD(ROW(A801)-52,50)+9)","v":0},{"$f":"INDIRECT(\"'Fixture Schedule'!O\"&MOD(ROW(A801)-52,50)+9)","v":0},{"$f":"INDIRECT(\"'Space-by-Space Method'!F\"&ROUNDDOWN((ROW(A801)-52)/50,0)+4)","v":0},{"$f":"INDIRECT(\"'Fixture Schedule'!L\"&MOD(ROW(A801)-52,50)+9)","v":0},{"$f":"INDIRECT(\"'Space-by-Space Method'!D\"&ROUNDDOWN((ROW(A801)-52)/50,0)+4)","v":0},{"$f":"INDIRECT(\"'Space-by-Space Method'!E\"&ROUNDDOWN((ROW(A801)-52)/50,0)+4)","v":1}]
[{"$f":"IF(InteriorCalcType=2,IF(OR(AM810=0,AN810=\"DNQ\")=TRUE,\"\",INDIRECT(\"'Fixture Schedule'!M\"&MOD(ROW(A810)-52,50)+9)),\"\")","v":""},{"$f":"IF(A810=\"\",\"\",INDIRECT(\"'Fixture Schedule'!E\"&MOD(ROW(A810)-52,50)+9))","v":""},{"$f":"IF(A810=\"\",\"\",INDIRECT(\"'Fixture Schedule'!F\"&MOD(ROW(A810)-52,50)+9))","v":""},{"$f":"IF(A810=\"\",\"\",INDIRECT(\"'Fixture Schedule'!L\"&MOD(ROW(A810)-52,50)+9))","v":""},"",null,null,{"$f":"IF(A810=\"\",\"\",IF(AP810=1,Summary!$C$12*(AO810)/(SUM('Space-by-Space Method'!$BO$4:$BO$78,SUM('Exterior Lighting'!$BL$5:$BL$25))),0))","v":""},{"$f":"IF(A810=\"\",\"\",IF(START!$B$34=1,INDIRECT(\"'Space-by-Space Method'!\"&SUBSTITUTE(ADDRESS(1,MOD(ROW(A810)-52,50)+10,4),\"1\",\"\")&ROUNDDOWN((ROW(A810)-52)/50,0)+4),\"\"))","v":""},{"$f":"IF(A810=\"\",\"\",IF(AP810=1,Summary!$F$11*(AO810)/(SUM('Space-by-Space Method'!$BO$4:$BO$78,SUM('Exterior Lighting'!$BL$5:$BL$25))),0))","v":""},{"$f":"IF(A810=\"\",\"\",IF(AP810=1,Summary!$E$11*(AO810)/(SUM('Space-by-Space Method'!$BO$4:$BO$78,SUM('Exterior Lighting'!$BL$5:$BL$25))),0))","v":""},{"$f":"IF(A810=\"\",\"\",IF(AP810=1,Summary!$G$11*(AO810)/(SUM('Space-by-Space Method'!$BO$4:$BO$78,SUM('Exterior Lighting'!$BL$5:$BL$25))),0))","v":""},{"$f":"IF(A810=\"\",\"\",IF(AP810=1,Summary!$H$11*(AO810)/(SUM('Space-by-Space Method'!$BO$4:$BO$78)),0))","v":""},{"$f":"IF(A810=\"\",\"\",IF(AP810=1,Summary!$I$11*(AO810)/(SUM('Space-by-Space Method'!$BO$4:$BO$78)),0))","v":""},null,null,null,{"$f":"IF(A810=\"\",\"\",IF(START!$B$34=2,INDIRECT(\"'Space-by-Space Method'!\"&SUBSTITUTE(ADDRESS(1,MOD(ROW(A810)-52,50)+10,4),\"1\",\"\")&ROUNDDOWN((ROW(A810)-52)/50,0)+4),\"\"))","v":""},{"$f":"IF(A810=\"\",\"\",INDIRECT(\"'Space-by-Space Method'!C\"&ROUNDDOWN((ROW(A810)-52)/50,0)+4))","v":""},{"$f":"IF(A810=\"\",\"\",IF(COUNTIF(CommonSpaceTypes,AQ810)>0,INDIRECT(\"'Space-by-Space Method'!F\"&ROUNDDOWN((ROW(A810)-52)/50,0)+4),\"\"))","v":""},{"$f":"IF(A810=\"\",\"\",IF(COUNTIF(BuildingSpecificSpaceTypes,AQ810)>0,INDIRECT(\"'Space-by-Space Method'!F\"&ROUNDDOWN((ROW(A810)-52)/50,0)+4),\"\"))","v":""},{"$f":"IF(A810=\"\",\"\",INDIRECT(\"'Fixture Schedule'!D\"&MOD(ROW(A810)-52,50)+9))","v":""},{"$f":"IF(A810=\"\",\"\",IF(AR810=\"\",\"\",INDIRECT(\"'Fixture Schedule'!K\"&MOD(ROW(A810)-52,50)+9)))","v":""},"",{"$f":"IF(A810=\"\",\"\",INDIRECT(\"'Fixture Schedule'!L\"&MOD(ROW(A810)-52,50)+9))","v":""},null,null,null,null,null,null,null,null,null,null,null,null,null,{"$f":"INDIRECT(\"'Space-by-Space Method'!\"&SUBSTITUTE(ADDRESS(1,MOD(ROW(A810)-52,50)+10,4),\"1\",\"\")&ROUNDDOWN((ROW(A810)-52)/50,0)+4)","v":0},{"$f":"LEFT(INDIRECT(\"'Space-by-Space Method'!BJ\"&ROUNDDOWN((ROW(A810)-52)/50,0)+4),3)","v":""},{"$f":"INDIRECT(\"'Fixture Schedule'!L\"&MOD(ROW(A810)-52,50)+9)","v":0},{"$f":"INDIRECT(\"'Fixture Schedule'!O\"&MOD(ROW(A810)-52,50)+9)","v":0},{"$f":"INDIRECT(\"'Space-by-Space Method'!F\"&ROUNDDOWN((ROW(A810)-52)/50,0)+4)","v":0},{"$f":"INDIRECT(\"'Fixture Schedule'!L\"&MOD(ROW(A810)-52,50)+9)","v":0},{"$f":"INDIRECT(\"'Space-by-Space Method'!D\"&ROUNDDOWN((ROW(A810)-52)/50,0)+4)","v":0},{"$f":"INDIRECT(\"'Space-by-Space Method'!E\"&ROUNDDOWN((ROW(A810)-52)/50,0)+4)","v":1}]
[{"$f":"IF(InteriorCalcType=2,IF(OR(AM819=0,AN819=\"DNQ\")=TRUE,\"\",INDIRECT(\"'Fixture Schedule'!M\"&MOD(ROW(A819)-52,50)+9)),\"\")","v":""},{"$f":"IF(A819=\"\",\"\",INDIRECT(\"'Fixture Schedule'!E\"&MOD(ROW(A819)-52,50)+9))","v":""},{"$f":"IF(A819=\"\",\"\",INDIRECT(\"'Fixture Schedule'!F\"&MOD(ROW(A819)-52,50)+9))","v":""},{"$f":"IF(A819=\"\",\"\",INDIRECT(\"'Fixture Schedule'!L\"&MOD(ROW(A819)-52,50)+9))","v":""},"",null,null,{"$f":"IF(A819=\"\",\"\",IF(AP819=1,Summary!$C$12*(AO819)/(SUM('Space-by-Space Method'!$BO$4:$BO$78,SUM('Exterior Lighting'!$BL$5:$BL$25))),0))","v":""},{"$f":"IF(A819=\"\",\"\",IF(START!$B$34=1,INDIRECT(\"'Space-by-Space Method'!\"&SUBSTITUTE(ADDRESS(1,MOD(ROW(A819)-52,50)+10,4),\"1\",\"\")&ROUNDDOWN((ROW(A819)-52)/50,0)+4),\"\"))","v":""},{"$f":"IF(A819=\"\",\"\",IF(AP819=1,Summary!$F$11*(AO819)/(SUM('Space-by-Space Method'!$BO$4:$BO$78,SUM('Exterior Lighting'!$BL$5:$BL$25))),0))","v":""},{"$f":"IF(A819=\"\",\"\",IF(AP819=1,Summary!$E$11*(AO819)/(SUM('Space-by-Space Method'!$BO$4:$BO$78,SUM('Exterior Lighting'!$BL$5:$BL$25))),0))","v":""},{"$f":"IF(A819=\"\",\"\",IF(AP819=1,Summary!$G$11*(AO819)/(SUM('Space-by-Space Method'!$BO$4:$BO$78,SUM('Exterior Lighting'!$BL$5:$BL$25))),0))","v":""},{"$f":"IF(A819=\"\",\"\",IF(AP819=1,Summary!$H$11*(AO819)/(SUM('Space-by-Space Method'!$BO$4:$BO$78)),0))","v":""},{"$f":"IF(A819=\"\",\"\",IF(AP819=1,Summary!$I$11*(AO819)/(SUM('Space-by-Space Method'!$BO$4:$BO$78)),0))","v":""},null,null,null,{"$f":"IF(A819=\"\",\"\",IF(START!$B$34=2,INDIRECT(\"'Space-by-Space Method'!\"&SUBSTITUTE(ADDRESS(1,MOD(ROW(A819)-52,50)+10,4),\"1\",\"\")&ROUNDDOWN((ROW(A819)-52)/50,0)+4),\"\"))","v":""},{"$f":"IF(A819=\"\",\"\",INDIRECT(\"'Space-by-Space Method'!C\"&ROUNDDOWN((ROW(A819)-52)/50,0)+4))","v":""},{"$f":"IF(A819=\"\",\"\",IF(COUNTIF(CommonSpaceTypes,AQ819)>0,INDIRECT(\"'Space-by-Space Method'!F\"&ROUNDDOWN((ROW(A819)-52)/50,0)+4),\"\"))","v":""},{"$f":"IF(A819=\"\",\"\",IF(COUNTIF(BuildingSpecificSpaceTypes,AQ819)>0,INDIRECT(\"'Space-by-Space Method'!F\"&ROUNDDOWN((ROW(A819)-52)/50,0)+4),\"\"))","v":""},{"$f":"IF(A819=\"\",\"\",INDIRECT(\"'Fixture Schedule'!D\"&MOD(ROW(A819)-52,50)+9))","v":""},{"$f":"IF(A819=\"\",\"\",IF(AR819=\"\",\"\",INDIRECT(\"'Fixture Schedule'!K\"&MOD(ROW(A819)-52,50)+9)))","v":""},"",{"$f":"IF(A819=\"\",\"\",INDIRECT(\"'Fixture Schedule'!L\"&MOD(ROW(A819)-52,50)+9))","v":""},null,null,null,null,null,null,null,null,null,null,null,null,null,{"$f":"INDIRECT(\"'Space-by-Space Method'!\"&SUBSTITUTE(ADDRESS(1,MOD(ROW(A819)-52,50)+10,4),\"1\",\"\")&ROUNDDOWN((ROW(A819)-52)/50,0)+4)","v":0},{"$f":"LEFT(INDIRECT(\"'Space-by-Space Method'!BJ\"&ROUNDDOWN((ROW(A819)-52)/50,0)+4),3)","v":""},{"$f":"INDIRECT(\"'Fixture Schedule'!L\"&MOD(ROW(A819)-52,50)+9)","v":0},{"$f":"INDIRECT(\"'Fixture Schedule'!O\"&MOD(ROW(A819)-52,50)+9)","v":0},{"$f":"INDIRECT(\"'Space-by-Space Method'!F\"&ROUNDDOWN((ROW(A819)-52)/50,0)+4)","v":0},{"$f":"INDIRECT(\"'Fixture Schedule'!L\"&MOD(ROW(A819)-52,50)+9)","v":0},{"$f":"INDIRECT(\"'Space-by-Space Method'!D\"&ROUNDDOWN((ROW(A819)-52)/50,0)+4)","v":0},{"$f":"INDIRECT(\"'Space-by-Space Method'!E\"&ROUNDDOWN((ROW(A819)-52)/50,0)+4)","v":1}]
[{"$f":"IF(InteriorCalcType=2,IF(OR(AM829=0,AN829=\"DNQ\")=TRUE,\"\",INDIRECT(\"'Fixture Schedule'!M\"&MOD(ROW(A829)-52,50)+9)),\"\")","v":""},{"$f":"IF(A829=\"\",\"\",INDIRECT(\"'Fixture Schedule'!E\"&MOD(ROW(A829)-52,50)+9))","v":""},{"$f":"IF(A829=\"\",\"\",INDIRECT(\"'Fixture Schedule'!F\"&MOD(ROW(A829)-52,50)+9))","v":""},{"$f":"IF(A829=\"\",\"\",INDIRECT(\"'Fixture Schedule'!L\"&MOD(ROW(A829)-52,50)+9))","v":""},"",null,null,{"$f":"IF(A829=\"\",\"\",IF(AP829=1,Summary!$C$12*(AO829)/(SUM('Space-by-Space Method'!$BO$4:$BO$78,SUM('Exterior Lighting'!$BL$5:$BL$25))),0))","v":""},{"$f":"IF(A829=\"\",\"\",IF(START!$B$34=1,INDIRECT(\"'Space-by-Space Method'!\"&SUBSTITUTE(ADDRESS(1,MOD(ROW(A829)-52,50)+10,4),\"1\",\"\")&ROUNDDOWN((ROW(A829)-52)/50,0)+4),\"\"))","v":""},{"$f":"IF(A829=\"\",\"\",IF(AP829=1,Summary!$F$11*(AO829)/(SUM('Space-by-Space Method'!$BO$4:$BO$78,SUM('Exterior Lighting'!$BL$5:$BL$25))),0))","v":""},{"$f":"IF(A829=\"\",\"\",IF(AP829=1,Summary!$E$11*(AO829)/(SUM('Space-by-Space Method'!$BO$4:$BO$78,SUM('Exterior Lighting'!$BL$5:$BL$25))),0))","v":""},{"$f":"IF(A829=\"\",\"\",IF(AP829=1,Summary!$G$11*(AO829)/(SUM('Space-by-Space Method'!$BO$4:$BO$78,SUM('Exterior Lighting'!$BL$5:$BL$25))),0))","v":""},{"$f":"IF(A829=\"\",\"\",IF(AP829=1,Summary!$H$11*(AO829)/(SUM('Space-by-Space Method'!$BO$4:$BO$78)),0))","v":""},{"$f":"IF(A829=\"\",\"\",IF(AP829=1,Summary!$I$11*(AO829)/(SUM('Space-by-Space Method'!$BO$4:$BO$78)),0))","v":""},null,null,null,{"$f":"IF(A829=\"\",\"\",IF(START!$B$34=2,INDIRECT(\"'Space-by-Space Method'!\"&SUBSTITUTE(ADDRESS(1,MOD(ROW(A829)-52,50)+10,4),\"1\",\"\")&ROUNDDOWN((ROW(A829)-52)/50,0)+4),\"\"))","v":""},{"$f":"IF(A829=\"\",\"\",INDIRECT(\"'Space-by-Space Method'!C\"&ROUNDDOWN((ROW(A829)-52)/50,0)+4))","v":""},{"$f":"IF(A829=\"\",\"\",IF(COUNTIF(CommonSpaceTypes,AQ829)>0,INDIRECT(\"'Space-by-Space Method'!F\"&ROUNDDOWN((ROW(A829)-52)/50,0)+4),\"\"))","v":""},{"$f":"IF(A829=\"\",\"\",IF(COUNTIF(BuildingSpecificSpaceTypes,AQ829)>0,INDIRECT(\"'Space-by-Space Method'!F\"&ROUNDDOWN((ROW(A829)-52)/50,0)+4),\"\"))","v":""},{"$f":"IF(A829=\"\",\"\",INDIRECT(\"'Fixture Schedule'!D\"&MOD(ROW(A829)-52,50)+9))","v":""},{"$f":"IF(A829=\"\",\"\",IF(AR829=\"\",\"\",INDIRECT(\"'Fixture Schedule'!K\"&MOD(ROW(A829)-52,50)+9)))","v":""},"",{"$f":"IF(A829=\"\",\"\",INDIRECT(\"'Fixture Schedule'!L\"&MOD(ROW(A829)-52,50)+9))","v":""},null,null,null,null,null,null,null,null,null,null,null,null,null,{"$f":"INDIRECT(\"'Space-by-Space Method'!\"&SUBSTITUTE(ADDRESS(1,MOD(ROW(A829)-52,50)+10,4),\"1\",\"\")&ROUNDDOWN((ROW(A829)-52)/50,0)+4)","v":0},{"$f":"LEFT(INDIRECT(\"'Space-by-Space Method'!BJ\"&ROUNDDOWN((ROW(A829)-52)/50,0)+4),3)","v":""},{"$f":"INDIRECT(\"'Fixture Schedule'!L\"&MOD(ROW(A829)-52,50)+9)","v":0},{"$f":"INDIRECT(\"'Fixture Schedule'!O\"&MOD(ROW(A829)-52,50)+9)","v":0},{"$f":"INDIRECT(\"'Space-by-Space Method'!F\"&ROUNDDOWN((ROW(A829)-52)/50,0)+4)","v":0},{"$f":"INDIRECT(\"'Fixture Schedule'!L\"&MOD(ROW(A829)-52,50)+9)","v":0},{"$f":"INDIRECT(\"'Space-by-Space Method'!D\"&ROUNDDOWN((ROW(A829)-52)/50,0)+4)","v":0},{"$f":"INDIRECT(\"'Space-by-Space Method'!E\"&ROUNDDOWN((ROW(A829)-52)/50,0)+4)","v":1}]
[{"$f":"IF(InteriorCalcType=2,IF(OR(AM833=0,AN833=\"DNQ\")=TRUE,\"\",INDIRECT(\"'Fixture Schedule'!M\"&MOD(ROW(A833)-52,50)+9)),\"\")","v":""},{"$f":"IF(A833=\"\",\"\",INDIRECT(\"'Fixture Schedule'!E\"&MOD(ROW(A833)-52,50)+9))","v":""},{"$f":"IF(A833=\"\",\"\",INDIRECT(\"'Fixture Schedule'!F\"&MOD(ROW(A833)-52,50)+9))","v":""},{"$f":"IF(A833=\"\",\"\",INDIRECT(\"'Fixture Schedule'!L\"&MOD(ROW(A833)-52,50)+9))","v":""},"",null,null,{"$f":"IF(A833=\"\",\"\",IF(AP833=1,Summary!$C$12*(AO833)/(SUM('Space-by-Space Method'!$BO$4:$BO$78,SUM('Exterior Lighting'!$BL$5:$BL$25))),0))","v":""},{"$f":"IF(A833=\"\",\"\",IF(START!$B$34=1,INDIRECT(\"'Space-by-Space Method'!\"&SUBSTITUTE(ADDRESS(1,MOD(ROW(A833)-52,50)+10,4),\"1\",\"\")&ROUNDDOWN((ROW(A833)-52)/50,0)+4),\"\"))","v":""},{"$f":"IF(A833=\"\",\"\",IF(AP833=1,Summary!$F$11*(AO833)/(SUM('Space-by-Space Method'!$BO$4:$BO$78,SUM('Exterior Lighting'!$BL$5:$BL$25))),0))","v":""},{"$f":"IF(A833=\"\",\"\",IF(AP833=1,Summary!$E$11*(AO833)/(SUM('Space-by-Space Method'!$BO$4:$BO$78,SUM('Exterior Lighting'!$BL$5:$BL$25))),0))","v":""},{"$f":"IF(A833=\"\",\"\",IF(AP833=1,Summary!$G$11*(AO833)/(SUM('Space-by-Space Method'!$BO$4:$BO$78,SUM('Exterior Lighting'!$BL$5:$BL$25))),0))","v":""},{"$f":"IF(A833=\"\",\"\",IF(AP833=1,Summary!$H$11*(AO833)/(SUM('Space-by-Space Method'!$BO$4:$BO$78)),0))","v":""},{"$f":"IF(A833=\"\",\"\",IF(AP833=1,Summary!$I$11*(AO833)/(SUM('Space-by-Space Method'!$BO$4:$BO$78)),0))","v":""},null,null,null,{"$f":"IF(A833=\"\",\"\",IF(START!$B$34=2,INDIRECT(\"'Space-by-Space Method'!\"&SUBSTITUTE(ADDRESS(1,MOD(ROW(A833)-52,50)+10,4),\"1\",\"\")&ROUNDDOWN((ROW(A833)-52)/50,0)+4),\"\"))","v":""},{"$f":"IF(A833=\"\",\"\",INDIRECT(\"'Space-by-Space Method'!C\"&ROUNDDOWN((ROW(A833)-52)/50,0)+4))","v":""},{"$f":"IF(A833=\"\",\"\",IF(COUNTIF(CommonSpaceTypes,AQ833)>0,INDIRECT(\"'Space-by-Space Method'!F\"&ROUNDDOWN((ROW(A833)-52)/50,0)+4),\"\"))","v":""},{"$f":"IF(A833=\"\",\"\",IF(COUNTIF(BuildingSpecificSpaceTypes,AQ833)>0,INDIRECT(\"'Space-by-Space Method'!F\"&ROUNDDOWN((ROW(A833)-52)/50,0)+4),\"\"))","v":""},{"$f":"IF(A833=\"\",\"\",INDIRECT(\"'Fixture Schedule'!D\"&MOD(ROW(A833)-52,50)+9))","v":""},{"$f":"IF(A833=\"\",\"\",IF(AR833=\"\",\"\",INDIRECT(\"'Fixture Schedule'!K\"&MOD(ROW(A833)-52,50)+9)))","v":""},"",{"$f":"IF(A833=\"\",\"\",INDIRECT(\"'Fixture Schedule'!L\"&MOD(ROW(A833)-52,50)+9))","v":""},null,null,null,null,null,null,null,null,null,null,null,null,null,{"$f":"INDIRECT(\"'Space-by-Space Method'!\"&SUBSTITUTE(ADDRESS(1,MOD(ROW(A833)-52,50)+10,4),\"1\",\"\")&ROUNDDOWN((ROW(A833)-52)/50,0)+4)","v":0},{"$f":"LEFT(INDIRECT(\"'Space-by-Space Method'!BJ\"&ROUNDDOWN((ROW(A833)-52)/50,0)+4),3)","v":""},{"$f":"INDIRECT(\"'Fixture Schedule'!L\"&MOD(ROW(A833)-52,50)+9)","v":0},{"$f":"INDIRECT(\"'Fixture Schedule'!O\"&MOD(ROW(A833)-52,50)+9)","v":0},{"$f":"INDIRECT(\"'Space-by-Space Method'!F\"&ROUNDDOWN((ROW(A833)-52)/50,0)+4)","v":0},{"$f":"INDIRECT(\"'Fixture Schedule'!L\"&MOD(ROW(A833)-52,50)+9)","v":0},{"$f":"INDIRECT(\"'Space-by-Space Method'!D\"&ROUNDDOWN((ROW(A833)-52)/50,0)+4)","v":0},{"$f":"INDIRECT(\"'Space-by-Space Method'!E\"&ROUNDDOWN((ROW(A833)-52)/50,0)+4)","v":1}]
[{"$f":"IF(InteriorCalcType=2,IF(OR(AM840=0,AN840=\"DNQ\")=TRUE,\"\",INDIRECT(\"'Fixture Schedule'!M\"&MOD(ROW(A840)-52,50)+9)),\"\")","v":""},{"$f":"IF(A840=\"\",\"\",INDIRECT(\"'Fixture Schedule'!E\"&MOD(ROW(A840)-52,50)+9))","v":""},{"$f":"IF(A840=\"\",\"\",INDIRECT(\"'Fixture Schedule'!F\"&MOD(ROW(A840)-52,50)+9))","v":""},{"$f":"IF(A840=\"\",\"\",INDIRECT(\"'Fixture Schedule'!L\"&MOD(ROW(A840)-52,50)+9))","v":""},"",null,null,{"$f":"IF(A840=\"\",\"\",IF(AP840=1,Summary!$C$12*(AO840)/(SUM('Space-by-Space Method'!$BO$4:$BO$78,SUM('Exterior Lighting'!$BL$5:$BL$25))),0))","v":""},{"$f":"IF(A840=\"\",\"\",IF(START!$B$34=1,INDIRECT(\"'Space-by-Space Method'!\"&SUBSTITUTE(ADDRESS(1,MOD(ROW(A840)-52,50)+10,4),\"1\",\"\")&ROUNDDOWN((ROW(A840)-52)/50,0)+4),\"\"))","v":""},{"$f":"IF(A840=\"\",\"\",IF(AP840=1,Summary!$F$11*(AO840)/(SUM('Space-by-Space Method'!$BO$4:$BO$78,SUM('Exterior Lighting'!$BL$5:$BL$25))),0))","v":""},{"$f":"IF(A840=\"\",\"\",IF(AP840=1,Summary!$E$11*(AO840)/(SUM('Space-by-Space Method'!$BO$4:$BO$78,SUM('Exterior Lighting'!$BL$5:$BL$25))),0))","v":""},{"$f":"IF(A840=\"\",\"\",IF(AP840=1,Summary!$G$11*(AO840)/(SUM('Space-by-Space Method'!$BO$4:$BO$78,SUM('Exterior Lighting'!$BL$5:$BL$25))),0))","v":""},{"$f":"IF(A840=\"\",\"\",IF(AP840=1,Summary!$H$11*(AO840)/(SUM('Space-by-Space Method'!$BO$4:$BO$78)),0))","v":""},{"$f":"IF(A840=\"\",\"\",IF(AP840=1,Summary!$I$11*(AO840)/(SUM('Space-by-Space Method'!$BO$4:$BO$78)),0))","v":""},null,null,null,{"$f":"IF(A840=\"\",\"\",IF(START!$B$34=2,INDIRECT(\"'Space-by-Space Method'!\"&SUBSTITUTE(ADDRESS(1,MOD(ROW(A840)-52,50)+10,4),\"1\",\"\")&ROUNDDOWN((ROW(A840)-52)/50,0)+4),\"\"))","v":""},{"$f":"IF(A840=\"\",\"\",INDIRECT(\"'Space-by-Space Method'!C\"&ROUNDDOWN((ROW(A840)-52)/50,0)+4))","v":""},{"$f":"IF(A840=\"\",\"\",IF(COUNTIF(CommonSpaceTypes,AQ840)>0,INDIRECT(\"'Space-by-Space Method'!F\"&ROUNDDOWN((ROW(A840)-52)/50,0)+4),\"\"))","v":""},{"$f":"IF(A840=\"\",\"\",IF(COUNTIF(BuildingSpecificSpaceTypes,AQ840)>0,INDIRECT(\"'Space-by-Space Method'!F\"&ROUNDDOWN((ROW(A840)-52)/50,0)+4),\"\"))","v":""},{"$f":"IF(A840=\"\",\"\",INDIRECT(\"'Fixture Schedule'!D\"&MOD(ROW(A840)-52,50)+9))","v":""},{"$f":"IF(A840=\"\",\"\",IF(AR840=\"\",\"\",INDIRECT(\"'Fixture Schedule'!K\"&MOD(ROW(A840)-52,50)+9)))","v":""},"",{"$f":"IF(A840=\"\",\"\",INDIRECT(\"'Fixture Schedule'!L\"&MOD(ROW(A840)-52,50)+9))","v":""},null,null,null,null,null,null,null,null,null,null,null,null,null,{"$f":"INDIRECT(\"'Space-by-Space Method'!\"&SUBSTITUTE(ADDRESS(1,MOD(ROW(A840)-52,50)+10,4),\"1\",\"\")&ROUNDDOWN((ROW(A840)-52)/50,0)+4)","v":0},{"$f":"LEFT(INDIRECT(\"'Space-by-Space Method'!BJ\"&ROUNDDOWN((ROW(A840)-52)/50,0)+4),3)","v":""},{"$f":"INDIRECT(\"'Fixture Schedule'!L\"&MOD(ROW(A840)-52,50)+9)","v":0},{"$f":"INDIRECT(\"'Fixture Schedule'!O\"&MOD(ROW(A840)-52,50)+9)","v":0},{"$f":"INDIRECT(\"'Space-by-Space Method'!F\"&ROUNDDOWN((ROW(A840)-52)/50,0)+4)","v":0},{"$f":"INDIRECT(\"'Fixture Schedule'!L\"&MOD(ROW(A840)-52,50)+9)","v":0},{"$f":"INDIRECT(\"'Space-by-Space Method'!D\"&ROUNDDOWN((ROW(A840)-52)/50,0)+4)","v":0},{"$f":"INDIRECT(\"'Space-by-Space Method'!E\"&ROUNDDOWN((ROW(A840)-52)/50,0)+4)","v":1}]
[{"$f":"IF(InteriorCalcType=2,IF(OR(AM849=0,AN849=\"DNQ\")=TRUE,\"\",INDIRECT(\"'Fixture Schedule'!M\"&MOD(ROW(A849)-52,50)+9)),\"\")","v":""},{"$f":"IF(A849=\"\",\"\",INDIRECT(\"'Fixture Schedule'!E\"&MOD(ROW(A849)-52,50)+9))","v":""},{"$f":"IF(A849=\"\",\"\",INDIRECT(\"'Fixture Schedule'!F\"&MOD(ROW(A849)-52,50)+9))","v":""},{"$f":"IF(A849=\"\",\"\",INDIRECT(\"'Fixture Schedule'!L\"&MOD(ROW(A849)-52,50)+9))","v":""},"",null,null,{"$f":"IF(A849=\"\",\"\",IF(AP849=1,Summary!$C$12*(AO849)/(SUM('Space-by-Space Method'!$BO$4:$BO$78,SUM('Exterior Lighting'!$BL$5:$BL$25))),0))","v":""},{"$f":"IF(A849=\"\",\"\",IF(START!$B$34=1,INDIRECT(\"'Space-by-Space Method'!\"&SUBSTITUTE(ADDRESS(1,MOD(ROW(A849)-52,50)+10,4),\"1\",\"\")&ROUNDDOWN((ROW(A849)-52)/50,0)+4),\"\"))","v":""},{"$f":"IF(A849=\"\",\"\",IF(AP849=1,Summary!$F$11*(AO849)/(SUM('Space-by-Space Method'!$BO$4:$BO$78,SUM('Exterior Lighting'!$BL$5:$BL$25))),0))","v":""},{"$f":"IF(A849=\"\",\"\",IF(AP849=1,Summary!$E$11*(AO849)/(SUM('Space-by-Space Method'!$BO$4:$BO$78,SUM('Exterior Lighting'!$BL$5:$BL$25))),0))","v":""},{"$f":"IF(A849=\"\",\"\",IF(AP849=1,Summary!$G$11*(AO849)/(SUM('Space-by-Space Method'!$BO$4:$BO$78,SUM('Exterior Lighting'!$BL$5:$BL$25))),0))","v":""},{"$f":"IF(A849=\"\",\"\",IF(AP849=1,Summary!$H$11*(AO849)/(SUM('Space-by-Space Method'!$BO$4:$BO$78)),0))","v":""},{"$f":"IF(A849=\"\",\"\",IF(AP849=1,Summary!$I$11*(AO849)/(SUM('Space-by-Space Method'!$BO$4:$BO$78)),0))","v":""},null,null,null,{"$f":"IF(A849=\"\",\"\",IF(START!$B$34=2,INDIRECT(\"'Space-by-Space Method'!\"&SUBSTITUTE(ADDRESS(1,MOD(ROW(A849)-52,50)+10,4),\"1\",\"\")&ROUNDDOWN((ROW(A849)-52)/50,0)+4),\"\"))","v":""},{"$f":"IF(A849=\"\",\"\",INDIRECT(\"'Space-by-Space Method'!C\"&ROUNDDOWN((ROW(A849)-52)/50,0)+4))","v":""},{"$f":"IF(A849=\"\",\"\",IF(COUNTIF(CommonSpaceTypes,AQ849)>0,INDIRECT(\"'Space-by-Space Method'!F\"&ROUNDDOWN((ROW(A849)-52)/50,0)+4),\"\"))","v":""},{"$f":"IF(A849=\"\",\"\",IF(COUNTIF(BuildingSpecificSpaceTypes,AQ849)>0,INDIRECT(\"'Space-by-Space Method'!F\"&ROUNDDOWN((ROW(A849)-52)/50,0)+4),\"\"))","v":""},{"$f":"IF(A849=\"\",\"\",INDIRECT(\"'Fixture Schedule'!D\"&MOD(ROW(A849)-52,50)+9))","v":""},{"$f":"IF(A849=\"\",\"\",IF(AR849=\"\",\"\",INDIRECT(\"'Fixture Schedule'!K\"&MOD(ROW(A849)-52,50)+9)))","v":""},"",{"$f":"IF(A849=\"\",\"\",INDIRECT(\"'Fixture Schedule'!L\"&MOD(ROW(A849)-52,50)+9))","v":""},null,null,null,null,null,null,null,null,null,null,null,null,null,{"$f":"INDIRECT(\"'Space-by-Space Method'!\"&SUBSTITUTE(ADDRESS(1,MOD(ROW(A849)-52,50)+10,4),\"1\",\"\")&ROUNDDOWN((ROW(A849)-52)/50,0)+4)","v":0},{"$f":"LEFT(INDIRECT(\"'Space-by-Space Method'!BJ\"&ROUNDDOWN((ROW(A849)-52)/50,0)+4),3)","v":""},{"$f":"INDIRECT(\"'Fixture Schedule'!L\"&MOD(ROW(A849)-52,50)+9)","v":0},{"$f":"INDIRECT(\"'Fixture Schedule'!O\"&MOD(ROW(A849)-52,50)+9)","v":0},{"$f":"INDIRECT(\"'Space-by-Space Method'!F\"&ROUNDDOWN((ROW(A849)-52)/50,0)+4)","v":0},{"$f":"INDIRECT(\"'Fixture Schedule'!L\"&MOD(ROW(A849)-52,50)+9)","v":0},{"$f":"INDIRECT(\"'Space-by-Space Method'!D\"&ROUNDDOWN((ROW(A849)-52)/50,0)+4)","v":0},{"$f":"INDIRECT(\"'Space-by-Space Method'!E\"&ROUNDDOWN((ROW(A849)-52)/50,0)+4)","v":1}]
[{"$f":"IF(InteriorCalcType=2,IF(OR(AM857=0,AN857=\"DNQ\")=TRUE,\"\",INDIRECT(\"'Fixture Schedule'!M\"&MOD(ROW(A857)-52,50)+9)),\"\")","v":""},{"$f":"IF(A857=\"\",\"\",INDIRECT(\"'Fixture Schedule'!E\"&MOD(ROW(A857)-52,50)+9))","v":""},{"$f":"IF(A857=\"\",\"\",INDIRECT(\"'Fixture Schedule'!F\"&MOD(ROW(A857)-52,50)+9))","v":""},{"$f":"IF(A857=\"\",\"\",INDIRECT(\"'Fixture Schedule'!L\"&MOD(ROW(A857)-52,50)+9))","v":""},"",null,null,{"$f":"IF(A857=\"\",\"\",IF(AP857=1,Summary!$C$12*(AO857)/(SUM('Space-by-Space Method'!$BO$4:$BO$78,SUM('Exterior Lighting'!$BL$5:$BL$25))),0))","v":""},{"$f":"IF(A857=\"\",\"\",IF(START!$B$34=1,INDIRECT(\"'Space-by-Space Method'!\"&SUBSTITUTE(ADDRESS(1,MOD(ROW(A857)-52,50)+10,4),\"1\",\"\")&ROUNDDOWN((ROW(A857)-52)/50,0)+4),\"\"))","v":""},{"$f":"IF(A857=\"\",\"\",IF(AP857=1,Summary!$F$11*(AO857)/(SUM('Space-by-Space Method'!$BO$4:$BO$78,SUM('Exterior Lighting'!$BL$5:$BL$25))),0))","v":""},{"$f":"IF(A857=\"\",\"\",IF(AP857=1,Summary!$E$11*(AO857)/(SUM('Space-by-Space Method'!$BO$4:$BO$78,SUM('Exterior Lighting'!$BL$5:$BL$25))),0))","v":""},{"$f":"IF(A857=\"\",\"\",IF(AP857=1,Summary!$G$11*(AO857)/(SUM('Space-by-Space Method'!$BO$4:$BO$78,SUM('Exterior Lighting'!$BL$5:$BL$25))),0))","v":""},{"$f":"IF(A857=\"\",\"\",IF(AP857=1,Summary!$H$11*(AO857)/(SUM('Space-by-Space Method'!$BO$4:$BO$78)),0))","v":""},{"$f":"IF(A857=\"\",\"\",IF(AP857=1,Summary!$I$11*(AO857)/(SUM('Space-by-Space Method'!$BO$4:$BO$78)),0))","v":""},null,null,null,{"$f":"IF(A857=\"\",\"\",IF(START!$B$34=2,INDIRECT(\"'Space-by-Space Method'!\"&SUBSTITUTE(ADDRESS(1,MOD(ROW(A857)-52,50)+10,4),\"1\",\"\")&ROUNDDOWN((ROW(A857)-52)/50,0)+4),\"\"))","v":""},{"$f":"IF(A857=\"\",\"\",INDIRECT(\"'Space-by-Space Method'!C\"&ROUNDDOWN((ROW(A857)-52)/50,0)+4))","v":""},{"$f":"IF(A857=\"\",\"\",IF(COUNTIF(CommonSpaceTypes,AQ857)>0,INDIRECT(\"'Space-by-Space Method'!F\"&ROUNDDOWN((ROW(A857)-52)/50,0)+4),\"\"))","v":""},{"$f":"IF(A857=\"\",\"\",IF(COUNTIF(BuildingSpecificSpaceTypes,AQ857)>0,INDIRECT(\"'Space-by-Space Method'!F\"&ROUNDDOWN((ROW(A857)-52)/50,0)+4),\"\"))","v":""},{"$f":"IF(A857=\"\",\"\",INDIRECT(\"'Fixture Schedule'!D\"&MOD(ROW(A857)-52,50)+9))","v":""},{"$f":"IF(A857=\"\",\"\",IF(AR857=\"\",\"\",INDIRECT(\"'Fixture Schedule'!K\"&MOD(ROW(A857)-52,50)+9)))","v":""},"",{"$f":"IF(A857=\"\",\"\",INDIRECT(\"'Fixture Schedule'!L\"&MOD(ROW(A857)-52,50)+9))","v":""},null,null,null,null,null,null,null,null,null,null,null,null,null,{"$f":"INDIRECT(\"'Space-by-Space Method'!\"&SUBSTITUTE(ADDRESS(1,MOD(ROW(A857)-52,50)+10,4),\"1\",\"\")&ROUNDDOWN((ROW(A857)-52)/50,0)+4)","v":0},{"$f":"LEFT(INDIRECT(\"'Space-by-Space Method'!BJ\"&ROUNDDOWN((ROW(A857)-52)/50,0)+4),3)","v":""},{"$f":"INDIRECT(\"'Fixture Schedule'!L\"&MOD(ROW(A857)-52,50)+9)","v":0},{"$f":"INDIRECT(\"'Fixture Schedule'!O\"&MOD(ROW(A857)-52,50)+9)","v":0},{"$f":"INDIRECT(\"'Space-by-Space Method'!F\"&ROUNDDOWN((ROW(A857)-52)/50,0)+4)","v":0},{"$f":"INDIRECT(\"'Fixture Schedule'!L\"&MOD(ROW(A857)-52,50)+9)","v":0},{"$f":"INDIRECT(\"'Space-by-Space Method'!D\"&ROUNDDOWN((ROW(A857)-52)/50,0)+4)","v":0},{"$f":"INDIRECT(\"'Space-by-Space Method'!E\"&ROUNDDOWN((ROW(A857)-52)/50,0)+4)","v":1}]
[{"$f":"IF(InteriorCalcType=2,IF(OR(AM868=0,AN868=\"DNQ\")=TRUE,\"\",INDIRECT(\"'Fixture Schedule'!M\"&MOD(ROW(A868)-52,50)+9)),\"\")","v":""},{"$f":"IF(A868=\"\",\"\",INDIRECT(\"'Fixture Schedule'!E\"&MOD(ROW(A868)-52,50)+9))","v":""},{"$f":"IF(A868=\"\",\"\",INDIRECT(\"'Fixture Schedule'!F\"&MOD(ROW(A868)-52,50)+9))","v":""},{"$f":"IF(A868=\"\",\"\",INDIRECT(\"'Fixture Schedule'!L\"&MOD(ROW(A868)-52,50)+9))","v":""},"",null,null,{"$f":"IF(A868=\"\",\"\",IF(AP868=1,Summary!$C$12*(AO868)/(SUM('Space-by-Space Method'!$BO$4:$BO$78,SUM('Exterior Lighting'!$BL$5:$BL$25))),0))","v":""},{"$f":"IF(A868=\"\",\"\",IF(START!$B$34=1,INDIRECT(\"'Space-by-Space Method'!\"&SUBSTITUTE(ADDRESS(1,MOD(ROW(A868)-52,50)+10,4),\"1\",\"\")&ROUNDDOWN((ROW(A868)-52)/50,0)+4),\"\"))","v":""},{"$f":"IF(A868=\"\",\"\",IF(AP868=1,Summary!$F$11*(AO868)/(SUM('Space-by-Space Method'!$BO$4:$BO$78,SUM('Exterior Lighting'!$BL$5:$BL$25))),0))","v":""},{"$f":"IF(A868=\"\",\"\",IF(AP868=1,Summary!$E$11*(AO868)/(SUM('Space-by-Space Method'!$BO$4:$BO$78,SUM('Exterior Lighting'!$BL$5:$BL$25))),0))","v":""},{"$f":"IF(A868=\"\",\"\",IF(AP868=1,Summary!$G$11*(AO868)/(SUM('Space-by-Space Method'!$BO$4:$BO$78,SUM('Exterior Lighting'!$BL$5:$BL$25))),0))","v":""},{"$f":"IF(A868=\"\",\"\",IF(AP868=1,Summary!$H$11*(AO868)/(SUM('Space-by-Space Method'!$BO$4:$BO$78)),0))","v":""},{"$f":"IF(A868=\"\",\"\",IF(AP868=1,Summary!$I$11*(AO868)/(SUM('Space-by-Space Method'!$BO$4:$BO$78)),0))","v":""},null,null,null,{"$f":"IF(A868=\"\",\"\",IF(START!$B$34=2,INDIRECT(\"'Space-by-Space Method'!\"&SUBSTITUTE(ADDRESS(1,MOD(ROW(A868)-52,50)+10,4),\"1\",\"\")&ROUNDDOWN((ROW(A868)-52)/50,0)+4),\"\"))","v":""},{"$f":"IF(A868=\"\",\"\",INDIRECT(\"'Space-by-Space Method'!C\"&ROUNDDOWN((ROW(A868)-52)/50,0)+4))","v":""},{"$f":"IF(A868=\"\",\"\",IF(COUNTIF(CommonSpaceTypes,AQ868)>0,INDIRECT(\"'Space-by-Space Method'!F\"&ROUNDDOWN((ROW(A868)-52)/50,0)+4),\"\"))","v":""},{"$f":"IF(A868=\"\",\"\",IF(COUNTIF(BuildingSpecificSpaceTypes,AQ868)>0,INDIRECT(\"'Space-by-Space Method'!F\"&ROUNDDOWN((ROW(A868)-52)/50,0)+4),\"\"))","v":""},{"$f":"IF(A868=\"\",\"\",INDIRECT(\"'Fixture Schedule'!D\"&MOD(ROW(A868)-52,50)+9))","v":""},{"$f":"IF(A868=\"\",\"\",IF(AR868=\"\",\"\",INDIRECT(\"'Fixture Schedule'!K\"&MOD(ROW(A868)-52,50)+9)))","v":""},"",{"$f":"IF(A868=\"\",\"\",INDIRECT(\"'Fixture Schedule'!L\"&MOD(ROW(A868)-52,50)+9))","v":""},null,null,null,null,null,null,null,null,null,null,null,null,null,{"$f":"INDIRECT(\"'Space-by-Space Method'!\"&SUBSTITUTE(ADDRESS(1,MOD(ROW(A868)-52,50)+10,4),\"1\",\"\")&ROUNDDOWN((ROW(A868)-52)/50,0)+4)","v":0},{"$f":"LEFT(INDIRECT(\"'Space-by-Space Method'!BJ\"&ROUNDDOWN((ROW(A868)-52)/50,0)+4),3)","v":""},{"$f":"INDIRECT(\"'Fixture Schedule'!L\"&MOD(ROW(A868)-52,50)+9)","v":0},{"$f":"INDIRECT(\"'Fixture Schedule'!O\"&MOD(ROW(A868)-52,50)+9)","v":0},{"$f":"INDIRECT(\"'Space-by-Space Method'!F\"&ROUNDDOWN((ROW(A868)-52)/50,0)+4)","v":0},{"$f":"INDIRECT(\"'Fixture Schedule'!L\"&MOD(ROW(A868)-52,50)+9)","v":0},{"$f":"INDIRECT(\"'Space-by-Space Method'!D\"&ROUNDDOWN((ROW(A868)-52)/50,0)+4)","v":0},{"$f":"INDIRECT(\"'Space-by-Space Method'!E\"&ROUNDDOWN((ROW(A868)-52)/50,0)+4)","v":1}]
[{"$f":"IF(InteriorCalcType=2,IF(OR(AM880=0,AN880=\"DNQ\")=TRUE,\"\",INDIRECT(\"'Fixture Schedule'!M\"&MOD(ROW(A880)-52,50)+9)),\"\")","v":""},{"$f":"IF(A880=\"\",\"\",INDIRECT(\"'Fixture Schedule'!E\"&MOD(ROW(A880)-52,50)+9))","v":""},{"$f":"IF(A880=\"\",\"\",INDIRECT(\"'Fixture Schedule'!F\"&MOD(ROW(A880)-52,50)+9))","v":""},{"$f":"IF(A880=\"\",\"\",INDIRECT(\"'Fixture Schedule'!L\"&MOD(ROW(A880)-52,50)+9))","v":""},"",null,null,{"$f":"IF(A880=\"\",\"\",IF(AP880=1,Summary!$C$12*(AO880)/(SUM('Space-by-Space Method'!$BO$4:$BO$78,SUM('Exterior Lighting'!$BL$5:$BL$25))),0))","v":""},{"$f":"IF(A880=\"\",\"\",IF(START!$B$34=1,INDIRECT(\"'Space-by-Space Method'!\"&SUBSTITUTE(ADDRESS(1,MOD(ROW(A880)-52,50)+10,4),\"1\",\"\")&ROUNDDOWN((ROW(A880)-52)/50,0)+4),\"\"))","v":""},{"$f":"IF(A880=\"\",\"\",IF(AP880=1,Summary!$F$11*(AO880)/(SUM('Space-by-Space Method'!$BO$4:$BO$78,SUM('Exterior Lighting'!$BL$5:$BL$25))),0))","v":""},{"$f":"IF(A880=\"\",\"\",IF(AP880=1,Summary!$E$11*(AO880)/(SUM('Space-by-Space Method'!$BO$4:$BO$78,SUM('Exterior Lighting'!$BL$5:$BL$25))),0))","v":""},{"$f":"IF(A880=\"\",\"\",IF(AP880=1,Summary!$G$11*(AO880)/(SUM('Space-by-Space Method'!$BO$4:$BO$78,SUM('Exterior Lighting'!$BL$5:$BL$25))),0))","v":""},{"$f":"IF(A880=\"\",\"\",IF(AP880=1,Summary!$H$11*(AO880)/(SUM('Space-by-Space Method'!$BO$4:$BO$78)),0))","v":""},{"$f":"IF(A880=\"\",\"\",IF(AP880=1,Summary!$I$11*(AO880)/(SUM('Space-by-Space Method'!$BO$4:$BO$78)),0))","v":""},null,null,null,{"$f":"IF(A880=\"\",\"\",IF(START!$B$34=2,INDIRECT(\"'Space-by-Space Method'!\"&SUBSTITUTE(ADDRESS(1,MOD(ROW(A880)-52,50)+10,4),\"1\",\"\")&ROUNDDOWN((ROW(A880)-52)/50,0)+4),\"\"))","v":""},{"$f":"IF(A880=\"\",\"\",INDIRECT(\"'Space-by-Space Method'!C\"&ROUNDDOWN((ROW(A880)-52)/50,0)+4))","v":""},{"$f":"IF(A880=\"\",\"\",IF(COUNTIF(CommonSpaceTypes,AQ880)>0,INDIRECT(\"'Space-by-Space Method'!F\"&ROUNDDOWN((ROW(A880)-52)/50,0)+4),\"\"))","v":""},{"$f":"IF(A880=\"\",\"\",IF(COUNTIF(BuildingSpecificSpaceTypes,AQ880)>0,INDIRECT(\"'Space-by-Space Method'!F\"&ROUNDDOWN((ROW(A880)-52)/50,0)+4),\"\"))","v":""},{"$f":"IF(A880=\"\",\"\",INDIRECT(\"'Fixture Schedule'!D\"&MOD(ROW(A880)-52,50)+9))","v":""},{"$f":"IF(A880=\"\",\"\",IF(AR880=\"\",\"\",INDIRECT(\"'Fixture Schedule'!K\"&MOD(ROW(A880)-52,50)+9)))","v":""},"",{"$f":"IF(A880=\"\",\"\",INDIRECT(\"'Fixture Schedule'!L\"&MOD(ROW(A880)-52,50)+9))","v":""},null,null,null,null,null,null,null,null,null,null,null,null,null,{"$f":"INDIRECT(\"'Space-by-Space Method'!\"&SUBSTITUTE(ADDRESS(1,MOD(ROW(A880)-52,50)+10,4),\"1\",\"\")&ROUNDDOWN((ROW(A880)-52)/50,0)+4)","v":0},{"$f":"LEFT(INDIRECT(\"'Space-by-Space Method'!BJ\"&ROUNDDOWN((ROW(A880)-52)/50,0)+4),3)","v":""},{"$f":"INDIRECT(\"'Fixture Schedule'!L\"&MOD(ROW(A880)-52,50)+9)","v":0},{"$f":"INDIRECT(\"'Fixture Schedule'!O\"&MOD(ROW(A880)-52,50)+9)","v":0},{"$f":"INDIRECT(\"'Space-by-Space Method'!F\"&ROUNDDOWN((ROW(A880)-52)/50,0)+4)","v":0},{"$f":"INDIRECT(\"'Fixture Schedule'!L\"&MOD(ROW(A880)-52,50)+9)","v":0},{"$f":"INDIRECT(\"'Space-by-Space Method'!D\"&ROUNDDOWN((ROW(A880)-52)/50,0)+4)","v":0},{"$f":"INDIRECT(\"'Space-by-Space Method'!E\"&ROUNDDOWN((ROW(A880)-52)/50,0)+4)","v":1}]
[{"$f":"IF(InteriorCalcType=2,IF(OR(AM887=0,AN887=\"DNQ\")=TRUE,\"\",INDIRECT(\"'Fixture Schedule'!M\"&MOD(ROW(A887)-52,50)+9)),\"\")","v":""},{"$f":"IF(A887=\"\",\"\",INDIRECT(\"'Fixture Schedule'!E\"&MOD(ROW(A887)-52,50)+9))","v":""},{"$f":"IF(A887=\"\",\"\",INDIRECT(\"'Fixture Schedule'!F\"&MOD(ROW(A887)-52,50)+9))","v":""},{"$f":"IF(A887=\"\",\"\",INDIRECT(\"'Fixture Schedule'!L\"&MOD(ROW(A887)-52,50)+9))","v":""},"",null,null,{"$f":"IF(A887=\"\",\"\",IF(AP887=1,Summary!$C$12*(AO887)/(SUM('Space-by-Space Method'!$BO$4:$BO$78,SUM('Exterior Lighting'!$BL$5:$BL$25))),0))","v":""},{"$f":"IF(A887=\"\",\"\",IF(START!$B$34=1,INDIRECT(\"'Space-by-Space Method'!\"&SUBSTITUTE(ADDRESS(1,MOD(ROW(A887)-52,50)+10,4),\"1\",\"\")&ROUNDDOWN((ROW(A887)-52)/50,0)+4),\"\"))","v":""},{"$f":"IF(A887=\"\",\"\",IF(AP887=1,Summary!$F$11*(AO887)/(SUM('Space-by-Space Method'!$BO$4:$BO$78,SUM('Exterior Lighting'!$BL$5:$BL$25))),0))","v":""},{"$f":"IF(A887=\"\",\"\",IF(AP887=1,Summary!$E$11*(AO887)/(SUM('Space-by-Space Method'!$BO$4:$BO$78,SUM('Exterior Lighting'!$BL$5:$BL$25))),0))","v":""},{"$f":"IF(A887=\"\",\"\",IF(AP887=1,Summary!$G$11*(AO887)/(SUM('Space-by-Space Method'!$BO$4:$BO$78,SUM('Exterior Lighting'!$BL$5:$BL$25))),0))","v":""},{"$f":"IF(A887=\"\",\"\",IF(AP887=1,Summary!$H$11*(AO887)/(SUM('Space-by-Space Method'!$BO$4:$BO$78)),0))","v":""},{"$f":"IF(A887=\"\",\"\",IF(AP887=1,Summary!$I$11*(AO887)/(SUM('Space-by-Space Method'!$BO$4:$BO$78)),0))","v":""},null,null,null,{"$f":"IF(A887=\"\",\"\",IF(START!$B$34=2,INDIRECT(\"'Space-by-Space Method'!\"&SUBSTITUTE(ADDRESS(1,MOD(ROW(A887)-52,50)+10,4),\"1\",\"\")&ROUNDDOWN((ROW(A887)-52)/50,0)+4),\"\"))","v":""},{"$f":"IF(A887=\"\",\"\",INDIRECT(\"'Space-by-Space Method'!C\"&ROUNDDOWN((ROW(A887)-52)/50,0)+4))","v":""},{"$f":"IF(A887=\"\",\"\",IF(COUNTIF(CommonSpaceTypes,AQ887)>0,INDIRECT(\"'Space-by-Space Method'!F\"&ROUNDDOWN((ROW(A887)-52)/50,0)+4),\"\"))","v":""},{"$f":"IF(A887=\"\",\"\",IF(COUNTIF(BuildingSpecificSpaceTypes,AQ887)>0,INDIRECT(\"'Space-by-Space Method'!F\"&ROUNDDOWN((ROW(A887)-52)/50,0)+4),\"\"))","v":""},{"$f":"IF(A887=\"\",\"\",INDIRECT(\"'Fixture Schedule'!D\"&MOD(ROW(A887)-52,50)+9))","v":""},{"$f":"IF(A887=\"\",\"\",IF(AR887=\"\",\"\",INDIRECT(\"'Fixture Schedule'!K\"&MOD(ROW(A887)-52,50)+9)))","v":""},"",{"$f":"IF(A887=\"\",\"\",INDIRECT(\"'Fixture Schedule'!L\"&MOD(ROW(A887)-52,50)+9))","v":""},null,null,null,null,null,null,null,null,null,null,null,null,null,{"$f":"INDIRECT(\"'Space-by-Space Method'!\"&SUBSTITUTE(ADDRESS(1,MOD(ROW(A887)-52,50)+10,4),\"1\",\"\")&ROUNDDOWN((ROW(A887)-52)/50,0)+4)","v":0},{"$f":"LEFT(INDIRECT(\"'Space-by-Space Method'!BJ\"&ROUNDDOWN((ROW(A887)-52)/50,0)+4),3)","v":""},{"$f":"INDIRECT(\"'Fixture Schedule'!L\"&MOD(ROW(A887)-52,50)+9)","v":0},{"$f":"INDIRECT(\"'Fixture Schedule'!O\"&MOD(ROW(A887)-52,50)+9)","v":0},{"$f":"INDIRECT(\"'Space-by-Space Method'!F\"&ROUNDDOWN((ROW(A887)-52)/50,0)+4)","v":0},{"$f":"INDIRECT(\"'Fixture Schedule'!L\"&MOD(ROW(A887)-52,50)+9)","v":0},{"$f":"INDIRECT(\"'Space-by-Space Method'!D\"&ROUNDDOWN((ROW(A887)-52)/50,0)+4)","v":0},{"$f":"INDIRECT(\"'Space-by-Space Method'!E\"&ROUNDDOWN((ROW(A887)-52)/50,0)+4)","v":1}]
[{"$f":"IF(InteriorCalcType=2,IF(OR(AM889=0,AN889=\"DNQ\")=TRUE,\"\",INDIRECT(\"'Fixture Schedule'!M\"&MOD(ROW(A889)-52,50)+9)),\"\")","v":""},{"$f":"IF(A889=\"\",\"\",INDIRECT(\"'Fixture Schedule'!E\"&MOD(ROW(A889)-52,50)+9))","v":""},{"$f":"IF(A889=\"\",\"\",INDIRECT(\"'Fixture Schedule'!F\"&MOD(ROW(A889)-52,50)+9))","v":""},{"$f":"IF(A889=\"\",\"\",INDIRECT(\"'Fixture Schedule'!L\"&MOD(ROW(A889)-52,50)+9))","v":""},"",null,null,{"$f":"IF(A889=\"\",\"\",IF(AP889=1,Summary!$C$12*(AO889)/(SUM('Space-by-Space Method'!$BO$4:$BO$78,SUM('Exterior Lighting'!$BL$5:$BL$25))),0))","v":""},{"$f":"IF(A889=\"\",\"\",IF(START!$B$34=1,INDIRECT(\"'Space-by-Space Method'!\"&SUBSTITUTE(ADDRESS(1,MOD(ROW(A889)-52,50)+10,4),\"1\",\"\")&ROUNDDOWN((ROW(A889)-52)/50,0)+4),\"\"))","v":""},{"$f":"IF(A889=\"\",\"\",IF(AP889=1,Summary!$F$11*(AO889)/(SUM('Space-by-Space Method'!$BO$4:$BO$78,SUM('Exterior Lighting'!$BL$5:$BL$25))),0))","v":""},{"$f":"IF(A889=\"\",\"\",IF(AP889=1,Summary!$E$11*(AO889)/(SUM('Space-by-Space Method'!$BO$4:$BO$78,SUM('Exterior Lighting'!$BL$5:$BL$25))),0))","v":""},{"$f":"IF(A889=\"\",\"\",IF(AP889=1,Summary!$G$11*(AO889)/(SUM('Space-by-Space Method'!$BO$4:$BO$78,SUM('Exterior Lighting'!$BL$5:$BL$25))),0))","v":""},{"$f":"IF(A889=\"\",\"\",IF(AP889=1,Summary!$H$11*(AO889)/(SUM('Space-by-Space Method'!$BO$4:$BO$78)),0))","v":""},{"$f":"IF(A889=\"\",\"\",IF(AP889=1,Summary!$I$11*(AO889)/(SUM('Space-by-Space Method'!$BO$4:$BO$78)),0))","v":""},null,null,null,{"$f":"IF(A889=\"\",\"\",IF(START!$B$34=2,INDIRECT(\"'Space-by-Space Method'!\"&SUBSTITUTE(ADDRESS(1,MOD(ROW(A889)-52,50)+10,4),\"1\",\"\")&ROUNDDOWN((ROW(A889)-52)/50,0)+4),\"\"))","v":""},{"$f":"IF(A889=\"\",\"\",INDIRECT(\"'Space-by-Space Method'!C\"&ROUNDDOWN((ROW(A889)-52)/50,0)+4))","v":""},{"$f":"IF(A889=\"\",\"\",IF(COUNTIF(CommonSpaceTypes,AQ889)>0,INDIRECT(\"'Space-by-Space Method'!F\"&ROUNDDOWN((ROW(A889)-52)/50,0)+4),\"\"))","v":""},{"$f":"IF(A889=\"\",\"\",IF(COUNTIF(BuildingSpecificSpaceTypes,AQ889)>0,INDIRECT(\"'Space-by-Space Method'!F\"&ROUNDDOWN((ROW(A889)-52)/50,0)+4),\"\"))","v":""},{"$f":"IF(A889=\"\",\"\",INDIRECT(\"'Fixture Schedule'!D\"&MOD(ROW(A889)-52,50)+9))","v":""},{"$f":"IF(A889=\"\",\"\",IF(AR889=\"\",\"\",INDIRECT(\"'Fixture Schedule'!K\"&MOD(ROW(A889)-52,50)+9)))","v":""},"",{"$f":"IF(A889=\"\",\"\",INDIRECT(\"'Fixture Schedule'!L\"&MOD(ROW(A889)-52,50)+9))","v":""},null,null,null,null,null,null,null,null,null,null,null,null,null,{"$f":"INDIRECT(\"'Space-by-Space Method'!\"&SUBSTITUTE(ADDRESS(1,MOD(ROW(A889)-52,50)+10,4),\"1\",\"\")&ROUNDDOWN((ROW(A889)-52)/50,0)+4)","v":0},{"$f":"LEFT(INDIRECT(\"'Space-by-Space Method'!BJ\"&ROUNDDOWN((ROW(A889)-52)/50,0)+4),3)","v":""},{"$f":"INDIRECT(\"'Fixture Schedule'!L\"&MOD(ROW(A889)-52,50)+9)","v":0},{"$f":"INDIRECT(\"'Fixture Schedule'!O\"&MOD(ROW(A889)-52,50)+9)","v":0},{"$f":"INDIRECT(\"'Space-by-Space Method'!F\"&ROUNDDOWN((ROW(A889)-52)/50,0)+4)","v":0},{"$f":"INDIRECT(\"'Fixture Schedule'!L\"&MOD(ROW(A889)-52,50)+9)","v":0},{"$f":"INDIRECT(\"'Space-by-Space Method'!D\"&ROUNDDOWN((ROW(A889)-52)/50,0)+4)","v":0},{"$f":"INDIRECT(\"'Space-by-Space Method'!E\"&ROUNDDOWN((ROW(A889)-52)/50,0)+4)","v":1}]
[{"$f":"IF(InteriorCalcType=2,IF(OR(AM898=0,AN898=\"DNQ\")=TRUE,\"\",INDIRECT(\"'Fixture Schedule'!M\"&MOD(ROW(A898)-52,50)+9)),\"\")","v":""},{"$f":"IF(A898=\"\",\"\",INDIRECT(\"'Fixture Schedule'!E\"&MOD(ROW(A898)-52,50)+9))","v":""},{"$f":"IF(A898=\"\",\"\",INDIRECT(\"'Fixture Schedule'!F\"&MOD(ROW(A898)-52,50)+9))","v":""},{"$f":"IF(A898=\"\",\"\",INDIRECT(\"'Fixture Schedule'!L\"&MOD(ROW(A898)-52,50)+9))","v":""},"",null,null,{"$f":"IF(A898=\"\",\"\",IF(AP898=1,Summary!$C$12*(AO898)/(SUM('Space-by-Space Method'!$BO$4:$BO$78,SUM('Exterior Lighting'!$BL$5:$BL$25))),0))","v":""},{"$f":"IF(A898=\"\",\"\",IF(START!$B$34=1,INDIRECT(\"'Space-by-Space Method'!\"&SUBSTITUTE(ADDRESS(1,MOD(ROW(A898)-52,50)+10,4),\"1\",\"\")&ROUNDDOWN((ROW(A898)-52)/50,0)+4),\"\"))","v":""},{"$f":"IF(A898=\"\",\"\",IF(AP898=1,Summary!$F$11*(AO898)/(SUM('Space-by-Space Method'!$BO$4:$BO$78,SUM('Exterior Lighting'!$BL$5:$BL$25))),0))","v":""},{"$f":"IF(A898=\"\",\"\",IF(AP898=1,Summary!$E$11*(AO898)/(SUM('Space-by-Space Method'!$BO$4:$BO$78,SUM('Exterior Lighting'!$BL$5:$BL$25))),0))","v":""},{"$f":"IF(A898=\"\",\"\",IF(AP898=1,Summary!$G$11*(AO898)/(SUM('Space-by-Space Method'!$BO$4:$BO$78,SUM('Exterior Lighting'!$BL$5:$BL$25))),0))","v":""},{"$f":"IF(A898=\"\",\"\",IF(AP898=1,Summary!$H$11*(AO898)/(SUM('Space-by-Space Method'!$BO$4:$BO$78)),0))","v":""},{"$f":"IF(A898=\"\",\"\",IF(AP898=1,Summary!$I$11*(AO898)/(SUM('Space-by-Space Method'!$BO$4:$BO$78)),0))","v":""},null,null,null,{"$f":"IF(A898=\"\",\"\",IF(START!$B$34=2,INDIRECT(\"'Space-by-Space Method'!\"&SUBSTITUTE(ADDRESS(1,MOD(ROW(A898)-52,50)+10,4),\"1\",\"\")&ROUNDDOWN((ROW(A898)-52)/50,0)+4),\"\"))","v":""},{"$f":"IF(A898=\"\",\"\",INDIRECT(\"'Space-by-Space Method'!C\"&ROUNDDOWN((ROW(A898)-52)/50,0)+4))","v":""},{"$f":"IF(A898=\"\",\"\",IF(COUNTIF(CommonSpaceTypes,AQ898)>0,INDIRECT(\"'Space-by-Space Method'!F\"&ROUNDDOWN((ROW(A898)-52)/50,0)+4),\"\"))","v":""},{"$f":"IF(A898=\"\",\"\",IF(COUNTIF(BuildingSpecificSpaceTypes,AQ898)>0,INDIRECT(\"'Space-by-Space Method'!F\"&ROUNDDOWN((ROW(A898)-52)/50,0)+4),\"\"))","v":""},{"$f":"IF(A898=\"\",\"\",INDIRECT(\"'Fixture Schedule'!D\"&MOD(ROW(A898)-52,50)+9))","v":""},{"$f":"IF(A898=\"\",\"\",IF(AR898=\"\",\"\",INDIRECT(\"'Fixture Schedule'!K\"&MOD(ROW(A898)-52,50)+9)))","v":""},"",{"$f":"IF(A898=\"\",\"\",INDIRECT(\"'Fixture Schedule'!L\"&MOD(ROW(A898)-52,50)+9))","v":""},null,null,null,null,null,null,null,null,null,null,null,null,null,{"$f":"INDIRECT(\"'Space-by-Space Method'!\"&SUBSTITUTE(ADDRESS(1,MOD(ROW(A898)-52,50)+10,4),\"1\",\"\")&ROUNDDOWN((ROW(A898)-52)/50,0)+4)","v":0},{"$f":"LEFT(INDIRECT(\"'Space-by-Space Method'!BJ\"&ROUNDDOWN((ROW(A898)-52)/50,0)+4),3)","v":""},{"$f":"INDIRECT(\"'Fixture Schedule'!L\"&MOD(ROW(A898)-52,50)+9)","v":0},{"$f":"INDIRECT(\"'Fixture Schedule'!O\"&MOD(ROW(A898)-52,50)+9)","v":0},{"$f":"INDIRECT(\"'Space-by-Space Method'!F\"&ROUNDDOWN((ROW(A898)-52)/50,0)+4)","v":0},{"$f":"INDIRECT(\"'Fixture Schedule'!L\"&MOD(ROW(A898)-52,50)+9)","v":0},{"$f":"INDIRECT(\"'Space-by-Space Method'!D\"&ROUNDDOWN((ROW(A898)-52)/50,0)+4)","v":0},{"$f":"INDIRECT(\"'Space-by-Space Method'!E\"&ROUNDDOWN((ROW(A898)-52)/50,0)+4)","v":1}]
[{"$f":"IF(InteriorCalcType=2,IF(OR(AM907=0,AN907=\"DNQ\")=TRUE,\"\",INDIRECT(\"'Fixture Schedule'!M\"&MOD(ROW(A907)-52,50)+9)),\"\")","v":""},{"$f":"IF(A907=\"\",\"\",INDIRECT(\"'Fixture Schedule'!E\"&MOD(ROW(A907)-52,50)+9))","v":""},{"$f":"IF(A907=\"\",\"\",INDIRECT(\"'Fixture Schedule'!F\"&MOD(ROW(A907)-52,50)+9))","v":""},{"$f":"IF(A907=\"\",\"\",INDIRECT(\"'Fixture Schedule'!L\"&MOD(ROW(A907)-52,50)+9))","v":""},"",null,null,{"$f":"IF(A907=\"\",\"\",IF(AP907=1,Summary!$C$12*(AO907)/(SUM('Space-by-Space Method'!$BO$4:$BO$78,SUM('Exterior Lighting'!$BL$5:$BL$25))),0))","v":""},{"$f":"IF(A907=\"\",\"\",IF(START!$B$34=1,INDIRECT(\"'Space-by-Space Method'!\"&SUBSTITUTE(ADDRESS(1,MOD(ROW(A907)-52,50)+10,4),\"1\",\"\")&ROUNDDOWN((ROW(A907)-52)/50,0)+4),\"\"))","v":""},{"$f":"IF(A907=\"\",\"\",IF(AP907=1,Summary!$F$11*(AO907)/(SUM('Space-by-Space Method'!$BO$4:$BO$78,SUM('Exterior Lighting'!$BL$5:$BL$25))),0))","v":""},{"$f":"IF(A907=\"\",\"\",IF(AP907=1,Summary!$E$11*(AO907)/(SUM('Space-by-Space Method'!$BO$4:$BO$78,SUM('Exterior Lighting'!$BL$5:$BL$25))),0))","v":""},{"$f":"IF(A907=\"\",\"\",IF(AP907=1,Summary!$G$11*(AO907)/(SUM('Space-by-Space Method'!$BO$4:$BO$78,SUM('Exterior Lighting'!$BL$5:$BL$25))),0))","v":""},{"$f":"IF(A907=\"\",\"\",IF(AP907=1,Summary!$H$11*(AO907)/(SUM('Space-by-Space Method'!$BO$4:$BO$78)),0))","v":""},{"$f":"IF(A907=\"\",\"\",IF(AP907=1,Summary!$I$11*(AO907)/(SUM('Space-by-Space Method'!$BO$4:$BO$78)),0))","v":""},null,null,null,{"$f":"IF(A907=\"\",\"\",IF(START!$B$34=2,INDIRECT(\"'Space-by-Space Method'!\"&SUBSTITUTE(ADDRESS(1,MOD(ROW(A907)-52,50)+10,4),\"1\",\"\")&ROUNDDOWN((ROW(A907)-52)/50,0)+4),\"\"))","v":""},{"$f":"IF(A907=\"\",\"\",INDIRECT(\"'Space-by-Space Method'!C\"&ROUNDDOWN((ROW(A907)-52)/50,0)+4))","v":""},{"$f":"IF(A907=\"\",\"\",IF(COUNTIF(CommonSpaceTypes,AQ907)>0,INDIRECT(\"'Space-by-Space Method'!F\"&ROUNDDOWN((ROW(A907)-52)/50,0)+4),\"\"))","v":""},{"$f":"IF(A907=\"\",\"\",IF(COUNTIF(BuildingSpecificSpaceTypes,AQ907)>0,INDIRECT(\"'Space-by-Space Method'!F\"&ROUNDDOWN((ROW(A907)-52)/50,0)+4),\"\"))","v":""},{"$f":"IF(A907=\"\",\"\",INDIRECT(\"'Fixture Schedule'!D\"&MOD(ROW(A907)-52,50)+9))","v":""},{"$f":"IF(A907=\"\",\"\",IF(AR907=\"\",\"\",INDIRECT(\"'Fixture Schedule'!K\"&MOD(ROW(A907)-52,50)+9)))","v":""},"",{"$f":"IF(A907=\"\",\"\",INDIRECT(\"'Fixture Schedule'!L\"&MOD(ROW(A907)-52,50)+9))","v":""},null,null,null,null,null,null,null,null,null,null,null,null,null,{"$f":"INDIRECT(\"'Space-by-Space Method'!\"&SUBSTITUTE(ADDRESS(1,MOD(ROW(A907)-52,50)+10,4),\"1\",\"\")&ROUNDDOWN((ROW(A907)-52)/50,0)+4)","v":0},{"$f":"LEFT(INDIRECT(\"'Space-by-Space Method'!BJ\"&ROUNDDOWN((ROW(A907)-52)/50,0)+4),3)","v":""},{"$f":"INDIRECT(\"'Fixture Schedule'!L\"&MOD(ROW(A907)-52,50)+9)","v":0},{"$f":"INDIRECT(\"'Fixture Schedule'!O\"&MOD(ROW(A907)-52,50)+9)","v":0},{"$f":"INDIRECT(\"'Space-by-Space Method'!F\"&ROUNDDOWN((ROW(A907)-52)/50,0)+4)","v":0},{"$f":"INDIRECT(\"'Fixture Schedule'!L\"&MOD(ROW(A907)-52,50)+9)","v":0},{"$f":"INDIRECT(\"'Space-by-Space Method'!D\"&ROUNDDOWN((ROW(A907)-52)/50,0)+4)","v":0},{"$f":"INDIRECT(\"'Space-by-Space Method'!E\"&ROUNDDOWN((ROW(A907)-52)/50,0)+4)","v":1}]
[{"$f":"IF(InteriorCalcType=2,IF(OR(AM917=0,AN917=\"DNQ\")=TRUE,\"\",INDIRECT(\"'Fixture Schedule'!M\"&MOD(ROW(A917)-52,50)+9)),\"\")","v":""},{"$f":"IF(A917=\"\",\"\",INDIRECT(\"'Fixture Schedule'!E\"&MOD(ROW(A917)-52,50)+9))","v":""},{"$f":"IF(A917=\"\",\"\",INDIRECT(\"'Fixture Schedule'!F\"&MOD(ROW(A917)-52,50)+9))","v":""},{"$f":"IF(A917=\"\",\"\",INDIRECT(\"'Fixture Schedule'!L\"&MOD(ROW(A917)-52,50)+9))","v":""},"",null,null,{"$f":"IF(A917=\"\",\"\",IF(AP917=1,Summary!$C$12*(AO917)/(SUM('Space-by-Space Method'!$BO$4:$BO$78,SUM('Exterior Lighting'!$BL$5:$BL$25))),0))","v":""},{"$f":"IF(A917=\"\",\"\",IF(START!$B$34=1,INDIRECT(\"'Space-by-Space Method'!\"&SUBSTITUTE(ADDRESS(1,MOD(ROW(A917)-52,50)+10,4),\"1\",\"\")&ROUNDDOWN((ROW(A917)-52)/50,0)+4),\"\"))","v":""},{"$f":"IF(A917=\"\",\"\",IF(AP917=1,Summary!$F$11*(AO917)/(SUM('Space-by-Space Method'!$BO$4:$BO$78,SUM('Exterior Lighting'!$BL$5:$BL$25))),0))","v":""},{"$f":"IF(A917=\"\",\"\",IF(AP917=1,Summary!$E$11*(AO917)/(SUM('Space-by-Space Method'!$BO$4:$BO$78,SUM('Exterior Lighting'!$BL$5:$BL$25))),0))","v":""},{"$f":"IF(A917=\"\",\"\",IF(AP917=1,Summary!$G$11*(AO917)/(SUM('Space-by-Space Method'!$BO$4:$BO$78,SUM('Exterior Lighting'!$BL$5:$BL$25))),0))","v":""},{"$f":"IF(A917=\"\",\"\",IF(AP917=1,Summary!$H$11*(AO917)/(SUM('Space-by-Space Method'!$BO$4:$BO$78)),0))","v":""},{"$f":"IF(A917=\"\",\"\",IF(AP917=1,Summary!$I$11*(AO917)/(SUM('Space-by-Space Method'!$BO$4:$BO$78)),0))","v":""},null,null,null,{"$f":"IF(A917=\"\",\"\",IF(START!$B$34=2,INDIRECT(\"'Space-by-Space Method'!\"&SUBSTITUTE(ADDRESS(1,MOD(ROW(A917)-52,50)+10,4),\"1\",\"\")&ROUNDDOWN((ROW(A917)-52)/50,0)+4),\"\"))","v":""},{"$f":"IF(A917=\"\",\"\",INDIRECT(\"'Space-by-Space Method'!C\"&ROUNDDOWN((ROW(A917)-52)/50,0)+4))","v":""},{"$f":"IF(A917=\"\",\"\",IF(COUNTIF(CommonSpaceTypes,AQ917)>0,INDIRECT(\"'Space-by-Space Method'!F\"&ROUNDDOWN((ROW(A917)-52)/50,0)+4),\"\"))","v":""},{"$f":"IF(A917=\"\",\"\",IF(COUNTIF(BuildingSpecificSpaceTypes,AQ917)>0,INDIRECT(\"'Space-by-Space Method'!F\"&ROUNDDOWN((ROW(A917)-52)/50,0)+4),\"\"))","v":""},{"$f":"IF(A917=\"\",\"\",INDIRECT(\"'Fixture Schedule'!D\"&MOD(ROW(A917)-52,50)+9))","v":""},{"$f":"IF(A917=\"\",\"\",IF(AR917=\"\",\"\",INDIRECT(\"'Fixture Schedule'!K\"&MOD(ROW(A917)-52,50)+9)))","v":""},"",{"$f":"IF(A917=\"\",\"\",INDIRECT(\"'Fixture Schedule'!L\"&MOD(ROW(A917)-52,50)+9))","v":""},null,null,null,null,null,null,null,null,null,null,null,null,null,{"$f":"INDIRECT(\"'Space-by-Space Method'!\"&SUBSTITUTE(ADDRESS(1,MOD(ROW(A917)-52,50)+10,4),\"1\",\"\")&ROUNDDOWN((ROW(A917)-52)/50,0)+4)","v":0},{"$f":"LEFT(INDIRECT(\"'Space-by-Space Method'!BJ\"&ROUNDDOWN((ROW(A917)-52)/50,0)+4),3)","v":""},{"$f":"INDIRECT(\"'Fixture Schedule'!L\"&MOD(ROW(A917)-52,50)+9)","v":0},{"$f":"INDIRECT(\"'Fixture Schedule'!O\"&MOD(ROW(A917)-52,50)+9)","v":0},{"$f":"INDIRECT(\"'Space-by-Space Method'!F\"&ROUNDDOWN((ROW(A917)-52)/50,0)+4)","v":0},{"$f":"INDIRECT(\"'Fixture Schedule'!L\"&MOD(ROW(A917)-52,50)+9)","v":0},{"$f":"INDIRECT(\"'Space-by-Space Method'!D\"&ROUNDDOWN((ROW(A917)-52)/50,0)+4)","v":0},{"$f":"INDIRECT(\"'Space-by-Space Method'!E\"&ROUNDDOWN((ROW(A917)-52)/50,0)+4)","v":1}]
[{"$f":"IF(InteriorCalcType=2,IF(OR(AM925=0,AN925=\"DNQ\")=TRUE,\"\",INDIRECT(\"'Fixture Schedule'!M\"&MOD(ROW(A925)-52,50)+9)),\"\")","v":""},{"$f":"IF(A925=\"\",\"\",INDIRECT(\"'Fixture Schedule'!E\"&MOD(ROW(A925)-52,50)+9))","v":""},{"$f":"IF(A925=\"\",\"\",INDIRECT(\"'Fixture Schedule'!F\"&MOD(ROW(A925)-52,50)+9))","v":""},{"$f":"IF(A925=\"\",\"\",INDIRECT(\"'Fixture Schedule'!L\"&MOD(ROW(A925)-52,50)+9))","v":""},"",null,null,{"$f":"IF(A925=\"\",\"\",IF(AP925=1,Summary!$C$12*(AO925)/(SUM('Space-by-Space Method'!$BO$4:$BO$78,SUM('Exterior Lighting'!$BL$5:$BL$25))),0))","v":""},{"$f":"IF(A925=\"\",\"\",IF(START!$B$34=1,INDIRECT(\"'Space-by-Space Method'!\"&SUBSTITUTE(ADDRESS(1,MOD(ROW(A925)-52,50)+10,4),\"1\",\"\")&ROUNDDOWN((ROW(A925)-52)/50,0)+4),\"\"))","v":""},{"$f":"IF(A925=\"\",\"\",IF(AP925=1,Summary!$F$11*(AO925)/(SUM('Space-by-Space Method'!$BO$4:$BO$78,SUM('Exterior Lighting'!$BL$5:$BL$25))),0))","v":""},{"$f":"IF(A925=\"\",\"\",IF(AP925=1,Summary!$E$11*(AO925)/(SUM('Space-by-Space Method'!$BO$4:$BO$78,SUM('Exterior Lighting'!$BL$5:$BL$25))),0))","v":""},{"$f":"IF(A925=\"\",\"\",IF(AP925=1,Summary!$G$11*(AO925)/(SUM('Space-by-Space Method'!$BO$4:$BO$78,SUM('Exterior Lighting'!$BL$5:$BL$25))),0))","v":""},{"$f":"IF(A925=\"\",\"\",IF(AP925=1,Summary!$H$11*(AO925)/(SUM('Space-by-Space Method'!$BO$4:$BO$78)),0))","v":""},{"$f":"IF(A925=\"\",\"\",IF(AP925=1,Summary!$I$11*(AO925)/(SUM('Space-by-Space Method'!$BO$4:$BO$78)),0))","v":""},null,null,null,{"$f":"IF(A925=\"\",\"\",IF(START!$B$34=2,INDIRECT(\"'Space-by-Space Method'!\"&SUBSTITUTE(ADDRESS(1,MOD(ROW(A925)-52,50)+10,4),\"1\",\"\")&ROUNDDOWN((ROW(A925)-52)/50,0)+4),\"\"))","v":""},{"$f":"IF(A925=\"\",\"\",INDIRECT(\"'Space-by-Space Method'!C\"&ROUNDDOWN((ROW(A925)-52)/50,0)+4))","v":""},{"$f":"IF(A925=\"\",\"\",IF(COUNTIF(CommonSpaceTypes,AQ925)>0,INDIRECT(\"'Space-by-Space Method'!F\"&ROUNDDOWN((ROW(A925)-52)/50,0)+4),\"\"))","v":""},{"$f":"IF(A925=\"\",\"\",IF(COUNTIF(BuildingSpecificSpaceTypes,AQ925)>0,INDIRECT(\"'Space-by-Space Method'!F\"&ROUNDDOWN((ROW(A925)-52)/50,0)+4),\"\"))","v":""},{"$f":"IF(A925=\"\",\"\",INDIRECT(\"'Fixture Schedule'!D\"&MOD(ROW(A925)-52,50)+9))","v":""},{"$f":"IF(A925=\"\",\"\",IF(AR925=\"\",\"\",INDIRECT(\"'Fixture Schedule'!K\"&MOD(ROW(A925)-52,50)+9)))","v":""},"",{"$f":"IF(A925=\"\",\"\",INDIRECT(\"'Fixture Schedule'!L\"&MOD(ROW(A925)-52,50)+9))","v":""},null,null,null,null,null,null,null,null,null,null,null,null,null,{"$f":"INDIRECT(\"'Space-by-Space Method'!\"&SUBSTITUTE(ADDRESS(1,MOD(ROW(A925)-52,50)+10,4),\"1\",\"\")&ROUNDDOWN((ROW(A925)-52)/50,0)+4)","v":0},{"$f":"LEFT(INDIRECT(\"'Space-by-Space Method'!BJ\"&ROUNDDOWN((ROW(A925)-52)/50,0)+4),3)","v":""},{"$f":"INDIRECT(\"'Fixture Schedule'!L\"&MOD(ROW(A925)-52,50)+9)","v":0},{"$f":"INDIRECT(\"'Fixture Schedule'!O\"&MOD(ROW(A925)-52,50)+9)","v":0},{"$f":"INDIRECT(\"'Space-by-Space Method'!F\"&ROUNDDOWN((ROW(A925)-52)/50,0)+4)","v":0},{"$f":"INDIRECT(\"'Fixture Schedule'!L\"&MOD(ROW(A925)-52,50)+9)","v":0},{"$f":"INDIRECT(\"'Space-by-Space Method'!D\"&ROUNDDOWN((ROW(A925)-52)/50,0)+4)","v":0},{"$f":"INDIRECT(\"'Space-by-Space Method'!E\"&ROUNDDOWN((ROW(A925)-52)/50,0)+4)","v":1}]
[{"$f":"IF(InteriorCalcType=2,IF(OR(AM936=0,AN936=\"DNQ\")=TRUE,\"\",INDIRECT(\"'Fixture Schedule'!M\"&MOD(ROW(A936)-52,50)+9)),\"\")","v":""},{"$f":"IF(A936=\"\",\"\",INDIRECT(\"'Fixture Schedule'!E\"&MOD(ROW(A936)-52,50)+9))","v":""},{"$f":"IF(A936=\"\",\"\",INDIRECT(\"'Fixture Schedule'!F\"&MOD(ROW(A936)-52,50)+9))","v":""},{"$f":"IF(A936=\"\",\"\",INDIRECT(\"'Fixture Schedule'!L\"&MOD(ROW(A936)-52,50)+9))","v":""},"",null,null,{"$f":"IF(A936=\"\",\"\",IF(AP936=1,Summary!$C$12*(AO936)/(SUM('Space-by-Space Method'!$BO$4:$BO$78,SUM('Exterior Lighting'!$BL$5:$BL$25))),0))","v":""},{"$f":"IF(A936=\"\",\"\",IF(START!$B$34=1,INDIRECT(\"'Space-by-Space Method'!\"&SUBSTITUTE(ADDRESS(1,MOD(ROW(A936)-52,50)+10,4),\"1\",\"\")&ROUNDDOWN((ROW(A936)-52)/50,0)+4),\"\"))","v":""},{"$f":"IF(A936=\"\",\"\",IF(AP936=1,Summary!$F$11*(AO936)/(SUM('Space-by-Space Method'!$BO$4:$BO$78,SUM('Exterior Lighting'!$BL$5:$BL$25))),0))","v":""},{"$f":"IF(A936=\"\",\"\",IF(AP936=1,Summary!$E$11*(AO936)/(SUM('Space-by-Space Method'!$BO$4:$BO$78,SUM('Exterior Lighting'!$BL$5:$BL$25))),0))","v":""},{"$f":"IF(A936=\"\",\"\",IF(AP936=1,Summary!$G$11*(AO936)/(SUM('Space-by-Space Method'!$BO$4:$BO$78,SUM('Exterior Lighting'!$BL$5:$BL$25))),0))","v":""},{"$f":"IF(A936=\"\",\"\",IF(AP936=1,Summary!$H$11*(AO936)/(SUM('Space-by-Space Method'!$BO$4:$BO$78)),0))","v":""},{"$f":"IF(A936=\"\",\"\",IF(AP936=1,Summary!$I$11*(AO936)/(SUM('Space-by-Space Method'!$BO$4:$BO$78)),0))","v":""},null,null,null,{"$f":"IF(A936=\"\",\"\",IF(START!$B$34=2,INDIRECT(\"'Space-by-Space Method'!\"&SUBSTITUTE(ADDRESS(1,MOD(ROW(A936)-52,50)+10,4),\"1\",\"\")&ROUNDDOWN((ROW(A936)-52)/50,0)+4),\"\"))","v":""},{"$f":"IF(A936=\"\",\"\",INDIRECT(\"'Space-by-Space Method'!C\"&ROUNDDOWN((ROW(A936)-52)/50,0)+4))","v":""},{"$f":"IF(A936=\"\",\"\",IF(COUNTIF(CommonSpaceTypes,AQ936)>0,INDIRECT(\"'Space-by-Space Method'!F\"&ROUNDDOWN((ROW(A936)-52)/50,0)+4),\"\"))","v":""},{"$f":"IF(A936=\"\",\"\",IF(COUNTIF(BuildingSpecificSpaceTypes,AQ936)>0,INDIRECT(\"'Space-by-Space Method'!F\"&ROUNDDOWN((ROW(A936)-52)/50,0)+4),\"\"))","v":""},{"$f":"IF(A936=\"\",\"\",INDIRECT(\"'Fixture Schedule'!D\"&MOD(ROW(A936)-52,50)+9))","v":""},{"$f":"IF(A936=\"\",\"\",IF(AR936=\"\",\"\",INDIRECT(\"'Fixture Schedule'!K\"&MOD(ROW(A936)-52,50)+9)))","v":""},"",{"$f":"IF(A936=\"\",\"\",INDIRECT(\"'Fixture Schedule'!L\"&MOD(ROW(A936)-52,50)+9))","v":""},null,null,null,null,null,null,null,null,null,null,null,null,null,{"$f":"INDIRECT(\"'Space-by-Space Method'!\"&SUBSTITUTE(ADDRESS(1,MOD(ROW(A936)-52,50)+10,4),\"1\",\"\")&ROUNDDOWN((ROW(A936)-52)/50,0)+4)","v":0},{"$f":"LEFT(INDIRECT(\"'Space-by-Space Method'!BJ\"&ROUNDDOWN((ROW(A936)-52)/50,0)+4),3)","v":""},{"$f":"INDIRECT(\"'Fixture Schedule'!L\"&MOD(ROW(A936)-52,50)+9)","v":0},{"$f":"INDIRECT(\"'Fixture Schedule'!O\"&MOD(ROW(A936)-52,50)+9)","v":0},{"$f":"INDIRECT(\"'Space-by-Space Method'!F\"&ROUNDDOWN((ROW(A936)-52)/50,0)+4)","v":0},{"$f":"INDIRECT(\"'Fixture Schedule'!L\"&MOD(ROW(A936)-52,50)+9)","v":0},{"$f":"INDIRECT(\"'Space-by-Space Method'!D\"&ROUNDDOWN((ROW(A936)-52)/50,0)+4)","v":0},{"$f":"INDIRECT(\"'Space-by-Space Method'!E\"&ROUNDDOWN((ROW(A936)-52)/50,0)+4)","v":1}]
[{"$f":"IF(InteriorCalcType=2,IF(OR(AM945=0,AN945=\"DNQ\")=TRUE,\"\",INDIRECT(\"'Fixture Schedule'!M\"&MOD(ROW(A945)-52,50)+9)),\"\")","v":""},{"$f":"IF(A945=\"\",\"\",INDIRECT(\"'Fixture Schedule'!E\"&MOD(ROW(A945)-52,50)+9))","v":""},{"$f":"IF(A945=\"\",\"\",INDIRECT(\"'Fixture Schedule'!F\"&MOD(ROW(A945)-52,50)+9))","v":""},{"$f":"IF(A945=\"\",\"\",INDIRECT(\"'Fixture Schedule'!L\"&MOD(ROW(A945)-52,50)+9))","v":""},"",null,null,{"$f":"IF(A945=\"\",\"\",IF(AP945=1,Summary!$C$12*(AO945)/(SUM('Space-by-Space Method'!$BO$4:$BO$78,SUM('Exterior Lighting'!$BL$5:$BL$25))),0))","v":""},{"$f":"IF(A945=\"\",\"\",IF(START!$B$34=1,INDIRECT(\"'Space-by-Space Method'!\"&SUBSTITUTE(ADDRESS(1,MOD(ROW(A945)-52,50)+10,4),\"1\",\"\")&ROUNDDOWN((ROW(A945)-52)/50,0)+4),\"\"))","v":""},{"$f":"IF(A945=\"\",\"\",IF(AP945=1,Summary!$F$11*(AO945)/(SUM('Space-by-Space Method'!$BO$4:$BO$78,SUM('Exterior Lighting'!$BL$5:$BL$25))),0))","v":""},{"$f":"IF(A945=\"\",\"\",IF(AP945=1,Summary!$E$11*(AO945)/(SUM('Space-by-Space Method'!$BO$4:$BO$78,SUM('Exterior Lighting'!$BL$5:$BL$25))),0))","v":""},{"$f":"IF(A945=\"\",\"\",IF(AP945=1,Summary!$G$11*(AO945)/(SUM('Space-by-Space Method'!$BO$4:$BO$78,SUM('Exterior Lighting'!$BL$5:$BL$25))),0))","v":""},{"$f":"IF(A945=\"\",\"\",IF(AP945=1,Summary!$H$11*(AO945)/(SUM('Space-by-Space Method'!$BO$4:$BO$78)),0))","v":""},{"$f":"IF(A945=\"\",\"\",IF(AP945=1,Summary!$I$11*(AO945)/(SUM('Space-by-Space Method'!$BO$4:$BO$78)),0))","v":""},null,null,null,{"$f":"IF(A945=\"\",\"\",IF(START!$B$34=2,INDIRECT(\"'Space-by-Space Method'!\"&SUBSTITUTE(ADDRESS(1,MOD(ROW(A945)-52,50)+10,4),\"1\",\"\")&ROUNDDOWN((ROW(A945)-52)/50,0)+4),\"\"))","v":""},{"$f":"IF(A945=\"\",\"\",INDIRECT(\"'Space-by-Space Method'!C\"&ROUNDDOWN((ROW(A945)-52)/50,0)+4))","v":""},{"$f":"IF(A945=\"\",\"\",IF(COUNTIF(CommonSpaceTypes,AQ945)>0,INDIRECT(\"'Space-by-Space Method'!F\"&ROUNDDOWN((ROW(A945)-52)/50,0)+4),\"\"))","v":""},{"$f":"IF(A945=\"\",\"\",IF(COUNTIF(BuildingSpecificSpaceTypes,AQ945)>0,INDIRECT(\"'Space-by-Space Method'!F\"&ROUNDDOWN((ROW(A945)-52)/50,0)+4),\"\"))","v":""},{"$f":"IF(A945=\"\",\"\",INDIRECT(\"'Fixture Schedule'!D\"&MOD(ROW(A945)-52,50)+9))","v":""},{"$f":"IF(A945=\"\",\"\",IF(AR945=\"\",\"\",INDIRECT(\"'Fixture Schedule'!K\"&MOD(ROW(A945)-52,50)+9)))","v":""},"",{"$f":"IF(A945=\"\",\"\",INDIRECT(\"'Fixture Schedule'!L\"&MOD(ROW(A945)-52,50)+9))","v":""},null,null,null,null,null,null,null,null,null,null,null,null,null,{"$f":"INDIRECT(\"'Space-by-Space Method'!\"&SUBSTITUTE(ADDRESS(1,MOD(ROW(A945)-52,50)+10,4),\"1\",\"\")&ROUNDDOWN((ROW(A945)-52)/50,0)+4)","v":0},{"$f":"LEFT(INDIRECT(\"'Space-by-Space Method'!BJ\"&ROUNDDOWN((ROW(A945)-52)/50,0)+4),3)","v":""},{"$f":"INDIRECT(\"'Fixture Schedule'!L\"&MOD(ROW(A945)-52,50)+9)","v":0},{"$f":"INDIRECT(\"'Fixture Schedule'!O\"&MOD(ROW(A945)-52,50)+9)","v":0},{"$f":"INDIRECT(\"'Space-by-Space Method'!F\"&ROUNDDOWN((ROW(A945)-52)/50,0)+4)","v":0},{"$f":"INDIRECT(\"'Fixture Schedule'!L\"&MOD(ROW(A945)-52,50)+9)","v":0},{"$f":"INDIRECT(\"'Space-by-Space Method'!D\"&ROUNDDOWN((ROW(A945)-52)/50,0)+4)","v":0},{"$f":"INDIRECT(\"'Space-by-Space Method'!E\"&ROUNDDOWN((ROW(A945)-52)/50,0)+4)","v":1}]
[{"$f":"IF(InteriorCalcType=2,IF(OR(AM954=0,AN954=\"DNQ\")=TRUE,\"\",INDIRECT(\"'Fixture Schedule'!M\"&MOD(ROW(A954)-52,50)+9)),\"\")","v":""},{"$f":"IF(A954=\"\",\"\",INDIRECT(\"'Fixture Schedule'!E\"&MOD(ROW(A954)-52,50)+9))","v":""},{"$f":"IF(A954=\"\",\"\",INDIRECT(\"'Fixture Schedule'!F\"&MOD(ROW(A954)-52,50)+9))","v":""},{"$f":"IF(A954=\"\",\"\",INDIRECT(\"'Fixture Schedule'!L\"&MOD(ROW(A954)-52,50)+9))","v":""},"",null,null,{"$f":"IF(A954=\"\",\"\",IF(AP954=1,Summary!$C$12*(AO954)/(SUM('Space-by-Space Method'!$BO$4:$BO$78,SUM('Exterior Lighting'!$BL$5:$BL$25))),0))","v":""},{"$f":"IF(A954=\"\",\"\",IF(START!$B$34=1,INDIRECT(\"'Space-by-Space Method'!\"&SUBSTITUTE(ADDRESS(1,MOD(ROW(A954)-52,50)+10,4),\"1\",\"\")&ROUNDDOWN((ROW(A954)-52)/50,0)+4),\"\"))","v":""},{"$f":"IF(A954=\"\",\"\",IF(AP954=1,Summary!$F$11*(AO954)/(SUM('Space-by-Space Method'!$BO$4:$BO$78,SUM('Exterior Lighting'!$BL$5:$BL$25))),0))","v":""},{"$f":"IF(A954=\"\",\"\",IF(AP954=1,Summary!$E$11*(AO954)/(SUM('Space-by-Space Method'!$BO$4:$BO$78,SUM('Exterior Lighting'!$BL$5:$BL$25))),0))","v":""},{"$f":"IF(A954=\"\",\"\",IF(AP954=1,Summary!$G$11*(AO954)/(SUM('Space-by-Space Method'!$BO$4:$BO$78,SUM('Exterior Lighting'!$BL$5:$BL$25))),0))","v":""},{"$f":"IF(A954=\"\",\"\",IF(AP954=1,Summary!$H$11*(AO954)/(SUM('Space-by-Space Method'!$BO$4:$BO$78)),0))","v":""},{"$f":"IF(A954=\"\",\"\",IF(AP954=1,Summary!$I$11*(AO954)/(SUM('Space-by-Space Method'!$BO$4:$BO$78)),0))","v":""},null,null,null,{"$f":"IF(A954=\"\",\"\",IF(START!$B$34=2,INDIRECT(\"'Space-by-Space Method'!\"&SUBSTITUTE(ADDRESS(1,MOD(ROW(A954)-52,50)+10,4),\"1\",\"\")&ROUNDDOWN((ROW(A954)-52)/50,0)+4),\"\"))","v":""},{"$f":"IF(A954=\"\",\"\",INDIRECT(\"'Space-by-Space Method'!C\"&ROUNDDOWN((ROW(A954)-52)/50,0)+4))","v":""},{"$f":"IF(A954=\"\",\"\",IF(COUNTIF(CommonSpaceTypes,AQ954)>0,INDIRECT(\"'Space-by-Space Method'!F\"&ROUNDDOWN((ROW(A954)-52)/50,0)+4),\"\"))","v":""},{"$f":"IF(A954=\"\",\"\",IF(COUNTIF(BuildingSpecificSpaceTypes,AQ954)>0,INDIRECT(\"'Space-by-Space Method'!F\"&ROUNDDOWN((ROW(A954)-52)/50,0)+4),\"\"))","v":""},{"$f":"IF(A954=\"\",\"\",INDIRECT(\"'Fixture Schedule'!D\"&MOD(ROW(A954)-52,50)+9))","v":""},{"$f":"IF(A954=\"\",\"\",IF(AR954=\"\",\"\",INDIRECT(\"'Fixture Schedule'!K\"&MOD(ROW(A954)-52,50)+9)))","v":""},"",{"$f":"IF(A954=\"\",\"\",INDIRECT(\"'Fixture Schedule'!L\"&MOD(ROW(A954)-52,50)+9))","v":""},null,null,null,null,null,null,null,null,null,null,null,null,null,{"$f":"INDIRECT(\"'Space-by-Space Method'!\"&SUBSTITUTE(ADDRESS(1,MOD(ROW(A954)-52,50)+10,4),\"1\",\"\")&ROUNDDOWN((ROW(A954)-52)/50,0)+4)","v":0},{"$f":"LEFT(INDIRECT(\"'Space-by-Space Method'!BJ\"&ROUNDDOWN((ROW(A954)-52)/50,0)+4),3)","v":""},{"$f":"INDIRECT(\"'Fixture Schedule'!L\"&MOD(ROW(A954)-52,50)+9)","v":0},{"$f":"INDIRECT(\"'Fixture Schedule'!O\"&MOD(ROW(A954)-52,50)+9)","v":0},{"$f":"INDIRECT(\"'Space-by-Space Method'!F\"&ROUNDDOWN((ROW(A954)-52)/50,0)+4)","v":0},{"$f":"INDIRECT(\"'Fixture Schedule'!L\"&MOD(ROW(A954)-52,50)+9)","v":0},{"$f":"INDIRECT(\"'Space-by-Space Method'!D\"&ROUNDDOWN((ROW(A954)-52)/50,0)+4)","v":0},{"$f":"INDIRECT(\"'Space-by-Space Method'!E\"&ROUNDDOWN((ROW(A954)-52)/50,0)+4)","v":1}]
[{"$f":"IF(InteriorCalcType=2,IF(OR(AM964=0,AN964=\"DNQ\")=TRUE,\"\",INDIRECT(\"'Fixture Schedule'!M\"&MOD(ROW(A964)-52,50)+9)),\"\")","v":""},{"$f":"IF(A964=\"\",\"\",INDIRECT(\"'Fixture Schedule'!E\"&MOD(ROW(A964)-52,50)+9))","v":""},{"$f":"IF(A964=\"\",\"\",INDIRECT(\"'Fixture Schedule'!F\"&MOD(ROW(A964)-52,50)+9))","v":""},{"$f":"IF(A964=\"\",\"\",INDIRECT(\"'Fixture Schedule'!L\"&MOD(ROW(A964)-52,50)+9))","v":""},"",null,null,{"$f":"IF(A964=\"\",\"\",IF(AP964=1,Summary!$C$12*(AO964)/(SUM('Space-by-Space Method'!$BO$4:$BO$78,SUM('Exterior Lighting'!$BL$5:$BL$25))),0))","v":""},{"$f":"IF(A964=\"\",\"\",IF(START!$B$34=1,INDIRECT(\"'Space-by-Space Method'!\"&SUBSTITUTE(ADDRESS(1,MOD(ROW(A964)-52,50)+10,4),\"1\",\"\")&ROUNDDOWN((ROW(A964)-52)/50,0)+4),\"\"))","v":""},{"$f":"IF(A964=\"\",\"\",IF(AP964=1,Summary!$F$11*(AO964)/(SUM('Space-by-Space Method'!$BO$4:$BO$78,SUM('Exterior Lighting'!$BL$5:$BL$25))),0))","v":""},{"$f":"IF(A964=\"\",\"\",IF(AP964=1,Summary!$E$11*(AO964)/(SUM('Space-by-Space Method'!$BO$4:$BO$78,SUM('Exterior Lighting'!$BL$5:$BL$25))),0))","v":""},{"$f":"IF(A964=\"\",\"\",IF(AP964=1,Summary!$G$11*(AO964)/(SUM('Space-by-Space Method'!$BO$4:$BO$78,SUM('Exterior Lighting'!$BL$5:$BL$25))),0))","v":""},{"$f":"IF(A964=\"\",\"\",IF(AP964=1,Summary!$H$11*(AO964)/(SUM('Space-by-Space Method'!$BO$4:$BO$78)),0))","v":""},{"$f":"IF(A964=\"\",\"\",IF(AP964=1,Summary!$I$11*(AO964)/(SUM('Space-by-Space Method'!$BO$4:$BO$78)),0))","v":""},null,null,null,{"$f":"IF(A964=\"\",\"\",IF(START!$B$34=2,INDIRECT(\"'Space-by-Space Method'!\"&SUBSTITUTE(ADDRESS(1,MOD(ROW(A964)-52,50)+10,4),\"1\",\"\")&ROUNDDOWN((ROW(A964)-52)/50,0)+4),\"\"))","v":""},{"$f":"IF(A964=\"\",\"\",INDIRECT(\"'Space-by-Space Method'!C\"&ROUNDDOWN((ROW(A964)-52)/50,0)+4))","v":""},{"$f":"IF(A964=\"\",\"\",IF(COUNTIF(CommonSpaceTypes,AQ964)>0,INDIRECT(\"'Space-by-Space Method'!F\"&ROUNDDOWN((ROW(A964)-52)/50,0)+4),\"\"))","v":""},{"$f":"IF(A964=\"\",\"\",IF(COUNTIF(BuildingSpecificSpaceTypes,AQ964)>0,INDIRECT(\"'Space-by-Space Method'!F\"&ROUNDDOWN((ROW(A964)-52)/50,0)+4),\"\"))","v":""},{"$f":"IF(A964=\"\",\"\",INDIRECT(\"'Fixture Schedule'!D\"&MOD(ROW(A964)-52,50)+9))","v":""},{"$f":"IF(A964=\"\",\"\",IF(AR964=\"\",\"\",INDIRECT(\"'Fixture Schedule'!K\"&MOD(ROW(A964)-52,50)+9)))","v":""},"",{"$f":"IF(A964=\"\",\"\",INDIRECT(\"'Fixture Schedule'!L\"&MOD(ROW(A964)-52,50)+9))","v":""},null,null,null,null,null,null,null,null,null,null,null,null,null,{"$f":"INDIRECT(\"'Space-by-Space Method'!\"&SUBSTITUTE(ADDRESS(1,MOD(ROW(A964)-52,50)+10,4),\"1\",\"\")&ROUNDDOWN((ROW(A964)-52)/50,0)+4)","v":0},{"$f":"LEFT(INDIRECT(\"'Space-by-Space Method'!BJ\"&ROUNDDOWN((ROW(A964)-52)/50,0)+4),3)","v":""},{"$f":"INDIRECT(\"'Fixture Schedule'!L\"&MOD(ROW(A964)-52,50)+9)","v":0},{"$f":"INDIRECT(\"'Fixture Schedule'!O\"&MOD(ROW(A964)-52,50)+9)","v":0},{"$f":"INDIRECT(\"'Space-by-Space Method'!F\"&ROUNDDOWN((ROW(A964)-52)/50,0)+4)","v":0},{"$f":"INDIRECT(\"'Fixture Schedule'!L\"&MOD(ROW(A964)-52,50)+9)","v":0},{"$f":"INDIRECT(\"'Space-by-Space Method'!D\"&ROUNDDOWN((ROW(A964)-52)/50,0)+4)","v":0},{"$f":"INDIRECT(\"'Space-by-Space Method'!E\"&ROUNDDOWN((ROW(A964)-52)/50,0)+4)","v":1}]
[{"$f":"IF(InteriorCalcType=2,IF(OR(AM972=0,AN972=\"DNQ\")=TRUE,\"\",INDIRECT(\"'Fixture Schedule'!M\"&MOD(ROW(A972)-52,50)+9)),\"\")","v":""},{"$f":"IF(A972=\"\",\"\",INDIRECT(\"'Fixture Schedule'!E\"&MOD(ROW(A972)-52,50)+9))","v":""},{"$f":"IF(A972=\"\",\"\",INDIRECT(\"'Fixture Schedule'!F\"&MOD(ROW(A972)-52,50)+9))","v":""},{"$f":"IF(A972=\"\",\"\",INDIRECT(\"'Fixture Schedule'!L\"&MOD(ROW(A972)-52,50)+9))","v":""},"",null,null,{"$f":"IF(A972=\"\",\"\",IF(AP972=1,Summary!$C$12*(AO972)/(SUM('Space-by-Space Method'!$BO$4:$BO$78,SUM('Exterior Lighting'!$BL$5:$BL$25))),0))","v":""},{"$f":"IF(A972=\"\",\"\",IF(START!$B$34=1,INDIRECT(\"'Space-by-Space Method'!\"&SUBSTITUTE(ADDRESS(1,MOD(ROW(A972)-52,50)+10,4),\"1\",\"\")&ROUNDDOWN((ROW(A972)-52)/50,0)+4),\"\"))","v":""},{"$f":"IF(A972=\"\",\"\",IF(AP972=1,Summary!$F$11*(AO972)/(SUM('Space-by-Space Method'!$BO$4:$BO$78,SUM('Exterior Lighting'!$BL$5:$BL$25))),0))","v":""},{"$f":"IF(A972=\"\",\"\",IF(AP972=1,Summary!$E$11*(AO972)/(SUM('Space-by-Space Method'!$BO$4:$BO$78,SUM('Exterior Lighting'!$BL$5:$BL$25))),0))","v":""},{"$f":"IF(A972=\"\",\"\",IF(AP972=1,Summary!$G$11*(AO972)/(SUM('Space-by-Space Method'!$BO$4:$BO$78,SUM('Exterior Lighting'!$BL$5:$BL$25))),0))","v":""},{"$f":"IF(A972=\"\",\"\",IF(AP972=1,Summary!$H$11*(AO972)/(SUM('Space-by-Space Method'!$BO$4:$BO$78)),0))","v":""},{"$f":"IF(A972=\"\",\"\",IF(AP972=1,Summary!$I$11*(AO972)/(SUM('Space-by-Space Method'!$BO$4:$BO$78)),0))","v":""},null,null,null,{"$f":"IF(A972=\"\",\"\",IF(START!$B$34=2,INDIRECT(\"'Space-by-Space Method'!\"&SUBSTITUTE(ADDRESS(1,MOD(ROW(A972)-52,50)+10,4),\"1\",\"\")&ROUNDDOWN((ROW(A972)-52)/50,0)+4),\"\"))","v":""},{"$f":"IF(A972=\"\",\"\",INDIRECT(\"'Space-by-Space Method'!C\"&ROUNDDOWN((ROW(A972)-52)/50,0)+4))","v":""},{"$f":"IF(A972=\"\",\"\",IF(COUNTIF(CommonSpaceTypes,AQ972)>0,INDIRECT(\"'Space-by-Space Method'!F\"&ROUNDDOWN((ROW(A972)-52)/50,0)+4),\"\"))","v":""},{"$f":"IF(A972=\"\",\"\",IF(COUNTIF(BuildingSpecificSpaceTypes,AQ972)>0,INDIRECT(\"'Space-by-Space Method'!F\"&ROUNDDOWN((ROW(A972)-52)/50,0)+4),\"\"))","v":""},{"$f":"IF(A972=\"\",\"\",INDIRECT(\"'Fixture Schedule'!D\"&MOD(ROW(A972)-52,50)+9))","v":""},{"$f":"IF(A972=\"\",\"\",IF(AR972=\"\",\"\",INDIRECT(\"'Fixture Schedule'!K\"&MOD(ROW(A972)-52,50)+9)))","v":""},"",{"$f":"IF(A972=\"\",\"\",INDIRECT(\"'Fixture Schedule'!L\"&MOD(ROW(A972)-52,50)+9))","v":""},null,null,null,null,null,null,null,null,null,null,null,null,null,{"$f":"INDIRECT(\"'Space-by-Space Method'!\"&SUBSTITUTE(ADDRESS(1,MOD(ROW(A972)-52,50)+10,4),\"1\",\"\")&ROUNDDOWN((ROW(A972)-52)/50,0)+4)","v":0},{"$f":"LEFT(INDIRECT(\"'Space-by-Space Method'!BJ\"&ROUNDDOWN((ROW(A972)-52)/50,0)+4),3)","v":""},{"$f":"INDIRECT(\"'Fixture Schedule'!L\"&MOD(ROW(A972)-52,50)+9)","v":0},{"$f":"INDIRECT(\"'Fixture Schedule'!O\"&MOD(ROW(A972)-52,50)+9)","v":0},{"$f":"INDIRECT(\"'Space-by-Space Method'!F\"&ROUNDDOWN((ROW(A972)-52)/50,0)+4)","v":0},{"$f":"INDIRECT(\"'Fixture Schedule'!L\"&MOD(ROW(A972)-52,50)+9)","v":0},{"$f":"INDIRECT(\"'Space-by-Space Method'!D\"&ROUNDDOWN((ROW(A972)-52)/50,0)+4)","v":0},{"$f":"INDIRECT(\"'Space-by-Space Method'!E\"&ROUNDDOWN((ROW(A972)-52)/50,0)+4)","v":1}]
[{"$f":"IF(InteriorCalcType=2,IF(OR(AM975=0,AN975=\"DNQ\")=TRUE,\"\",INDIRECT(\"'Fixture Schedule'!M\"&MOD(ROW(A975)-52,50)+9)),\"\")","v":""},{"$f":"IF(A975=\"\",\"\",INDIRECT(\"'Fixture Schedule'!E\"&MOD(ROW(A975)-52,50)+9))","v":""},{"$f":"IF(A975=\"\",\"\",INDIRECT(\"'Fixture Schedule'!F\"&MOD(ROW(A975)-52,50)+9))","v":""},{"$f":"IF(A975=\"\",\"\",INDIRECT(\"'Fixture Schedule'!L\"&MOD(ROW(A975)-52,50)+9))","v":""},"",null,null,{"$f":"IF(A975=\"\",\"\",IF(AP975=1,Summary!$C$12*(AO975)/(SUM('Space-by-Space Method'!$BO$4:$BO$78,SUM('Exterior Lighting'!$BL$5:$BL$25))),0))","v":""},{"$f":"IF(A975=\"\",\"\",IF(START!$B$34=1,INDIRECT(\"'Space-by-Space Method'!\"&SUBSTITUTE(ADDRESS(1,MOD(ROW(A975)-52,50)+10,4),\"1\",\"\")&ROUNDDOWN((ROW(A975)-52)/50,0)+4),\"\"))","v":""},{"$f":"IF(A975=\"\",\"\",IF(AP975=1,Summary!$F$11*(AO975)/(SUM('Space-by-Space Method'!$BO$4:$BO$78,SUM('Exterior Lighting'!$BL$5:$BL$25))),0))","v":""},{"$f":"IF(A975=\"\",\"\",IF(AP975=1,Summary!$E$11*(AO975)/(SUM('Space-by-Space Method'!$BO$4:$BO$78,SUM('Exterior Lighting'!$BL$5:$BL$25))),0))","v":""},{"$f":"IF(A975=\"\",\"\",IF(AP975=1,Summary!$G$11*(AO975)/(SUM('Space-by-Space Method'!$BO$4:$BO$78,SUM('Exterior Lighting'!$BL$5:$BL$25))),0))","v":""},{"$f":"IF(A975=\"\",\"\",IF(AP975=1,Summary!$H$11*(AO975)/(SUM('Space-by-Space Method'!$BO$4:$BO$78)),0))","v":""},{"$f":"IF(A975=\"\",\"\",IF(AP975=1,Summary!$I$11*(AO975)/(SUM('Space-by-Space Method'!$BO$4:$BO$78)),0))","v":""},null,null,null,{"$f":"IF(A975=\"\",\"\",IF(START!$B$34=2,INDIRECT(\"'Space-by-Space Method'!\"&SUBSTITUTE(ADDRESS(1,MOD(ROW(A975)-52,50)+10,4),\"1\",\"\")&ROUNDDOWN((ROW(A975)-52)/50,0)+4),\"\"))","v":""},{"$f":"IF(A975=\"\",\"\",INDIRECT(\"'Space-by-Space Method'!C\"&ROUNDDOWN((ROW(A975)-52)/50,0)+4))","v":""},{"$f":"IF(A975=\"\",\"\",IF(COUNTIF(CommonSpaceTypes,AQ975)>0,INDIRECT(\"'Space-by-Space Method'!F\"&ROUNDDOWN((ROW(A975)-52)/50,0)+4),\"\"))","v":""},{"$f":"IF(A975=\"\",\"\",IF(COUNTIF(BuildingSpecificSpaceTypes,AQ975)>0,INDIRECT(\"'Space-by-Space Method'!F\"&ROUNDDOWN((ROW(A975)-52)/50,0)+4),\"\"))","v":""},{"$f":"IF(A975=\"\",\"\",INDIRECT(\"'Fixture Schedule'!D\"&MOD(ROW(A975)-52,50)+9))","v":""},{"$f":"IF(A975=\"\",\"\",IF(AR975=\"\",\"\",INDIRECT(\"'Fixture Schedule'!K\"&MOD(ROW(A975)-52,50)+9)))","v":""},"",{"$f":"IF(A975=\"\",\"\",INDIRECT(\"'Fixture Schedule'!L\"&MOD(ROW(A975)-52,50)+9))","v":""},null,null,null,null,null,null,null,null,null,null,null,null,null,{"$f":"INDIRECT(\"'Space-by-Space Method'!\"&SUBSTITUTE(ADDRESS(1,MOD(ROW(A975)-52,50)+10,4),\"1\",\"\")&ROUNDDOWN((ROW(A975)-52)/50,0)+4)","v":0},{"$f":"LEFT(INDIRECT(\"'Space-by-Space Method'!BJ\"&ROUNDDOWN((ROW(A975)-52)/50,0)+4),3)","v":""},{"$f":"INDIRECT(\"'Fixture Schedule'!L\"&MOD(ROW(A975)-52,50)+9)","v":0},{"$f":"INDIRECT(\"'Fixture Schedule'!O\"&MOD(ROW(A975)-52,50)+9)","v":0},{"$f":"INDIRECT(\"'Space-by-Space Method'!F\"&ROUNDDOWN((ROW(A975)-52)/50,0)+4)","v":0},{"$f":"INDIRECT(\"'Fixture Schedule'!L\"&MOD(ROW(A975)-52,50)+9)","v":0},{"$f":"INDIRECT(\"'Space-by-Space Method'!D\"&ROUNDDOWN((ROW(A975)-52)/50,0)+4)","v":0},{"$f":"INDIRECT(\"'Space-by-Space Method'!E\"&ROUNDDOWN((ROW(A975)-52)/50,0)+4)","v":1}]
[{"$f":"IF(InteriorCalcType=2,IF(OR(AM986=0,AN986=\"DNQ\")=TRUE,\"\",INDIRECT(\"'Fixture Schedule'!M\"&MOD(ROW(A986)-52,50)+9)),\"\")","v":""},{"$f":"IF(A986=\"\",\"\",INDIRECT(\"'Fixture Schedule'!E\"&MOD(ROW(A986)-52,50)+9))","v":""},{"$f":"IF(A986=\"\",\"\",INDIRECT(\"'Fixture Schedule'!F\"&MOD(ROW(A986)-52,50)+9))","v":""},{"$f":"IF(A986=\"\",\"\",INDIRECT(\"'Fixture Schedule'!L\"&MOD(ROW(A986)-52,50)+9))","v":""},"",null,null,{"$f":"IF(A986=\"\",\"\",IF(AP986=1,Summary!$C$12*(AO986)/(SUM('Space-by-Space Method'!$BO$4:$BO$78,SUM('Exterior Lighting'!$BL$5:$BL$25))),0))","v":""},{"$f":"IF(A986=\"\",\"\",IF(START!$B$34=1,INDIRECT(\"'Space-by-Space Method'!\"&SUBSTITUTE(ADDRESS(1,MOD(ROW(A986)-52,50)+10,4),\"1\",\"\")&ROUNDDOWN((ROW(A986)-52)/50,0)+4),\"\"))","v":""},{"$f":"IF(A986=\"\",\"\",IF(AP986=1,Summary!$F$11*(AO986)/(SUM('Space-by-Space Method'!$BO$4:$BO$78,SUM('Exterior Lighting'!$BL$5:$BL$25))),0))","v":""},{"$f":"IF(A986=\"\",\"\",IF(AP986=1,Summary!$E$11*(AO986)/(SUM('Space-by-Space Method'!$BO$4:$BO$78,SUM('Exterior Lighting'!$BL$5:$BL$25))),0))","v":""},{"$f":"IF(A986=\"\",\"\",IF(AP986=1,Summary!$G$11*(AO986)/(SUM('Space-by-Space Method'!$BO$4:$BO$78,SUM('Exterior Lighting'!$BL$5:$BL$25))),0))","v":""},{"$f":"IF(A986=\"\",\"\",IF(AP986=1,Summary!$H$11*(AO986)/(SUM('Space-by-Space Method'!$BO$4:$BO$78)),0))","v":""},{"$f":"IF(A986=\"\",\"\",IF(AP986=1,Summary!$I$11*(AO986)/(SUM('Space-by-Space Method'!$BO$4:$BO$78)),0))","v":""},null,null,null,{"$f":"IF(A986=\"\",\"\",IF(START!$B$34=2,INDIRECT(\"'Space-by-Space Method'!\"&SUBSTITUTE(ADDRESS(1,MOD(ROW(A986)-52,50)+10,4),\"1\",\"\")&ROUNDDOWN((ROW(A986)-52)/50,0)+4),\"\"))","v":""},{"$f":"IF(A986=\"\",\"\",INDIRECT(\"'Space-by-Space Method'!C\"&ROUNDDOWN((ROW(A986)-52)/50,0)+4))","v":""},{"$f":"IF(A986=\"\",\"\",IF(COUNTIF(CommonSpaceTypes,AQ986)>0,INDIRECT(\"'Space-by-Space Method'!F\"&ROUNDDOWN((ROW(A986)-52)/50,0)+4),\"\"))","v":""},{"$f":"IF(A986=\"\",\"\",IF(COUNTIF(BuildingSpecificSpaceTypes,AQ986)>0,INDIRECT(\"'Space-by-Space Method'!F\"&ROUNDDOWN((ROW(A986)-52)/50,0)+4),\"\"))","v":""},{"$f":"IF(A986=\"\",\"\",INDIRECT(\"'Fixture Schedule'!D\"&MOD(ROW(A986)-52,50)+9))","v":""},{"$f":"IF(A986=\"\",\"\",IF(AR986=\"\",\"\",INDIRECT(\"'Fixture Schedule'!K\"&MOD(ROW(A986)-52,50)+9)))","v":""},"",{"$f":"IF(A986=\"\",\"\",INDIRECT(\"'Fixture Schedule'!L\"&MOD(ROW(A986)-52,50)+9))","v":""},null,null,null,null,null,null,null,null,null,null,null,null,null,{"$f":"INDIRECT(\"'Space-by-Space Method'!\"&SUBSTITUTE(ADDRESS(1,MOD(ROW(A986)-52,50)+10,4),\"1\",\"\")&ROUNDDOWN((ROW(A986)-52)/50,0)+4)","v":0},{"$f":"LEFT(INDIRECT(\"'Space-by-Space Method'!BJ\"&ROUNDDOWN((ROW(A986)-52)/50,0)+4),3)","v":""},{"$f":"INDIRECT(\"'Fixture Schedule'!L\"&MOD(ROW(A986)-52,50)+9)","v":0},{"$f":"INDIRECT(\"'Fixture Schedule'!O\"&MOD(ROW(A986)-52,50)+9)","v":0},{"$f":"INDIRECT(\"'Space-by-Space Method'!F\"&ROUNDDOWN((ROW(A986)-52)/50,0)+4)","v":0},{"$f":"INDIRECT(\"'Fixture Schedule'!L\"&MOD(ROW(A986)-52,50)+9)","v":0},{"$f":"INDIRECT(\"'Space-by-Space Method'!D\"&ROUNDDOWN((ROW(A986)-52)/50,0)+4)","v":0},{"$f":"INDIRECT(\"'Space-by-Space Method'!E\"&ROUNDDOWN((ROW(A986)-52)/50,0)+4)","v":1}]
[{"$f":"IF(InteriorCalcType=2,IF(OR(AM994=0,AN994=\"DNQ\")=TRUE,\"\",INDIRECT(\"'Fixture Schedule'!M\"&MOD(ROW(A994)-52,50)+9)),\"\")","v":""},{"$f":"IF(A994=\"\",\"\",INDIRECT(\"'Fixture Schedule'!E\"&MOD(ROW(A994)-52,50)+9))","v":""},{"$f":"IF(A994=\"\",\"\",INDIRECT(\"'Fixture Schedule'!F\"&MOD(ROW(A994)-52,50)+9))","v":""},{"$f":"IF(A994=\"\",\"\",INDIRECT(\"'Fixture Schedule'!L\"&MOD(ROW(A994)-52,50)+9))","v":""},"",null,null,{"$f":"IF(A994=\"\",\"\",IF(AP994=1,Summary!$C$12*(AO994)/(SUM('Space-by-Space Method'!$BO$4:$BO$78,SUM('Exterior Lighting'!$BL$5:$BL$25))),0))","v":""},{"$f":"IF(A994=\"\",\"\",IF(START!$B$34=1,INDIRECT(\"'Space-by-Space Method'!\"&SUBSTITUTE(ADDRESS(1,MOD(ROW(A994)-52,50)+10,4),\"1\",\"\")&ROUNDDOWN((ROW(A994)-52)/50,0)+4),\"\"))","v":""},{"$f":"IF(A994=\"\",\"\",IF(AP994=1,Summary!$F$11*(AO994)/(SUM('Space-by-Space Method'!$BO$4:$BO$78,SUM('Exterior Lighting'!$BL$5:$BL$25))),0))","v":""},{"$f":"IF(A994=\"\",\"\",IF(AP994=1,Summary!$E$11*(AO994)/(SUM('Space-by-Space Method'!$BO$4:$BO$78,SUM('Exterior Lighting'!$BL$5:$BL$25))),0))","v":""},{"$f":"IF(A994=\"\",\"\",IF(AP994=1,Summary!$G$11*(AO994)/(SUM('Space-by-Space Method'!$BO$4:$BO$78,SUM('Exterior Lighting'!$BL$5:$BL$25))),0))","v":""},{"$f":"IF(A994=\"\",\"\",IF(AP994=1,Summary!$H$11*(AO994)/(SUM('Space-by-Space Method'!$BO$4:$BO$78)),0))","v":""},{"$f":"IF(A994=\"\",\"\",IF(AP994=1,Summary!$I$11*(AO994)/(SUM('Space-by-Space Method'!$BO$4:$BO$78)),0))","v":""},null,null,null,{"$f":"IF(A994=\"\",\"\",IF(START!$B$34=2,INDIRECT(\"'Space-by-Space Method'!\"&SUBSTITUTE(ADDRESS(1,MOD(ROW(A994)-52,50)+10,4),\"1\",\"\")&ROUNDDOWN((ROW(A994)-52)/50,0)+4),\"\"))","v":""},{"$f":"IF(A994=\"\",\"\",INDIRECT(\"'Space-by-Space Method'!C\"&ROUNDDOWN((ROW(A994)-52)/50,0)+4))","v":""},{"$f":"IF(A994=\"\",\"\",IF(COUNTIF(CommonSpaceTypes,AQ994)>0,INDIRECT(\"'Space-by-Space Method'!F\"&ROUNDDOWN((ROW(A994)-52)/50,0)+4),\"\"))","v":""},{"$f":"IF(A994=\"\",\"\",IF(COUNTIF(BuildingSpecificSpaceTypes,AQ994)>0,INDIRECT(\"'Space-by-Space Method'!F\"&ROUNDDOWN((ROW(A994)-52)/50,0)+4),\"\"))","v":""},{"$f":"IF(A994=\"\",\"\",INDIRECT(\"'Fixture Schedule'!D\"&MOD(ROW(A994)-52,50)+9))","v":""},{"$f":"IF(A994=\"\",\"\",IF(AR994=\"\",\"\",INDIRECT(\"'Fixture Schedule'!K\"&MOD(ROW(A994)-52,50)+9)))","v":""},"",{"$f":"IF(A994=\"\",\"\",INDIRECT(\"'Fixture Schedule'!L\"&MOD(ROW(A994)-52,50)+9))","v":""},null,null,null,null,null,null,null,null,null,null,null,null,null,{"$f":"INDIRECT(\"'Space-by-Space Method'!\"&SUBSTITUTE(ADDRESS(1,MOD(ROW(A994)-52,50)+10,4),\"1\",\"\")&ROUNDDOWN((ROW(A994)-52)/50,0)+4)","v":0},{"$f":"LEFT(INDIRECT(\"'Space-by-Space Method'!BJ\"&ROUNDDOWN((ROW(A994)-52)/50,0)+4),3)","v":""},{"$f":"INDIRECT(\"'Fixture Schedule'!L\"&MOD(ROW(A994)-52,50)+9)","v":0},{"$f":"INDIRECT(\"'Fixture Schedule'!O\"&MOD(ROW(A994)-52,50)+9)","v":0},{"$f":"INDIRECT(\"'Space-by-Space Method'!F\"&ROUNDDOWN((ROW(A994)-52)/50,0)+4)","v":0},{"$f":"INDIRECT(\"'Fixture Schedule'!L\"&MOD(ROW(A994)-52,50)+9)","v":0},{"$f":"INDIRECT(\"'Space-by-Space Method'!D\"&ROUNDDOWN((ROW(A994)-52)/50,0)+4)","v":0},{"$f":"INDIRECT(\"'Space-by-Space Method'!E\"&ROUNDDOWN((ROW(A994)-52)/50,0)+4)","v":1}]
[{"$f":"IF(InteriorCalcType=2,IF(OR(AM1004=0,AN1004=\"DNQ\")=TRUE,\"\",INDIRECT(\"'Fixture Schedule'!M\"&MOD(ROW(A1004)-52,50)+9)),\"\")","v":""},{"$f":"IF(A1004=\"\",\"\",INDIRECT(\"'Fixture Schedule'!E\"&MOD(ROW(A1004)-52,50)+9))","v":""},{"$f":"IF(A1004=\"\",\"\",INDIRECT(\"'Fixture Schedule'!F\"&MOD(ROW(A1004)-52,50)+9))","v":""},{"$f":"IF(A1004=\"\",\"\",INDIRECT(\"'Fixture Schedule'!L\"&MOD(ROW(A1004)-52,50)+9))","v":""},"",null,null,{"$f":"IF(A1004=\"\",\"\",IF(AP1004=1,Summary!$C$12*(AO1004)/(SUM('Space-by-Space Method'!$BO$4:$BO$78,SUM('Exterior Lighting'!$BL$5:$BL$25))),0))","v":""},{"$f":"IF(A1004=\"\",\"\",IF(START!$B$34=1,INDIRECT(\"'Space-by-Space Method'!\"&SUBSTITUTE(ADDRESS(1,MOD(ROW(A1004)-52,50)+10,4),\"1\",\"\")&ROUNDDOWN((ROW(A1004)-52)/50,0)+4),\"\"))","v":""},{"$f":"IF(A1004=\"\",\"\",IF(AP1004=1,Summary!$F$11*(AO1004)/(SUM('Space-by-Space Method'!$BO$4:$BO$78,SUM('Exterior Lighting'!$BL$5:$BL$25))),0))","v":""},{"$f":"IF(A1004=\"\",\"\",IF(AP1004=1,Summary!$E$11*(AO1004)/(SUM('Space-by-Space Method'!$BO$4:$BO$78,SUM('Exterior Lighting'!$BL$5:$BL$25))),0))","v":""},{"$f":"IF(A1004=\"\",\"\",IF(AP1004=1,Summary!$G$11*(AO1004)/(SUM('Space-by-Space Method'!$BO$4:$BO$78,SUM('Exterior Lighting'!$BL$5:$BL$25))),0))","v":""},{"$f":"IF(A1004=\"\",\"\",IF(AP1004=1,Summary!$H$11*(AO1004)/(SUM('Space-by-Space Method'!$BO$4:$BO$78)),0))","v":""},{"$f":"IF(A1004=\"\",\"\",IF(AP1004=1,Summary!$I$11*(AO1004)/(SUM('Space-by-Space Method'!$BO$4:$BO$78)),0))","v":""},null,null,null,{"$f":"IF(A1004=\"\",\"\",IF(START!$B$34=2,INDIRECT(\"'Space-by-Space Method'!\"&SUBSTITUTE(ADDRESS(1,MOD(ROW(A1004)-52,50)+10,4),\"1\",\"\")&ROUNDDOWN((ROW(A1004)-52)/50,0)+4),\"\"))","v":""},{"$f":"IF(A1004=\"\",\"\",INDIRECT(\"'Space-by-Space Method'!C\"&ROUNDDOWN((ROW(A1004)-52)/50,0)+4))","v":""},{"$f":"IF(A1004=\"\",\"\",IF(COUNTIF(CommonSpaceTypes,AQ1004)>0,INDIRECT(\"'Space-by-Space Method'!F\"&ROUNDDOWN((ROW(A1004)-52)/50,0)+4),\"\"))","v":""},{"$f":"IF(A1004=\"\",\"\",IF(COUNTIF(BuildingSpecificSpaceTypes,AQ1004)>0,INDIRECT(\"'Space-by-Space Method'!F\"&ROUNDDOWN((ROW(A1004)-52)/50,0)+4),\"\"))","v":""},{"$f":"IF(A1004=\"\",\"\",INDIRECT(\"'Fixture Schedule'!D\"&MOD(ROW(A1004)-52,50)+9))","v":""},{"$f":"IF(A1004=\"\",\"\",IF(AR1004=\"\",\"\",INDIRECT(\"'Fixture Schedule'!K\"&MOD(ROW(A1004)-52,50)+9)))","v":""},"",{"$f":"IF(A1004=\"\",\"\",INDIRECT(\"'Fixture Schedule'!L\"&MOD(ROW(A1004)-52,50)+9))","v":""},null,null,null,null,null,null,null,null,null,null,null,null,null,{"$f":"INDIRECT(\"'Space-by-Space Method'!\"&SUBSTITUTE(ADDRESS(1,MOD(ROW(A1004)-52,50)+10,4),\"1\",\"\")&ROUNDDOWN((ROW(A1004)-52)/50,0)+4)","v":0},{"$f":"LEFT(INDIRECT(\"'Space-by-Space Method'!BJ\"&ROUNDDOWN((ROW(A1004)-52)/50,0)+4),3)","v":""},{"$f":"INDIRECT(\"'Fixture Schedule'!L\"&MOD(ROW(A1004)-52,50)+9)","v":0},{"$f":"INDIRECT(\"'Fixture Schedule'!O\"&MOD(ROW(A1004)-52,50)+9)","v":0},{"$f":"INDIRECT(\"'Space-by-Space Method'!F\"&ROUNDDOWN((ROW(A1004)-52)/50,0)+4)","v":0},{"$f":"INDIRECT(\"'Fixture Schedule'!L\"&MOD(ROW(A1004)-52,50)+9)","v":0},{"$f":"INDIRECT(\"'Space-by-Space Method'!D\"&ROUNDDOWN((ROW(A1004)-52)/50,0)+4)","v":0},{"$f":"INDIRECT(\"'Space-by-Space Method'!E\"&ROUNDDOWN((ROW(A1004)-52)/50,0)+4)","v":1}]
[{"$f":"IF(InteriorCalcType=2,IF(OR(AM1013=0,AN1013=\"DNQ\")=TRUE,\"\",INDIRECT(\"'Fixture Schedule'!M\"&MOD(ROW(A1013)-52,50)+9)),\"\")","v":""},{"$f":"IF(A1013=\"\",\"\",INDIRECT(\"'Fixture Schedule'!E\"&MOD(ROW(A1013)-52,50)+9))","v":""},{"$f":"IF(A1013=\"\",\"\",INDIRECT(\"'Fixture Schedule'!F\"&MOD(ROW(A1013)-52,50)+9))","v":""},{"$f":"IF(A1013=\"\",\"\",INDIRECT(\"'Fixture Schedule'!L\"&MOD(ROW(A1013)-52,50)+9))","v":""},{"$f":"IF(A1013=\"\",\"\",\"Watts\")","v":""},null,null,{"$f":"IF(A1013=\"\",\"\",IF(AP1013=1,Summary!$C$12*(AO1013)/(SUM('Space-by-Space Method'!$BO$4:$BO$78,SUM('Exterior Lighting'!$BL$5:$BL$25))),0))","v":""},{"$f":"IF(A1013=\"\",\"\",IF(START!$B$34=1,INDIRECT(\"'Space-by-Space Method'!\"&SUBSTITUTE(ADDRESS(1,MOD(ROW(A1013)-52,50)+10,4),\"1\",\"\")&ROUNDDOWN((ROW(A1013)-52)/50,0)+4),\"\"))","v":""},{"$f":"IF(A1013=\"\",\"\",IF(AP1013=1,Summary!$F$11*(AO1013)/(SUM('Space-by-Space Method'!$BO$4:$BO$78,SUM('Exterior Lighting'!$BL$5:$BL$25))),0))","v":""},{"$f":"IF(A1013=\"\",\"\",IF(AP1013=1,Summary!$E$11*(AO1013)/(SUM('Space-by-Space Method'!$BO$4:$BO$78,SUM('Exterior Lighting'!$BL$5:$BL$25))),0))","v":""},{"$f":"IF(A1013=\"\",\"\",IF(AP1013=1,Summary!$G$11*(AO1013)/(SUM('Space-by-Space Method'!$BO$4:$BO$78,SUM('Exterior Lighting'!$BL$5:$BL$25))),0))","v":""},{"$f":"IF(A1013=\"\",\"\",IF(AP1013=1,Summary!$H$11*(AO1013)/(SUM('Space-by-Space Method'!$BO$4:$BO$78)),0))","v":""},{"$f":"IF(A1013=\"\",\"\",IF(AP1013=1,Summary!$I$11*(AO1013)/(SUM('Space-by-Space Method'!$BO$4:$BO$78)),0))","v":""},null,null,null,{"$f":"IF(A1013=\"\",\"\",IF(START!$B$34=2,INDIRECT(\"'Space-by-Space Method'!\"&SUBSTITUTE(ADDRESS(1,MOD(ROW(A1013)-52,50)+10,4),\"1\",\"\")&ROUNDDOWN((ROW(A1013)-52)/50,0)+4),\"\"))","v":""},{"$f":"IF(A1013=\"\",\"\",INDIRECT(\"'Space-by-Space Method'!C\"&ROUNDDOWN((ROW(A1013)-52)/50,0)+4))","v":""},{"$f":"IF(A1013=\"\",\"\",IF(COUNTIF(CommonSpaceTypes,AQ1013)>0,INDIRECT(\"'Space-by-Space Method'!F\"&ROUNDDOWN((ROW(A1013)-52)/50,0)+4),\"\"))","v":""},{"$f":"IF(A1013=\"\",\"\",IF(COUNTIF(BuildingSpecificSpaceTypes,AQ1013)>0,INDIRECT(\"'Space-by-Space Method'!F\"&ROUNDDOWN((ROW(A1013)-52)/50,0)+4),\"\"))","v":""},{"$f":"IF(A1013=\"\",\"\",INDIRECT(\"'Fixture Schedule'!D\"&MOD(ROW(A1013)-52,50)+9))","v":""},{"$f":"IF(A1013=\"\",\"\",IF(AR1013=\"\",\"\",INDIRECT(\"'Fixture Schedule'!K\"&MOD(ROW(A1013)-52,50)+9)))","v":""},{"$f":"IF(A1013=\"\",\"\",AS1013*AT1013)","v":""},{"$f":"IF(A1013=\"\",\"\",INDIRECT(\"'Fixture Schedule'!L\"&MOD(ROW(A1013)-52,50)+9))","v":""},null,null,null,null,null,null,null,null,null,null,null,null,null,{"$f":"INDIRECT(\"'Space-by-Space Method'!\"&SUBSTITUTE(ADDRESS(1,MOD(ROW(A1013)-52,50)+10,4),\"1\",\"\")&ROUNDDOWN((ROW(A1013)-52)/50,0)+4)","v":0},{"$f":"LEFT(INDIRECT(\"'Space-by-Space Method'!BJ\"&ROUNDDOWN((ROW(A1013)-52)/50,0)+4),3)","v":""},{"$f":"INDIRECT(\"'Fixture Schedule'!L\"&MOD(ROW(A1013)-52,50)+9)","v":0},{"$f":"INDIRECT(\"'Fixture Schedule'!O\"&MOD(ROW(A1013)-52,50)+9)","v":0},{"$f":"INDIRECT(\"'Space-by-Space Method'!F\"&ROUNDDOWN((ROW(A1013)-52)/50,0)+4)","v":0},{"$f":"INDIRECT(\"'Fixture Schedule'!L\"&MOD(ROW(A1013)-52,50)+9)","v":0},{"$f":"INDIRECT(\"'Space-by-Space Method'!D\"&ROUNDDOWN((ROW(A1013)-52)/50,0)+4)","v":0},{"$f":"INDIRECT(\"'Space-by-Space Method'!E\"&ROUNDDOWN((ROW(A1013)-52)/50,0)+4)","v":1}]
[{"$f":"IF(InteriorCalcType=2,IF(OR(AM1022=0,AN1022=\"DNQ\")=TRUE,\"\",INDIRECT(\"'Fixture Schedule'!M\"&MOD(ROW(A1022)-52,50)+9)),\"\")","v":""},{"$f":"IF(A1022=\"\",\"\",INDIRECT(\"'Fixture Schedule'!E\"&MOD(ROW(A1022)-52,50)+9))","v":""},{"$f":"IF(A1022=\"\",\"\",INDIRECT(\"'Fixture Schedule'!F\"&MOD(ROW(A1022)-52,50)+9))","v":""},{"$f":"IF(A1022=\"\",\"\",INDIRECT(\"'Fixture Schedule'!L\"&MOD(ROW(A1022)-52,50)+9))","v":""},"",null,null,{"$f":"IF(A1022=\"\",\"\",IF(AP1022=1,Summary!$C$12*(AO1022)/(SUM('Space-by-Space Method'!$BO$4:$BO$78,SUM('Exterior Lighting'!$BL$5:$BL$25))),0))","v":""},{"$f":"IF(A1022=\"\",\"\",IF(START!$B$34=1,INDIRECT(\"'Space-by-Space Method'!\"&SUBSTITUTE(ADDRESS(1,MOD(ROW(A1022)-52,50)+10,4),\"1\",\"\")&ROUNDDOWN((ROW(A1022)-52)/50,0)+4),\"\"))","v":""},{"$f":"IF(A1022=\"\",\"\",IF(AP1022=1,Summary!$F$11*(AO1022)/(SUM('Space-by-Space Method'!$BO$4:$BO$78,SUM('Exterior Lighting'!$BL$5:$BL$25))),0))","v":""},{"$f":"IF(A1022=\"\",\"\",IF(AP1022=1,Summary!$E$11*(AO1022)/(SUM('Space-by-Space Method'!$BO$4:$BO$78,SUM('Exterior Lighting'!$BL$5:$BL$25))),0))","v":""},{"$f":"IF(A1022=\"\",\"\",IF(AP1022=1,Summary!$G$11*(AO1022)/(SUM('Space-by-Space Method'!$BO$4:$BO$78,SUM('Exterior Lighting'!$BL$5:$BL$25))),0))","v":""},{"$f":"IF(A1022=\"\",\"\",IF(AP1022=1,Summary!$H$11*(AO1022)/(SUM('Space-by-Space Method'!$BO$4:$BO$78)),0))","v":""},{"$f":"IF(A1022=\"\",\"\",IF(AP1022=1,Summary!$I$11*(AO1022)/(SUM('Space-by-Space Method'!$BO$4:$BO$78)),0))","v":""},null,null,null,{"$f":"IF(A1022=\"\",\"\",IF(START!$B$34=2,INDIRECT(\"'Space-by-Space Method'!\"&SUBSTITUTE(ADDRESS(1,MOD(ROW(A1022)-52,50)+10,4),\"1\",\"\")&ROUNDDOWN((ROW(A1022)-52)/50,0)+4),\"\"))","v":""},{"$f":"IF(A1022=\"\",\"\",INDIRECT(\"'Space-by-Space Method'!C\"&ROUNDDOWN((ROW(A1022)-52)/50,0)+4))","v":""},{"$f":"IF(A1022=\"\",\"\",IF(COUNTIF(CommonSpaceTypes,AQ1022)>0,INDIRECT(\"'Space-by-Space Method'!F\"&ROUNDDOWN((ROW(A1022)-52)/50,0)+4),\"\"))","v":""},{"$f":"IF(A1022=\"\",\"\",IF(COUNTIF(BuildingSpecificSpaceTypes,AQ1022)>0,INDIRECT(\"'Space-by-Space Method'!F\"&ROUNDDOWN((ROW(A1022)-52)/50,0)+4),\"\"))","v":""},{"$f":"IF(A1022=\"\",\"\",INDIRECT(\"'Fixture Schedule'!D\"&MOD(ROW(A1022)-52,50)+9))","v":""},{"$f":"IF(A1022=\"\",\"\",IF(AR1022=\"\",\"\",INDIRECT(\"'Fixture Schedule'!K\"&MOD(ROW(A1022)-52,50)+9)))","v":""},"",{"$f":"IF(A1022=\"\",\"\",INDIRECT(\"'Fixture Schedule'!L\"&MOD(ROW(A1022)-52,50)+9))","v":""},null,null,null,null,null,null,null,null,null,null,null,null,null,{"$f":"INDIRECT(\"'Space-by-Space Method'!\"&SUBSTITUTE(ADDRESS(1,MOD(ROW(A1022)-52,50)+10,4),\"1\",\"\")&ROUNDDOWN((ROW(A1022)-52)/50,0)+4)","v":0},{"$f":"LEFT(INDIRECT(\"'Space-by-Space Method'!BJ\"&ROUNDDOWN((ROW(A1022)-52)/50,0)+4),3)","v":""},{"$f":"INDIRECT(\"'Fixture Schedule'!L\"&MOD(ROW(A1022)-52,50)+9)","v":0},{"$f":"INDIRECT(\"'Fixture Schedule'!O\"&MOD(ROW(A1022)-52,50)+9)","v":0},{"$f":"INDIRECT(\"'Space-by-Space Method'!F\"&ROUNDDOWN((ROW(A1022)-52)/50,0)+4)","v":0},{"$f":"INDIRECT(\"'Fixture Schedule'!L\"&MOD(ROW(A1022)-52,50)+9)","v":0},{"$f":"INDIRECT(\"'Space-by-Space Method'!D\"&ROUNDDOWN((ROW(A1022)-52)/50,0)+4)","v":0},{"$f":"INDIRECT(\"'Space-by-Space Method'!E\"&ROUNDDOWN((ROW(A1022)-52)/50,0)+4)","v":1}]
[{"$f":"IF(InteriorCalcType=2,IF(OR(AM1032=0,AN1032=\"DNQ\")=TRUE,\"\",INDIRECT(\"'Fixture Schedule'!M\"&MOD(ROW(A1032)-52,50)+9)),\"\")","v":""},{"$f":"IF(A1032=\"\",\"\",INDIRECT(\"'Fixture Schedule'!E\"&MOD(ROW(A1032)-52,50)+9))","v":""},{"$f":"IF(A1032=\"\",\"\",INDIRECT(\"'Fixture Schedule'!F\"&MOD(ROW(A1032)-52,50)+9))","v":""},{"$f":"IF(A1032=\"\",\"\",INDIRECT(\"'Fixture Schedule'!L\"&MOD(ROW(A1032)-52,50)+9))","v":""},"",null,null,{"$f":"IF(A1032=\"\",\"\",IF(AP1032=1,Summary!$C$12*(AO1032)/(SUM('Space-by-Space Method'!$BO$4:$BO$78,SUM('Exterior Lighting'!$BL$5:$BL$25))),0))","v":""},{"$f":"IF(A1032=\"\",\"\",IF(START!$B$34=1,INDIRECT(\"'Space-by-Space Method'!\"&SUBSTITUTE(ADDRESS(1,MOD(ROW(A1032)-52,50)+10,4),\"1\",\"\")&ROUNDDOWN((ROW(A1032)-52)/50,0)+4),\"\"))","v":""},{"$f":"IF(A1032=\"\",\"\",IF(AP1032=1,Summary!$F$11*(AO1032)/(SUM('Space-by-Space Method'!$BO$4:$BO$78,SUM('Exterior Lighting'!$BL$5:$BL$25))),0))","v":""},{"$f":"IF(A1032=\"\",\"\",IF(AP1032=1,Summary!$E$11*(AO1032)/(SUM('Space-by-Space Method'!$BO$4:$BO$78,SUM('Exterior Lighting'!$BL$5:$BL$25))),0))","v":""},{"$f":"IF(A1032=\"\",\"\",IF(AP1032=1,Summary!$G$11*(AO1032)/(SUM('Space-by-Space Method'!$BO$4:$BO$78,SUM('Exterior Lighting'!$BL$5:$BL$25))),0))","v":""},{"$f":"IF(A1032=\"\",\"\",IF(AP1032=1,Summary!$H$11*(AO1032)/(SUM('Space-by-Space Method'!$BO$4:$BO$78)),0))","v":""},{"$f":"IF(A1032=\"\",\"\",IF(AP1032=1,Summary!$I$11*(AO1032)/(SUM('Space-by-Space Method'!$BO$4:$BO$78)),0))","v":""},null,null,null,{"$f":"IF(A1032=\"\",\"\",IF(START!$B$34=2,INDIRECT(\"'Space-by-Space Method'!\"&SUBSTITUTE(ADDRESS(1,MOD(ROW(A1032)-52,50)+10,4),\"1\",\"\")&ROUNDDOWN((ROW(A1032)-52)/50,0)+4),\"\"))","v":""},{"$f":"IF(A1032=\"\",\"\",INDIRECT(\"'Space-by-Space Method'!C\"&ROUNDDOWN((ROW(A1032)-52)/50,0)+4))","v":""},{"$f":"IF(A1032=\"\",\"\",IF(COUNTIF(CommonSpaceTypes,AQ1032)>0,INDIRECT(\"'Space-by-Space Method'!F\"&ROUNDDOWN((ROW(A1032)-52)/50,0)+4),\"\"))","v":""},{"$f":"IF(A1032=\"\",\"\",IF(COUNTIF(BuildingSpecificSpaceTypes,AQ1032)>0,INDIRECT(\"'Space-by-Space Method'!F\"&ROUNDDOWN((ROW(A1032)-52)/50,0)+4),\"\"))","v":""},{"$f":"IF(A1032=\"\",\"\",INDIRECT(\"'Fixture Schedule'!D\"&MOD(ROW(A1032)-52,50)+9))","v":""},{"$f":"IF(A1032=\"\",\"\",IF(AR1032=\"\",\"\",INDIRECT(\"'Fixture Schedule'!K\"&MOD(ROW(A1032)-52,50)+9)))","v":""},"",{"$f":"IF(A1032=\"\",\"\",INDIRECT(\"'Fixture Schedule'!L\"&MOD(ROW(A1032)-52,50)+9))","v":""},null,null,null,null,null,null,null,null,null,null,null,null,null,{"$f":"INDIRECT(\"'Space-by-Space Method'!\"&SUBSTITUTE(ADDRESS(1,MOD(ROW(A1032)-52,50)+10,4),\"1\",\"\")&ROUNDDOWN((ROW(A1032)-52)/50,0)+4)","v":0},{"$f":"LEFT(INDIRECT(\"'Space-by-Space Method'!BJ\"&ROUNDDOWN((ROW(A1032)-52)/50,0)+4),3)","v":""},{"$f":"INDIRECT(\"'Fixture Schedule'!L\"&MOD(ROW(A1032)-52,50)+9)","v":0},{"$f":"INDIRECT(\"'Fixture Schedule'!O\"&MOD(ROW(A1032)-52,50)+9)","v":0},{"$f":"INDIRECT(\"'Space-by-Space Method'!F\"&ROUNDDOWN((ROW(A1032)-52)/50,0)+4)","v":0},{"$f":"INDIRECT(\"'Fixture Schedule'!L\"&MOD(ROW(A1032)-52,50)+9)","v":0},{"$f":"INDIRECT(\"'Space-by-Space Method'!D\"&ROUNDDOWN((ROW(A1032)-52)/50,0)+4)","v":0},{"$f":"INDIRECT(\"'Space-by-Space Method'!E\"&ROUNDDOWN((ROW(A1032)-52)/50,0)+4)","v":1}]
[{"$f":"IF(InteriorCalcType=2,IF(OR(AM1033=0,AN1033=\"DNQ\")=TRUE,\"\",INDIRECT(\"'Fixture Schedule'!M\"&MOD(ROW(A1033)-52,50)+9)),\"\")","v":""},{"$f":"IF(A1033=\"\",\"\",INDIRECT(\"'Fixture Schedule'!E\"&MOD(ROW(A1033)-52,50)+9))","v":""},{"$f":"IF(A1033=\"\",\"\",INDIRECT(\"'Fixture Schedule'!F\"&MOD(ROW(A1033)-52,50)+9))","v":""},{"$f":"IF(A1033=\"\",\"\",INDIRECT(\"'Fixture Schedule'!L\"&MOD(ROW(A1033)-52,50)+9))","v":""},"",null,null,{"$f":"IF(A1033=\"\",\"\",IF(AP1033=1,Summary!$C$12*(AO1033)/(SUM('Space-by-Space Method'!$BO$4:$BO$78,SUM('Exterior Lighting'!$BL$5:$BL$25))),0))","v":""},{"$f":"IF(A1033=\"\",\"\",IF(START!$B$34=1,INDIRECT(\"'Space-by-Space Method'!\"&SUBSTITUTE(ADDRESS(1,MOD(ROW(A1033)-52,50)+10,4),\"1\",\"\")&ROUNDDOWN((ROW(A1033)-52)/50,0)+4),\"\"))","v":""},{"$f":"IF(A1033=\"\",\"\",IF(AP1033=1,Summary!$F$11*(AO1033)/(SUM('Space-by-Space Method'!$BO$4:$BO$78,SUM('Exterior Lighting'!$BL$5:$BL$25))),0))","v":""},{"$f":"IF(A1033=\"\",\"\",IF(AP1033=1,Summary!$E$11*(AO1033)/(SUM('Space-by-Space Method'!$BO$4:$BO$78,SUM('Exterior Lighting'!$BL$5:$BL$25))),0))","v":""},{"$f":"IF(A1033=\"\",\"\",IF(AP1033=1,Summary!$G$11*(AO1033)/(SUM('Space-by-Space Method'!$BO$4:$BO$78,SUM('Exterior Lighting'!$BL$5:$BL$25))),0))","v":""},{"$f":"IF(A1033=\"\",\"\",IF(AP1033=1,Summary!$H$11*(AO1033)/(SUM('Space-by-Space Method'!$BO$4:$BO$78)),0))","v":""},{"$f":"IF(A1033=\"\",\"\",IF(AP1033=1,Summary!$I$11*(AO1033)/(SUM('Space-by-Space Method'!$BO$4:$BO$78)),0))","v":""},null,null,null,{"$f":"IF(A1033=\"\",\"\",IF(START!$B$34=2,INDIRECT(\"'Space-by-Space Method'!\"&SUBSTITUTE(ADDRESS(1,MOD(ROW(A1033)-52,50)+10,4),\"1\",\"\")&ROUNDDOWN((ROW(A1033)-52)/50,0)+4),\"\"))","v":""},{"$f":"IF(A1033=\"\",\"\",INDIRECT(\"'Space-by-Space Method'!C\"&ROUNDDOWN((ROW(A1033)-52)/50,0)+4))","v":""},{"$f":"IF(A1033=\"\",\"\",IF(COUNTIF(CommonSpaceTypes,AQ1033)>0,INDIRECT(\"'Space-by-Space Method'!F\"&ROUNDDOWN((ROW(A1033)-52)/50,0)+4),\"\"))","v":""},{"$f":"IF(A1033=\"\",\"\",IF(COUNTIF(BuildingSpecificSpaceTypes,AQ1033)>0,INDIRECT(\"'Space-by-Space Method'!F\"&ROUNDDOWN((ROW(A1033)-52)/50,0)+4),\"\"))","v":""},{"$f":"IF(A1033=\"\",\"\",INDIRECT(\"'Fixture Schedule'!D\"&MOD(ROW(A1033)-52,50)+9))","v":""},{"$f":"IF(A1033=\"\",\"\",IF(AR1033=\"\",\"\",INDIRECT(\"'Fixture Schedule'!K\"&MOD(ROW(A1033)-52,50)+9)))","v":""},"",{"$f":"IF(A1033=\"\",\"\",INDIRECT(\"'Fixture Schedule'!L\"&MOD(ROW(A1033)-52,50)+9))","v":""},null,null,null,null,null,null,null,null,null,null,null,null,null,{"$f":"INDIRECT(\"'Space-by-Space Method'!\"&SUBSTITUTE(ADDRESS(1,MOD(ROW(A1033)-52,50)+10,4),\"1\",\"\")&ROUNDDOWN((ROW(A1033)-52)/50,0)+4)","v":0},{"$f":"LEFT(INDIRECT(\"'Space-by-Space Method'!BJ\"&ROUNDDOWN((ROW(A1033)-52)/50,0)+4),3)","v":""},{"$f":"INDIRECT(\"'Fixture Schedule'!L\"&MOD(ROW(A1033)-52,50)+9)","v":0},{"$f":"INDIRECT(\"'Fixture Schedule'!O\"&MOD(ROW(A1033)-52,50)+9)","v":0},{"$f":"INDIRECT(\"'Space-by-Space Method'!F\"&ROUNDDOWN((ROW(A1033)-52)/50,0)+4)","v":0},{"$f":"INDIRECT(\"'Fixture Schedule'!L\"&MOD(ROW(A1033)-52,50)+9)","v":0},{"$f":"INDIRECT(\"'Space-by-Space Method'!D\"&ROUNDDOWN((ROW(A1033)-52)/50,0)+4)","v":0},{"$f":"INDIRECT(\"'Space-by-Space Method'!E\"&ROUNDDOWN((ROW(A1033)-52)/50,0)+4)","v":1}]
[{"$f":"IF(InteriorCalcType=2,IF(OR(AM1042=0,AN1042=\"DNQ\")=TRUE,\"\",INDIRECT(\"'Fixture Schedule'!M\"&MOD(ROW(A1042)-52,50)+9)),\"\")","v":""},{"$f":"IF(A1042=\"\",\"\",INDIRECT(\"'Fixture Schedule'!E\"&MOD(ROW(A1042)-52,50)+9))","v":""},{"$f":"IF(A1042=\"\",\"\",INDIRECT(\"'Fixture Schedule'!F\"&MOD(ROW(A1042)-52,50)+9))","v":""},{"$f":"IF(A1042=\"\",\"\",INDIRECT(\"'Fixture Schedule'!L\"&MOD(ROW(A1042)-52,50)+9))","v":""},"",null,null,{"$f":"IF(A1042=\"\",\"\",IF(AP1042=1,Summary!$C$12*(AO1042)/(SUM('Space-by-Space Method'!$BO$4:$BO$78,SUM('Exterior Lighting'!$BL$5:$BL$25))),0))","v":""},{"$f":"IF(A1042=\"\",\"\",IF(START!$B$34=1,INDIRECT(\"'Space-by-Space Method'!\"&SUBSTITUTE(ADDRESS(1,MOD(ROW(A1042)-52,50)+10,4),\"1\",\"\")&ROUNDDOWN((ROW(A1042)-52)/50,0)+4),\"\"))","v":""},{"$f":"IF(A1042=\"\",\"\",IF(AP1042=1,Summary!$F$11*(AO1042)/(SUM('Space-by-Space Method'!$BO$4:$BO$78,SUM('Exterior Lighting'!$BL$5:$BL$25))),0))","v":""},{"$f":"IF(A1042=\"\",\"\",IF(AP1042=1,Summary!$E$11*(AO1042)/(SUM('Space-by-Space Method'!$BO$4:$BO$78,SUM('Exterior Lighting'!$BL$5:$BL$25))),0))","v":""},{"$f":"IF(A1042=\"\",\"\",IF(AP1042=1,Summary!$G$11*(AO1042)/(SUM('Space-by-Space Method'!$BO$4:$BO$78,SUM('Exterior Lighting'!$BL$5:$BL$25))),0))","v":""},{"$f":"IF(A1042=\"\",\"\",IF(AP1042=1,Summary!$H$11*(AO1042)/(SUM('Space-by-Space Method'!$BO$4:$BO$78)),0))","v":""},{"$f":"IF(A1042=\"\",\"\",IF(AP1042=1,Summary!$I$11*(AO1042)/(SUM('Space-by-Space Method'!$BO$4:$BO$78)),0))","v":""},null,null,null,{"$f":"IF(A1042=\"\",\"\",IF(START!$B$34=2,INDIRECT(\"'Space-by-Space Method'!\"&SUBSTITUTE(ADDRESS(1,MOD(ROW(A1042)-52,50)+10,4),\"1\",\"\")&ROUNDDOWN((ROW(A1042)-52)/50,0)+4),\"\"))","v":""},{"$f":"IF(A1042=\"\",\"\",INDIRECT(\"'Space-by-Space Method'!C\"&ROUNDDOWN((ROW(A1042)-52)/50,0)+4))","v":""},{"$f":"IF(A1042=\"\",\"\",IF(COUNTIF(CommonSpaceTypes,AQ1042)>0,INDIRECT(\"'Space-by-Space Method'!F\"&ROUNDDOWN((ROW(A1042)-52)/50,0)+4),\"\"))","v":""},{"$f":"IF(A1042=\"\",\"\",IF(COUNTIF(BuildingSpecificSpaceTypes,AQ1042)>0,INDIRECT(\"'Space-by-Space Method'!F\"&ROUNDDOWN((ROW(A1042)-52)/50,0)+4),\"\"))","v":""},{"$f":"IF(A1042=\"\",\"\",INDIRECT(\"'Fixture Schedule'!D\"&MOD(ROW(A1042)-52,50)+9))","v":""},{"$f":"IF(A1042=\"\",\"\",IF(AR1042=\"\",\"\",INDIRECT(\"'Fixture Schedule'!K\"&MOD(ROW(A1042)-52,50)+9)))","v":""},"",{"$f":"IF(A1042=\"\",\"\",INDIRECT(\"'Fixture Schedule'!L\"&MOD(ROW(A1042)-52,50)+9))","v":""},null,null,null,null,null,null,null,null,null,null,null,null,null,{"$f":"INDIRECT(\"'Space-by-Space Method'!\"&SUBSTITUTE(ADDRESS(1,MOD(ROW(A1042)-52,50)+10,4),\"1\",\"\")&ROUNDDOWN((ROW(A1042)-52)/50,0)+4)","v":0},{"$f":"LEFT(INDIRECT(\"'Space-by-Space Method'!BJ\"&ROUNDDOWN((ROW(A1042)-52)/50,0)+4),3)","v":""},{"$f":"INDIRECT(\"'Fixture Schedule'!L\"&MOD(ROW(A1042)-52,50)+9)","v":0},{"$f":"INDIRECT(\"'Fixture Schedule'!O\"&MOD(ROW(A1042)-52,50)+9)","v":0},{"$f":"INDIRECT(\"'Space-by-Space Method'!F\"&ROUNDDOWN((ROW(A1042)-52)/50,0)+4)","v":0},{"$f":"INDIRECT(\"'Fixture Schedule'!L\"&MOD(ROW(A1042)-52,50)+9)","v":0},{"$f":"INDIRECT(\"'Space-by-Space Method'!D\"&ROUNDDOWN((ROW(A1042)-52)/50,0)+4)","v":0},{"$f":"INDIRECT(\"'Space-by-Space Method'!E\"&ROUNDDOWN((ROW(A1042)-52)/50,0)+4)","v":1}]
[{"$f":"IF(InteriorCalcType=2,IF(OR(AM1052=0,AN1052=\"DNQ\")=TRUE,\"\",INDIRECT(\"'Fixture Schedule'!M\"&MOD(ROW(A1052)-52,50)+9)),\"\")","v":""},{"$f":"IF(A1052=\"\",\"\",INDIRECT(\"'Fixture Schedule'!E\"&MOD(ROW(A1052)-52,50)+9))","v":""},{"$f":"IF(A1052=\"\",\"\",INDIRECT(\"'Fixture Schedule'!F\"&MOD(ROW(A1052)-52,50)+9))","v":""},{"$f":"IF(A1052=\"\",\"\",INDIRECT(\"'Fixture Schedule'!L\"&MOD(ROW(A1052)-52,50)+9))","v":""},"",null,null,{"$f":"IF(A1052=\"\",\"\",IF(AP1052=1,Summary!$C$12*(AO1052)/(SUM('Space-by-Space Method'!$BO$4:$BO$78,SUM('Exterior Lighting'!$BL$5:$BL$25))),0))","v":""},{"$f":"IF(A1052=\"\",\"\",IF(START!$B$34=1,INDIRECT(\"'Space-by-Space Method'!\"&SUBSTITUTE(ADDRESS(1,MOD(ROW(A1052)-52,50)+10,4),\"1\",\"\")&ROUNDDOWN((ROW(A1052)-52)/50,0)+4),\"\"))","v":""},{"$f":"IF(A1052=\"\",\"\",IF(AP1052=1,Summary!$F$11*(AO1052)/(SUM('Space-by-Space Method'!$BO$4:$BO$78,SUM('Exterior Lighting'!$BL$5:$BL$25))),0))","v":""},{"$f":"IF(A1052=\"\",\"\",IF(AP1052=1,Summary!$E$11*(AO1052)/(SUM('Space-by-Space Method'!$BO$4:$BO$78,SUM('Exterior Lighting'!$BL$5:$BL$25))),0))","v":""},{"$f":"IF(A1052=\"\",\"\",IF(AP1052=1,Summary!$G$11*(AO1052)/(SUM('Space-by-Space Method'!$BO$4:$BO$78,SUM('Exterior Lighting'!$BL$5:$BL$25))),0))","v":""},{"$f":"IF(A1052=\"\",\"\",IF(AP1052=1,Summary!$H$11*(AO1052)/(SUM('Space-by-Space Method'!$BO$4:$BO$78)),0))","v":""},{"$f":"IF(A1052=\"\",\"\",IF(AP1052=1,Summary!$I$11*(AO1052)/(SUM('Space-by-Space Method'!$BO$4:$BO$78)),0))","v":""},null,null,null,{"$f":"IF(A1052=\"\",\"\",IF(START!$B$34=2,INDIRECT(\"'Space-by-Space Method'!\"&SUBSTITUTE(ADDRESS(1,MOD(ROW(A1052)-52,50)+10,4),\"1\",\"\")&ROUNDDOWN((ROW(A1052)-52)/50,0)+4),\"\"))","v":""},{"$f":"IF(A1052=\"\",\"\",INDIRECT(\"'Space-by-Space Method'!C\"&ROUNDDOWN((ROW(A1052)-52)/50,0)+4))","v":""},{"$f":"IF(A1052=\"\",\"\",IF(COUNTIF(CommonSpaceTypes,AQ1052)>0,INDIRECT(\"'Space-by-Space Method'!F\"&ROUNDDOWN((ROW(A1052)-52)/50,0)+4),\"\"))","v":""},{"$f":"IF(A1052=\"\",\"\",IF(COUNTIF(BuildingSpecificSpaceTypes,AQ1052)>0,INDIRECT(\"'Space-by-Space Method'!F\"&ROUNDDOWN((ROW(A1052)-52)/50,0)+4),\"\"))","v":""},{"$f":"IF(A1052=\"\",\"\",INDIRECT(\"'Fixture Schedule'!D\"&MOD(ROW(A1052)-52,50)+9))","v":""},{"$f":"IF(A1052=\"\",\"\",IF(AR1052=\"\",\"\",INDIRECT(\"'Fixture Schedule'!K\"&MOD(ROW(A1052)-52,50)+9)))","v":""},"",{"$f":"IF(A1052=\"\",\"\",INDIRECT(\"'Fixture Schedule'!L\"&MOD(ROW(A1052)-52,50)+9))","v":""},null,null,null,null,null,null,null,null,null,null,null,null,null,{"$f":"INDIRECT(\"'Space-by-Space Method'!\"&SUBSTITUTE(ADDRESS(1,MOD(ROW(A1052)-52,50)+10,4),\"1\",\"\")&ROUNDDOWN((ROW(A1052)-52)/50,0)+4)","v":0},{"$f":"LEFT(INDIRECT(\"'Space-by-Space Method'!BJ\"&ROUNDDOWN((ROW(A1052)-52)/50,0)+4),3)","v":""},{"$f":"INDIRECT(\"'Fixture Schedule'!L\"&MOD(ROW(A1052)-52,50)+9)","v":0},{"$f":"INDIRECT(\"'Fixture Schedule'!O\"&MOD(ROW(A1052)-52,50)+9)","v":0},{"$f":"INDIRECT(\"'Space-by-Space Method'!F\"&ROUNDDOWN((ROW(A1052)-52)/50,0)+4)","v":0},{"$f":"INDIRECT(\"'Fixture Schedule'!L\"&MOD(ROW(A1052)-52,50)+9)","v":0},{"$f":"INDIRECT(\"'Space-by-Space Method'!D\"&ROUNDDOWN((ROW(A1052)-52)/50,0)+4)","v":0},{"$f":"INDIRECT(\"'Space-by-Space Method'!E\"&ROUNDDOWN((ROW(A1052)-52)/50,0)+4)","v":1}]
[{"$f":"IF(InteriorCalcType=2,IF(OR(AM1060=0,AN1060=\"DNQ\")=TRUE,\"\",INDIRECT(\"'Fixture Schedule'!M\"&MOD(ROW(A1060)-52,50)+9)),\"\")","v":""},{"$f":"IF(A1060=\"\",\"\",INDIRECT(\"'Fixture Schedule'!E\"&MOD(ROW(A1060)-52,50)+9))","v":""},{"$f":"IF(A1060=\"\",\"\",INDIRECT(\"'Fixture Schedule'!F\"&MOD(ROW(A1060)-52,50)+9))","v":""},{"$f":"IF(A1060=\"\",\"\",INDIRECT(\"'Fixture Schedule'!L\"&MOD(ROW(A1060)-52,50)+9))","v":""},"",null,null,{"$f":"IF(A1060=\"\",\"\",IF(AP1060=1,Summary!$C$12*(AO1060)/(SUM('Space-by-Space Method'!$BO$4:$BO$78,SUM('Exterior Lighting'!$BL$5:$BL$25))),0))","v":""},{"$f":"IF(A1060=\"\",\"\",IF(START!$B$34=1,INDIRECT(\"'Space-by-Space Method'!\"&SUBSTITUTE(ADDRESS(1,MOD(ROW(A1060)-52,50)+10,4),\"1\",\"\")&ROUNDDOWN((ROW(A1060)-52)/50,0)+4),\"\"))","v":""},{"$f":"IF(A1060=\"\",\"\",IF(AP1060=1,Summary!$F$11*(AO1060)/(SUM('Space-by-Space Method'!$BO$4:$BO$78,SUM('Exterior Lighting'!$BL$5:$BL$25))),0))","v":""},{"$f":"IF(A1060=\"\",\"\",IF(AP1060=1,Summary!$E$11*(AO1060)/(SUM('Space-by-Space Method'!$BO$4:$BO$78,SUM('Exterior Lighting'!$BL$5:$BL$25))),0))","v":""},{"$f":"IF(A1060=\"\",\"\",IF(AP1060=1,Summary!$G$11*(AO1060)/(SUM('Space-by-Space Method'!$BO$4:$BO$78,SUM('Exterior Lighting'!$BL$5:$BL$25))),0))","v":""},{"$f":"IF(A1060=\"\",\"\",IF(AP1060=1,Summary!$H$11*(AO1060)/(SUM('Space-by-Space Method'!$BO$4:$BO$78)),0))","v":""},{"$f":"IF(A1060=\"\",\"\",IF(AP1060=1,Summary!$I$11*(AO1060)/(SUM('Space-by-Space Method'!$BO$4:$BO$78)),0))","v":""},null,null,null,{"$f":"IF(A1060=\"\",\"\",IF(START!$B$34=2,INDIRECT(\"'Space-by-Space Method'!\"&SUBSTITUTE(ADDRESS(1,MOD(ROW(A1060)-52,50)+10,4),\"1\",\"\")&ROUNDDOWN((ROW(A1060)-52)/50,0)+4),\"\"))","v":""},{"$f":"IF(A1060=\"\",\"\",INDIRECT(\"'Space-by-Space Method'!C\"&ROUNDDOWN((ROW(A1060)-52)/50,0)+4))","v":""},{"$f":"IF(A1060=\"\",\"\",IF(COUNTIF(CommonSpaceTypes,AQ1060)>0,INDIRECT(\"'Space-by-Space Method'!F\"&ROUNDDOWN((ROW(A1060)-52)/50,0)+4),\"\"))","v":""},{"$f":"IF(A1060=\"\",\"\",IF(COUNTIF(BuildingSpecificSpaceTypes,AQ1060)>0,INDIRECT(\"'Space-by-Space Method'!F\"&ROUNDDOWN((ROW(A1060)-52)/50,0)+4),\"\"))","v":""},{"$f":"IF(A1060=\"\",\"\",INDIRECT(\"'Fixture Schedule'!D\"&MOD(ROW(A1060)-52,50)+9))","v":""},{"$f":"IF(A1060=\"\",\"\",IF(AR1060=\"\",\"\",INDIRECT(\"'Fixture Schedule'!K\"&MOD(ROW(A1060)-52,50)+9)))","v":""},"",{"$f":"IF(A1060=\"\",\"\",INDIRECT(\"'Fixture Schedule'!L\"&MOD(ROW(A1060)-52,50)+9))","v":""},null,null,null,null,null,null,null,null,null,null,null,null,null,{"$f":"INDIRECT(\"'Space-by-Space Method'!\"&SUBSTITUTE(ADDRESS(1,MOD(ROW(A1060)-52,50)+10,4),\"1\",\"\")&ROUNDDOWN((ROW(A1060)-52)/50,0)+4)","v":0},{"$f":"LEFT(INDIRECT(\"'Space-by-Space Method'!BJ\"&ROUNDDOWN((ROW(A1060)-52)/50,0)+4),3)","v":""},{"$f":"INDIRECT(\"'Fixture Schedule'!L\"&MOD(ROW(A1060)-52,50)+9)","v":0},{"$f":"INDIRECT(\"'Fixture Schedule'!O\"&MOD(ROW(A1060)-52,50)+9)","v":0},{"$f":"INDIRECT(\"'Space-by-Space Method'!F\"&ROUNDDOWN((ROW(A1060)-52)/50,0)+4)","v":0},{"$f":"INDIRECT(\"'Fixture Schedule'!L\"&MOD(ROW(A1060)-52,50)+9)","v":0},{"$f":"INDIRECT(\"'Space-by-Space Method'!D\"&ROUNDDOWN((ROW(A1060)-52)/50,0)+4)","v":0},{"$f":"INDIRECT(\"'Space-by-Space Method'!E\"&ROUNDDOWN((ROW(A1060)-52)/50,0)+4)","v":1}]
[{"$f":"IF(InteriorCalcType=2,IF(OR(AM1071=0,AN1071=\"DNQ\")=TRUE,\"\",INDIRECT(\"'Fixture Schedule'!M\"&MOD(ROW(A1071)-52,50)+9)),\"\")","v":""},{"$f":"IF(A1071=\"\",\"\",INDIRECT(\"'Fixture Schedule'!E\"&MOD(ROW(A1071)-52,50)+9))","v":""},{"$f":"IF(A1071=\"\",\"\",INDIRECT(\"'Fixture Schedule'!F\"&MOD(ROW(A1071)-52,50)+9))","v":""},{"$f":"IF(A1071=\"\",\"\",INDIRECT(\"'Fixture Schedule'!L\"&MOD(ROW(A1071)-52,50)+9))","v":""},"",null,null,{"$f":"IF(A1071=\"\",\"\",IF(AP1071=1,Summary!$C$12*(AO1071)/(SUM('Space-by-Space Method'!$BO$4:$BO$78,SUM('Exterior Lighting'!$BL$5:$BL$25))),0))","v":""},{"$f":"IF(A1071=\"\",\"\",IF(START!$B$34=1,INDIRECT(\"'Space-by-Space Method'!\"&SUBSTITUTE(ADDRESS(1,MOD(ROW(A1071)-52,50)+10,4),\"1\",\"\")&ROUNDDOWN((ROW(A1071)-52)/50,0)+4),\"\"))","v":""},{"$f":"IF(A1071=\"\",\"\",IF(AP1071=1,Summary!$F$11*(AO1071)/(SUM('Space-by-Space Method'!$BO$4:$BO$78,SUM('Exterior Lighting'!$BL$5:$BL$25))),0))","v":""},{"$f":"IF(A1071=\"\",\"\",IF(AP1071=1,Summary!$E$11*(AO1071)/(SUM('Space-by-Space Method'!$BO$4:$BO$78,SUM('Exterior Lighting'!$BL$5:$BL$25))),0))","v":""},{"$f":"IF(A1071=\"\",\"\",IF(AP1071=1,Summary!$G$11*(AO1071)/(SUM('Space-by-Space Method'!$BO$4:$BO$78,SUM('Exterior Lighting'!$BL$5:$BL$25))),0))","v":""},{"$f":"IF(A1071=\"\",\"\",IF(AP1071=1,Summary!$H$11*(AO1071)/(SUM('Space-by-Space Method'!$BO$4:$BO$78)),0))","v":""},{"$f":"IF(A1071=\"\",\"\",IF(AP1071=1,Summary!$I$11*(AO1071)/(SUM('Space-by-Space Method'!$BO$4:$BO$78)),0))","v":""},null,null,null,{"$f":"IF(A1071=\"\",\"\",IF(START!$B$34=2,INDIRECT(\"'Space-by-Space Method'!\"&SUBSTITUTE(ADDRESS(1,MOD(ROW(A1071)-52,50)+10,4),\"1\",\"\")&ROUNDDOWN((ROW(A1071)-52)/50,0)+4),\"\"))","v":""},{"$f":"IF(A1071=\"\",\"\",INDIRECT(\"'Space-by-Space Method'!C\"&ROUNDDOWN((ROW(A1071)-52)/50,0)+4))","v":""},{"$f":"IF(A1071=\"\",\"\",IF(COUNTIF(CommonSpaceTypes,AQ1071)>0,INDIRECT(\"'Space-by-Space Method'!F\"&ROUNDDOWN((ROW(A1071)-52)/50,0)+4),\"\"))","v":""},{"$f":"IF(A1071=\"\",\"\",IF(COUNTIF(BuildingSpecificSpaceTypes,AQ1071)>0,INDIRECT(\"'Space-by-Space Method'!F\"&ROUNDDOWN((ROW(A1071)-52)/50,0)+4),\"\"))","v":""},{"$f":"IF(A1071=\"\",\"\",INDIRECT(\"'Fixture Schedule'!D\"&MOD(ROW(A1071)-52,50)+9))","v":""},{"$f":"IF(A1071=\"\",\"\",IF(AR1071=\"\",\"\",INDIRECT(\"'Fixture Schedule'!K\"&MOD(ROW(A1071)-52,50)+9)))","v":""},"",{"$f":"IF(A1071=\"\",\"\",INDIRECT(\"'Fixture Schedule'!L\"&MOD(ROW(A1071)-52,50)+9))","v":""},null,null,null,null,null,null,null,null,null,null,null,null,null,{"$f":"INDIRECT(\"'Space-by-Space Method'!\"&SUBSTITUTE(ADDRESS(1,MOD(ROW(A1071)-52,50)+10,4),\"1\",\"\")&ROUNDDOWN((ROW(A1071)-52)/50,0)+4)","v":0},{"$f":"LEFT(INDIRECT(\"'Space-by-Space Method'!BJ\"&ROUNDDOWN((ROW(A1071)-52)/50,0)+4),3)","v":""},{"$f":"INDIRECT(\"'Fixture Schedule'!L\"&MOD(ROW(A1071)-52,50)+9)","v":0},{"$f":"INDIRECT(\"'Fixture Schedule'!O\"&MOD(ROW(A1071)-52,50)+9)","v":0},{"$f":"INDIRECT(\"'Space-by-Space Method'!F\"&ROUNDDOWN((ROW(A1071)-52)/50,0)+4)","v":0},{"$f":"INDIRECT(\"'Fixture Schedule'!L\"&MOD(ROW(A1071)-52,50)+9)","v":0},{"$f":"INDIRECT(\"'Space-by-Space Method'!D\"&ROUNDDOWN((ROW(A1071)-52)/50,0)+4)","v":0},{"$f":"INDIRECT(\"'Space-by-Space Method'!E\"&ROUNDDOWN((ROW(A1071)-52)/50,0)+4)","v":1}]
[{"$f":"IF(InteriorCalcType=2,IF(OR(AM1083=0,AN1083=\"DNQ\")=TRUE,\"\",INDIRECT(\"'Fixture Schedule'!M\"&MOD(ROW(A1083)-52,50)+9)),\"\")","v":""},{"$f":"IF(A1083=\"\",\"\",INDIRECT(\"'Fixture Schedule'!E\"&MOD(ROW(A1083)-52,50)+9))","v":""},{"$f":"IF(A1083=\"\",\"\",INDIRECT(\"'Fixture Schedule'!F\"&MOD(ROW(A1083)-52,50)+9))","v":""},{"$f":"IF(A1083=\"\",\"\",INDIRECT(\"'Fixture Schedule'!L\"&MOD(ROW(A1083)-52,50)+9))","v":""},"",null,null,{"$f":"IF(A1083=\"\",\"\",IF(AP1083=1,Summary!$C$12*(AO1083)/(SUM('Space-by-Space Method'!$BO$4:$BO$78,SUM('Exterior Lighting'!$BL$5:$BL$25))),0))","v":""},{"$f":"IF(A1083=\"\",\"\",IF(START!$B$34=1,INDIRECT(\"'Space-by-Space Method'!\"&SUBSTITUTE(ADDRESS(1,MOD(ROW(A1083)-52,50)+10,4),\"1\",\"\")&ROUNDDOWN((ROW(A1083)-52)/50,0)+4),\"\"))","v":""},{"$f":"IF(A1083=\"\",\"\",IF(AP1083=1,Summary!$F$11*(AO1083)/(SUM('Space-by-Space Method'!$BO$4:$BO$78,SUM('Exterior Lighting'!$BL$5:$BL$25))),0))","v":""},{"$f":"IF(A1083=\"\",\"\",IF(AP1083=1,Summary!$E$11*(AO1083)/(SUM('Space-by-Space Method'!$BO$4:$BO$78,SUM('Exterior Lighting'!$BL$5:$BL$25))),0))","v":""},{"$f":"IF(A1083=\"\",\"\",IF(AP1083=1,Summary!$G$11*(AO1083)/(SUM('Space-by-Space Method'!$BO$4:$BO$78,SUM('Exterior Lighting'!$BL$5:$BL$25))),0))","v":""},{"$f":"IF(A1083=\"\",\"\",IF(AP1083=1,Summary!$H$11*(AO1083)/(SUM('Space-by-Space Method'!$BO$4:$BO$78)),0))","v":""},{"$f":"IF(A1083=\"\",\"\",IF(AP1083=1,Summary!$I$11*(AO1083)/(SUM('Space-by-Space Method'!$BO$4:$BO$78)),0))","v":""},null,null,null,{"$f":"IF(A1083=\"\",\"\",IF(START!$B$34=2,INDIRECT(\"'Space-by-Space Method'!\"&SUBSTITUTE(ADDRESS(1,MOD(ROW(A1083)-52,50)+10,4),\"1\",\"\")&ROUNDDOWN((ROW(A1083)-52)/50,0)+4),\"\"))","v":""},{"$f":"IF(A1083=\"\",\"\",INDIRECT(\"'Space-by-Space Method'!C\"&ROUNDDOWN((ROW(A1083)-52)/50,0)+4))","v":""},{"$f":"IF(A1083=\"\",\"\",IF(COUNTIF(CommonSpaceTypes,AQ1083)>0,INDIRECT(\"'Space-by-Space Method'!F\"&ROUNDDOWN((ROW(A1083)-52)/50,0)+4),\"\"))","v":""},{"$f":"IF(A1083=\"\",\"\",IF(COUNTIF(BuildingSpecificSpaceTypes,AQ1083)>0,INDIRECT(\"'Space-by-Space Method'!F\"&ROUNDDOWN((ROW(A1083)-52)/50,0)+4),\"\"))","v":""},{"$f":"IF(A1083=\"\",\"\",INDIRECT(\"'Fixture Schedule'!D\"&MOD(ROW(A1083)-52,50)+9))","v":""},{"$f":"IF(A1083=\"\",\"\",IF(AR1083=\"\",\"\",INDIRECT(\"'Fixture Schedule'!K\"&MOD(ROW(A1083)-52,50)+9)))","v":""},"",{"$f":"IF(A1083=\"\",\"\",INDIRECT(\"'Fixture Schedule'!L\"&MOD(ROW(A1083)-52,50)+9))","v":""},null,null,null,null,null,null,null,null,null,null,null,null,null,{"$f":"INDIRECT(\"'Space-by-Space Method'!\"&SUBSTITUTE(ADDRESS(1,MOD(ROW(A1083)-52,50)+10,4),\"1\",\"\")&ROUNDDOWN((ROW(A1083)-52)/50,0)+4)","v":0},{"$f":"LEFT(INDIRECT(\"'Space-by-Space Method'!BJ\"&ROUNDDOWN((ROW(A1083)-52)/50,0)+4),3)","v":""},{"$f":"INDIRECT(\"'Fixture Schedule'!L\"&MOD(ROW(A1083)-52,50)+9)","v":0},{"$f":"INDIRECT(\"'Fixture Schedule'!O\"&MOD(ROW(A1083)-52,50)+9)","v":0},{"$f":"INDIRECT(\"'Space-by-Space Method'!F\"&ROUNDDOWN((ROW(A1083)-52)/50,0)+4)","v":0},{"$f":"INDIRECT(\"'Fixture Schedule'!L\"&MOD(ROW(A1083)-52,50)+9)","v":0},{"$f":"INDIRECT(\"'Space-by-Space Method'!D\"&ROUNDDOWN((ROW(A1083)-52)/50,0)+4)","v":0},{"$f":"INDIRECT(\"'Space-by-Space Method'!E\"&ROUNDDOWN((ROW(A1083)-52)/50,0)+4)","v":1}]
[{"$f":"IF(InteriorCalcType=2,IF(OR(AM1090=0,AN1090=\"DNQ\")=TRUE,\"\",INDIRECT(\"'Fixture Schedule'!M\"&MOD(ROW(A1090)-52,50)+9)),\"\")","v":""},{"$f":"IF(A1090=\"\",\"\",INDIRECT(\"'Fixture Schedule'!E\"&MOD(ROW(A1090)-52,50)+9))","v":""},{"$f":"IF(A1090=\"\",\"\",INDIRECT(\"'Fixture Schedule'!F\"&MOD(ROW(A1090)-52,50)+9))","v":""},{"$f":"IF(A1090=\"\",\"\",INDIRECT(\"'Fixture Schedule'!L\"&MOD(ROW(A1090)-52,50)+9))","v":""},"",null,null,{"$f":"IF(A1090=\"\",\"\",IF(AP1090=1,Summary!$C$12*(AO1090)/(SUM('Space-by-Space Method'!$BO$4:$BO$78,SUM('Exterior Lighting'!$BL$5:$BL$25))),0))","v":""},{"$f":"IF(A1090=\"\",\"\",IF(START!$B$34=1,INDIRECT(\"'Space-by-Space Method'!\"&SUBSTITUTE(ADDRESS(1,MOD(ROW(A1090)-52,50)+10,4),\"1\",\"\")&ROUNDDOWN((ROW(A1090)-52)/50,0)+4),\"\"))","v":""},{"$f":"IF(A1090=\"\",\"\",IF(AP1090=1,Summary!$F$11*(AO1090)/(SUM('Space-by-Space Method'!$BO$4:$BO$78,SUM('Exterior Lighting'!$BL$5:$BL$25))),0))","v":""},{"$f":"IF(A1090=\"\",\"\",IF(AP1090=1,Summary!$E$11*(AO1090)/(SUM('Space-by-Space Method'!$BO$4:$BO$78,SUM('Exterior Lighting'!$BL$5:$BL$25))),0))","v":""},{"$f":"IF(A1090=\"\",\"\",IF(AP1090=1,Summary!$G$11*(AO1090)/(SUM('Space-by-Space Method'!$BO$4:$BO$78,SUM('Exterior Lighting'!$BL$5:$BL$25))),0))","v":""},{"$f":"IF(A1090=\"\",\"\",IF(AP1090=1,Summary!$H$11*(AO1090)/(SUM('Space-by-Space Method'!$BO$4:$BO$78)),0))","v":""},{"$f":"IF(A1090=\"\",\"\",IF(AP1090=1,Summary!$I$11*(AO1090)/(SUM('Space-by-Space Method'!$BO$4:$BO$78)),0))","v":""},null,null,null,{"$f":"IF(A1090=\"\",\"\",IF(START!$B$34=2,INDIRECT(\"'Space-by-Space Method'!\"&SUBSTITUTE(ADDRESS(1,MOD(ROW(A1090)-52,50)+10,4),\"1\",\"\")&ROUNDDOWN((ROW(A1090)-52)/50,0)+4),\"\"))","v":""},{"$f":"IF(A1090=\"\",\"\",INDIRECT(\"'Space-by-Space Method'!C\"&ROUNDDOWN((ROW(A1090)-52)/50,0)+4))","v":""},{"$f":"IF(A1090=\"\",\"\",IF(COUNTIF(CommonSpaceTypes,AQ1090)>0,INDIRECT(\"'Space-by-Space Method'!F\"&ROUNDDOWN((ROW(A1090)-52)/50,0)+4),\"\"))","v":""},{"$f":"IF(A1090=\"\",\"\",IF(COUNTIF(BuildingSpecificSpaceTypes,AQ1090)>0,INDIRECT(\"'Space-by-Space Method'!F\"&ROUNDDOWN((ROW(A1090)-52)/50,0)+4),\"\"))","v":""},{"$f":"IF(A1090=\"\",\"\",INDIRECT(\"'Fixture Schedule'!D\"&MOD(ROW(A1090)-52,50)+9))","v":""},{"$f":"IF(A1090=\"\",\"\",IF(AR1090=\"\",\"\",INDIRECT(\"'Fixture Schedule'!K\"&MOD(ROW(A1090)-52,50)+9)))","v":""},"",{"$f":"IF(A1090=\"\",\"\",INDIRECT(\"'Fixture Schedule'!L\"&MOD(ROW(A1090)-52,50)+9))","v":""},null,null,null,null,null,null,null,null,null,null,null,null,null,{"$f":"INDIRECT(\"'Space-by-Space Method'!\"&SUBSTITUTE(ADDRESS(1,MOD(ROW(A1090)-52,50)+10,4),\"1\",\"\")&ROUNDDOWN((ROW(A1090)-52)/50,0)+4)","v":0},{"$f":"LEFT(INDIRECT(\"'Space-by-Space Method'!BJ\"&ROUNDDOWN((ROW(A1090)-52)/50,0)+4),3)","v":""},{"$f":"INDIRECT(\"'Fixture Schedule'!L\"&MOD(ROW(A1090)-52,50)+9)","v":0},{"$f":"INDIRECT(\"'Fixture Schedule'!O\"&MOD(ROW(A1090)-52,50)+9)","v":0},{"$f":"INDIRECT(\"'Space-by-Space Method'!F\"&ROUNDDOWN((ROW(A1090)-52)/50,0)+4)","v":0},{"$f":"INDIRECT(\"'Fixture Schedule'!L\"&MOD(ROW(A1090)-52,50)+9)","v":0},{"$f":"INDIRECT(\"'Space-by-Space Method'!D\"&ROUNDDOWN((ROW(A1090)-52)/50,0)+4)","v":0},{"$f":"INDIRECT(\"'Space-by-Space Method'!E\"&ROUNDDOWN((ROW(A1090)-52)/50,0)+4)","v":1}]
[{"$f":"IF(InteriorCalcType=2,IF(OR(AM1092=0,AN1092=\"DNQ\")=TRUE,\"\",INDIRECT(\"'Fixture Schedule'!M\"&MOD(ROW(A1092)-52,50)+9)),\"\")","v":""},{"$f":"IF(A1092=\"\",\"\",INDIRECT(\"'Fixture Schedule'!E\"&MOD(ROW(A1092)-52,50)+9))","v":""},{"$f":"IF(A1092=\"\",\"\",INDIRECT(\"'Fixture Schedule'!F\"&MOD(ROW(A1092)-52,50)+9))","v":""},{"$f":"IF(A1092=\"\",\"\",INDIRECT(\"'Fixture Schedule'!L\"&MOD(ROW(A1092)-52,50)+9))","v":""},"",null,null,{"$f":"IF(A1092=\"\",\"\",IF(AP1092=1,Summary!$C$12*(AO1092)/(SUM('Space-by-Space Method'!$BO$4:$BO$78,SUM('Exterior Lighting'!$BL$5:$BL$25))),0))","v":""},{"$f":"IF(A1092=\"\",\"\",IF(START!$B$34=1,INDIRECT(\"'Space-by-Space Method'!\"&SUBSTITUTE(ADDRESS(1,MOD(ROW(A1092)-52,50)+10,4),\"1\",\"\")&ROUNDDOWN((ROW(A1092)-52)/50,0)+4),\"\"))","v":""},{"$f":"IF(A1092=\"\",\"\",IF(AP1092=1,Summary!$F$11*(AO1092)/(SUM('Space-by-Space Method'!$BO$4:$BO$78,SUM('Exterior Lighting'!$BL$5:$BL$25))),0))","v":""},{"$f":"IF(A1092=\"\",\"\",IF(AP1092=1,Summary!$E$11*(AO1092)/(SUM('Space-by-Space Method'!$BO$4:$BO$78,SUM('Exterior Lighting'!$BL$5:$BL$25))),0))","v":""},{"$f":"IF(A1092=\"\",\"\",IF(AP1092=1,Summary!$G$11*(AO1092)/(SUM('Space-by-Space Method'!$BO$4:$BO$78,SUM('Exterior Lighting'!$BL$5:$BL$25))),0))","v":""},{"$f":"IF(A1092=\"\",\"\",IF(AP1092=1,Summary!$H$11*(AO1092)/(SUM('Space-by-Space Method'!$BO$4:$BO$78)),0))","v":""},{"$f":"IF(A1092=\"\",\"\",IF(AP1092=1,Summary!$I$11*(AO1092)/(SUM('Space-by-Space Method'!$BO$4:$BO$78)),0))","v":""},null,null,null,{"$f":"IF(A1092=\"\",\"\",IF(START!$B$34=2,INDIRECT(\"'Space-by-Space Method'!\"&SUBSTITUTE(ADDRESS(1,MOD(ROW(A1092)-52,50)+10,4),\"1\",\"\")&ROUNDDOWN((ROW(A1092)-52)/50,0)+4),\"\"))","v":""},{"$f":"IF(A1092=\"\",\"\",INDIRECT(\"'Space-by-Space Method'!C\"&ROUNDDOWN((ROW(A1092)-52)/50,0)+4))","v":""},{"$f":"IF(A1092=\"\",\"\",IF(COUNTIF(CommonSpaceTypes,AQ1092)>0,INDIRECT(\"'Space-by-Space Method'!F\"&ROUNDDOWN((ROW(A1092)-52)/50,0)+4),\"\"))","v":""},{"$f":"IF(A1092=\"\",\"\",IF(COUNTIF(BuildingSpecificSpaceTypes,AQ1092)>0,INDIRECT(\"'Space-by-Space Method'!F\"&ROUNDDOWN((ROW(A1092)-52)/50,0)+4),\"\"))","v":""},{"$f":"IF(A1092=\"\",\"\",INDIRECT(\"'Fixture Schedule'!D\"&MOD(ROW(A1092)-52,50)+9))","v":""},{"$f":"IF(A1092=\"\",\"\",IF(AR1092=\"\",\"\",INDIRECT(\"'Fixture Schedule'!K\"&MOD(ROW(A1092)-52,50)+9)))","v":""},"",{"$f":"IF(A1092=\"\",\"\",INDIRECT(\"'Fixture Schedule'!L\"&MOD(ROW(A1092)-52,50)+9))","v":""},null,null,null,null,null,null,null,null,null,null,null,null,null,{"$f":"INDIRECT(\"'Space-by-Space Method'!\"&SUBSTITUTE(ADDRESS(1,MOD(ROW(A1092)-52,50)+10,4),\"1\",\"\")&ROUNDDOWN((ROW(A1092)-52)/50,0)+4)","v":0},{"$f":"LEFT(INDIRECT(\"'Space-by-Space Method'!BJ\"&ROUNDDOWN((ROW(A1092)-52)/50,0)+4),3)","v":""},{"$f":"INDIRECT(\"'Fixture Schedule'!L\"&MOD(ROW(A1092)-52,50)+9)","v":0},{"$f":"INDIRECT(\"'Fixture Schedule'!O\"&MOD(ROW(A1092)-52,50)+9)","v":0},{"$f":"INDIRECT(\"'Space-by-Space Method'!F\"&ROUNDDOWN((ROW(A1092)-52)/50,0)+4)","v":0},{"$f":"INDIRECT(\"'Fixture Schedule'!L\"&MOD(ROW(A1092)-52,50)+9)","v":0},{"$f":"INDIRECT(\"'Space-by-Space Method'!D\"&ROUNDDOWN((ROW(A1092)-52)/50,0)+4)","v":0},{"$f":"INDIRECT(\"'Space-by-Space Method'!E\"&ROUNDDOWN((ROW(A1092)-52)/50,0)+4)","v":1}]
[{"$f":"IF(InteriorCalcType=2,IF(OR(AM1101=0,AN1101=\"DNQ\")=TRUE,\"\",INDIRECT(\"'Fixture Schedule'!M\"&MOD(ROW(A1101)-52,50)+9)),\"\")","v":""},{"$f":"IF(A1101=\"\",\"\",INDIRECT(\"'Fixture Schedule'!E\"&MOD(ROW(A1101)-52,50)+9))","v":""},{"$f":"IF(A1101=\"\",\"\",INDIRECT(\"'Fixture Schedule'!F\"&MOD(ROW(A1101)-52,50)+9))","v":""},{"$f":"IF(A1101=\"\",\"\",INDIRECT(\"'Fixture Schedule'!L\"&MOD(ROW(A1101)-52,50)+9))","v":""},"",null,null,{"$f":"IF(A1101=\"\",\"\",IF(AP1101=1,Summary!$C$12*(AO1101)/(SUM('Space-by-Space Method'!$BO$4:$BO$78,SUM('Exterior Lighting'!$BL$5:$BL$25))),0))","v":""},{"$f":"IF(A1101=\"\",\"\",IF(START!$B$34=1,INDIRECT(\"'Space-by-Space Method'!\"&SUBSTITUTE(ADDRESS(1,MOD(ROW(A1101)-52,50)+10,4),\"1\",\"\")&ROUNDDOWN((ROW(A1101)-52)/50,0)+4),\"\"))","v":""},{"$f":"IF(A1101=\"\",\"\",IF(AP1101=1,Summary!$F$11*(AO1101)/(SUM('Space-by-Space Method'!$BO$4:$BO$78,SUM('Exterior Lighting'!$BL$5:$BL$25))),0))","v":""},{"$f":"IF(A1101=\"\",\"\",IF(AP1101=1,Summary!$E$11*(AO1101)/(SUM('Space-by-Space Method'!$BO$4:$BO$78,SUM('Exterior Lighting'!$BL$5:$BL$25))),0))","v":""},{"$f":"IF(A1101=\"\",\"\",IF(AP1101=1,Summary!$G$11*(AO1101)/(SUM('Space-by-Space Method'!$BO$4:$BO$78,SUM('Exterior Lighting'!$BL$5:$BL$25))),0))","v":""},{"$f":"IF(A1101=\"\",\"\",IF(AP1101=1,Summary!$H$11*(AO1101)/(SUM('Space-by-Space Method'!$BO$4:$BO$78)),0))","v":""},{"$f":"IF(A1101=\"\",\"\",IF(AP1101=1,Summary!$I$11*(AO1101)/(SUM('Space-by-Space Method'!$BO$4:$BO$78)),0))","v":""},null,null,null,{"$f":"IF(A1101=\"\",\"\",IF(START!$B$34=2,INDIRECT(\"'Space-by-Space Method'!\"&SUBSTITUTE(ADDRESS(1,MOD(ROW(A1101)-52,50)+10,4),\"1\",\"\")&ROUNDDOWN((ROW(A1101)-52)/50,0)+4),\"\"))","v":""},{"$f":"IF(A1101=\"\",\"\",INDIRECT(\"'Space-by-Space Method'!C\"&ROUNDDOWN((ROW(A1101)-52)/50,0)+4))","v":""},{"$f":"IF(A1101=\"\",\"\",IF(COUNTIF(CommonSpaceTypes,AQ1101)>0,INDIRECT(\"'Space-by-Space Method'!F\"&ROUNDDOWN((ROW(A1101)-52)/50,0)+4),\"\"))","v":""},{"$f":"IF(A1101=\"\",\"\",IF(COUNTIF(BuildingSpecificSpaceTypes,AQ1101)>0,INDIRECT(\"'Space-by-Space Method'!F\"&ROUNDDOWN((ROW(A1101)-52)/50,0)+4),\"\"))","v":""},{"$f":"IF(A1101=\"\",\"\",INDIRECT(\"'Fixture Schedule'!D\"&MOD(ROW(A1101)-52,50)+9))","v":""},{"$f":"IF(A1101=\"\",\"\",IF(AR1101=\"\",\"\",INDIRECT(\"'Fixture Schedule'!K\"&MOD(ROW(A1101)-52,50)+9)))","v":""},"",{"$f":"IF(A1101=\"\",\"\",INDIRECT(\"'Fixture Schedule'!L\"&MOD(ROW(A1101)-52,50)+9))","v":""},null,null,null,null,null,null,null,null,null,null,null,null,null,{"$f":"INDIRECT(\"'Space-by-Space Method'!\"&SUBSTITUTE(ADDRESS(1,MOD(ROW(A1101)-52,50)+10,4),\"1\",\"\")&ROUNDDOWN((ROW(A1101)-52)/50,0)+4)","v":0},{"$f":"LEFT(INDIRECT(\"'Space-by-Space Method'!BJ\"&ROUNDDOWN((ROW(A1101)-52)/50,0)+4),3)","v":""},{"$f":"INDIRECT(\"'Fixture Schedule'!L\"&MOD(ROW(A1101)-52,50)+9)","v":0},{"$f":"INDIRECT(\"'Fixture Schedule'!O\"&MOD(ROW(A1101)-52,50)+9)","v":0},{"$f":"INDIRECT(\"'Space-by-Space Method'!F\"&ROUNDDOWN((ROW(A1101)-52)/50,0)+4)","v":0},{"$f":"INDIRECT(\"'Fixture Schedule'!L\"&MOD(ROW(A1101)-52,50)+9)","v":0},{"$f":"INDIRECT(\"'Space-by-Space Method'!D\"&ROUNDDOWN((ROW(A1101)-52)/50,0)+4)","v":0},{"$f":"INDIRECT(\"'Space-by-Space Method'!E\"&ROUNDDOWN((ROW(A1101)-52)/50,0)+4)","v":1}]
[{"$f":"IF(InteriorCalcType=2,IF(OR(AM1110=0,AN1110=\"DNQ\")=TRUE,\"\",INDIRECT(\"'Fixture Schedule'!M\"&MOD(ROW(A1110)-52,50)+9)),\"\")","v":""},{"$f":"IF(A1110=\"\",\"\",INDIRECT(\"'Fixture Schedule'!E\"&MOD(ROW(A1110)-52,50)+9))","v":""},{"$f":"IF(A1110=\"\",\"\",INDIRECT(\"'Fixture Schedule'!F\"&MOD(ROW(A1110)-52,50)+9))","v":""},{"$f":"IF(A1110=\"\",\"\",INDIRECT(\"'Fixture Schedule'!L\"&MOD(ROW(A1110)-52,50)+9))","v":""},"",null,null,{"$f":"IF(A1110=\"\",\"\",IF(AP1110=1,Summary!$C$12*(AO1110)/(SUM('Space-by-Space Method'!$BO$4:$BO$78,SUM('Exterior Lighting'!$BL$5:$BL$25))),0))","v":""},{"$f":"IF(A1110=\"\",\"\",IF(START!$B$34=1,INDIRECT(\"'Space-by-Space Method'!\"&SUBSTITUTE(ADDRESS(1,MOD(ROW(A1110)-52,50)+10,4),\"1\",\"\")&ROUNDDOWN((ROW(A1110)-52)/50,0)+4),\"\"))","v":""},{"$f":"IF(A1110=\"\",\"\",IF(AP1110=1,Summary!$F$11*(AO1110)/(SUM('Space-by-Space Method'!$BO$4:$BO$78,SUM('Exterior Lighting'!$BL$5:$BL$25))),0))","v":""},{"$f":"IF(A1110=\"\",\"\",IF(AP1110=1,Summary!$E$11*(AO1110)/(SUM('Space-by-Space Method'!$BO$4:$BO$78,SUM('Exterior Lighting'!$BL$5:$BL$25))),0))","v":""},{"$f":"IF(A1110=\"\",\"\",IF(AP1110=1,Summary!$G$11*(AO1110)/(SUM('Space-by-Space Method'!$BO$4:$BO$78,SUM('Exterior Lighting'!$BL$5:$BL$25))),0))","v":""},{"$f":"IF(A1110=\"\",\"\",IF(AP1110=1,Summary!$H$11*(AO1110)/(SUM('Space-by-Space Method'!$BO$4:$BO$78)),0))","v":""},{"$f":"IF(A1110=\"\",\"\",IF(AP1110=1,Summary!$I$11*(AO1110)/(SUM('Space-by-Space Method'!$BO$4:$BO$78)),0))","v":""},null,null,null,{"$f":"IF(A1110=\"\",\"\",IF(START!$B$34=2,INDIRECT(\"'Space-by-Space Method'!\"&SUBSTITUTE(ADDRESS(1,MOD(ROW(A1110)-52,50)+10,4),\"1\",\"\")&ROUNDDOWN((ROW(A1110)-52)/50,0)+4),\"\"))","v":""},{"$f":"IF(A1110=\"\",\"\",INDIRECT(\"'Space-by-Space Method'!C\"&ROUNDDOWN((ROW(A1110)-52)/50,0)+4))","v":""},{"$f":"IF(A1110=\"\",\"\",IF(COUNTIF(CommonSpaceTypes,AQ1110)>0,INDIRECT(\"'Space-by-Space Method'!F\"&ROUNDDOWN((ROW(A1110)-52)/50,0)+4),\"\"))","v":""},{"$f":"IF(A1110=\"\",\"\",IF(COUNTIF(BuildingSpecificSpaceTypes,AQ1110)>0,INDIRECT(\"'Space-by-Space Method'!F\"&ROUNDDOWN((ROW(A1110)-52)/50,0)+4),\"\"))","v":""},{"$f":"IF(A1110=\"\",\"\",INDIRECT(\"'Fixture Schedule'!D\"&MOD(ROW(A1110)-52,50)+9))","v":""},{"$f":"IF(A1110=\"\",\"\",IF(AR1110=\"\",\"\",INDIRECT(\"'Fixture Schedule'!K\"&MOD(ROW(A1110)-52,50)+9)))","v":""},"",{"$f":"IF(A1110=\"\",\"\",INDIRECT(\"'Fixture Schedule'!L\"&MOD(ROW(A1110)-52,50)+9))","v":""},null,null,null,null,null,null,null,null,null,null,null,null,null,{"$f":"INDIRECT(\"'Space-by-Space Method'!\"&SUBSTITUTE(ADDRESS(1,MOD(ROW(A1110)-52,50)+10,4),\"1\",\"\")&ROUNDDOWN((ROW(A1110)-52)/50,0)+4)","v":0},{"$f":"LEFT(INDIRECT(\"'Space-by-Space Method'!BJ\"&ROUNDDOWN((ROW(A1110)-52)/50,0)+4),3)","v":""},{"$f":"INDIRECT(\"'Fixture Schedule'!L\"&MOD(ROW(A1110)-52,50)+9)","v":0},{"$f":"INDIRECT(\"'Fixture Schedule'!O\"&MOD(ROW(A1110)-52,50)+9)","v":0},{"$f":"INDIRECT(\"'Space-by-Space Method'!F\"&ROUNDDOWN((ROW(A1110)-52)/50,0)+4)","v":0},{"$f":"INDIRECT(\"'Fixture Schedule'!L\"&MOD(ROW(A1110)-52,50)+9)","v":0},{"$f":"INDIRECT(\"'Space-by-Space Method'!D\"&ROUNDDOWN((ROW(A1110)-52)/50,0)+4)","v":0},{"$f":"INDIRECT(\"'Space-by-Space Method'!E\"&ROUNDDOWN((ROW(A1110)-52)/50,0)+4)","v":1}]
[{"$f":"IF(InteriorCalcType=2,IF(OR(AM1121=0,AN1121=\"DNQ\")=TRUE,\"\",INDIRECT(\"'Fixture Schedule'!M\"&MOD(ROW(A1121)-52,50)+9)),\"\")","v":""},{"$f":"IF(A1121=\"\",\"\",INDIRECT(\"'Fixture Schedule'!E\"&MOD(ROW(A1121)-52,50)+9))","v":""},{"$f":"IF(A1121=\"\",\"\",INDIRECT(\"'Fixture Schedule'!F\"&MOD(ROW(A1121)-52,50)+9))","v":""},{"$f":"IF(A1121=\"\",\"\",INDIRECT(\"'Fixture Schedule'!L\"&MOD(ROW(A1121)-52,50)+9))","v":""},"",null,null,{"$f":"IF(A1121=\"\",\"\",IF(AP1121=1,Summary!$C$12*(AO1121)/(SUM('Space-by-Space Method'!$BO$4:$BO$78,SUM('Exterior Lighting'!$BL$5:$BL$25))),0))","v":""},{"$f":"IF(A1121=\"\",\"\",IF(START!$B$34=1,INDIRECT(\"'Space-by-Space Method'!\"&SUBSTITUTE(ADDRESS(1,MOD(ROW(A1121)-52,50)+10,4),\"1\",\"\")&ROUNDDOWN((ROW(A1121)-52)/50,0)+4),\"\"))","v":""},{"$f":"IF(A1121=\"\",\"\",IF(AP1121=1,Summary!$F$11*(AO1121)/(SUM('Space-by-Space Method'!$BO$4:$BO$78,SUM('Exterior Lighting'!$BL$5:$BL$25))),0))","v":""},{"$f":"IF(A1121=\"\",\"\",IF(AP1121=1,Summary!$E$11*(AO1121)/(SUM('Space-by-Space Method'!$BO$4:$BO$78,SUM('Exterior Lighting'!$BL$5:$BL$25))),0))","v":""},{"$f":"IF(A1121=\"\",\"\",IF(AP1121=1,Summary!$G$11*(AO1121)/(SUM('Space-by-Space Method'!$BO$4:$BO$78,SUM('Exterior Lighting'!$BL$5:$BL$25))),0))","v":""},{"$f":"IF(A1121=\"\",\"\",IF(AP1121=1,Summary!$H$11*(AO1121)/(SUM('Space-by-Space Method'!$BO$4:$BO$78)),0))","v":""},{"$f":"IF(A1121=\"\",\"\",IF(AP1121=1,Summary!$I$11*(AO1121)/(SUM('Space-by-Space Method'!$BO$4:$BO$78)),0))","v":""},null,null,null,{"$f":"IF(A1121=\"\",\"\",IF(START!$B$34=2,INDIRECT(\"'Space-by-Space Method'!\"&SUBSTITUTE(ADDRESS(1,MOD(ROW(A1121)-52,50)+10,4),\"1\",\"\")&ROUNDDOWN((ROW(A1121)-52)/50,0)+4),\"\"))","v":""},{"$f":"IF(A1121=\"\",\"\",INDIRECT(\"'Space-by-Space Method'!C\"&ROUNDDOWN((ROW(A1121)-52)/50,0)+4))","v":""},{"$f":"IF(A1121=\"\",\"\",IF(COUNTIF(CommonSpaceTypes,AQ1121)>0,INDIRECT(\"'Space-by-Space Method'!F\"&ROUNDDOWN((ROW(A1121)-52)/50,0)+4),\"\"))","v":""},{"$f":"IF(A1121=\"\",\"\",IF(COUNTIF(BuildingSpecificSpaceTypes,AQ1121)>0,INDIRECT(\"'Space-by-Space Method'!F\"&ROUNDDOWN((ROW(A1121)-52)/50,0)+4),\"\"))","v":""},{"$f":"IF(A1121=\"\",\"\",INDIRECT(\"'Fixture Schedule'!D\"&MOD(ROW(A1121)-52,50)+9))","v":""},{"$f":"IF(A1121=\"\",\"\",IF(AR1121=\"\",\"\",INDIRECT(\"'Fixture Schedule'!K\"&MOD(ROW(A1121)-52,50)+9)))","v":""},"",{"$f":"IF(A1121=\"\",\"\",INDIRECT(\"'Fixture Schedule'!L\"&MOD(ROW(A1121)-52,50)+9))","v":""},null,null,null,null,null,null,null,null,null,null,null,null,null,{"$f":"INDIRECT(\"'Space-by-Space Method'!\"&SUBSTITUTE(ADDRESS(1,MOD(ROW(A1121)-52,50)+10,4),\"1\",\"\")&ROUNDDOWN((ROW(A1121)-52)/50,0)+4)","v":0},{"$f":"LEFT(INDIRECT(\"'Space-by-Space Method'!BJ\"&ROUNDDOWN((ROW(A1121)-52)/50,0)+4),3)","v":""},{"$f":"INDIRECT(\"'Fixture Schedule'!L\"&MOD(ROW(A1121)-52,50)+9)","v":0},{"$f":"INDIRECT(\"'Fixture Schedule'!O\"&MOD(ROW(A1121)-52,50)+9)","v":0},{"$f":"INDIRECT(\"'Space-by-Space Method'!F\"&ROUNDDOWN((ROW(A1121)-52)/50,0)+4)","v":0},{"$f":"INDIRECT(\"'Fixture Schedule'!L\"&MOD(ROW(A1121)-52,50)+9)","v":0},{"$f":"INDIRECT(\"'Space-by-Space Method'!D\"&ROUNDDOWN((ROW(A1121)-52)/50,0)+4)","v":0},{"$f":"INDIRECT(\"'Space-by-Space Method'!E\"&ROUNDDOWN((ROW(A1121)-52)/50,0)+4)","v":1}]
[{"$f":"IF(InteriorCalcType=2,IF(OR(AM1129=0,AN1129=\"DNQ\")=TRUE,\"\",INDIRECT(\"'Fixture Schedule'!M\"&MOD(ROW(A1129)-52,50)+9)),\"\")","v":""},{"$f":"IF(A1129=\"\",\"\",INDIRECT(\"'Fixture Schedule'!E\"&MOD(ROW(A1129)-52,50)+9))","v":""},{"$f":"IF(A1129=\"\",\"\",INDIRECT(\"'Fixture Schedule'!F\"&MOD(ROW(A1129)-52,50)+9))","v":""},{"$f":"IF(A1129=\"\",\"\",INDIRECT(\"'Fixture Schedule'!L\"&MOD(ROW(A1129)-52,50)+9))","v":""},"",null,null,{"$f":"IF(A1129=\"\",\"\",IF(AP1129=1,Summary!$C$12*(AO1129)/(SUM('Space-by-Space Method'!$BO$4:$BO$78,SUM('Exterior Lighting'!$BL$5:$BL$25))),0))","v":""},{"$f":"IF(A1129=\"\",\"\",IF(START!$B$34=1,INDIRECT(\"'Space-by-Space Method'!\"&SUBSTITUTE(ADDRESS(1,MOD(ROW(A1129)-52,50)+10,4),\"1\",\"\")&ROUNDDOWN((ROW(A1129)-52)/50,0)+4),\"\"))","v":""},{"$f":"IF(A1129=\"\",\"\",IF(AP1129=1,Summary!$F$11*(AO1129)/(SUM('Space-by-Space Method'!$BO$4:$BO$78,SUM('Exterior Lighting'!$BL$5:$BL$25))),0))","v":""},{"$f":"IF(A1129=\"\",\"\",IF(AP1129=1,Summary!$E$11*(AO1129)/(SUM('Space-by-Space Method'!$BO$4:$BO$78,SUM('Exterior Lighting'!$BL$5:$BL$25))),0))","v":""},{"$f":"IF(A1129=\"\",\"\",IF(AP1129=1,Summary!$G$11*(AO1129)/(SUM('Space-by-Space Method'!$BO$4:$BO$78,SUM('Exterior Lighting'!$BL$5:$BL$25))),0))","v":""},{"$f":"IF(A1129=\"\",\"\",IF(AP1129=1,Summary!$H$11*(AO1129)/(SUM('Space-by-Space Method'!$BO$4:$BO$78)),0))","v":""},{"$f":"IF(A1129=\"\",\"\",IF(AP1129=1,Summary!$I$11*(AO1129)/(SUM('Space-by-Space Method'!$BO$4:$BO$78)),0))","v":""},null,null,null,{"$f":"IF(A1129=\"\",\"\",IF(START!$B$34=2,INDIRECT(\"'Space-by-Space Method'!\"&SUBSTITUTE(ADDRESS(1,MOD(ROW(A1129)-52,50)+10,4),\"1\",\"\")&ROUNDDOWN((ROW(A1129)-52)/50,0)+4),\"\"))","v":""},{"$f":"IF(A1129=\"\",\"\",INDIRECT(\"'Space-by-Space Method'!C\"&ROUNDDOWN((ROW(A1129)-52)/50,0)+4))","v":""},{"$f":"IF(A1129=\"\",\"\",IF(COUNTIF(CommonSpaceTypes,AQ1129)>0,INDIRECT(\"'Space-by-Space Method'!F\"&ROUNDDOWN((ROW(A1129)-52)/50,0)+4),\"\"))","v":""},{"$f":"IF(A1129=\"\",\"\",IF(COUNTIF(BuildingSpecificSpaceTypes,AQ1129)>0,INDIRECT(\"'Space-by-Space Method'!F\"&ROUNDDOWN((ROW(A1129)-52)/50,0)+4),\"\"))","v":""},{"$f":"IF(A1129=\"\",\"\",INDIRECT(\"'Fixture Schedule'!D\"&MOD(ROW(A1129)-52,50)+9))","v":""},{"$f":"IF(A1129=\"\",\"\",IF(AR1129=\"\",\"\",INDIRECT(\"'Fixture Schedule'!K\"&MOD(ROW(A1129)-52,50)+9)))","v":""},"",{"$f":"IF(A1129=\"\",\"\",INDIRECT(\"'Fixture Schedule'!L\"&MOD(ROW(A1129)-52,50)+9))","v":""},null,null,null,null,null,null,null,null,null,null,null,null,null,{"$f":"INDIRECT(\"'Space-by-Space Method'!\"&SUBSTITUTE(ADDRESS(1,MOD(ROW(A1129)-52,50)+10,4),\"1\",\"\")&ROUNDDOWN((ROW(A1129)-52)/50,0)+4)","v":0},{"$f":"LEFT(INDIRECT(\"'Space-by-Space Method'!BJ\"&ROUNDDOWN((ROW(A1129)-52)/50,0)+4),3)","v":""},{"$f":"INDIRECT(\"'Fixture Schedule'!L\"&MOD(ROW(A1129)-52,50)+9)","v":0},{"$f":"INDIRECT(\"'Fixture Schedule'!O\"&MOD(ROW(A1129)-52,50)+9)","v":0},{"$f":"INDIRECT(\"'Space-by-Space Method'!F\"&ROUNDDOWN((ROW(A1129)-52)/50,0)+4)","v":0},{"$f":"INDIRECT(\"'Fixture Schedule'!L\"&MOD(ROW(A1129)-52,50)+9)","v":0},{"$f":"INDIRECT(\"'Space-by-Space Method'!D\"&ROUNDDOWN((ROW(A1129)-52)/50,0)+4)","v":0},{"$f":"INDIRECT(\"'Space-by-Space Method'!E\"&ROUNDDOWN((ROW(A1129)-52)/50,0)+4)","v":1}]
[{"$f":"IF(InteriorCalcType=2,IF(OR(AM1139=0,AN1139=\"DNQ\")=TRUE,\"\",INDIRECT(\"'Fixture Schedule'!M\"&MOD(ROW(A1139)-52,50)+9)),\"\")","v":""},{"$f":"IF(A1139=\"\",\"\",INDIRECT(\"'Fixture Schedule'!E\"&MOD(ROW(A1139)-52,50)+9))","v":""},{"$f":"IF(A1139=\"\",\"\",INDIRECT(\"'Fixture Schedule'!F\"&MOD(ROW(A1139)-52,50)+9))","v":""},{"$f":"IF(A1139=\"\",\"\",INDIRECT(\"'Fixture Schedule'!L\"&MOD(ROW(A1139)-52,50)+9))","v":""},"",null,null,{"$f":"IF(A1139=\"\",\"\",IF(AP1139=1,Summary!$C$12*(AO1139)/(SUM('Space-by-Space Method'!$BO$4:$BO$78,SUM('Exterior Lighting'!$BL$5:$BL$25))),0))","v":""},{"$f":"IF(A1139=\"\",\"\",IF(START!$B$34=1,INDIRECT(\"'Space-by-Space Method'!\"&SUBSTITUTE(ADDRESS(1,MOD(ROW(A1139)-52,50)+10,4),\"1\",\"\")&ROUNDDOWN((ROW(A1139)-52)/50,0)+4),\"\"))","v":""},{"$f":"IF(A1139=\"\",\"\",IF(AP1139=1,Summary!$F$11*(AO1139)/(SUM('Space-by-Space Method'!$BO$4:$BO$78,SUM('Exterior Lighting'!$BL$5:$BL$25))),0))","v":""},{"$f":"IF(A1139=\"\",\"\",IF(AP1139=1,Summary!$E$11*(AO1139)/(SUM('Space-by-Space Method'!$BO$4:$BO$78,SUM('Exterior Lighting'!$BL$5:$BL$25))),0))","v":""},{"$f":"IF(A1139=\"\",\"\",IF(AP1139=1,Summary!$G$11*(AO1139)/(SUM('Space-by-Space Method'!$BO$4:$BO$78,SUM('Exterior Lighting'!$BL$5:$BL$25))),0))","v":""},{"$f":"IF(A1139=\"\",\"\",IF(AP1139=1,Summary!$H$11*(AO1139)/(SUM('Space-by-Space Method'!$BO$4:$BO$78)),0))","v":""},{"$f":"IF(A1139=\"\",\"\",IF(AP1139=1,Summary!$I$11*(AO1139)/(SUM('Space-by-Space Method'!$BO$4:$BO$78)),0))","v":""},null,null,null,{"$f":"IF(A1139=\"\",\"\",IF(START!$B$34=2,INDIRECT(\"'Space-by-Space Method'!\"&SUBSTITUTE(ADDRESS(1,MOD(ROW(A1139)-52,50)+10,4),\"1\",\"\")&ROUNDDOWN((ROW(A1139)-52)/50,0)+4),\"\"))","v":""},{"$f":"IF(A1139=\"\",\"\",INDIRECT(\"'Space-by-Space Method'!C\"&ROUNDDOWN((ROW(A1139)-52)/50,0)+4))","v":""},{"$f":"IF(A1139=\"\",\"\",IF(COUNTIF(CommonSpaceTypes,AQ1139)>0,INDIRECT(\"'Space-by-Space Method'!F\"&ROUNDDOWN((ROW(A1139)-52)/50,0)+4),\"\"))","v":""},{"$f":"IF(A1139=\"\",\"\",IF(COUNTIF(BuildingSpecificSpaceTypes,AQ1139)>0,INDIRECT(\"'Space-by-Space Method'!F\"&ROUNDDOWN((ROW(A1139)-52)/50,0)+4),\"\"))","v":""},{"$f":"IF(A1139=\"\",\"\",INDIRECT(\"'Fixture Schedule'!D\"&MOD(ROW(A1139)-52,50)+9))","v":""},{"$f":"IF(A1139=\"\",\"\",IF(AR1139=\"\",\"\",INDIRECT(\"'Fixture Schedule'!K\"&MOD(ROW(A1139)-52,50)+9)))","v":""},"",{"$f":"IF(A1139=\"\",\"\",INDIRECT(\"'Fixture Schedule'!L\"&MOD(ROW(A1139)-52,50)+9))","v":""},null,null,null,null,null,null,null,null,null,null,null,null,null,{"$f":"INDIRECT(\"'Space-by-Space Method'!\"&SUBSTITUTE(ADDRESS(1,MOD(ROW(A1139)-52,50)+10,4),\"1\",\"\")&ROUNDDOWN((ROW(A1139)-52)/50,0)+4)","v":0},{"$f":"LEFT(INDIRECT(\"'Space-by-Space Method'!BJ\"&ROUNDDOWN((ROW(A1139)-52)/50,0)+4),3)","v":""},{"$f":"INDIRECT(\"'Fixture Schedule'!L\"&MOD(ROW(A1139)-52,50)+9)","v":0},{"$f":"INDIRECT(\"'Fixture Schedule'!O\"&MOD(ROW(A1139)-52,50)+9)","v":0},{"$f":"INDIRECT(\"'Space-by-Space Method'!F\"&ROUNDDOWN((ROW(A1139)-52)/50,0)+4)","v":0},{"$f":"INDIRECT(\"'Fixture Schedule'!L\"&MOD(ROW(A1139)-52,50)+9)","v":0},{"$f":"INDIRECT(\"'Space-by-Space Method'!D\"&ROUNDDOWN((ROW(A1139)-52)/50,0)+4)","v":0},{"$f":"INDIRECT(\"'Space-by-Space Method'!E\"&ROUNDDOWN((ROW(A1139)-52)/50,0)+4)","v":1}]
[{"$f":"IF(InteriorCalcType=2,IF(OR(AM1148=0,AN1148=\"DNQ\")=TRUE,\"\",INDIRECT(\"'Fixture Schedule'!M\"&MOD(ROW(A1148)-52,50)+9)),\"\")","v":""},{"$f":"IF(A1148=\"\",\"\",INDIRECT(\"'Fixture Schedule'!E\"&MOD(ROW(A1148)-52,50)+9))","v":""},{"$f":"IF(A1148=\"\",\"\",INDIRECT(\"'Fixture Schedule'!F\"&MOD(ROW(A1148)-52,50)+9))","v":""},{"$f":"IF(A1148=\"\",\"\",INDIRECT(\"'Fixture Schedule'!L\"&MOD(ROW(A1148)-52,50)+9))","v":""},"",null,null,{"$f":"IF(A1148=\"\",\"\",IF(AP1148=1,Summary!$C$12*(AO1148)/(SUM('Space-by-Space Method'!$BO$4:$BO$78,SUM('Exterior Lighting'!$BL$5:$BL$25))),0))","v":""},{"$f":"IF(A1148=\"\",\"\",IF(START!$B$34=1,INDIRECT(\"'Space-by-Space Method'!\"&SUBSTITUTE(ADDRESS(1,MOD(ROW(A1148)-52,50)+10,4),\"1\",\"\")&ROUNDDOWN((ROW(A1148)-52)/50,0)+4),\"\"))","v":""},{"$f":"IF(A1148=\"\",\"\",IF(AP1148=1,Summary!$F$11*(AO1148)/(SUM('Space-by-Space Method'!$BO$4:$BO$78,SUM('Exterior Lighting'!$BL$5:$BL$25))),0))","v":""},{"$f":"IF(A1148=\"\",\"\",IF(AP1148=1,Summary!$E$11*(AO1148)/(SUM('Space-by-Space Method'!$BO$4:$BO$78,SUM('Exterior Lighting'!$BL$5:$BL$25))),0))","v":""},{"$f":"IF(A1148=\"\",\"\",IF(AP1148=1,Summary!$G$11*(AO1148)/(SUM('Space-by-Space Method'!$BO$4:$BO$78,SUM('Exterior Lighting'!$BL$5:$BL$25))),0))","v":""},{"$f":"IF(A1148=\"\",\"\",IF(AP1148=1,Summary!$H$11*(AO1148)/(SUM('Space-by-Space Method'!$BO$4:$BO$78)),0))","v":""},{"$f":"IF(A1148=\"\",\"\",IF(AP1148=1,Summary!$I$11*(AO1148)/(SUM('Space-by-Space Method'!$BO$4:$BO$78)),0))","v":""},null,null,null,{"$f":"IF(A1148=\"\",\"\",IF(START!$B$34=2,INDIRECT(\"'Space-by-Space Method'!\"&SUBSTITUTE(ADDRESS(1,MOD(ROW(A1148)-52,50)+10,4),\"1\",\"\")&ROUNDDOWN((ROW(A1148)-52)/50,0)+4),\"\"))","v":""},{"$f":"IF(A1148=\"\",\"\",INDIRECT(\"'Space-by-Space Method'!C\"&ROUNDDOWN((ROW(A1148)-52)/50,0)+4))","v":""},{"$f":"IF(A1148=\"\",\"\",IF(COUNTIF(CommonSpaceTypes,AQ1148)>0,INDIRECT(\"'Space-by-Space Method'!F\"&ROUNDDOWN((ROW(A1148)-52)/50,0)+4),\"\"))","v":""},{"$f":"IF(A1148=\"\",\"\",IF(COUNTIF(BuildingSpecificSpaceTypes,AQ1148)>0,INDIRECT(\"'Space-by-Space Method'!F\"&ROUNDDOWN((ROW(A1148)-52)/50,0)+4),\"\"))","v":""},{"$f":"IF(A1148=\"\",\"\",INDIRECT(\"'Fixture Schedule'!D\"&MOD(ROW(A1148)-52,50)+9))","v":""},{"$f":"IF(A1148=\"\",\"\",IF(AR1148=\"\",\"\",INDIRECT(\"'Fixture Schedule'!K\"&MOD(ROW(A1148)-52,50)+9)))","v":""},"",{"$f":"IF(A1148=\"\",\"\",INDIRECT(\"'Fixture Schedule'!L\"&MOD(ROW(A1148)-52,50)+9))","v":""},null,null,null,null,null,null,null,null,null,null,null,null,null,{"$f":"INDIRECT(\"'Space-by-Space Method'!\"&SUBSTITUTE(ADDRESS(1,MOD(ROW(A1148)-52,50)+10,4),\"1\",\"\")&ROUNDDOWN((ROW(A1148)-52)/50,0)+4)","v":0},{"$f":"LEFT(INDIRECT(\"'Space-by-Space Method'!BJ\"&ROUNDDOWN((ROW(A1148)-52)/50,0)+4),3)","v":""},{"$f":"INDIRECT(\"'Fixture Schedule'!L\"&MOD(ROW(A1148)-52,50)+9)","v":0},{"$f":"INDIRECT(\"'Fixture Schedule'!O\"&MOD(ROW(A1148)-52,50)+9)","v":0},{"$f":"INDIRECT(\"'Space-by-Space Method'!F\"&ROUNDDOWN((ROW(A1148)-52)/50,0)+4)","v":0},{"$f":"INDIRECT(\"'Fixture Schedule'!L\"&MOD(ROW(A1148)-52,50)+9)","v":0},{"$f":"INDIRECT(\"'Space-by-Space Method'!D\"&ROUNDDOWN((ROW(A1148)-52)/50,0)+4)","v":0},{"$f":"INDIRECT(\"'Space-by-Space Method'!E\"&ROUNDDOWN((ROW(A1148)-52)/50,0)+4)","v":1}]
[{"$f":"IF(InteriorCalcType=2,IF(OR(AM1157=0,AN1157=\"DNQ\")=TRUE,\"\",INDIRECT(\"'Fixture Schedule'!M\"&MOD(ROW(A1157)-52,50)+9)),\"\")","v":""},{"$f":"IF(A1157=\"\",\"\",INDIRECT(\"'Fixture Schedule'!E\"&MOD(ROW(A1157)-52,50)+9))","v":""},{"$f":"IF(A1157=\"\",\"\",INDIRECT(\"'Fixture Schedule'!F\"&MOD(ROW(A1157)-52,50)+9))","v":""},{"$f":"IF(A1157=\"\",\"\",INDIRECT(\"'Fixture Schedule'!L\"&MOD(ROW(A1157)-52,50)+9))","v":""},"",null,null,{"$f":"IF(A1157=\"\",\"\",IF(AP1157=1,Summary!$C$12*(AO1157)/(SUM('Space-by-Space Method'!$BO$4:$BO$78,SUM('Exterior Lighting'!$BL$5:$BL$25))),0))","v":""},{"$f":"IF(A1157=\"\",\"\",IF(START!$B$34=1,INDIRECT(\"'Space-by-Space Method'!\"&SUBSTITUTE(ADDRESS(1,MOD(ROW(A1157)-52,50)+10,4),\"1\",\"\")&ROUNDDOWN((ROW(A1157)-52)/50,0)+4),\"\"))","v":""},{"$f":"IF(A1157=\"\",\"\",IF(AP1157=1,Summary!$F$11*(AO1157)/(SUM('Space-by-Space Method'!$BO$4:$BO$78,SUM('Exterior Lighting'!$BL$5:$BL$25))),0))","v":""},{"$f":"IF(A1157=\"\",\"\",IF(AP1157=1,Summary!$E$11*(AO1157)/(SUM('Space-by-Space Method'!$BO$4:$BO$78,SUM('Exterior Lighting'!$BL$5:$BL$25))),0))","v":""},{"$f":"IF(A1157=\"\",\"\",IF(AP1157=1,Summary!$G$11*(AO1157)/(SUM('Space-by-Space Method'!$BO$4:$BO$78,SUM('Exterior Lighting'!$BL$5:$BL$25))),0))","v":""},{"$f":"IF(A1157=\"\",\"\",IF(AP1157=1,Summary!$H$11*(AO1157)/(SUM('Space-by-Space Method'!$BO$4:$BO$78)),0))","v":""},{"$f":"IF(A1157=\"\",\"\",IF(AP1157=1,Summary!$I$11*(AO1157)/(SUM('Space-by-Space Method'!$BO$4:$BO$78)),0))","v":""},null,null,null,{"$f":"IF(A1157=\"\",\"\",IF(START!$B$34=2,INDIRECT(\"'Space-by-Space Method'!\"&SUBSTITUTE(ADDRESS(1,MOD(ROW(A1157)-52,50)+10,4),\"1\",\"\")&ROUNDDOWN((ROW(A1157)-52)/50,0)+4),\"\"))","v":""},{"$f":"IF(A1157=\"\",\"\",INDIRECT(\"'Space-by-Space Method'!C\"&ROUNDDOWN((ROW(A1157)-52)/50,0)+4))","v":""},{"$f":"IF(A1157=\"\",\"\",IF(COUNTIF(CommonSpaceTypes,AQ1157)>0,INDIRECT(\"'Space-by-Space Method'!F\"&ROUNDDOWN((ROW(A1157)-52)/50,0)+4),\"\"))","v":""},{"$f":"IF(A1157=\"\",\"\",IF(COUNTIF(BuildingSpecificSpaceTypes,AQ1157)>0,INDIRECT(\"'Space-by-Space Method'!F\"&ROUNDDOWN((ROW(A1157)-52)/50,0)+4),\"\"))","v":""},{"$f":"IF(A1157=\"\",\"\",INDIRECT(\"'Fixture Schedule'!D\"&MOD(ROW(A1157)-52,50)+9))","v":""},{"$f":"IF(A1157=\"\",\"\",IF(AR1157=\"\",\"\",INDIRECT(\"'Fixture Schedule'!K\"&MOD(ROW(A1157)-52,50)+9)))","v":""},"",{"$f":"IF(A1157=\"\",\"\",INDIRECT(\"'Fixture Schedule'!L\"&MOD(ROW(A1157)-52,50)+9))","v":""},null,null,null,null,null,null,null,null,null,null,null,null,null,{"$f":"INDIRECT(\"'Space-by-Space Method'!\"&SUBSTITUTE(ADDRESS(1,MOD(ROW(A1157)-52,50)+10,4),\"1\",\"\")&ROUNDDOWN((ROW(A1157)-52)/50,0)+4)","v":0},{"$f":"LEFT(INDIRECT(\"'Space-by-Space Method'!BJ\"&ROUNDDOWN((ROW(A1157)-52)/50,0)+4),3)","v":""},{"$f":"INDIRECT(\"'Fixture Schedule'!L\"&MOD(ROW(A1157)-52,50)+9)","v":0},{"$f":"INDIRECT(\"'Fixture Schedule'!O\"&MOD(ROW(A1157)-52,50)+9)","v":0},{"$f":"INDIRECT(\"'Space-by-Space Method'!F\"&ROUNDDOWN((ROW(A1157)-52)/50,0)+4)","v":0},{"$f":"INDIRECT(\"'Fixture Schedule'!L\"&MOD(ROW(A1157)-52,50)+9)","v":0},{"$f":"INDIRECT(\"'Space-by-Space Method'!D\"&ROUNDDOWN((ROW(A1157)-52)/50,0)+4)","v":0},{"$f":"INDIRECT(\"'Space-by-Space Method'!E\"&ROUNDDOWN((ROW(A1157)-52)/50,0)+4)","v":1}]
[{"$f":"IF(InteriorCalcType=2,IF(OR(AM1167=0,AN1167=\"DNQ\")=TRUE,\"\",INDIRECT(\"'Fixture Schedule'!M\"&MOD(ROW(A1167)-52,50)+9)),\"\")","v":""},{"$f":"IF(A1167=\"\",\"\",INDIRECT(\"'Fixture Schedule'!E\"&MOD(ROW(A1167)-52,50)+9))","v":""},{"$f":"IF(A1167=\"\",\"\",INDIRECT(\"'Fixture Schedule'!F\"&MOD(ROW(A1167)-52,50)+9))","v":""},{"$f":"IF(A1167=\"\",\"\",INDIRECT(\"'Fixture Schedule'!L\"&MOD(ROW(A1167)-52,50)+9))","v":""},"",null,null,{"$f":"IF(A1167=\"\",\"\",IF(AP1167=1,Summary!$C$12*(AO1167)/(SUM('Space-by-Space Method'!$BO$4:$BO$78,SUM('Exterior Lighting'!$BL$5:$BL$25))),0))","v":""},{"$f":"IF(A1167=\"\",\"\",IF(START!$B$34=1,INDIRECT(\"'Space-by-Space Method'!\"&SUBSTITUTE(ADDRESS(1,MOD(ROW(A1167)-52,50)+10,4),\"1\",\"\")&ROUNDDOWN((ROW(A1167)-52)/50,0)+4),\"\"))","v":""},{"$f":"IF(A1167=\"\",\"\",IF(AP1167=1,Summary!$F$11*(AO1167)/(SUM('Space-by-Space Method'!$BO$4:$BO$78,SUM('Exterior Lighting'!$BL$5:$BL$25))),0))","v":""},{"$f":"IF(A1167=\"\",\"\",IF(AP1167=1,Summary!$E$11*(AO1167)/(SUM('Space-by-Space Method'!$BO$4:$BO$78,SUM('Exterior Lighting'!$BL$5:$BL$25))),0))","v":""},{"$f":"IF(A1167=\"\",\"\",IF(AP1167=1,Summary!$G$11*(AO1167)/(SUM('Space-by-Space Method'!$BO$4:$BO$78,SUM('Exterior Lighting'!$BL$5:$BL$25))),0))","v":""},{"$f":"IF(A1167=\"\",\"\",IF(AP1167=1,Summary!$H$11*(AO1167)/(SUM('Space-by-Space Method'!$BO$4:$BO$78)),0))","v":""},{"$f":"IF(A1167=\"\",\"\",IF(AP1167=1,Summary!$I$11*(AO1167)/(SUM('Space-by-Space Method'!$BO$4:$BO$78)),0))","v":""},null,null,null,{"$f":"IF(A1167=\"\",\"\",IF(START!$B$34=2,INDIRECT(\"'Space-by-Space Method'!\"&SUBSTITUTE(ADDRESS(1,MOD(ROW(A1167)-52,50)+10,4),\"1\",\"\")&ROUNDDOWN((ROW(A1167)-52)/50,0)+4),\"\"))","v":""},{"$f":"IF(A1167=\"\",\"\",INDIRECT(\"'Space-by-Space Method'!C\"&ROUNDDOWN((ROW(A1167)-52)/50,0)+4))","v":""},{"$f":"IF(A1167=\"\",\"\",IF(COUNTIF(CommonSpaceTypes,AQ1167)>0,INDIRECT(\"'Space-by-Space Method'!F\"&ROUNDDOWN((ROW(A1167)-52)/50,0)+4),\"\"))","v":""},{"$f":"IF(A1167=\"\",\"\",IF(COUNTIF(BuildingSpecificSpaceTypes,AQ1167)>0,INDIRECT(\"'Space-by-Space Method'!F\"&ROUNDDOWN((ROW(A1167)-52)/50,0)+4),\"\"))","v":""},{"$f":"IF(A1167=\"\",\"\",INDIRECT(\"'Fixture Schedule'!D\"&MOD(ROW(A1167)-52,50)+9))","v":""},{"$f":"IF(A1167=\"\",\"\",IF(AR1167=\"\",\"\",INDIRECT(\"'Fixture Schedule'!K\"&MOD(ROW(A1167)-52,50)+9)))","v":""},"",{"$f":"IF(A1167=\"\",\"\",INDIRECT(\"'Fixture Schedule'!L\"&MOD(ROW(A1167)-52,50)+9))","v":""},null,null,null,null,null,null,null,null,null,null,null,null,null,{"$f":"INDIRECT(\"'Space-by-Space Method'!\"&SUBSTITUTE(ADDRESS(1,MOD(ROW(A1167)-52,50)+10,4),\"1\",\"\")&ROUNDDOWN((ROW(A1167)-52)/50,0)+4)","v":0},{"$f":"LEFT(INDIRECT(\"'Space-by-Space Method'!BJ\"&ROUNDDOWN((ROW(A1167)-52)/50,0)+4),3)","v":""},{"$f":"INDIRECT(\"'Fixture Schedule'!L\"&MOD(ROW(A1167)-52,50)+9)","v":0},{"$f":"INDIRECT(\"'Fixture Schedule'!O\"&MOD(ROW(A1167)-52,50)+9)","v":0},{"$f":"INDIRECT(\"'Space-by-Space Method'!F\"&ROUNDDOWN((ROW(A1167)-52)/50,0)+4)","v":0},{"$f":"INDIRECT(\"'Fixture Schedule'!L\"&MOD(ROW(A1167)-52,50)+9)","v":0},{"$f":"INDIRECT(\"'Space-by-Space Method'!D\"&ROUNDDOWN((ROW(A1167)-52)/50,0)+4)","v":0},{"$f":"INDIRECT(\"'Space-by-Space Method'!E\"&ROUNDDOWN((ROW(A1167)-52)/50,0)+4)","v":1}]
[{"$f":"IF(InteriorCalcType=2,IF(OR(AM1175=0,AN1175=\"DNQ\")=TRUE,\"\",INDIRECT(\"'Fixture Schedule'!M\"&MOD(ROW(A1175)-52,50)+9)),\"\")","v":""},{"$f":"IF(A1175=\"\",\"\",INDIRECT(\"'Fixture Schedule'!E\"&MOD(ROW(A1175)-52,50)+9))","v":""},{"$f":"IF(A1175=\"\",\"\",INDIRECT(\"'Fixture Schedule'!F\"&MOD(ROW(A1175)-52,50)+9))","v":""},{"$f":"IF(A1175=\"\",\"\",INDIRECT(\"'Fixture Schedule'!L\"&MOD(ROW(A1175)-52,50)+9))","v":""},"",null,null,{"$f":"IF(A1175=\"\",\"\",IF(AP1175=1,Summary!$C$12*(AO1175)/(SUM('Space-by-Space Method'!$BO$4:$BO$78,SUM('Exterior Lighting'!$BL$5:$BL$25))),0))","v":""},{"$f":"IF(A1175=\"\",\"\",IF(START!$B$34=1,INDIRECT(\"'Space-by-Space Method'!\"&SUBSTITUTE(ADDRESS(1,MOD(ROW(A1175)-52,50)+10,4),\"1\",\"\")&ROUNDDOWN((ROW(A1175)-52)/50,0)+4),\"\"))","v":""},{"$f":"IF(A1175=\"\",\"\",IF(AP1175=1,Summary!$F$11*(AO1175)/(SUM('Space-by-Space Method'!$BO$4:$BO$78,SUM('Exterior Lighting'!$BL$5:$BL$25))),0))","v":""},{"$f":"IF(A1175=\"\",\"\",IF(AP1175=1,Summary!$E$11*(AO1175)/(SUM('Space-by-Space Method'!$BO$4:$BO$78,SUM('Exterior Lighting'!$BL$5:$BL$25))),0))","v":""},{"$f":"IF(A1175=\"\",\"\",IF(AP1175=1,Summary!$G$11*(AO1175)/(SUM('Space-by-Space Method'!$BO$4:$BO$78,SUM('Exterior Lighting'!$BL$5:$BL$25))),0))","v":""},{"$f":"IF(A1175=\"\",\"\",IF(AP1175=1,Summary!$H$11*(AO1175)/(SUM('Space-by-Space Method'!$BO$4:$BO$78)),0))","v":""},{"$f":"IF(A1175=\"\",\"\",IF(AP1175=1,Summary!$I$11*(AO1175)/(SUM('Space-by-Space Method'!$BO$4:$BO$78)),0))","v":""},null,null,null,{"$f":"IF(A1175=\"\",\"\",IF(START!$B$34=2,INDIRECT(\"'Space-by-Space Method'!\"&SUBSTITUTE(ADDRESS(1,MOD(ROW(A1175)-52,50)+10,4),\"1\",\"\")&ROUNDDOWN((ROW(A1175)-52)/50,0)+4),\"\"))","v":""},{"$f":"IF(A1175=\"\",\"\",INDIRECT(\"'Space-by-Space Method'!C\"&ROUNDDOWN((ROW(A1175)-52)/50,0)+4))","v":""},{"$f":"IF(A1175=\"\",\"\",IF(COUNTIF(CommonSpaceTypes,AQ1175)>0,INDIRECT(\"'Space-by-Space Method'!F\"&ROUNDDOWN((ROW(A1175)-52)/50,0)+4),\"\"))","v":""},{"$f":"IF(A1175=\"\",\"\",IF(COUNTIF(BuildingSpecificSpaceTypes,AQ1175)>0,INDIRECT(\"'Space-by-Space Method'!F\"&ROUNDDOWN((ROW(A1175)-52)/50,0)+4),\"\"))","v":""},{"$f":"IF(A1175=\"\",\"\",INDIRECT(\"'Fixture Schedule'!D\"&MOD(ROW(A1175)-52,50)+9))","v":""},{"$f":"IF(A1175=\"\",\"\",IF(AR1175=\"\",\"\",INDIRECT(\"'Fixture Schedule'!K\"&MOD(ROW(A1175)-52,50)+9)))","v":""},"",{"$f":"IF(A1175=\"\",\"\",INDIRECT(\"'Fixture Schedule'!L\"&MOD(ROW(A1175)-52,50)+9))","v":""},null,null,null,null,null,null,null,null,null,null,null,null,null,{"$f":"INDIRECT(\"'Space-by-Space Method'!\"&SUBSTITUTE(ADDRESS(1,MOD(ROW(A1175)-52,50)+10,4),\"1\",\"\")&ROUNDDOWN((ROW(A1175)-52)/50,0)+4)","v":0},{"$f":"LEFT(INDIRECT(\"'Space-by-Space Method'!BJ\"&ROUNDDOWN((ROW(A1175)-52)/50,0)+4),3)","v":""},{"$f":"INDIRECT(\"'Fixture Schedule'!L\"&MOD(ROW(A1175)-52,50)+9)","v":0},{"$f":"INDIRECT(\"'Fixture Schedule'!O\"&MOD(ROW(A1175)-52,50)+9)","v":0},{"$f":"INDIRECT(\"'Space-by-Space Method'!F\"&ROUNDDOWN((ROW(A1175)-52)/50,0)+4)","v":0},{"$f":"INDIRECT(\"'Fixture Schedule'!L\"&MOD(ROW(A1175)-52,50)+9)","v":0},{"$f":"INDIRECT(\"'Space-by-Space Method'!D\"&ROUNDDOWN((ROW(A1175)-52)/50,0)+4)","v":0},{"$f":"INDIRECT(\"'Space-by-Space Method'!E\"&ROUNDDOWN((ROW(A1175)-52)/50,0)+4)","v":1}]
[{"$f":"IF(InteriorCalcType=2,IF(OR(AM1178=0,AN1178=\"DNQ\")=TRUE,\"\",INDIRECT(\"'Fixture Schedule'!M\"&MOD(ROW(A1178)-52,50)+9)),\"\")","v":""},{"$f":"IF(A1178=\"\",\"\",INDIRECT(\"'Fixture Schedule'!E\"&MOD(ROW(A1178)-52,50)+9))","v":""},{"$f":"IF(A1178=\"\",\"\",INDIRECT(\"'Fixture Schedule'!F\"&MOD(ROW(A1178)-52,50)+9))","v":""},{"$f":"IF(A1178=\"\",\"\",INDIRECT(\"'Fixture Schedule'!L\"&MOD(ROW(A1178)-52,50)+9))","v":""},"",null,null,{"$f":"IF(A1178=\"\",\"\",IF(AP1178=1,Summary!$C$12*(AO1178)/(SUM('Space-by-Space Method'!$BO$4:$BO$78,SUM('Exterior Lighting'!$BL$5:$BL$25))),0))","v":""},{"$f":"IF(A1178=\"\",\"\",IF(START!$B$34=1,INDIRECT(\"'Space-by-Space Method'!\"&SUBSTITUTE(ADDRESS(1,MOD(ROW(A1178)-52,50)+10,4),\"1\",\"\")&ROUNDDOWN((ROW(A1178)-52)/50,0)+4),\"\"))","v":""},{"$f":"IF(A1178=\"\",\"\",IF(AP1178=1,Summary!$F$11*(AO1178)/(SUM('Space-by-Space Method'!$BO$4:$BO$78,SUM('Exterior Lighting'!$BL$5:$BL$25))),0))","v":""},{"$f":"IF(A1178=\"\",\"\",IF(AP1178=1,Summary!$E$11*(AO1178)/(SUM('Space-by-Space Method'!$BO$4:$BO$78,SUM('Exterior Lighting'!$BL$5:$BL$25))),0))","v":""},{"$f":"IF(A1178=\"\",\"\",IF(AP1178=1,Summary!$G$11*(AO1178)/(SUM('Space-by-Space Method'!$BO$4:$BO$78,SUM('Exterior Lighting'!$BL$5:$BL$25))),0))","v":""},{"$f":"IF(A1178=\"\",\"\",IF(AP1178=1,Summary!$H$11*(AO1178)/(SUM('Space-by-Space Method'!$BO$4:$BO$78)),0))","v":""},{"$f":"IF(A1178=\"\",\"\",IF(AP1178=1,Summary!$I$11*(AO1178)/(SUM('Space-by-Space Method'!$BO$4:$BO$78)),0))","v":""},null,null,null,{"$f":"IF(A1178=\"\",\"\",IF(START!$B$34=2,INDIRECT(\"'Space-by-Space Method'!\"&SUBSTITUTE(ADDRESS(1,MOD(ROW(A1178)-52,50)+10,4),\"1\",\"\")&ROUNDDOWN((ROW(A1178)-52)/50,0)+4),\"\"))","v":""},{"$f":"IF(A1178=\"\",\"\",INDIRECT(\"'Space-by-Space Method'!C\"&ROUNDDOWN((ROW(A1178)-52)/50,0)+4))","v":""},{"$f":"IF(A1178=\"\",\"\",IF(COUNTIF(CommonSpaceTypes,AQ1178)>0,INDIRECT(\"'Space-by-Space Method'!F\"&ROUNDDOWN((ROW(A1178)-52)/50,0)+4),\"\"))","v":""},{"$f":"IF(A1178=\"\",\"\",IF(COUNTIF(BuildingSpecificSpaceTypes,AQ1178)>0,INDIRECT(\"'Space-by-Space Method'!F\"&ROUNDDOWN((ROW(A1178)-52)/50,0)+4),\"\"))","v":""},{"$f":"IF(A1178=\"\",\"\",INDIRECT(\"'Fixture Schedule'!D\"&MOD(ROW(A1178)-52,50)+9))","v":""},{"$f":"IF(A1178=\"\",\"\",IF(AR1178=\"\",\"\",INDIRECT(\"'Fixture Schedule'!K\"&MOD(ROW(A1178)-52,50)+9)))","v":""},"",{"$f":"IF(A1178=\"\",\"\",INDIRECT(\"'Fixture Schedule'!L\"&MOD(ROW(A1178)-52,50)+9))","v":""},null,null,null,null,null,null,null,null,null,null,null,null,null,{"$f":"INDIRECT(\"'Space-by-Space Method'!\"&SUBSTITUTE(ADDRESS(1,MOD(ROW(A1178)-52,50)+10,4),\"1\",\"\")&ROUNDDOWN((ROW(A1178)-52)/50,0)+4)","v":0},{"$f":"LEFT(INDIRECT(\"'Space-by-Space Method'!BJ\"&ROUNDDOWN((ROW(A1178)-52)/50,0)+4),3)","v":""},{"$f":"INDIRECT(\"'Fixture Schedule'!L\"&MOD(ROW(A1178)-52,50)+9)","v":0},{"$f":"INDIRECT(\"'Fixture Schedule'!O\"&MOD(ROW(A1178)-52,50)+9)","v":0},{"$f":"INDIRECT(\"'Space-by-Space Method'!F\"&ROUNDDOWN((ROW(A1178)-52)/50,0)+4)","v":0},{"$f":"INDIRECT(\"'Fixture Schedule'!L\"&MOD(ROW(A1178)-52,50)+9)","v":0},{"$f":"INDIRECT(\"'Space-by-Space Method'!D\"&ROUNDDOWN((ROW(A1178)-52)/50,0)+4)","v":0},{"$f":"INDIRECT(\"'Space-by-Space Method'!E\"&ROUNDDOWN((ROW(A1178)-52)/50,0)+4)","v":1}]
[{"$f":"IF(InteriorCalcType=2,IF(OR(AM1189=0,AN1189=\"DNQ\")=TRUE,\"\",INDIRECT(\"'Fixture Schedule'!M\"&MOD(ROW(A1189)-52,50)+9)),\"\")","v":""},{"$f":"IF(A1189=\"\",\"\",INDIRECT(\"'Fixture Schedule'!E\"&MOD(ROW(A1189)-52,50)+9))","v":""},{"$f":"IF(A1189=\"\",\"\",INDIRECT(\"'Fixture Schedule'!F\"&MOD(ROW(A1189)-52,50)+9))","v":""},{"$f":"IF(A1189=\"\",\"\",INDIRECT(\"'Fixture Schedule'!L\"&MOD(ROW(A1189)-52,50)+9))","v":""},"",null,null,{"$f":"IF(A1189=\"\",\"\",IF(AP1189=1,Summary!$C$12*(AO1189)/(SUM('Space-by-Space Method'!$BO$4:$BO$78,SUM('Exterior Lighting'!$BL$5:$BL$25))),0))","v":""},{"$f":"IF(A1189=\"\",\"\",IF(START!$B$34=1,INDIRECT(\"'Space-by-Space Method'!\"&SUBSTITUTE(ADDRESS(1,MOD(ROW(A1189)-52,50)+10,4),\"1\",\"\")&ROUNDDOWN((ROW(A1189)-52)/50,0)+4),\"\"))","v":""},{"$f":"IF(A1189=\"\",\"\",IF(AP1189=1,Summary!$F$11*(AO1189)/(SUM('Space-by-Space Method'!$BO$4:$BO$78,SUM('Exterior Lighting'!$BL$5:$BL$25))),0))","v":""},{"$f":"IF(A1189=\"\",\"\",IF(AP1189=1,Summary!$E$11*(AO1189)/(SUM('Space-by-Space Method'!$BO$4:$BO$78,SUM('Exterior Lighting'!$BL$5:$BL$25))),0))","v":""},{"$f":"IF(A1189=\"\",\"\",IF(AP1189=1,Summary!$G$11*(AO1189)/(SUM('Space-by-Space Method'!$BO$4:$BO$78,SUM('Exterior Lighting'!$BL$5:$BL$25))),0))","v":""},{"$f":"IF(A1189=\"\",\"\",IF(AP1189=1,Summary!$H$11*(AO1189)/(SUM('Space-by-Space Method'!$BO$4:$BO$78)),0))","v":""},{"$f":"IF(A1189=\"\",\"\",IF(AP1189=1,Summary!$I$11*(AO1189)/(SUM('Space-by-Space Method'!$BO$4:$BO$78)),0))","v":""},null,null,null,{"$f":"IF(A1189=\"\",\"\",IF(START!$B$34=2,INDIRECT(\"'Space-by-Space Method'!\"&SUBSTITUTE(ADDRESS(1,MOD(ROW(A1189)-52,50)+10,4),\"1\",\"\")&ROUNDDOWN((ROW(A1189)-52)/50,0)+4),\"\"))","v":""},{"$f":"IF(A1189=\"\",\"\",INDIRECT(\"'Space-by-Space Method'!C\"&ROUNDDOWN((ROW(A1189)-52)/50,0)+4))","v":""},{"$f":"IF(A1189=\"\",\"\",IF(COUNTIF(CommonSpaceTypes,AQ1189)>0,INDIRECT(\"'Space-by-Space Method'!F\"&ROUNDDOWN((ROW(A1189)-52)/50,0)+4),\"\"))","v":""},{"$f":"IF(A1189=\"\",\"\",IF(COUNTIF(BuildingSpecificSpaceTypes,AQ1189)>0,INDIRECT(\"'Space-by-Space Method'!F\"&ROUNDDOWN((ROW(A1189)-52)/50,0)+4),\"\"))","v":""},{"$f":"IF(A1189=\"\",\"\",INDIRECT(\"'Fixture Schedule'!D\"&MOD(ROW(A1189)-52,50)+9))","v":""},{"$f":"IF(A1189=\"\",\"\",IF(AR1189=\"\",\"\",INDIRECT(\"'Fixture Schedule'!K\"&MOD(ROW(A1189)-52,50)+9)))","v":""},"",{"$f":"IF(A1189=\"\",\"\",INDIRECT(\"'Fixture Schedule'!L\"&MOD(ROW(A1189)-52,50)+9))","v":""},null,null,null,null,null,null,null,null,null,null,null,null,null,{"$f":"INDIRECT(\"'Space-by-Space Method'!\"&SUBSTITUTE(ADDRESS(1,MOD(ROW(A1189)-52,50)+10,4),\"1\",\"\")&ROUNDDOWN((ROW(A1189)-52)/50,0)+4)","v":0},{"$f":"LEFT(INDIRECT(\"'Space-by-Space Method'!BJ\"&ROUNDDOWN((ROW(A1189)-52)/50,0)+4),3)","v":""},{"$f":"INDIRECT(\"'Fixture Schedule'!L\"&MOD(ROW(A1189)-52,50)+9)","v":0},{"$f":"INDIRECT(\"'Fixture Schedule'!O\"&MOD(ROW(A1189)-52,50)+9)","v":0},{"$f":"INDIRECT(\"'Space-by-Space Method'!F\"&ROUNDDOWN((ROW(A1189)-52)/50,0)+4)","v":0},{"$f":"INDIRECT(\"'Fixture Schedule'!L\"&MOD(ROW(A1189)-52,50)+9)","v":0},{"$f":"INDIRECT(\"'Space-by-Space Method'!D\"&ROUNDDOWN((ROW(A1189)-52)/50,0)+4)","v":0},{"$f":"INDIRECT(\"'Space-by-Space Method'!E\"&ROUNDDOWN((ROW(A1189)-52)/50,0)+4)","v":1}]
[{"$f":"IF(InteriorCalcType=2,IF(OR(AM1197=0,AN1197=\"DNQ\")=TRUE,\"\",INDIRECT(\"'Fixture Schedule'!M\"&MOD(ROW(A1197)-52,50)+9)),\"\")","v":""},{"$f":"IF(A1197=\"\",\"\",INDIRECT(\"'Fixture Schedule'!E\"&MOD(ROW(A1197)-52,50)+9))","v":""},{"$f":"IF(A1197=\"\",\"\",INDIRECT(\"'Fixture Schedule'!F\"&MOD(ROW(A1197)-52,50)+9))","v":""},{"$f":"IF(A1197=\"\",\"\",INDIRECT(\"'Fixture Schedule'!L\"&MOD(ROW(A1197)-52,50)+9))","v":""},"",null,null,{"$f":"IF(A1197=\"\",\"\",IF(AP1197=1,Summary!$C$12*(AO1197)/(SUM('Space-by-Space Method'!$BO$4:$BO$78,SUM('Exterior Lighting'!$BL$5:$BL$25))),0))","v":""},{"$f":"IF(A1197=\"\",\"\",IF(START!$B$34=1,INDIRECT(\"'Space-by-Space Method'!\"&SUBSTITUTE(ADDRESS(1,MOD(ROW(A1197)-52,50)+10,4),\"1\",\"\")&ROUNDDOWN((ROW(A1197)-52)/50,0)+4),\"\"))","v":""},{"$f":"IF(A1197=\"\",\"\",IF(AP1197=1,Summary!$F$11*(AO1197)/(SUM('Space-by-Space Method'!$BO$4:$BO$78,SUM('Exterior Lighting'!$BL$5:$BL$25))),0))","v":""},{"$f":"IF(A1197=\"\",\"\",IF(AP1197=1,Summary!$E$11*(AO1197)/(SUM('Space-by-Space Method'!$BO$4:$BO$78,SUM('Exterior Lighting'!$BL$5:$BL$25))),0))","v":""},{"$f":"IF(A1197=\"\",\"\",IF(AP1197=1,Summary!$G$11*(AO1197)/(SUM('Space-by-Space Method'!$BO$4:$BO$78,SUM('Exterior Lighting'!$BL$5:$BL$25))),0))","v":""},{"$f":"IF(A1197=\"\",\"\",IF(AP1197=1,Summary!$H$11*(AO1197)/(SUM('Space-by-Space Method'!$BO$4:$BO$78)),0))","v":""},{"$f":"IF(A1197=\"\",\"\",IF(AP1197=1,Summary!$I$11*(AO1197)/(SUM('Space-by-Space Method'!$BO$4:$BO$78)),0))","v":""},null,null,null,{"$f":"IF(A1197=\"\",\"\",IF(START!$B$34=2,INDIRECT(\"'Space-by-Space Method'!\"&SUBSTITUTE(ADDRESS(1,MOD(ROW(A1197)-52,50)+10,4),\"1\",\"\")&ROUNDDOWN((ROW(A1197)-52)/50,0)+4),\"\"))","v":""},{"$f":"IF(A1197=\"\",\"\",INDIRECT(\"'Space-by-Space Method'!C\"&ROUNDDOWN((ROW(A1197)-52)/50,0)+4))","v":""},{"$f":"IF(A1197=\"\",\"\",IF(COUNTIF(CommonSpaceTypes,AQ1197)>0,INDIRECT(\"'Space-by-Space Method'!F\"&ROUNDDOWN((ROW(A1197)-52)/50,0)+4),\"\"))","v":""},{"$f":"IF(A1197=\"\",\"\",IF(COUNTIF(BuildingSpecificSpaceTypes,AQ1197)>0,INDIRECT(\"'Space-by-Space Method'!F\"&ROUNDDOWN((ROW(A1197)-52)/50,0)+4),\"\"))","v":""},{"$f":"IF(A1197=\"\",\"\",INDIRECT(\"'Fixture Schedule'!D\"&MOD(ROW(A1197)-52,50)+9))","v":""},{"$f":"IF(A1197=\"\",\"\",IF(AR1197=\"\",\"\",INDIRECT(\"'Fixture Schedule'!K\"&MOD(ROW(A1197)-52,50)+9)))","v":""},"",{"$f":"IF(A1197=\"\",\"\",INDIRECT(\"'Fixture Schedule'!L\"&MOD(ROW(A1197)-52,50)+9))","v":""},null,null,null,null,null,null,null,null,null,null,null,null,null,{"$f":"INDIRECT(\"'Space-by-Space Method'!\"&SUBSTITUTE(ADDRESS(1,MOD(ROW(A1197)-52,50)+10,4),\"1\",\"\")&ROUNDDOWN((ROW(A1197)-52)/50,0)+4)","v":0},{"$f":"LEFT(INDIRECT(\"'Space-by-Space Method'!BJ\"&ROUNDDOWN((ROW(A1197)-52)/50,0)+4),3)","v":""},{"$f":"INDIRECT(\"'Fixture Schedule'!L\"&MOD(ROW(A1197)-52,50)+9)","v":0},{"$f":"INDIRECT(\"'Fixture Schedule'!O\"&MOD(ROW(A1197)-52,50)+9)","v":0},{"$f":"INDIRECT(\"'Space-by-Space Method'!F\"&ROUNDDOWN((ROW(A1197)-52)/50,0)+4)","v":0},{"$f":"INDIRECT(\"'Fixture Schedule'!L\"&MOD(ROW(A1197)-52,50)+9)","v":0},{"$f":"INDIRECT(\"'Space-by-Space Method'!D\"&ROUNDDOWN((ROW(A1197)-52)/50,0)+4)","v":0},{"$f":"INDIRECT(\"'Space-by-Space Method'!E\"&ROUNDDOWN((ROW(A1197)-52)/50,0)+4)","v":1}]
[{"$f":"IF(InteriorCalcType=2,IF(OR(AM1206=0,AN1206=\"DNQ\")=TRUE,\"\",INDIRECT(\"'Fixture Schedule'!M\"&MOD(ROW(A1206)-52,50)+9)),\"\")","v":""},{"$f":"IF(A1206=\"\",\"\",INDIRECT(\"'Fixture Schedule'!E\"&MOD(ROW(A1206)-52,50)+9))","v":""},{"$f":"IF(A1206=\"\",\"\",INDIRECT(\"'Fixture Schedule'!F\"&MOD(ROW(A1206)-52,50)+9))","v":""},{"$f":"IF(A1206=\"\",\"\",INDIRECT(\"'Fixture Schedule'!L\"&MOD(ROW(A1206)-52,50)+9))","v":""},"",null,null,{"$f":"IF(A1206=\"\",\"\",IF(AP1206=1,Summary!$C$12*(AO1206)/(SUM('Space-by-Space Method'!$BO$4:$BO$78,SUM('Exterior Lighting'!$BL$5:$BL$25))),0))","v":""},{"$f":"IF(A1206=\"\",\"\",IF(START!$B$34=1,INDIRECT(\"'Space-by-Space Method'!\"&SUBSTITUTE(ADDRESS(1,MOD(ROW(A1206)-52,50)+10,4),\"1\",\"\")&ROUNDDOWN((ROW(A1206)-52)/50,0)+4),\"\"))","v":""},{"$f":"IF(A1206=\"\",\"\",IF(AP1206=1,Summary!$F$11*(AO1206)/(SUM('Space-by-Space Method'!$BO$4:$BO$78,SUM('Exterior Lighting'!$BL$5:$BL$25))),0))","v":""},{"$f":"IF(A1206=\"\",\"\",IF(AP1206=1,Summary!$E$11*(AO1206)/(SUM('Space-by-Space Method'!$BO$4:$BO$78,SUM('Exterior Lighting'!$BL$5:$BL$25))),0))","v":""},{"$f":"IF(A1206=\"\",\"\",IF(AP1206=1,Summary!$G$11*(AO1206)/(SUM('Space-by-Space Method'!$BO$4:$BO$78,SUM('Exterior Lighting'!$BL$5:$BL$25))),0))","v":""},{"$f":"IF(A1206=\"\",\"\",IF(AP1206=1,Summary!$H$11*(AO1206)/(SUM('Space-by-Space Method'!$BO$4:$BO$78)),0))","v":""},{"$f":"IF(A1206=\"\",\"\",IF(AP1206=1,Summary!$I$11*(AO1206)/(SUM('Space-by-Space Method'!$BO$4:$BO$78)),0))","v":""},null,null,null,{"$f":"IF(A1206=\"\",\"\",IF(START!$B$34=2,INDIRECT(\"'Space-by-Space Method'!\"&SUBSTITUTE(ADDRESS(1,MOD(ROW(A1206)-52,50)+10,4),\"1\",\"\")&ROUNDDOWN((ROW(A1206)-52)/50,0)+4),\"\"))","v":""},{"$f":"IF(A1206=\"\",\"\",INDIRECT(\"'Space-by-Space Method'!C\"&ROUNDDOWN((ROW(A1206)-52)/50,0)+4))","v":""},{"$f":"IF(A1206=\"\",\"\",IF(COUNTIF(CommonSpaceTypes,AQ1206)>0,INDIRECT(\"'Space-by-Space Method'!F\"&ROUNDDOWN((ROW(A1206)-52)/50,0)+4),\"\"))","v":""},{"$f":"IF(A1206=\"\",\"\",IF(COUNTIF(BuildingSpecificSpaceTypes,AQ1206)>0,INDIRECT(\"'Space-by-Space Method'!F\"&ROUNDDOWN((ROW(A1206)-52)/50,0)+4),\"\"))","v":""},{"$f":"IF(A1206=\"\",\"\",INDIRECT(\"'Fixture Schedule'!D\"&MOD(ROW(A1206)-52,50)+9))","v":""},{"$f":"IF(A1206=\"\",\"\",IF(AR1206=\"\",\"\",INDIRECT(\"'Fixture Schedule'!K\"&MOD(ROW(A1206)-52,50)+9)))","v":""},"",{"$f":"IF(A1206=\"\",\"\",INDIRECT(\"'Fixture Schedule'!L\"&MOD(ROW(A1206)-52,50)+9))","v":""},null,null,null,null,null,null,null,null,null,null,null,null,null,{"$f":"INDIRECT(\"'Space-by-Space Method'!\"&SUBSTITUTE(ADDRESS(1,MOD(ROW(A1206)-52,50)+10,4),\"1\",\"\")&ROUNDDOWN((ROW(A1206)-52)/50,0)+4)","v":0},{"$f":"LEFT(INDIRECT(\"'Space-by-Space Method'!BJ\"&ROUNDDOWN((ROW(A1206)-52)/50,0)+4),3)","v":""},{"$f":"INDIRECT(\"'Fixture Schedule'!L\"&MOD(ROW(A1206)-52,50)+9)","v":0},{"$f":"INDIRECT(\"'Fixture Schedule'!O\"&MOD(ROW(A1206)-52,50)+9)","v":0},{"$f":"INDIRECT(\"'Space-by-Space Method'!F\"&ROUNDDOWN((ROW(A1206)-52)/50,0)+4)","v":0},{"$f":"INDIRECT(\"'Fixture Schedule'!L\"&MOD(ROW(A1206)-52,50)+9)","v":0},{"$f":"INDIRECT(\"'Space-by-Space Method'!D\"&ROUNDDOWN((ROW(A1206)-52)/50,0)+4)","v":0},{"$f":"INDIRECT(\"'Space-by-Space Method'!E\"&ROUNDDOWN((ROW(A1206)-52)/50,0)+4)","v":1}]
[{"$f":"IF(InteriorCalcType=2,IF(OR(AM1213=0,AN1213=\"DNQ\")=TRUE,\"\",INDIRECT(\"'Fixture Schedule'!M\"&MOD(ROW(A1213)-52,50)+9)),\"\")","v":""},{"$f":"IF(A1213=\"\",\"\",INDIRECT(\"'Fixture Schedule'!E\"&MOD(ROW(A1213)-52,50)+9))","v":""},{"$f":"IF(A1213=\"\",\"\",INDIRECT(\"'Fixture Schedule'!F\"&MOD(ROW(A1213)-52,50)+9))","v":""},{"$f":"IF(A1213=\"\",\"\",INDIRECT(\"'Fixture Schedule'!L\"&MOD(ROW(A1213)-52,50)+9))","v":""},"",null,null,{"$f":"IF(A1213=\"\",\"\",IF(AP1213=1,Summary!$C$12*(AO1213)/(SUM('Space-by-Space Method'!$BO$4:$BO$78,SUM('Exterior Lighting'!$BL$5:$BL$25))),0))","v":""},{"$f":"IF(A1213=\"\",\"\",IF(START!$B$34=1,INDIRECT(\"'Space-by-Space Method'!\"&SUBSTITUTE(ADDRESS(1,MOD(ROW(A1213)-52,50)+10,4),\"1\",\"\")&ROUNDDOWN((ROW(A1213)-52)/50,0)+4),\"\"))","v":""},{"$f":"IF(A1213=\"\",\"\",IF(AP1213=1,Summary!$F$11*(AO1213)/(SUM('Space-by-Space Method'!$BO$4:$BO$78,SUM('Exterior Lighting'!$BL$5:$BL$25))),0))","v":""},{"$f":"IF(A1213=\"\",\"\",IF(AP1213=1,Summary!$E$11*(AO1213)/(SUM('Space-by-Space Method'!$BO$4:$BO$78,SUM('Exterior Lighting'!$BL$5:$BL$25))),0))","v":""},{"$f":"IF(A1213=\"\",\"\",IF(AP1213=1,Summary!$G$11*(AO1213)/(SUM('Space-by-Space Method'!$BO$4:$BO$78,SUM('Exterior Lighting'!$BL$5:$BL$25))),0))","v":""},{"$f":"IF(A1213=\"\",\"\",IF(AP1213=1,Summary!$H$11*(AO1213)/(SUM('Space-by-Space Method'!$BO$4:$BO$78)),0))","v":""},{"$f":"IF(A1213=\"\",\"\",IF(AP1213=1,Summary!$I$11*(AO1213)/(SUM('Space-by-Space Method'!$BO$4:$BO$78)),0))","v":""},null,null,null,{"$f":"IF(A1213=\"\",\"\",IF(START!$B$34=2,INDIRECT(\"'Space-by-Space Method'!\"&SUBSTITUTE(ADDRESS(1,MOD(ROW(A1213)-52,50)+10,4),\"1\",\"\")&ROUNDDOWN((ROW(A1213)-52)/50,0)+4),\"\"))","v":""},{"$f":"IF(A1213=\"\",\"\",INDIRECT(\"'Space-by-Space Method'!C\"&ROUNDDOWN((ROW(A1213)-52)/50,0)+4))","v":""},{"$f":"IF(A1213=\"\",\"\",IF(COUNTIF(CommonSpaceTypes,AQ1213)>0,INDIRECT(\"'Space-by-Space Method'!F\"&ROUNDDOWN((ROW(A1213)-52)/50,0)+4),\"\"))","v":""},{"$f":"IF(A1213=\"\",\"\",IF(COUNTIF(BuildingSpecificSpaceTypes,AQ1213)>0,INDIRECT(\"'Space-by-Space Method'!F\"&ROUNDDOWN((ROW(A1213)-52)/50,0)+4),\"\"))","v":""},{"$f":"IF(A1213=\"\",\"\",INDIRECT(\"'Fixture Schedule'!D\"&MOD(ROW(A1213)-52,50)+9))","v":""},{"$f":"IF(A1213=\"\",\"\",IF(AR1213=\"\",\"\",INDIRECT(\"'Fixture Schedule'!K\"&MOD(ROW(A1213)-52,50)+9)))","v":""},"",{"$f":"IF(A1213=\"\",\"\",INDIRECT(\"'Fixture Schedule'!L\"&MOD(ROW(A1213)-52,50)+9))","v":""},null,null,null,null,null,null,null,null,null,null,null,null,null,{"$f":"INDIRECT(\"'Space-by-Space Method'!\"&SUBSTITUTE(ADDRESS(1,MOD(ROW(A1213)-52,50)+10,4),\"1\",\"\")&ROUNDDOWN((ROW(A1213)-52)/50,0)+4)","v":0},{"$f":"LEFT(INDIRECT(\"'Space-by-Space Method'!BJ\"&ROUNDDOWN((ROW(A1213)-52)/50,0)+4),3)","v":""},{"$f":"INDIRECT(\"'Fixture Schedule'!L\"&MOD(ROW(A1213)-52,50)+9)","v":0},{"$f":"INDIRECT(\"'Fixture Schedule'!O\"&MOD(ROW(A1213)-52,50)+9)","v":0},{"$f":"INDIRECT(\"'Space-by-Space Method'!F\"&ROUNDDOWN((ROW(A1213)-52)/50,0)+4)","v":0},{"$f":"INDIRECT(\"'Fixture Schedule'!L\"&MOD(ROW(A1213)-52,50)+9)","v":0},{"$f":"INDIRECT(\"'Space-by-Space Method'!D\"&ROUNDDOWN((ROW(A1213)-52)/50,0)+4)","v":0},{"$f":"INDIRECT(\"'Space-by-Space Method'!E\"&ROUNDDOWN((ROW(A1213)-52)/50,0)+4)","v":1}]
[{"$f":"IF(InteriorCalcType=2,IF(OR(AM1225=0,AN1225=\"DNQ\")=TRUE,\"\",INDIRECT(\"'Fixture Schedule'!M\"&MOD(ROW(A1225)-52,50)+9)),\"\")","v":""},{"$f":"IF(A1225=\"\",\"\",INDIRECT(\"'Fixture Schedule'!E\"&MOD(ROW(A1225)-52,50)+9))","v":""},{"$f":"IF(A1225=\"\",\"\",INDIRECT(\"'Fixture Schedule'!F\"&MOD(ROW(A1225)-52,50)+9))","v":""},{"$f":"IF(A1225=\"\",\"\",INDIRECT(\"'Fixture Schedule'!L\"&MOD(ROW(A1225)-52,50)+9))","v":""},"",null,null,{"$f":"IF(A1225=\"\",\"\",IF(AP1225=1,Summary!$C$12*(AO1225)/(SUM('Space-by-Space Method'!$BO$4:$BO$78,SUM('Exterior Lighting'!$BL$5:$BL$25))),0))","v":""},{"$f":"IF(A1225=\"\",\"\",IF(START!$B$34=1,INDIRECT(\"'Space-by-Space Method'!\"&SUBSTITUTE(ADDRESS(1,MOD(ROW(A1225)-52,50)+10,4),\"1\",\"\")&ROUNDDOWN((ROW(A1225)-52)/50,0)+4),\"\"))","v":""},{"$f":"IF(A1225=\"\",\"\",IF(AP1225=1,Summary!$F$11*(AO1225)/(SUM('Space-by-Space Method'!$BO$4:$BO$78,SUM('Exterior Lighting'!$BL$5:$BL$25))),0))","v":""},{"$f":"IF(A1225=\"\",\"\",IF(AP1225=1,Summary!$E$11*(AO1225)/(SUM('Space-by-Space Method'!$BO$4:$BO$78,SUM('Exterior Lighting'!$BL$5:$BL$25))),0))","v":""},{"$f":"IF(A1225=\"\",\"\",IF(AP1225=1,Summary!$G$11*(AO1225)/(SUM('Space-by-Space Method'!$BO$4:$BO$78,SUM('Exterior Lighting'!$BL$5:$BL$25))),0))","v":""},{"$f":"IF(A1225=\"\",\"\",IF(AP1225=1,Summary!$H$11*(AO1225)/(SUM('Space-by-Space Method'!$BO$4:$BO$78)),0))","v":""},{"$f":"IF(A1225=\"\",\"\",IF(AP1225=1,Summary!$I$11*(AO1225)/(SUM('Space-by-Space Method'!$BO$4:$BO$78)),0))","v":""},null,null,null,{"$f":"IF(A1225=\"\",\"\",IF(START!$B$34=2,INDIRECT(\"'Space-by-Space Method'!\"&SUBSTITUTE(ADDRESS(1,MOD(ROW(A1225)-52,50)+10,4),\"1\",\"\")&ROUNDDOWN((ROW(A1225)-52)/50,0)+4),\"\"))","v":""},{"$f":"IF(A1225=\"\",\"\",INDIRECT(\"'Space-by-Space Method'!C\"&ROUNDDOWN((ROW(A1225)-52)/50,0)+4))","v":""},{"$f":"IF(A1225=\"\",\"\",IF(COUNTIF(CommonSpaceTypes,AQ1225)>0,INDIRECT(\"'Space-by-Space Method'!F\"&ROUNDDOWN((ROW(A1225)-52)/50,0)+4),\"\"))","v":""},{"$f":"IF(A1225=\"\",\"\",IF(COUNTIF(BuildingSpecificSpaceTypes,AQ1225)>0,INDIRECT(\"'Space-by-Space Method'!F\"&ROUNDDOWN((ROW(A1225)-52)/50,0)+4),\"\"))","v":""},{"$f":"IF(A1225=\"\",\"\",INDIRECT(\"'Fixture Schedule'!D\"&MOD(ROW(A1225)-52,50)+9))","v":""},{"$f":"IF(A1225=\"\",\"\",IF(AR1225=\"\",\"\",INDIRECT(\"'Fixture Schedule'!K\"&MOD(ROW(A1225)-52,50)+9)))","v":""},"",{"$f":"IF(A1225=\"\",\"\",INDIRECT(\"'Fixture Schedule'!L\"&MOD(ROW(A1225)-52,50)+9))","v":""},null,null,null,null,null,null,null,null,null,null,null,null,null,{"$f":"INDIRECT(\"'Space-by-Space Method'!\"&SUBSTITUTE(ADDRESS(1,MOD(ROW(A1225)-52,50)+10,4),\"1\",\"\")&ROUNDDOWN((ROW(A1225)-52)/50,0)+4)","v":0},{"$f":"LEFT(INDIRECT(\"'Space-by-Space Method'!BJ\"&ROUNDDOWN((ROW(A1225)-52)/50,0)+4),3)","v":""},{"$f":"INDIRECT(\"'Fixture Schedule'!L\"&MOD(ROW(A1225)-52,50)+9)","v":0},{"$f":"INDIRECT(\"'Fixture Schedule'!O\"&MOD(ROW(A1225)-52,50)+9)","v":0},{"$f":"INDIRECT(\"'Space-by-Space Method'!F\"&ROUNDDOWN((ROW(A1225)-52)/50,0)+4)","v":0},{"$f":"INDIRECT(\"'Fixture Schedule'!L\"&MOD(ROW(A1225)-52,50)+9)","v":0},{"$f":"INDIRECT(\"'Space-by-Space Method'!D\"&ROUNDDOWN((ROW(A1225)-52)/50,0)+4)","v":0},{"$f":"INDIRECT(\"'Space-by-Space Method'!E\"&ROUNDDOWN((ROW(A1225)-52)/50,0)+4)","v":1}]
[{"$f":"IF(InteriorCalcType=2,IF(OR(AM1227=0,AN1227=\"DNQ\")=TRUE,\"\",INDIRECT(\"'Fixture Schedule'!M\"&MOD(ROW(A1227)-52,50)+9)),\"\")","v":""},{"$f":"IF(A1227=\"\",\"\",INDIRECT(\"'Fixture Schedule'!E\"&MOD(ROW(A1227)-52,50)+9))","v":""},{"$f":"IF(A1227=\"\",\"\",INDIRECT(\"'Fixture Schedule'!F\"&MOD(ROW(A1227)-52,50)+9))","v":""},{"$f":"IF(A1227=\"\",\"\",INDIRECT(\"'Fixture Schedule'!L\"&MOD(ROW(A1227)-52,50)+9))","v":""},"",null,null,{"$f":"IF(A1227=\"\",\"\",IF(AP1227=1,Summary!$C$12*(AO1227)/(SUM('Space-by-Space Method'!$BO$4:$BO$78,SUM('Exterior Lighting'!$BL$5:$BL$25))),0))","v":""},{"$f":"IF(A1227=\"\",\"\",IF(START!$B$34=1,INDIRECT(\"'Space-by-Space Method'!\"&SUBSTITUTE(ADDRESS(1,MOD(ROW(A1227)-52,50)+10,4),\"1\",\"\")&ROUNDDOWN((ROW(A1227)-52)/50,0)+4),\"\"))","v":""},{"$f":"IF(A1227=\"\",\"\",IF(AP1227=1,Summary!$F$11*(AO1227)/(SUM('Space-by-Space Method'!$BO$4:$BO$78,SUM('Exterior Lighting'!$BL$5:$BL$25))),0))","v":""},{"$f":"IF(A1227=\"\",\"\",IF(AP1227=1,Summary!$E$11*(AO1227)/(SUM('Space-by-Space Method'!$BO$4:$BO$78,SUM('Exterior Lighting'!$BL$5:$BL$25))),0))","v":""},{"$f":"IF(A1227=\"\",\"\",IF(AP1227=1,Summary!$G$11*(AO1227)/(SUM('Space-by-Space Method'!$BO$4:$BO$78,SUM('Exterior Lighting'!$BL$5:$BL$25))),0))","v":""},{"$f":"IF(A1227=\"\",\"\",IF(AP1227=1,Summary!$H$11*(AO1227)/(SUM('Space-by-Space Method'!$BO$4:$BO$78)),0))","v":""},{"$f":"IF(A1227=\"\",\"\",IF(AP1227=1,Summary!$I$11*(AO1227)/(SUM('Space-by-Space Method'!$BO$4:$BO$78)),0))","v":""},null,null,null,{"$f":"IF(A1227=\"\",\"\",IF(START!$B$34=2,INDIRECT(\"'Space-by-Space Method'!\"&SUBSTITUTE(ADDRESS(1,MOD(ROW(A1227)-52,50)+10,4),\"1\",\"\")&ROUNDDOWN((ROW(A1227)-52)/50,0)+4),\"\"))","v":""},{"$f":"IF(A1227=\"\",\"\",INDIRECT(\"'Space-by-Space Method'!C\"&ROUNDDOWN((ROW(A1227)-52)/50,0)+4))","v":""},{"$f":"IF(A1227=\"\",\"\",IF(COUNTIF(CommonSpaceTypes,AQ1227)>0,INDIRECT(\"'Space-by-Space Method'!F\"&ROUNDDOWN((ROW(A1227)-52)/50,0)+4),\"\"))","v":""},{"$f":"IF(A1227=\"\",\"\",IF(COUNTIF(BuildingSpecificSpaceTypes,AQ1227)>0,INDIRECT(\"'Space-by-Space Method'!F\"&ROUNDDOWN((ROW(A1227)-52)/50,0)+4),\"\"))","v":""},{"$f":"IF(A1227=\"\",\"\",INDIRECT(\"'Fixture Schedule'!D\"&MOD(ROW(A1227)-52,50)+9))","v":""},{"$f":"IF(A1227=\"\",\"\",IF(AR1227=\"\",\"\",INDIRECT(\"'Fixture Schedule'!K\"&MOD(ROW(A1227)-52,50)+9)))","v":""},"",{"$f":"IF(A1227=\"\",\"\",INDIRECT(\"'Fixture Schedule'!L\"&MOD(ROW(A1227)-52,50)+9))","v":""},null,null,null,null,null,null,null,null,null,null,null,null,null,{"$f":"INDIRECT(\"'Space-by-Space Method'!\"&SUBSTITUTE(ADDRESS(1,MOD(ROW(A1227)-52,50)+10,4),\"1\",\"\")&ROUNDDOWN((ROW(A1227)-52)/50,0)+4)","v":0},{"$f":"LEFT(INDIRECT(\"'Space-by-Space Method'!BJ\"&ROUNDDOWN((ROW(A1227)-52)/50,0)+4),3)","v":""},{"$f":"INDIRECT(\"'Fixture Schedule'!L\"&MOD(ROW(A1227)-52,50)+9)","v":0},{"$f":"INDIRECT(\"'Fixture Schedule'!O\"&MOD(ROW(A1227)-52,50)+9)","v":0},{"$f":"INDIRECT(\"'Space-by-Space Method'!F\"&ROUNDDOWN((ROW(A1227)-52)/50,0)+4)","v":0},{"$f":"INDIRECT(\"'Fixture Schedule'!L\"&MOD(ROW(A1227)-52,50)+9)","v":0},{"$f":"INDIRECT(\"'Space-by-Space Method'!D\"&ROUNDDOWN((ROW(A1227)-52)/50,0)+4)","v":0},{"$f":"INDIRECT(\"'Space-by-Space Method'!E\"&ROUNDDOWN((ROW(A1227)-52)/50,0)+4)","v":1}]
[{"$f":"IF(InteriorCalcType=2,IF(OR(AM1236=0,AN1236=\"DNQ\")=TRUE,\"\",INDIRECT(\"'Fixture Schedule'!M\"&MOD(ROW(A1236)-52,50)+9)),\"\")","v":""},{"$f":"IF(A1236=\"\",\"\",INDIRECT(\"'Fixture Schedule'!E\"&MOD(ROW(A1236)-52,50)+9))","v":""},{"$f":"IF(A1236=\"\",\"\",INDIRECT(\"'Fixture Schedule'!F\"&MOD(ROW(A1236)-52,50)+9))","v":""},{"$f":"IF(A1236=\"\",\"\",INDIRECT(\"'Fixture Schedule'!L\"&MOD(ROW(A1236)-52,50)+9))","v":""},"",null,null,{"$f":"IF(A1236=\"\",\"\",IF(AP1236=1,Summary!$C$12*(AO1236)/(SUM('Space-by-Space Method'!$BO$4:$BO$78,SUM('Exterior Lighting'!$BL$5:$BL$25))),0))","v":""},{"$f":"IF(A1236=\"\",\"\",IF(START!$B$34=1,INDIRECT(\"'Space-by-Space Method'!\"&SUBSTITUTE(ADDRESS(1,MOD(ROW(A1236)-52,50)+10,4),\"1\",\"\")&ROUNDDOWN((ROW(A1236)-52)/50,0)+4),\"\"))","v":""},{"$f":"IF(A1236=\"\",\"\",IF(AP1236=1,Summary!$F$11*(AO1236)/(SUM('Space-by-Space Method'!$BO$4:$BO$78,SUM('Exterior Lighting'!$BL$5:$BL$25))),0))","v":""},{"$f":"IF(A1236=\"\",\"\",IF(AP1236=1,Summary!$E$11*(AO1236)/(SUM('Space-by-Space Method'!$BO$4:$BO$78,SUM('Exterior Lighting'!$BL$5:$BL$25))),0))","v":""},{"$f":"IF(A1236=\"\",\"\",IF(AP1236=1,Summary!$G$11*(AO1236)/(SUM('Space-by-Space Method'!$BO$4:$BO$78,SUM('Exterior Lighting'!$BL$5:$BL$25))),0))","v":""},{"$f":"IF(A1236=\"\",\"\",IF(AP1236=1,Summary!$H$11*(AO1236)/(SUM('Space-by-Space Method'!$BO$4:$BO$78)),0))","v":""},{"$f":"IF(A1236=\"\",\"\",IF(AP1236=1,Summary!$I$11*(AO1236)/(SUM('Space-by-Space Method'!$BO$4:$BO$78)),0))","v":""},null,null,null,{"$f":"IF(A1236=\"\",\"\",IF(START!$B$34=2,INDIRECT(\"'Space-by-Space Method'!\"&SUBSTITUTE(ADDRESS(1,MOD(ROW(A1236)-52,50)+10,4),\"1\",\"\")&ROUNDDOWN((ROW(A1236)-52)/50,0)+4),\"\"))","v":""},{"$f":"IF(A1236=\"\",\"\",INDIRECT(\"'Space-by-Space Method'!C\"&ROUNDDOWN((ROW(A1236)-52)/50,0)+4))","v":""},{"$f":"IF(A1236=\"\",\"\",IF(COUNTIF(CommonSpaceTypes,AQ1236)>0,INDIRECT(\"'Space-by-Space Method'!F\"&ROUNDDOWN((ROW(A1236)-52)/50,0)+4),\"\"))","v":""},{"$f":"IF(A1236=\"\",\"\",IF(COUNTIF(BuildingSpecificSpaceTypes,AQ1236)>0,INDIRECT(\"'Space-by-Space Method'!F\"&ROUNDDOWN((ROW(A1236)-52)/50,0)+4),\"\"))","v":""},{"$f":"IF(A1236=\"\",\"\",INDIRECT(\"'Fixture Schedule'!D\"&MOD(ROW(A1236)-52,50)+9))","v":""},{"$f":"IF(A1236=\"\",\"\",IF(AR1236=\"\",\"\",INDIRECT(\"'Fixture Schedule'!K\"&MOD(ROW(A1236)-52,50)+9)))","v":""},"",{"$f":"IF(A1236=\"\",\"\",INDIRECT(\"'Fixture Schedule'!L\"&MOD(ROW(A1236)-52,50)+9))","v":""},null,null,null,null,null,null,null,null,null,null,null,null,null,{"$f":"INDIRECT(\"'Space-by-Space Method'!\"&SUBSTITUTE(ADDRESS(1,MOD(ROW(A1236)-52,50)+10,4),\"1\",\"\")&ROUNDDOWN((ROW(A1236)-52)/50,0)+4)","v":0},{"$f":"LEFT(INDIRECT(\"'Space-by-Space Method'!BJ\"&ROUNDDOWN((ROW(A1236)-52)/50,0)+4),3)","v":""},{"$f":"INDIRECT(\"'Fixture Schedule'!L\"&MOD(ROW(A1236)-52,50)+9)","v":0},{"$f":"INDIRECT(\"'Fixture Schedule'!O\"&MOD(ROW(A1236)-52,50)+9)","v":0},{"$f":"INDIRECT(\"'Space-by-Space Method'!F\"&ROUNDDOWN((ROW(A1236)-52)/50,0)+4)","v":0},{"$f":"INDIRECT(\"'Fixture Schedule'!L\"&MOD(ROW(A1236)-52,50)+9)","v":0},{"$f":"INDIRECT(\"'Space-by-Space Method'!D\"&ROUNDDOWN((ROW(A1236)-52)/50,0)+4)","v":0},{"$f":"INDIRECT(\"'Space-by-Space Method'!E\"&ROUNDDOWN((ROW(A1236)-52)/50,0)+4)","v":1}]
[{"$f":"IF(InteriorCalcType=2,IF(OR(AM1245=0,AN1245=\"DNQ\")=TRUE,\"\",INDIRECT(\"'Fixture Schedule'!M\"&MOD(ROW(A1245)-52,50)+9)),\"\")","v":""},{"$f":"IF(A1245=\"\",\"\",INDIRECT(\"'Fixture Schedule'!E\"&MOD(ROW(A1245)-52,50)+9))","v":""},{"$f":"IF(A1245=\"\",\"\",INDIRECT(\"'Fixture Schedule'!F\"&MOD(ROW(A1245)-52,50)+9))","v":""},{"$f":"IF(A1245=\"\",\"\",INDIRECT(\"'Fixture Schedule'!L\"&MOD(ROW(A1245)-52,50)+9))","v":""},"",null,null,{"$f":"IF(A1245=\"\",\"\",IF(AP1245=1,Summary!$C$12*(AO1245)/(SUM('Space-by-Space Method'!$BO$4:$BO$78,SUM('Exterior Lighting'!$BL$5:$BL$25))),0))","v":""},{"$f":"IF(A1245=\"\",\"\",IF(START!$B$34=1,INDIRECT(\"'Space-by-Space Method'!\"&SUBSTITUTE(ADDRESS(1,MOD(ROW(A1245)-52,50)+10,4),\"1\",\"\")&ROUNDDOWN((ROW(A1245)-52)/50,0)+4),\"\"))","v":""},{"$f":"IF(A1245=\"\",\"\",IF(AP1245=1,Summary!$F$11*(AO1245)/(SUM('Space-by-Space Method'!$BO$4:$BO$78,SUM('Exterior Lighting'!$BL$5:$BL$25))),0))","v":""},{"$f":"IF(A1245=\"\",\"\",IF(AP1245=1,Summary!$E$11*(AO1245)/(SUM('Space-by-Space Method'!$BO$4:$BO$78,SUM('Exterior Lighting'!$BL$5:$BL$25))),0))","v":""},{"$f":"IF(A1245=\"\",\"\",IF(AP1245=1,Summary!$G$11*(AO1245)/(SUM('Space-by-Space Method'!$BO$4:$BO$78,SUM('Exterior Lighting'!$BL$5:$BL$25))),0))","v":""},{"$f":"IF(A1245=\"\",\"\",IF(AP1245=1,Summary!$H$11*(AO1245)/(SUM('Space-by-Space Method'!$BO$4:$BO$78)),0))","v":""},{"$f":"IF(A1245=\"\",\"\",IF(AP1245=1,Summary!$I$11*(AO1245)/(SUM('Space-by-Space Method'!$BO$4:$BO$78)),0))","v":""},null,null,null,{"$f":"IF(A1245=\"\",\"\",IF(START!$B$34=2,INDIRECT(\"'Space-by-Space Method'!\"&SUBSTITUTE(ADDRESS(1,MOD(ROW(A1245)-52,50)+10,4),\"1\",\"\")&ROUNDDOWN((ROW(A1245)-52)/50,0)+4),\"\"))","v":""},{"$f":"IF(A1245=\"\",\"\",INDIRECT(\"'Space-by-Space Method'!C\"&ROUNDDOWN((ROW(A1245)-52)/50,0)+4))","v":""},{"$f":"IF(A1245=\"\",\"\",IF(COUNTIF(CommonSpaceTypes,AQ1245)>0,INDIRECT(\"'Space-by-Space Method'!F\"&ROUNDDOWN((ROW(A1245)-52)/50,0)+4),\"\"))","v":""},{"$f":"IF(A1245=\"\",\"\",IF(COUNTIF(BuildingSpecificSpaceTypes,AQ1245)>0,INDIRECT(\"'Space-by-Space Method'!F\"&ROUNDDOWN((ROW(A1245)-52)/50,0)+4),\"\"))","v":""},{"$f":"IF(A1245=\"\",\"\",INDIRECT(\"'Fixture Schedule'!D\"&MOD(ROW(A1245)-52,50)+9))","v":""},{"$f":"IF(A1245=\"\",\"\",IF(AR1245=\"\",\"\",INDIRECT(\"'Fixture Schedule'!K\"&MOD(ROW(A1245)-52,50)+9)))","v":""},"",{"$f":"IF(A1245=\"\",\"\",INDIRECT(\"'Fixture Schedule'!L\"&MOD(ROW(A1245)-52,50)+9))","v":""},null,null,null,null,null,null,null,null,null,null,null,null,null,{"$f":"INDIRECT(\"'Space-by-Space Method'!\"&SUBSTITUTE(ADDRESS(1,MOD(ROW(A1245)-52,50)+10,4),\"1\",\"\")&ROUNDDOWN((ROW(A1245)-52)/50,0)+4)","v":0},{"$f":"LEFT(INDIRECT(\"'Space-by-Space Method'!BJ\"&ROUNDDOWN((ROW(A1245)-52)/50,0)+4),3)","v":""},{"$f":"INDIRECT(\"'Fixture Schedule'!L\"&MOD(ROW(A1245)-52,50)+9)","v":0},{"$f":"INDIRECT(\"'Fixture Schedule'!O\"&MOD(ROW(A1245)-52,50)+9)","v":0},{"$f":"INDIRECT(\"'Space-by-Space Method'!F\"&ROUNDDOWN((ROW(A1245)-52)/50,0)+4)","v":0},{"$f":"INDIRECT(\"'Fixture Schedule'!L\"&MOD(ROW(A1245)-52,50)+9)","v":0},{"$f":"INDIRECT(\"'Space-by-Space Method'!D\"&ROUNDDOWN((ROW(A1245)-52)/50,0)+4)","v":0},{"$f":"INDIRECT(\"'Space-by-Space Method'!E\"&ROUNDDOWN((ROW(A1245)-52)/50,0)+4)","v":1}]
[{"$f":"IF(InteriorCalcType=2,IF(OR(AM1255=0,AN1255=\"DNQ\")=TRUE,\"\",INDIRECT(\"'Fixture Schedule'!M\"&MOD(ROW(A1255)-52,50)+9)),\"\")","v":""},{"$f":"IF(A1255=\"\",\"\",INDIRECT(\"'Fixture Schedule'!E\"&MOD(ROW(A1255)-52,50)+9))","v":""},{"$f":"IF(A1255=\"\",\"\",INDIRECT(\"'Fixture Schedule'!F\"&MOD(ROW(A1255)-52,50)+9))","v":""},{"$f":"IF(A1255=\"\",\"\",INDIRECT(\"'Fixture Schedule'!L\"&MOD(ROW(A1255)-52,50)+9))","v":""},"",null,null,{"$f":"IF(A1255=\"\",\"\",IF(AP1255=1,Summary!$C$12*(AO1255)/(SUM('Space-by-Space Method'!$BO$4:$BO$78,SUM('Exterior Lighting'!$BL$5:$BL$25))),0))","v":""},{"$f":"IF(A1255=\"\",\"\",IF(START!$B$34=1,INDIRECT(\"'Space-by-Space Method'!\"&SUBSTITUTE(ADDRESS(1,MOD(ROW(A1255)-52,50)+10,4),\"1\",\"\")&ROUNDDOWN((ROW(A1255)-52)/50,0)+4),\"\"))","v":""},{"$f":"IF(A1255=\"\",\"\",IF(AP1255=1,Summary!$F$11*(AO1255)/(SUM('Space-by-Space Method'!$BO$4:$BO$78,SUM('Exterior Lighting'!$BL$5:$BL$25))),0))","v":""},{"$f":"IF(A1255=\"\",\"\",IF(AP1255=1,Summary!$E$11*(AO1255)/(SUM('Space-by-Space Method'!$BO$4:$BO$78,SUM('Exterior Lighting'!$BL$5:$BL$25))),0))","v":""},{"$f":"IF(A1255=\"\",\"\",IF(AP1255=1,Summary!$G$11*(AO1255)/(SUM('Space-by-Space Method'!$BO$4:$BO$78,SUM('Exterior Lighting'!$BL$5:$BL$25))),0))","v":""},{"$f":"IF(A1255=\"\",\"\",IF(AP1255=1,Summary!$H$11*(AO1255)/(SUM('Space-by-Space Method'!$BO$4:$BO$78)),0))","v":""},{"$f":"IF(A1255=\"\",\"\",IF(AP1255=1,Summary!$I$11*(AO1255)/(SUM('Space-by-Space Method'!$BO$4:$BO$78)),0))","v":""},null,null,null,{"$f":"IF(A1255=\"\",\"\",IF(START!$B$34=2,INDIRECT(\"'Space-by-Space Method'!\"&SUBSTITUTE(ADDRESS(1,MOD(ROW(A1255)-52,50)+10,4),\"1\",\"\")&ROUNDDOWN((ROW(A1255)-52)/50,0)+4),\"\"))","v":""},{"$f":"IF(A1255=\"\",\"\",INDIRECT(\"'Space-by-Space Method'!C\"&ROUNDDOWN((ROW(A1255)-52)/50,0)+4))","v":""},{"$f":"IF(A1255=\"\",\"\",IF(COUNTIF(CommonSpaceTypes,AQ1255)>0,INDIRECT(\"'Space-by-Space Method'!F\"&ROUNDDOWN((ROW(A1255)-52)/50,0)+4),\"\"))","v":""},{"$f":"IF(A1255=\"\",\"\",IF(COUNTIF(BuildingSpecificSpaceTypes,AQ1255)>0,INDIRECT(\"'Space-by-Space Method'!F\"&ROUNDDOWN((ROW(A1255)-52)/50,0)+4),\"\"))","v":""},{"$f":"IF(A1255=\"\",\"\",INDIRECT(\"'Fixture Schedule'!D\"&MOD(ROW(A1255)-52,50)+9))","v":""},{"$f":"IF(A1255=\"\",\"\",IF(AR1255=\"\",\"\",INDIRECT(\"'Fixture Schedule'!K\"&MOD(ROW(A1255)-52,50)+9)))","v":""},"",{"$f":"IF(A1255=\"\",\"\",INDIRECT(\"'Fixture Schedule'!L\"&MOD(ROW(A1255)-52,50)+9))","v":""},null,null,null,null,null,null,null,null,null,null,null,null,null,{"$f":"INDIRECT(\"'Space-by-Space Method'!\"&SUBSTITUTE(ADDRESS(1,MOD(ROW(A1255)-52,50)+10,4),\"1\",\"\")&ROUNDDOWN((ROW(A1255)-52)/50,0)+4)","v":0},{"$f":"LEFT(INDIRECT(\"'Space-by-Space Method'!BJ\"&ROUNDDOWN((ROW(A1255)-52)/50,0)+4),3)","v":""},{"$f":"INDIRECT(\"'Fixture Schedule'!L\"&MOD(ROW(A1255)-52,50)+9)","v":0},{"$f":"INDIRECT(\"'Fixture Schedule'!O\"&MOD(ROW(A1255)-52,50)+9)","v":0},{"$f":"INDIRECT(\"'Space-by-Space Method'!F\"&ROUNDDOWN((ROW(A1255)-52)/50,0)+4)","v":0},{"$f":"INDIRECT(\"'Fixture Schedule'!L\"&MOD(ROW(A1255)-52,50)+9)","v":0},{"$f":"INDIRECT(\"'Space-by-Space Method'!D\"&ROUNDDOWN((ROW(A1255)-52)/50,0)+4)","v":0},{"$f":"INDIRECT(\"'Space-by-Space Method'!E\"&ROUNDDOWN((ROW(A1255)-52)/50,0)+4)","v":1}]
[{"$f":"IF(InteriorCalcType=2,IF(OR(AM1263=0,AN1263=\"DNQ\")=TRUE,\"\",INDIRECT(\"'Fixture Schedule'!M\"&MOD(ROW(A1263)-52,50)+9)),\"\")","v":""},{"$f":"IF(A1263=\"\",\"\",INDIRECT(\"'Fixture Schedule'!E\"&MOD(ROW(A1263)-52,50)+9))","v":""},{"$f":"IF(A1263=\"\",\"\",INDIRECT(\"'Fixture Schedule'!F\"&MOD(ROW(A1263)-52,50)+9))","v":""},{"$f":"IF(A1263=\"\",\"\",INDIRECT(\"'Fixture Schedule'!L\"&MOD(ROW(A1263)-52,50)+9))","v":""},"",null,null,{"$f":"IF(A1263=\"\",\"\",IF(AP1263=1,Summary!$C$12*(AO1263)/(SUM('Space-by-Space Method'!$BO$4:$BO$78,SUM('Exterior Lighting'!$BL$5:$BL$25))),0))","v":""},{"$f":"IF(A1263=\"\",\"\",IF(START!$B$34=1,INDIRECT(\"'Space-by-Space Method'!\"&SUBSTITUTE(ADDRESS(1,MOD(ROW(A1263)-52,50)+10,4),\"1\",\"\")&ROUNDDOWN((ROW(A1263)-52)/50,0)+4),\"\"))","v":""},{"$f":"IF(A1263=\"\",\"\",IF(AP1263=1,Summary!$F$11*(AO1263)/(SUM('Space-by-Space Method'!$BO$4:$BO$78,SUM('Exterior Lighting'!$BL$5:$BL$25))),0))","v":""},{"$f":"IF(A1263=\"\",\"\",IF(AP1263=1,Summary!$E$11*(AO1263)/(SUM('Space-by-Space Method'!$BO$4:$BO$78,SUM('Exterior Lighting'!$BL$5:$BL$25))),0))","v":""},{"$f":"IF(A1263=\"\",\"\",IF(AP1263=1,Summary!$G$11*(AO1263)/(SUM('Space-by-Space Method'!$BO$4:$BO$78,SUM('Exterior Lighting'!$BL$5:$BL$25))),0))","v":""},{"$f":"IF(A1263=\"\",\"\",IF(AP1263=1,Summary!$H$11*(AO1263)/(SUM('Space-by-Space Method'!$BO$4:$BO$78)),0))","v":""},{"$f":"IF(A1263=\"\",\"\",IF(AP1263=1,Summary!$I$11*(AO1263)/(SUM('Space-by-Space Method'!$BO$4:$BO$78)),0))","v":""},null,null,null,{"$f":"IF(A1263=\"\",\"\",IF(START!$B$34=2,INDIRECT(\"'Space-by-Space Method'!\"&SUBSTITUTE(ADDRESS(1,MOD(ROW(A1263)-52,50)+10,4),\"1\",\"\")&ROUNDDOWN((ROW(A1263)-52)/50,0)+4),\"\"))","v":""},{"$f":"IF(A1263=\"\",\"\",INDIRECT(\"'Space-by-Space Method'!C\"&ROUNDDOWN((ROW(A1263)-52)/50,0)+4))","v":""},{"$f":"IF(A1263=\"\",\"\",IF(COUNTIF(CommonSpaceTypes,AQ1263)>0,INDIRECT(\"'Space-by-Space Method'!F\"&ROUNDDOWN((ROW(A1263)-52)/50,0)+4),\"\"))","v":""},{"$f":"IF(A1263=\"\",\"\",IF(COUNTIF(BuildingSpecificSpaceTypes,AQ1263)>0,INDIRECT(\"'Space-by-Space Method'!F\"&ROUNDDOWN((ROW(A1263)-52)/50,0)+4),\"\"))","v":""},{"$f":"IF(A1263=\"\",\"\",INDIRECT(\"'Fixture Schedule'!D\"&MOD(ROW(A1263)-52,50)+9))","v":""},{"$f":"IF(A1263=\"\",\"\",IF(AR1263=\"\",\"\",INDIRECT(\"'Fixture Schedule'!K\"&MOD(ROW(A1263)-52,50)+9)))","v":""},"",{"$f":"IF(A1263=\"\",\"\",INDIRECT(\"'Fixture Schedule'!L\"&MOD(ROW(A1263)-52,50)+9))","v":""},null,null,null,null,null,null,null,null,null,null,null,null,null,{"$f":"INDIRECT(\"'Space-by-Space Method'!\"&SUBSTITUTE(ADDRESS(1,MOD(ROW(A1263)-52,50)+10,4),\"1\",\"\")&ROUNDDOWN((ROW(A1263)-52)/50,0)+4)","v":0},{"$f":"LEFT(INDIRECT(\"'Space-by-Space Method'!BJ\"&ROUNDDOWN((ROW(A1263)-52)/50,0)+4),3)","v":""},{"$f":"INDIRECT(\"'Fixture Schedule'!L\"&MOD(ROW(A1263)-52,50)+9)","v":0},{"$f":"INDIRECT(\"'Fixture Schedule'!O\"&MOD(ROW(A1263)-52,50)+9)","v":0},{"$f":"INDIRECT(\"'Space-by-Space Method'!F\"&ROUNDDOWN((ROW(A1263)-52)/50,0)+4)","v":0},{"$f":"INDIRECT(\"'Fixture Schedule'!L\"&MOD(ROW(A1263)-52,50)+9)","v":0},{"$f":"INDIRECT(\"'Space-by-Space Method'!D\"&ROUNDDOWN((ROW(A1263)-52)/50,0)+4)","v":0},{"$f":"INDIRECT(\"'Space-by-Space Method'!E\"&ROUNDDOWN((ROW(A1263)-52)/50,0)+4)","v":1}]
[{"$f":"IF(InteriorCalcType=2,IF(OR(AM1274=0,AN1274=\"DNQ\")=TRUE,\"\",INDIRECT(\"'Fixture Schedule'!M\"&MOD(ROW(A1274)-52,50)+9)),\"\")","v":""},{"$f":"IF(A1274=\"\",\"\",INDIRECT(\"'Fixture Schedule'!E\"&MOD(ROW(A1274)-52,50)+9))","v":""},{"$f":"IF(A1274=\"\",\"\",INDIRECT(\"'Fixture Schedule'!F\"&MOD(ROW(A1274)-52,50)+9))","v":""},{"$f":"IF(A1274=\"\",\"\",INDIRECT(\"'Fixture Schedule'!L\"&MOD(ROW(A1274)-52,50)+9))","v":""},"",null,null,{"$f":"IF(A1274=\"\",\"\",IF(AP1274=1,Summary!$C$12*(AO1274)/(SUM('Space-by-Space Method'!$BO$4:$BO$78,SUM('Exterior Lighting'!$BL$5:$BL$25))),0))","v":""},{"$f":"IF(A1274=\"\",\"\",IF(START!$B$34=1,INDIRECT(\"'Space-by-Space Method'!\"&SUBSTITUTE(ADDRESS(1,MOD(ROW(A1274)-52,50)+10,4),\"1\",\"\")&ROUNDDOWN((ROW(A1274)-52)/50,0)+4),\"\"))","v":""},{"$f":"IF(A1274=\"\",\"\",IF(AP1274=1,Summary!$F$11*(AO1274)/(SUM('Space-by-Space Method'!$BO$4:$BO$78,SUM('Exterior Lighting'!$BL$5:$BL$25))),0))","v":""},{"$f":"IF(A1274=\"\",\"\",IF(AP1274=1,Summary!$E$11*(AO1274)/(SUM('Space-by-Space Method'!$BO$4:$BO$78,SUM('Exterior Lighting'!$BL$5:$BL$25))),0))","v":""},{"$f":"IF(A1274=\"\",\"\",IF(AP1274=1,Summary!$G$11*(AO1274)/(SUM('Space-by-Space Method'!$BO$4:$BO$78,SUM('Exterior Lighting'!$BL$5:$BL$25))),0))","v":""},{"$f":"IF(A1274=\"\",\"\",IF(AP1274=1,Summary!$H$11*(AO1274)/(SUM('Space-by-Space Method'!$BO$4:$BO$78)),0))","v":""},{"$f":"IF(A1274=\"\",\"\",IF(AP1274=1,Summary!$I$11*(AO1274)/(SUM('Space-by-Space Method'!$BO$4:$BO$78)),0))","v":""},null,null,null,{"$f":"IF(A1274=\"\",\"\",IF(START!$B$34=2,INDIRECT(\"'Space-by-Space Method'!\"&SUBSTITUTE(ADDRESS(1,MOD(ROW(A1274)-52,50)+10,4),\"1\",\"\")&ROUNDDOWN((ROW(A1274)-52)/50,0)+4),\"\"))","v":""},{"$f":"IF(A1274=\"\",\"\",INDIRECT(\"'Space-by-Space Method'!C\"&ROUNDDOWN((ROW(A1274)-52)/50,0)+4))","v":""},{"$f":"IF(A1274=\"\",\"\",IF(COUNTIF(CommonSpaceTypes,AQ1274)>0,INDIRECT(\"'Space-by-Space Method'!F\"&ROUNDDOWN((ROW(A1274)-52)/50,0)+4),\"\"))","v":""},{"$f":"IF(A1274=\"\",\"\",IF(COUNTIF(BuildingSpecificSpaceTypes,AQ1274)>0,INDIRECT(\"'Space-by-Space Method'!F\"&ROUNDDOWN((ROW(A1274)-52)/50,0)+4),\"\"))","v":""},{"$f":"IF(A1274=\"\",\"\",INDIRECT(\"'Fixture Schedule'!D\"&MOD(ROW(A1274)-52,50)+9))","v":""},{"$f":"IF(A1274=\"\",\"\",IF(AR1274=\"\",\"\",INDIRECT(\"'Fixture Schedule'!K\"&MOD(ROW(A1274)-52,50)+9)))","v":""},"",{"$f":"IF(A1274=\"\",\"\",INDIRECT(\"'Fixture Schedule'!L\"&MOD(ROW(A1274)-52,50)+9))","v":""},null,null,null,null,null,null,null,null,null,null,null,null,null,{"$f":"INDIRECT(\"'Space-by-Space Method'!\"&SUBSTITUTE(ADDRESS(1,MOD(ROW(A1274)-52,50)+10,4),\"1\",\"\")&ROUNDDOWN((ROW(A1274)-52)/50,0)+4)","v":0},{"$f":"LEFT(INDIRECT(\"'Space-by-Space Method'!BJ\"&ROUNDDOWN((ROW(A1274)-52)/50,0)+4),3)","v":""},{"$f":"INDIRECT(\"'Fixture Schedule'!L\"&MOD(ROW(A1274)-52,50)+9)","v":0},{"$f":"INDIRECT(\"'Fixture Schedule'!O\"&MOD(ROW(A1274)-52,50)+9)","v":0},{"$f":"INDIRECT(\"'Space-by-Space Method'!F\"&ROUNDDOWN((ROW(A1274)-52)/50,0)+4)","v":0},{"$f":"INDIRECT(\"'Fixture Schedule'!L\"&MOD(ROW(A1274)-52,50)+9)","v":0},{"$f":"INDIRECT(\"'Space-by-Space Method'!D\"&ROUNDDOWN((ROW(A1274)-52)/50,0)+4)","v":0},{"$f":"INDIRECT(\"'Space-by-Space Method'!E\"&ROUNDDOWN((ROW(A1274)-52)/50,0)+4)","v":1}]
[{"$f":"IF(InteriorCalcType=2,IF(OR(AM1281=0,AN1281=\"DNQ\")=TRUE,\"\",INDIRECT(\"'Fixture Schedule'!M\"&MOD(ROW(A1281)-52,50)+9)),\"\")","v":""},{"$f":"IF(A1281=\"\",\"\",INDIRECT(\"'Fixture Schedule'!E\"&MOD(ROW(A1281)-52,50)+9))","v":""},{"$f":"IF(A1281=\"\",\"\",INDIRECT(\"'Fixture Schedule'!F\"&MOD(ROW(A1281)-52,50)+9))","v":""},{"$f":"IF(A1281=\"\",\"\",INDIRECT(\"'Fixture Schedule'!L\"&MOD(ROW(A1281)-52,50)+9))","v":""},"",null,null,{"$f":"IF(A1281=\"\",\"\",IF(AP1281=1,Summary!$C$12*(AO1281)/(SUM('Space-by-Space Method'!$BO$4:$BO$78,SUM('Exterior Lighting'!$BL$5:$BL$25))),0))","v":""},{"$f":"IF(A1281=\"\",\"\",IF(START!$B$34=1,INDIRECT(\"'Space-by-Space Method'!\"&SUBSTITUTE(ADDRESS(1,MOD(ROW(A1281)-52,50)+10,4),\"1\",\"\")&ROUNDDOWN((ROW(A1281)-52)/50,0)+4),\"\"))","v":""},{"$f":"IF(A1281=\"\",\"\",IF(AP1281=1,Summary!$F$11*(AO1281)/(SUM('Space-by-Space Method'!$BO$4:$BO$78,SUM('Exterior Lighting'!$BL$5:$BL$25))),0))","v":""},{"$f":"IF(A1281=\"\",\"\",IF(AP1281=1,Summary!$E$11*(AO1281)/(SUM('Space-by-Space Method'!$BO$4:$BO$78,SUM('Exterior Lighting'!$BL$5:$BL$25))),0))","v":""},{"$f":"IF(A1281=\"\",\"\",IF(AP1281=1,Summary!$G$11*(AO1281)/(SUM('Space-by-Space Method'!$BO$4:$BO$78,SUM('Exterior Lighting'!$BL$5:$BL$25))),0))","v":""},{"$f":"IF(A1281=\"\",\"\",IF(AP1281=1,Summary!$H$11*(AO1281)/(SUM('Space-by-Space Method'!$BO$4:$BO$78)),0))","v":""},{"$f":"IF(A1281=\"\",\"\",IF(AP1281=1,Summary!$I$11*(AO1281)/(SUM('Space-by-Space Method'!$BO$4:$BO$78)),0))","v":""},null,null,null,{"$f":"IF(A1281=\"\",\"\",IF(START!$B$34=2,INDIRECT(\"'Space-by-Space Method'!\"&SUBSTITUTE(ADDRESS(1,MOD(ROW(A1281)-52,50)+10,4),\"1\",\"\")&ROUNDDOWN((ROW(A1281)-52)/50,0)+4),\"\"))","v":""},{"$f":"IF(A1281=\"\",\"\",INDIRECT(\"'Space-by-Space Method'!C\"&ROUNDDOWN((ROW(A1281)-52)/50,0)+4))","v":""},{"$f":"IF(A1281=\"\",\"\",IF(COUNTIF(CommonSpaceTypes,AQ1281)>0,INDIRECT(\"'Space-by-Space Method'!F\"&ROUNDDOWN((ROW(A1281)-52)/50,0)+4),\"\"))","v":""},{"$f":"IF(A1281=\"\",\"\",IF(COUNTIF(BuildingSpecificSpaceTypes,AQ1281)>0,INDIRECT(\"'Space-by-Space Method'!F\"&ROUNDDOWN((ROW(A1281)-52)/50,0)+4),\"\"))","v":""},{"$f":"IF(A1281=\"\",\"\",INDIRECT(\"'Fixture Schedule'!D\"&MOD(ROW(A1281)-52,50)+9))","v":""},{"$f":"IF(A1281=\"\",\"\",IF(AR1281=\"\",\"\",INDIRECT(\"'Fixture Schedule'!K\"&MOD(ROW(A1281)-52,50)+9)))","v":""},"",{"$f":"IF(A1281=\"\",\"\",INDIRECT(\"'Fixture Schedule'!L\"&MOD(ROW(A1281)-52,50)+9))","v":""},null,null,null,null,null,null,null,null,null,null,null,null,null,{"$f":"INDIRECT(\"'Space-by-Space Method'!\"&SUBSTITUTE(ADDRESS(1,MOD(ROW(A1281)-52,50)+10,4),\"1\",\"\")&ROUNDDOWN((ROW(A1281)-52)/50,0)+4)","v":0},{"$f":"LEFT(INDIRECT(\"'Space-by-Space Method'!BJ\"&ROUNDDOWN((ROW(A1281)-52)/50,0)+4),3)","v":""},{"$f":"INDIRECT(\"'Fixture Schedule'!L\"&MOD(ROW(A1281)-52,50)+9)","v":0},{"$f":"INDIRECT(\"'Fixture Schedule'!O\"&MOD(ROW(A1281)-52,50)+9)","v":0},{"$f":"INDIRECT(\"'Space-by-Space Method'!F\"&ROUNDDOWN((ROW(A1281)-52)/50,0)+4)","v":0},{"$f":"INDIRECT(\"'Fixture Schedule'!L\"&MOD(ROW(A1281)-52,50)+9)","v":0},{"$f":"INDIRECT(\"'Space-by-Space Method'!D\"&ROUNDDOWN((ROW(A1281)-52)/50,0)+4)","v":0},{"$f":"INDIRECT(\"'Space-by-Space Method'!E\"&ROUNDDOWN((ROW(A1281)-52)/50,0)+4)","v":1}]
[{"$f":"IF(InteriorCalcType=2,IF(OR(AM1293=0,AN1293=\"DNQ\")=TRUE,\"\",INDIRECT(\"'Fixture Schedule'!M\"&MOD(ROW(A1293)-52,50)+9)),\"\")","v":""},{"$f":"IF(A1293=\"\",\"\",INDIRECT(\"'Fixture Schedule'!E\"&MOD(ROW(A1293)-52,50)+9))","v":""},{"$f":"IF(A1293=\"\",\"\",INDIRECT(\"'Fixture Schedule'!F\"&MOD(ROW(A1293)-52,50)+9))","v":""},{"$f":"IF(A1293=\"\",\"\",INDIRECT(\"'Fixture Schedule'!L\"&MOD(ROW(A1293)-52,50)+9))","v":""},"",null,null,{"$f":"IF(A1293=\"\",\"\",IF(AP1293=1,Summary!$C$12*(AO1293)/(SUM('Space-by-Space Method'!$BO$4:$BO$78,SUM('Exterior Lighting'!$BL$5:$BL$25))),0))","v":""},{"$f":"IF(A1293=\"\",\"\",IF(START!$B$34=1,INDIRECT(\"'Space-by-Space Method'!\"&SUBSTITUTE(ADDRESS(1,MOD(ROW(A1293)-52,50)+10,4),\"1\",\"\")&ROUNDDOWN((ROW(A1293)-52)/50,0)+4),\"\"))","v":""},{"$f":"IF(A1293=\"\",\"\",IF(AP1293=1,Summary!$F$11*(AO1293)/(SUM('Space-by-Space Method'!$BO$4:$BO$78,SUM('Exterior Lighting'!$BL$5:$BL$25))),0))","v":""},{"$f":"IF(A1293=\"\",\"\",IF(AP1293=1,Summary!$E$11*(AO1293)/(SUM('Space-by-Space Method'!$BO$4:$BO$78,SUM('Exterior Lighting'!$BL$5:$BL$25))),0))","v":""},{"$f":"IF(A1293=\"\",\"\",IF(AP1293=1,Summary!$G$11*(AO1293)/(SUM('Space-by-Space Method'!$BO$4:$BO$78,SUM('Exterior Lighting'!$BL$5:$BL$25))),0))","v":""},{"$f":"IF(A1293=\"\",\"\",IF(AP1293=1,Summary!$H$11*(AO1293)/(SUM('Space-by-Space Method'!$BO$4:$BO$78)),0))","v":""},{"$f":"IF(A1293=\"\",\"\",IF(AP1293=1,Summary!$I$11*(AO1293)/(SUM('Space-by-Space Method'!$BO$4:$BO$78)),0))","v":""},null,null,null,{"$f":"IF(A1293=\"\",\"\",IF(START!$B$34=2,INDIRECT(\"'Space-by-Space Method'!\"&SUBSTITUTE(ADDRESS(1,MOD(ROW(A1293)-52,50)+10,4),\"1\",\"\")&ROUNDDOWN((ROW(A1293)-52)/50,0)+4),\"\"))","v":""},{"$f":"IF(A1293=\"\",\"\",INDIRECT(\"'Space-by-Space Method'!C\"&ROUNDDOWN((ROW(A1293)-52)/50,0)+4))","v":""},{"$f":"IF(A1293=\"\",\"\",IF(COUNTIF(CommonSpaceTypes,AQ1293)>0,INDIRECT(\"'Space-by-Space Method'!F\"&ROUNDDOWN((ROW(A1293)-52)/50,0)+4),\"\"))","v":""},{"$f":"IF(A1293=\"\",\"\",IF(COUNTIF(BuildingSpecificSpaceTypes,AQ1293)>0,INDIRECT(\"'Space-by-Space Method'!F\"&ROUNDDOWN((ROW(A1293)-52)/50,0)+4),\"\"))","v":""},{"$f":"IF(A1293=\"\",\"\",INDIRECT(\"'Fixture Schedule'!D\"&MOD(ROW(A1293)-52,50)+9))","v":""},{"$f":"IF(A1293=\"\",\"\",IF(AR1293=\"\",\"\",INDIRECT(\"'Fixture Schedule'!K\"&MOD(ROW(A1293)-52,50)+9)))","v":""},"",{"$f":"IF(A1293=\"\",\"\",INDIRECT(\"'Fixture Schedule'!L\"&MOD(ROW(A1293)-52,50)+9))","v":""},null,null,null,null,null,null,null,null,null,null,null,null,null,{"$f":"INDIRECT(\"'Space-by-Space Method'!\"&SUBSTITUTE(ADDRESS(1,MOD(ROW(A1293)-52,50)+10,4),\"1\",\"\")&ROUNDDOWN((ROW(A1293)-52)/50,0)+4)","v":0},{"$f":"LEFT(INDIRECT(\"'Space-by-Space Method'!BJ\"&ROUNDDOWN((ROW(A1293)-52)/50,0)+4),3)","v":""},{"$f":"INDIRECT(\"'Fixture Schedule'!L\"&MOD(ROW(A1293)-52,50)+9)","v":0},{"$f":"INDIRECT(\"'Fixture Schedule'!O\"&MOD(ROW(A1293)-52,50)+9)","v":0},{"$f":"INDIRECT(\"'Space-by-Space Method'!F\"&ROUNDDOWN((ROW(A1293)-52)/50,0)+4)","v":0},{"$f":"INDIRECT(\"'Fixture Schedule'!L\"&MOD(ROW(A1293)-52,50)+9)","v":0},{"$f":"INDIRECT(\"'Space-by-Space Method'!D\"&ROUNDDOWN((ROW(A1293)-52)/50,0)+4)","v":0},{"$f":"INDIRECT(\"'Space-by-Space Method'!E\"&ROUNDDOWN((ROW(A1293)-52)/50,0)+4)","v":1}]
[{"$f":"IF(InteriorCalcType=2,IF(OR(AM1302=0,AN1302=\"DNQ\")=TRUE,\"\",INDIRECT(\"'Fixture Schedule'!M\"&MOD(ROW(A1302)-52,50)+9)),\"\")","v":""},{"$f":"IF(A1302=\"\",\"\",INDIRECT(\"'Fixture Schedule'!E\"&MOD(ROW(A1302)-52,50)+9))","v":""},{"$f":"IF(A1302=\"\",\"\",INDIRECT(\"'Fixture Schedule'!F\"&MOD(ROW(A1302)-52,50)+9))","v":""},{"$f":"IF(A1302=\"\",\"\",INDIRECT(\"'Fixture Schedule'!L\"&MOD(ROW(A1302)-52,50)+9))","v":""},"",null,null,{"$f":"IF(A1302=\"\",\"\",IF(AP1302=1,Summary!$C$12*(AO1302)/(SUM('Space-by-Space Method'!$BO$4:$BO$78,SUM('Exterior Lighting'!$BL$5:$BL$25))),0))","v":""},{"$f":"IF(A1302=\"\",\"\",IF(START!$B$34=1,INDIRECT(\"'Space-by-Space Method'!\"&SUBSTITUTE(ADDRESS(1,MOD(ROW(A1302)-52,50)+10,4),\"1\",\"\")&ROUNDDOWN((ROW(A1302)-52)/50,0)+4),\"\"))","v":""},{"$f":"IF(A1302=\"\",\"\",IF(AP1302=1,Summary!$F$11*(AO1302)/(SUM('Space-by-Space Method'!$BO$4:$BO$78,SUM('Exterior Lighting'!$BL$5:$BL$25))),0))","v":""},{"$f":"IF(A1302=\"\",\"\",IF(AP1302=1,Summary!$E$11*(AO1302)/(SUM('Space-by-Space Method'!$BO$4:$BO$78,SUM('Exterior Lighting'!$BL$5:$BL$25))),0))","v":""},{"$f":"IF(A1302=\"\",\"\",IF(AP1302=1,Summary!$G$11*(AO1302)/(SUM('Space-by-Space Method'!$BO$4:$BO$78,SUM('Exterior Lighting'!$BL$5:$BL$25))),0))","v":""},{"$f":"IF(A1302=\"\",\"\",IF(AP1302=1,Summary!$H$11*(AO1302)/(SUM('Space-by-Space Method'!$BO$4:$BO$78)),0))","v":""},{"$f":"IF(A1302=\"\",\"\",IF(AP1302=1,Summary!$I$11*(AO1302)/(SUM('Space-by-Space Method'!$BO$4:$BO$78)),0))","v":""},null,null,null,{"$f":"IF(A1302=\"\",\"\",IF(START!$B$34=2,INDIRECT(\"'Space-by-Space Method'!\"&SUBSTITUTE(ADDRESS(1,MOD(ROW(A1302)-52,50)+10,4),\"1\",\"\")&ROUNDDOWN((ROW(A1302)-52)/50,0)+4),\"\"))","v":""},{"$f":"IF(A1302=\"\",\"\",INDIRECT(\"'Space-by-Space Method'!C\"&ROUNDDOWN((ROW(A1302)-52)/50,0)+4))","v":""},{"$f":"IF(A1302=\"\",\"\",IF(COUNTIF(CommonSpaceTypes,AQ1302)>0,INDIRECT(\"'Space-by-Space Method'!F\"&ROUNDDOWN((ROW(A1302)-52)/50,0)+4),\"\"))","v":""},{"$f":"IF(A1302=\"\",\"\",IF(COUNTIF(BuildingSpecificSpaceTypes,AQ1302)>0,INDIRECT(\"'Space-by-Space Method'!F\"&ROUNDDOWN((ROW(A1302)-52)/50,0)+4),\"\"))","v":""},{"$f":"IF(A1302=\"\",\"\",INDIRECT(\"'Fixture Schedule'!D\"&MOD(ROW(A1302)-52,50)+9))","v":""},{"$f":"IF(A1302=\"\",\"\",IF(AR1302=\"\",\"\",INDIRECT(\"'Fixture Schedule'!K\"&MOD(ROW(A1302)-52,50)+9)))","v":""},"",{"$f":"IF(A1302=\"\",\"\",INDIRECT(\"'Fixture Schedule'!L\"&MOD(ROW(A1302)-52,50)+9))","v":""},null,null,null,null,null,null,null,null,null,null,null,null,null,{"$f":"INDIRECT(\"'Space-by-Space Method'!\"&SUBSTITUTE(ADDRESS(1,MOD(ROW(A1302)-52,50)+10,4),\"1\",\"\")&ROUNDDOWN((ROW(A1302)-52)/50,0)+4)","v":0},{"$f":"LEFT(INDIRECT(\"'Space-by-Space Method'!BJ\"&ROUNDDOWN((ROW(A1302)-52)/50,0)+4),3)","v":""},{"$f":"INDIRECT(\"'Fixture Schedule'!L\"&MOD(ROW(A1302)-52,50)+9)","v":0},{"$f":"INDIRECT(\"'Fixture Schedule'!O\"&MOD(ROW(A1302)-52,50)+9)","v":0},{"$f":"INDIRECT(\"'Space-by-Space Method'!F\"&ROUNDDOWN((ROW(A1302)-52)/50,0)+4)","v":0},{"$f":"INDIRECT(\"'Fixture Schedule'!L\"&MOD(ROW(A1302)-52,50)+9)","v":0},{"$f":"INDIRECT(\"'Space-by-Space Method'!D\"&ROUNDDOWN((ROW(A1302)-52)/50,0)+4)","v":0},{"$f":"INDIRECT(\"'Space-by-Space Method'!E\"&ROUNDDOWN((ROW(A1302)-52)/50,0)+4)","v":1}]
[{"$f":"IF(InteriorCalcType=2,IF(OR(AM1310=0,AN1310=\"DNQ\")=TRUE,\"\",INDIRECT(\"'Fixture Schedule'!M\"&MOD(ROW(A1310)-52,50)+9)),\"\")","v":""},{"$f":"IF(A1310=\"\",\"\",INDIRECT(\"'Fixture Schedule'!E\"&MOD(ROW(A1310)-52,50)+9))","v":""},{"$f":"IF(A1310=\"\",\"\",INDIRECT(\"'Fixture Schedule'!F\"&MOD(ROW(A1310)-52,50)+9))","v":""},{"$f":"IF(A1310=\"\",\"\",INDIRECT(\"'Fixture Schedule'!L\"&MOD(ROW(A1310)-52,50)+9))","v":""},"",null,null,{"$f":"IF(A1310=\"\",\"\",IF(AP1310=1,Summary!$C$12*(AO1310)/(SUM('Space-by-Space Method'!$BO$4:$BO$78,SUM('Exterior Lighting'!$BL$5:$BL$25))),0))","v":""},{"$f":"IF(A1310=\"\",\"\",IF(START!$B$34=1,INDIRECT(\"'Space-by-Space Method'!\"&SUBSTITUTE(ADDRESS(1,MOD(ROW(A1310)-52,50)+10,4),\"1\",\"\")&ROUNDDOWN((ROW(A1310)-52)/50,0)+4),\"\"))","v":""},{"$f":"IF(A1310=\"\",\"\",IF(AP1310=1,Summary!$F$11*(AO1310)/(SUM('Space-by-Space Method'!$BO$4:$BO$78,SUM('Exterior Lighting'!$BL$5:$BL$25))),0))","v":""},{"$f":"IF(A1310=\"\",\"\",IF(AP1310=1,Summary!$E$11*(AO1310)/(SUM('Space-by-Space Method'!$BO$4:$BO$78,SUM('Exterior Lighting'!$BL$5:$BL$25))),0))","v":""},{"$f":"IF(A1310=\"\",\"\",IF(AP1310=1,Summary!$G$11*(AO1310)/(SUM('Space-by-Space Method'!$BO$4:$BO$78,SUM('Exterior Lighting'!$BL$5:$BL$25))),0))","v":""},{"$f":"IF(A1310=\"\",\"\",IF(AP1310=1,Summary!$H$11*(AO1310)/(SUM('Space-by-Space Method'!$BO$4:$BO$78)),0))","v":""},{"$f":"IF(A1310=\"\",\"\",IF(AP1310=1,Summary!$I$11*(AO1310)/(SUM('Space-by-Space Method'!$BO$4:$BO$78)),0))","v":""},null,null,null,{"$f":"IF(A1310=\"\",\"\",IF(START!$B$34=2,INDIRECT(\"'Space-by-Space Method'!\"&SUBSTITUTE(ADDRESS(1,MOD(ROW(A1310)-52,50)+10,4),\"1\",\"\")&ROUNDDOWN((ROW(A1310)-52)/50,0)+4),\"\"))","v":""},{"$f":"IF(A1310=\"\",\"\",INDIRECT(\"'Space-by-Space Method'!C\"&ROUNDDOWN((ROW(A1310)-52)/50,0)+4))","v":""},{"$f":"IF(A1310=\"\",\"\",IF(COUNTIF(CommonSpaceTypes,AQ1310)>0,INDIRECT(\"'Space-by-Space Method'!F\"&ROUNDDOWN((ROW(A1310)-52)/50,0)+4),\"\"))","v":""},{"$f":"IF(A1310=\"\",\"\",IF(COUNTIF(BuildingSpecificSpaceTypes,AQ1310)>0,INDIRECT(\"'Space-by-Space Method'!F\"&ROUNDDOWN((ROW(A1310)-52)/50,0)+4),\"\"))","v":""},{"$f":"IF(A1310=\"\",\"\",INDIRECT(\"'Fixture Schedule'!D\"&MOD(ROW(A1310)-52,50)+9))","v":""},{"$f":"IF(A1310=\"\",\"\",IF(AR1310=\"\",\"\",INDIRECT(\"'Fixture Schedule'!K\"&MOD(ROW(A1310)-52,50)+9)))","v":""},"",{"$f":"IF(A1310=\"\",\"\",INDIRECT(\"'Fixture Schedule'!L\"&MOD(ROW(A1310)-52,50)+9))","v":""},null,null,null,null,null,null,null,null,null,null,null,null,null,{"$f":"INDIRECT(\"'Space-by-Space Method'!\"&SUBSTITUTE(ADDRESS(1,MOD(ROW(A1310)-52,50)+10,4),\"1\",\"\")&ROUNDDOWN((ROW(A1310)-52)/50,0)+4)","v":0},{"$f":"LEFT(INDIRECT(\"'Space-by-Space Method'!BJ\"&ROUNDDOWN((ROW(A1310)-52)/50,0)+4),3)","v":""},{"$f":"INDIRECT(\"'Fixture Schedule'!L\"&MOD(ROW(A1310)-52,50)+9)","v":0},{"$f":"INDIRECT(\"'Fixture Schedule'!O\"&MOD(ROW(A1310)-52,50)+9)","v":0},{"$f":"INDIRECT(\"'Space-by-Space Method'!F\"&ROUNDDOWN((ROW(A1310)-52)/50,0)+4)","v":0},{"$f":"INDIRECT(\"'Fixture Schedule'!L\"&MOD(ROW(A1310)-52,50)+9)","v":0},{"$f":"INDIRECT(\"'Space-by-Space Method'!D\"&ROUNDDOWN((ROW(A1310)-52)/50,0)+4)","v":0},{"$f":"INDIRECT(\"'Space-by-Space Method'!E\"&ROUNDDOWN((ROW(A1310)-52)/50,0)+4)","v":1}]
[{"$f":"IF(InteriorCalcType=2,IF(OR(AM1313=0,AN1313=\"DNQ\")=TRUE,\"\",INDIRECT(\"'Fixture Schedule'!M\"&MOD(ROW(A1313)-52,50)+9)),\"\")","v":""},{"$f":"IF(A1313=\"\",\"\",INDIRECT(\"'Fixture Schedule'!E\"&MOD(ROW(A1313)-52,50)+9))","v":""},{"$f":"IF(A1313=\"\",\"\",INDIRECT(\"'Fixture Schedule'!F\"&MOD(ROW(A1313)-52,50)+9))","v":""},{"$f":"IF(A1313=\"\",\"\",INDIRECT(\"'Fixture Schedule'!L\"&MOD(ROW(A1313)-52,50)+9))","v":""},"",null,null,{"$f":"IF(A1313=\"\",\"\",IF(AP1313=1,Summary!$C$12*(AO1313)/(SUM('Space-by-Space Method'!$BO$4:$BO$78,SUM('Exterior Lighting'!$BL$5:$BL$25))),0))","v":""},{"$f":"IF(A1313=\"\",\"\",IF(START!$B$34=1,INDIRECT(\"'Space-by-Space Method'!\"&SUBSTITUTE(ADDRESS(1,MOD(ROW(A1313)-52,50)+10,4),\"1\",\"\")&ROUNDDOWN((ROW(A1313)-52)/50,0)+4),\"\"))","v":""},{"$f":"IF(A1313=\"\",\"\",IF(AP1313=1,Summary!$F$11*(AO1313)/(SUM('Space-by-Space Method'!$BO$4:$BO$78,SUM('Exterior Lighting'!$BL$5:$BL$25))),0))","v":""},{"$f":"IF(A1313=\"\",\"\",IF(AP1313=1,Summary!$E$11*(AO1313)/(SUM('Space-by-Space Method'!$BO$4:$BO$78,SUM('Exterior Lighting'!$BL$5:$BL$25))),0))","v":""},{"$f":"IF(A1313=\"\",\"\",IF(AP1313=1,Summary!$G$11*(AO1313)/(SUM('Space-by-Space Method'!$BO$4:$BO$78,SUM('Exterior Lighting'!$BL$5:$BL$25))),0))","v":""},{"$f":"IF(A1313=\"\",\"\",IF(AP1313=1,Summary!$H$11*(AO1313)/(SUM('Space-by-Space Method'!$BO$4:$BO$78)),0))","v":""},{"$f":"IF(A1313=\"\",\"\",IF(AP1313=1,Summary!$I$11*(AO1313)/(SUM('Space-by-Space Method'!$BO$4:$BO$78)),0))","v":""},null,null,null,{"$f":"IF(A1313=\"\",\"\",IF(START!$B$34=2,INDIRECT(\"'Space-by-Space Method'!\"&SUBSTITUTE(ADDRESS(1,MOD(ROW(A1313)-52,50)+10,4),\"1\",\"\")&ROUNDDOWN((ROW(A1313)-52)/50,0)+4),\"\"))","v":""},{"$f":"IF(A1313=\"\",\"\",INDIRECT(\"'Space-by-Space Method'!C\"&ROUNDDOWN((ROW(A1313)-52)/50,0)+4))","v":""},{"$f":"IF(A1313=\"\",\"\",IF(COUNTIF(CommonSpaceTypes,AQ1313)>0,INDIRECT(\"'Space-by-Space Method'!F\"&ROUNDDOWN((ROW(A1313)-52)/50,0)+4),\"\"))","v":""},{"$f":"IF(A1313=\"\",\"\",IF(COUNTIF(BuildingSpecificSpaceTypes,AQ1313)>0,INDIRECT(\"'Space-by-Space Method'!F\"&ROUNDDOWN((ROW(A1313)-52)/50,0)+4),\"\"))","v":""},{"$f":"IF(A1313=\"\",\"\",INDIRECT(\"'Fixture Schedule'!D\"&MOD(ROW(A1313)-52,50)+9))","v":""},{"$f":"IF(A1313=\"\",\"\",IF(AR1313=\"\",\"\",INDIRECT(\"'Fixture Schedule'!K\"&MOD(ROW(A1313)-52,50)+9)))","v":""},"",{"$f":"IF(A1313=\"\",\"\",INDIRECT(\"'Fixture Schedule'!L\"&MOD(ROW(A1313)-52,50)+9))","v":""},null,null,null,null,null,null,null,null,null,null,null,null,null,{"$f":"INDIRECT(\"'Space-by-Space Method'!\"&SUBSTITUTE(ADDRESS(1,MOD(ROW(A1313)-52,50)+10,4),\"1\",\"\")&ROUNDDOWN((ROW(A1313)-52)/50,0)+4)","v":0},{"$f":"LEFT(INDIRECT(\"'Space-by-Space Method'!BJ\"&ROUNDDOWN((ROW(A1313)-52)/50,0)+4),3)","v":""},{"$f":"INDIRECT(\"'Fixture Schedule'!L\"&MOD(ROW(A1313)-52,50)+9)","v":0},{"$f":"INDIRECT(\"'Fixture Schedule'!O\"&MOD(ROW(A1313)-52,50)+9)","v":0},{"$f":"INDIRECT(\"'Space-by-Space Method'!F\"&ROUNDDOWN((ROW(A1313)-52)/50,0)+4)","v":0},{"$f":"INDIRECT(\"'Fixture Schedule'!L\"&MOD(ROW(A1313)-52,50)+9)","v":0},{"$f":"INDIRECT(\"'Space-by-Space Method'!D\"&ROUNDDOWN((ROW(A1313)-52)/50,0)+4)","v":0},{"$f":"INDIRECT(\"'Space-by-Space Method'!E\"&ROUNDDOWN((ROW(A1313)-52)/50,0)+4)","v":1}]
[{"$f":"IF(InteriorCalcType=2,IF(OR(AM1328=0,AN1328=\"DNQ\")=TRUE,\"\",INDIRECT(\"'Fixture Schedule'!M\"&MOD(ROW(A1328)-52,50)+9)),\"\")","v":""},{"$f":"IF(A1328=\"\",\"\",INDIRECT(\"'Fixture Schedule'!E\"&MOD(ROW(A1328)-52,50)+9))","v":""},{"$f":"IF(A1328=\"\",\"\",INDIRECT(\"'Fixture Schedule'!F\"&MOD(ROW(A1328)-52,50)+9))","v":""},{"$f":"IF(A1328=\"\",\"\",INDIRECT(\"'Fixture Schedule'!L\"&MOD(ROW(A1328)-52,50)+9))","v":""},"",null,null,{"$f":"IF(A1328=\"\",\"\",IF(AP1328=1,Summary!$C$12*(AO1328)/(SUM('Space-by-Space Method'!$BO$4:$BO$78,SUM('Exterior Lighting'!$BL$5:$BL$25))),0))","v":""},{"$f":"IF(A1328=\"\",\"\",IF(START!$B$34=1,INDIRECT(\"'Space-by-Space Method'!\"&SUBSTITUTE(ADDRESS(1,MOD(ROW(A1328)-52,50)+10,4),\"1\",\"\")&ROUNDDOWN((ROW(A1328)-52)/50,0)+4),\"\"))","v":""},{"$f":"IF(A1328=\"\",\"\",IF(AP1328=1,Summary!$F$11*(AO1328)/(SUM('Space-by-Space Method'!$BO$4:$BO$78,SUM('Exterior Lighting'!$BL$5:$BL$25))),0))","v":""},{"$f":"IF(A1328=\"\",\"\",IF(AP1328=1,Summary!$E$11*(AO1328)/(SUM('Space-by-Space Method'!$BO$4:$BO$78,SUM('Exterior Lighting'!$BL$5:$BL$25))),0))","v":""},{"$f":"IF(A1328=\"\",\"\",IF(AP1328=1,Summary!$G$11*(AO1328)/(SUM('Space-by-Space Method'!$BO$4:$BO$78,SUM('Exterior Lighting'!$BL$5:$BL$25))),0))","v":""},{"$f":"IF(A1328=\"\",\"\",IF(AP1328=1,Summary!$H$11*(AO1328)/(SUM('Space-by-Space Method'!$BO$4:$BO$78)),0))","v":""},{"$f":"IF(A1328=\"\",\"\",IF(AP1328=1,Summary!$I$11*(AO1328)/(SUM('Space-by-Space Method'!$BO$4:$BO$78)),0))","v":""},null,null,null,{"$f":"IF(A1328=\"\",\"\",IF(START!$B$34=2,INDIRECT(\"'Space-by-Space Method'!\"&SUBSTITUTE(ADDRESS(1,MOD(ROW(A1328)-52,50)+10,4),\"1\",\"\")&ROUNDDOWN((ROW(A1328)-52)/50,0)+4),\"\"))","v":""},{"$f":"IF(A1328=\"\",\"\",INDIRECT(\"'Space-by-Space Method'!C\"&ROUNDDOWN((ROW(A1328)-52)/50,0)+4))","v":""},{"$f":"IF(A1328=\"\",\"\",IF(COUNTIF(CommonSpaceTypes,AQ1328)>0,INDIRECT(\"'Space-by-Space Method'!F\"&ROUNDDOWN((ROW(A1328)-52)/50,0)+4),\"\"))","v":""},{"$f":"IF(A1328=\"\",\"\",IF(COUNTIF(BuildingSpecificSpaceTypes,AQ1328)>0,INDIRECT(\"'Space-by-Space Method'!F\"&ROUNDDOWN((ROW(A1328)-52)/50,0)+4),\"\"))","v":""},{"$f":"IF(A1328=\"\",\"\",INDIRECT(\"'Fixture Schedule'!D\"&MOD(ROW(A1328)-52,50)+9))","v":""},{"$f":"IF(A1328=\"\",\"\",IF(AR1328=\"\",\"\",INDIRECT(\"'Fixture Schedule'!K\"&MOD(ROW(A1328)-52,50)+9)))","v":""},"",{"$f":"IF(A1328=\"\",\"\",INDIRECT(\"'Fixture Schedule'!L\"&MOD(ROW(A1328)-52,50)+9))","v":""},null,null,null,null,null,null,null,null,null,null,null,null,null,{"$f":"INDIRECT(\"'Space-by-Space Method'!\"&SUBSTITUTE(ADDRESS(1,MOD(ROW(A1328)-52,50)+10,4),\"1\",\"\")&ROUNDDOWN((ROW(A1328)-52)/50,0)+4)","v":0},{"$f":"LEFT(INDIRECT(\"'Space-by-Space Method'!BJ\"&ROUNDDOWN((ROW(A1328)-52)/50,0)+4),3)","v":""},{"$f":"INDIRECT(\"'Fixture Schedule'!L\"&MOD(ROW(A1328)-52,50)+9)","v":0},{"$f":"INDIRECT(\"'Fixture Schedule'!O\"&MOD(ROW(A1328)-52,50)+9)","v":0},{"$f":"INDIRECT(\"'Space-by-Space Method'!F\"&ROUNDDOWN((ROW(A1328)-52)/50,0)+4)","v":0},{"$f":"INDIRECT(\"'Fixture Schedule'!L\"&MOD(ROW(A1328)-52,50)+9)","v":0},{"$f":"INDIRECT(\"'Space-by-Space Method'!D\"&ROUNDDOWN((ROW(A1328)-52)/50,0)+4)","v":0},{"$f":"INDIRECT(\"'Space-by-Space Method'!E\"&ROUNDDOWN((ROW(A1328)-52)/50,0)+4)","v":1}]
[{"$f":"IF(InteriorCalcType=2,IF(OR(AM1332=0,AN1332=\"DNQ\")=TRUE,\"\",INDIRECT(\"'Fixture Schedule'!M\"&MOD(ROW(A1332)-52,50)+9)),\"\")","v":""},{"$f":"IF(A1332=\"\",\"\",INDIRECT(\"'Fixture Schedule'!E\"&MOD(ROW(A1332)-52,50)+9))","v":""},{"$f":"IF(A1332=\"\",\"\",INDIRECT(\"'Fixture Schedule'!F\"&MOD(ROW(A1332)-52,50)+9))","v":""},{"$f":"IF(A1332=\"\",\"\",INDIRECT(\"'Fixture Schedule'!L\"&MOD(ROW(A1332)-52,50)+9))","v":""},"",null,null,{"$f":"IF(A1332=\"\",\"\",IF(AP1332=1,Summary!$C$12*(AO1332)/(SUM('Space-by-Space Method'!$BO$4:$BO$78,SUM('Exterior Lighting'!$BL$5:$BL$25))),0))","v":""},{"$f":"IF(A1332=\"\",\"\",IF(START!$B$34=1,INDIRECT(\"'Space-by-Space Method'!\"&SUBSTITUTE(ADDRESS(1,MOD(ROW(A1332)-52,50)+10,4),\"1\",\"\")&ROUNDDOWN((ROW(A1332)-52)/50,0)+4),\"\"))","v":""},{"$f":"IF(A1332=\"\",\"\",IF(AP1332=1,Summary!$F$11*(AO1332)/(SUM('Space-by-Space Method'!$BO$4:$BO$78,SUM('Exterior Lighting'!$BL$5:$BL$25))),0))","v":""},{"$f":"IF(A1332=\"\",\"\",IF(AP1332=1,Summary!$E$11*(AO1332)/(SUM('Space-by-Space Method'!$BO$4:$BO$78,SUM('Exterior Lighting'!$BL$5:$BL$25))),0))","v":""},{"$f":"IF(A1332=\"\",\"\",IF(AP1332=1,Summary!$G$11*(AO1332)/(SUM('Space-by-Space Method'!$BO$4:$BO$78,SUM('Exterior Lighting'!$BL$5:$BL$25))),0))","v":""},{"$f":"IF(A1332=\"\",\"\",IF(AP1332=1,Summary!$H$11*(AO1332)/(SUM('Space-by-Space Method'!$BO$4:$BO$78)),0))","v":""},{"$f":"IF(A1332=\"\",\"\",IF(AP1332=1,Summary!$I$11*(AO1332)/(SUM('Space-by-Space Method'!$BO$4:$BO$78)),0))","v":""},null,null,null,{"$f":"IF(A1332=\"\",\"\",IF(START!$B$34=2,INDIRECT(\"'Space-by-Space Method'!\"&SUBSTITUTE(ADDRESS(1,MOD(ROW(A1332)-52,50)+10,4),\"1\",\"\")&ROUNDDOWN((ROW(A1332)-52)/50,0)+4),\"\"))","v":""},{"$f":"IF(A1332=\"\",\"\",INDIRECT(\"'Space-by-Space Method'!C\"&ROUNDDOWN((ROW(A1332)-52)/50,0)+4))","v":""},{"$f":"IF(A1332=\"\",\"\",IF(COUNTIF(CommonSpaceTypes,AQ1332)>0,INDIRECT(\"'Space-by-Space Method'!F\"&ROUNDDOWN((ROW(A1332)-52)/50,0)+4),\"\"))","v":""},{"$f":"IF(A1332=\"\",\"\",IF(COUNTIF(BuildingSpecificSpaceTypes,AQ1332)>0,INDIRECT(\"'Space-by-Space Method'!F\"&ROUNDDOWN((ROW(A1332)-52)/50,0)+4),\"\"))","v":""},{"$f":"IF(A1332=\"\",\"\",INDIRECT(\"'Fixture Schedule'!D\"&MOD(ROW(A1332)-52,50)+9))","v":""},{"$f":"IF(A1332=\"\",\"\",IF(AR1332=\"\",\"\",INDIRECT(\"'Fixture Schedule'!K\"&MOD(ROW(A1332)-52,50)+9)))","v":""},"",{"$f":"IF(A1332=\"\",\"\",INDIRECT(\"'Fixture Schedule'!L\"&MOD(ROW(A1332)-52,50)+9))","v":""},null,null,null,null,null,null,null,null,null,null,null,null,null,{"$f":"INDIRECT(\"'Space-by-Space Method'!\"&SUBSTITUTE(ADDRESS(1,MOD(ROW(A1332)-52,50)+10,4),\"1\",\"\")&ROUNDDOWN((ROW(A1332)-52)/50,0)+4)","v":0},{"$f":"LEFT(INDIRECT(\"'Space-by-Space Method'!BJ\"&ROUNDDOWN((ROW(A1332)-52)/50,0)+4),3)","v":""},{"$f":"INDIRECT(\"'Fixture Schedule'!L\"&MOD(ROW(A1332)-52,50)+9)","v":0},{"$f":"INDIRECT(\"'Fixture Schedule'!O\"&MOD(ROW(A1332)-52,50)+9)","v":0},{"$f":"INDIRECT(\"'Space-by-Space Method'!F\"&ROUNDDOWN((ROW(A1332)-52)/50,0)+4)","v":0},{"$f":"INDIRECT(\"'Fixture Schedule'!L\"&MOD(ROW(A1332)-52,50)+9)","v":0},{"$f":"INDIRECT(\"'Space-by-Space Method'!D\"&ROUNDDOWN((ROW(A1332)-52)/50,0)+4)","v":0},{"$f":"INDIRECT(\"'Space-by-Space Method'!E\"&ROUNDDOWN((ROW(A1332)-52)/50,0)+4)","v":1}]
[{"$f":"IF(InteriorCalcType=2,IF(OR(AM1342=0,AN1342=\"DNQ\")=TRUE,\"\",INDIRECT(\"'Fixture Schedule'!M\"&MOD(ROW(A1342)-52,50)+9)),\"\")","v":""},{"$f":"IF(A1342=\"\",\"\",INDIRECT(\"'Fixture Schedule'!E\"&MOD(ROW(A1342)-52,50)+9))","v":""},{"$f":"IF(A1342=\"\",\"\",INDIRECT(\"'Fixture Schedule'!F\"&MOD(ROW(A1342)-52,50)+9))","v":""},{"$f":"IF(A1342=\"\",\"\",INDIRECT(\"'Fixture Schedule'!L\"&MOD(ROW(A1342)-52,50)+9))","v":""},"",null,null,{"$f":"IF(A1342=\"\",\"\",IF(AP1342=1,Summary!$C$12*(AO1342)/(SUM('Space-by-Space Method'!$BO$4:$BO$78,SUM('Exterior Lighting'!$BL$5:$BL$25))),0))","v":""},{"$f":"IF(A1342=\"\",\"\",IF(START!$B$34=1,INDIRECT(\"'Space-by-Space Method'!\"&SUBSTITUTE(ADDRESS(1,MOD(ROW(A1342)-52,50)+10,4),\"1\",\"\")&ROUNDDOWN((ROW(A1342)-52)/50,0)+4),\"\"))","v":""},{"$f":"IF(A1342=\"\",\"\",IF(AP1342=1,Summary!$F$11*(AO1342)/(SUM('Space-by-Space Method'!$BO$4:$BO$78,SUM('Exterior Lighting'!$BL$5:$BL$25))),0))","v":""},{"$f":"IF(A1342=\"\",\"\",IF(AP1342=1,Summary!$E$11*(AO1342)/(SUM('Space-by-Space Method'!$BO$4:$BO$78,SUM('Exterior Lighting'!$BL$5:$BL$25))),0))","v":""},{"$f":"IF(A1342=\"\",\"\",IF(AP1342=1,Summary!$G$11*(AO1342)/(SUM('Space-by-Space Method'!$BO$4:$BO$78,SUM('Exterior Lighting'!$BL$5:$BL$25))),0))","v":""},{"$f":"IF(A1342=\"\",\"\",IF(AP1342=1,Summary!$H$11*(AO1342)/(SUM('Space-by-Space Method'!$BO$4:$BO$78)),0))","v":""},{"$f":"IF(A1342=\"\",\"\",IF(AP1342=1,Summary!$I$11*(AO1342)/(SUM('Space-by-Space Method'!$BO$4:$BO$78)),0))","v":""},null,null,null,{"$f":"IF(A1342=\"\",\"\",IF(START!$B$34=2,INDIRECT(\"'Space-by-Space Method'!\"&SUBSTITUTE(ADDRESS(1,MOD(ROW(A1342)-52,50)+10,4),\"1\",\"\")&ROUNDDOWN((ROW(A1342)-52)/50,0)+4),\"\"))","v":""},{"$f":"IF(A1342=\"\",\"\",INDIRECT(\"'Space-by-Space Method'!C\"&ROUNDDOWN((ROW(A1342)-52)/50,0)+4))","v":""},{"$f":"IF(A1342=\"\",\"\",IF(COUNTIF(CommonSpaceTypes,AQ1342)>0,INDIRECT(\"'Space-by-Space Method'!F\"&ROUNDDOWN((ROW(A1342)-52)/50,0)+4),\"\"))","v":""},{"$f":"IF(A1342=\"\",\"\",IF(COUNTIF(BuildingSpecificSpaceTypes,AQ1342)>0,INDIRECT(\"'Space-by-Space Method'!F\"&ROUNDDOWN((ROW(A1342)-52)/50,0)+4),\"\"))","v":""},{"$f":"IF(A1342=\"\",\"\",INDIRECT(\"'Fixture Schedule'!D\"&MOD(ROW(A1342)-52,50)+9))","v":""},{"$f":"IF(A1342=\"\",\"\",IF(AR1342=\"\",\"\",INDIRECT(\"'Fixture Schedule'!K\"&MOD(ROW(A1342)-52,50)+9)))","v":""},"",{"$f":"IF(A1342=\"\",\"\",INDIRECT(\"'Fixture Schedule'!L\"&MOD(ROW(A1342)-52,50)+9))","v":""},null,null,null,null,null,null,null,null,null,null,null,null,null,{"$f":"INDIRECT(\"'Space-by-Space Method'!\"&SUBSTITUTE(ADDRESS(1,MOD(ROW(A1342)-52,50)+10,4),\"1\",\"\")&ROUNDDOWN((ROW(A1342)-52)/50,0)+4)","v":0},{"$f":"LEFT(INDIRECT(\"'Space-by-Space Method'!BJ\"&ROUNDDOWN((ROW(A1342)-52)/50,0)+4),3)","v":""},{"$f":"INDIRECT(\"'Fixture Schedule'!L\"&MOD(ROW(A1342)-52,50)+9)","v":0},{"$f":"INDIRECT(\"'Fixture Schedule'!O\"&MOD(ROW(A1342)-52,50)+9)","v":0},{"$f":"INDIRECT(\"'Space-by-Space Method'!F\"&ROUNDDOWN((ROW(A1342)-52)/50,0)+4)","v":0},{"$f":"INDIRECT(\"'Fixture Schedule'!L\"&MOD(ROW(A1342)-52,50)+9)","v":0},{"$f":"INDIRECT(\"'Space-by-Space Method'!D\"&ROUNDDOWN((ROW(A1342)-52)/50,0)+4)","v":0},{"$f":"INDIRECT(\"'Space-by-Space Method'!E\"&ROUNDDOWN((ROW(A1342)-52)/50,0)+4)","v":1}]
[{"$f":"IF(InteriorCalcType=2,IF(OR(AM1351=0,AN1351=\"DNQ\")=TRUE,\"\",INDIRECT(\"'Fixture Schedule'!M\"&MOD(ROW(A1351)-52,50)+9)),\"\")","v":""},{"$f":"IF(A1351=\"\",\"\",INDIRECT(\"'Fixture Schedule'!E\"&MOD(ROW(A1351)-52,50)+9))","v":""},{"$f":"IF(A1351=\"\",\"\",INDIRECT(\"'Fixture Schedule'!F\"&MOD(ROW(A1351)-52,50)+9))","v":""},{"$f":"IF(A1351=\"\",\"\",INDIRECT(\"'Fixture Schedule'!L\"&MOD(ROW(A1351)-52,50)+9))","v":""},"",null,null,{"$f":"IF(A1351=\"\",\"\",IF(AP1351=1,Summary!$C$12*(AO1351)/(SUM('Space-by-Space Method'!$BO$4:$BO$78,SUM('Exterior Lighting'!$BL$5:$BL$25))),0))","v":""},{"$f":"IF(A1351=\"\",\"\",IF(START!$B$34=1,INDIRECT(\"'Space-by-Space Method'!\"&SUBSTITUTE(ADDRESS(1,MOD(ROW(A1351)-52,50)+10,4),\"1\",\"\")&ROUNDDOWN((ROW(A1351)-52)/50,0)+4),\"\"))","v":""},{"$f":"IF(A1351=\"\",\"\",IF(AP1351=1,Summary!$F$11*(AO1351)/(SUM('Space-by-Space Method'!$BO$4:$BO$78,SUM('Exterior Lighting'!$BL$5:$BL$25))),0))","v":""},{"$f":"IF(A1351=\"\",\"\",IF(AP1351=1,Summary!$E$11*(AO1351)/(SUM('Space-by-Space Method'!$BO$4:$BO$78,SUM('Exterior Lighting'!$BL$5:$BL$25))),0))","v":""},{"$f":"IF(A1351=\"\",\"\",IF(AP1351=1,Summary!$G$11*(AO1351)/(SUM('Space-by-Space Method'!$BO$4:$BO$78,SUM('Exterior Lighting'!$BL$5:$BL$25))),0))","v":""},{"$f":"IF(A1351=\"\",\"\",IF(AP1351=1,Summary!$H$11*(AO1351)/(SUM('Space-by-Space Method'!$BO$4:$BO$78)),0))","v":""},{"$f":"IF(A1351=\"\",\"\",IF(AP1351=1,Summary!$I$11*(AO1351)/(SUM('Space-by-Space Method'!$BO$4:$BO$78)),0))","v":""},null,null,null,{"$f":"IF(A1351=\"\",\"\",IF(START!$B$34=2,INDIRECT(\"'Space-by-Space Method'!\"&SUBSTITUTE(ADDRESS(1,MOD(ROW(A1351)-52,50)+10,4),\"1\",\"\")&ROUNDDOWN((ROW(A1351)-52)/50,0)+4),\"\"))","v":""},{"$f":"IF(A1351=\"\",\"\",INDIRECT(\"'Space-by-Space Method'!C\"&ROUNDDOWN((ROW(A1351)-52)/50,0)+4))","v":""},{"$f":"IF(A1351=\"\",\"\",IF(COUNTIF(CommonSpaceTypes,AQ1351)>0,INDIRECT(\"'Space-by-Space Method'!F\"&ROUNDDOWN((ROW(A1351)-52)/50,0)+4),\"\"))","v":""},{"$f":"IF(A1351=\"\",\"\",IF(COUNTIF(BuildingSpecificSpaceTypes,AQ1351)>0,INDIRECT(\"'Space-by-Space Method'!F\"&ROUNDDOWN((ROW(A1351)-52)/50,0)+4),\"\"))","v":""},{"$f":"IF(A1351=\"\",\"\",INDIRECT(\"'Fixture Schedule'!D\"&MOD(ROW(A1351)-52,50)+9))","v":""},{"$f":"IF(A1351=\"\",\"\",IF(AR1351=\"\",\"\",INDIRECT(\"'Fixture Schedule'!K\"&MOD(ROW(A1351)-52,50)+9)))","v":""},"",{"$f":"IF(A1351=\"\",\"\",INDIRECT(\"'Fixture Schedule'!L\"&MOD(ROW(A1351)-52,50)+9))","v":""},null,null,null,null,null,null,null,null,null,null,null,null,null,{"$f":"INDIRECT(\"'Space-by-Space Method'!\"&SUBSTITUTE(ADDRESS(1,MOD(ROW(A1351)-52,50)+10,4),\"1\",\"\")&ROUNDDOWN((ROW(A1351)-52)/50,0)+4)","v":0},{"$f":"LEFT(INDIRECT(\"'Space-by-Space Method'!BJ\"&ROUNDDOWN((ROW(A1351)-52)/50,0)+4),3)","v":""},{"$f":"INDIRECT(\"'Fixture Schedule'!L\"&MOD(ROW(A1351)-52,50)+9)","v":0},{"$f":"INDIRECT(\"'Fixture Schedule'!O\"&MOD(ROW(A1351)-52,50)+9)","v":0},{"$f":"INDIRECT(\"'Space-by-Space Method'!F\"&ROUNDDOWN((ROW(A1351)-52)/50,0)+4)","v":0},{"$f":"INDIRECT(\"'Fixture Schedule'!L\"&MOD(ROW(A1351)-52,50)+9)","v":0},{"$f":"INDIRECT(\"'Space-by-Space Method'!D\"&ROUNDDOWN((ROW(A1351)-52)/50,0)+4)","v":0},{"$f":"INDIRECT(\"'Space-by-Space Method'!E\"&ROUNDDOWN((ROW(A1351)-52)/50,0)+4)","v":1}]
[{"$f":"IF(InteriorCalcType=2,IF(OR(AM1360=0,AN1360=\"DNQ\")=TRUE,\"\",INDIRECT(\"'Fixture Schedule'!M\"&MOD(ROW(A1360)-52,50)+9)),\"\")","v":""},{"$f":"IF(A1360=\"\",\"\",INDIRECT(\"'Fixture Schedule'!E\"&MOD(ROW(A1360)-52,50)+9))","v":""},{"$f":"IF(A1360=\"\",\"\",INDIRECT(\"'Fixture Schedule'!F\"&MOD(ROW(A1360)-52,50)+9))","v":""},{"$f":"IF(A1360=\"\",\"\",INDIRECT(\"'Fixture Schedule'!L\"&MOD(ROW(A1360)-52,50)+9))","v":""},"",null,null,{"$f":"IF(A1360=\"\",\"\",IF(AP1360=1,Summary!$C$12*(AO1360)/(SUM('Space-by-Space Method'!$BO$4:$BO$78,SUM('Exterior Lighting'!$BL$5:$BL$25))),0))","v":""},{"$f":"IF(A1360=\"\",\"\",IF(START!$B$34=1,INDIRECT(\"'Space-by-Space Method'!\"&SUBSTITUTE(ADDRESS(1,MOD(ROW(A1360)-52,50)+10,4),\"1\",\"\")&ROUNDDOWN((ROW(A1360)-52)/50,0)+4),\"\"))","v":""},{"$f":"IF(A1360=\"\",\"\",IF(AP1360=1,Summary!$F$11*(AO1360)/(SUM('Space-by-Space Method'!$BO$4:$BO$78,SUM('Exterior Lighting'!$BL$5:$BL$25))),0))","v":""},{"$f":"IF(A1360=\"\",\"\",IF(AP1360=1,Summary!$E$11*(AO1360)/(SUM('Space-by-Space Method'!$BO$4:$BO$78,SUM('Exterior Lighting'!$BL$5:$BL$25))),0))","v":""},{"$f":"IF(A1360=\"\",\"\",IF(AP1360=1,Summary!$G$11*(AO1360)/(SUM('Space-by-Space Method'!$BO$4:$BO$78,SUM('Exterior Lighting'!$BL$5:$BL$25))),0))","v":""},{"$f":"IF(A1360=\"\",\"\",IF(AP1360=1,Summary!$H$11*(AO1360)/(SUM('Space-by-Space Method'!$BO$4:$BO$78)),0))","v":""},{"$f":"IF(A1360=\"\",\"\",IF(AP1360=1,Summary!$I$11*(AO1360)/(SUM('Space-by-Space Method'!$BO$4:$BO$78)),0))","v":""},null,null,null,{"$f":"IF(A1360=\"\",\"\",IF(START!$B$34=2,INDIRECT(\"'Space-by-Space Method'!\"&SUBSTITUTE(ADDRESS(1,MOD(ROW(A1360)-52,50)+10,4),\"1\",\"\")&ROUNDDOWN((ROW(A1360)-52)/50,0)+4),\"\"))","v":""},{"$f":"IF(A1360=\"\",\"\",INDIRECT(\"'Space-by-Space Method'!C\"&ROUNDDOWN((ROW(A1360)-52)/50,0)+4))","v":""},{"$f":"IF(A1360=\"\",\"\",IF(COUNTIF(CommonSpaceTypes,AQ1360)>0,INDIRECT(\"'Space-by-Space Method'!F\"&ROUNDDOWN((ROW(A1360)-52)/50,0)+4),\"\"))","v":""},{"$f":"IF(A1360=\"\",\"\",IF(COUNTIF(BuildingSpecificSpaceTypes,AQ1360)>0,INDIRECT(\"'Space-by-Space Method'!F\"&ROUNDDOWN((ROW(A1360)-52)/50,0)+4),\"\"))","v":""},{"$f":"IF(A1360=\"\",\"\",INDIRECT(\"'Fixture Schedule'!D\"&MOD(ROW(A1360)-52,50)+9))","v":""},{"$f":"IF(A1360=\"\",\"\",IF(AR1360=\"\",\"\",INDIRECT(\"'Fixture Schedule'!K\"&MOD(ROW(A1360)-52,50)+9)))","v":""},"",{"$f":"IF(A1360=\"\",\"\",INDIRECT(\"'Fixture Schedule'!L\"&MOD(ROW(A1360)-52,50)+9))","v":""},null,null,null,null,null,null,null,null,null,null,null,null,null,{"$f":"INDIRECT(\"'Space-by-Space Method'!\"&SUBSTITUTE(ADDRESS(1,MOD(ROW(A1360)-52,50)+10,4),\"1\",\"\")&ROUNDDOWN((ROW(A1360)-52)/50,0)+4)","v":0},{"$f":"LEFT(INDIRECT(\"'Space-by-Space Method'!BJ\"&ROUNDDOWN((ROW(A1360)-52)/50,0)+4),3)","v":""},{"$f":"INDIRECT(\"'Fixture Schedule'!L\"&MOD(ROW(A1360)-52,50)+9)","v":0},{"$f":"INDIRECT(\"'Fixture Schedule'!O\"&MOD(ROW(A1360)-52,50)+9)","v":0},{"$f":"INDIRECT(\"'Space-by-Space Method'!F\"&ROUNDDOWN((ROW(A1360)-52)/50,0)+4)","v":0},{"$f":"INDIRECT(\"'Fixture Schedule'!L\"&MOD(ROW(A1360)-52,50)+9)","v":0},{"$f":"INDIRECT(\"'Space-by-Space Method'!D\"&ROUNDDOWN((ROW(A1360)-52)/50,0)+4)","v":0},{"$f":"INDIRECT(\"'Space-by-Space Method'!E\"&ROUNDDOWN((ROW(A1360)-52)/50,0)+4)","v":1}]
[{"$f":"IF(InteriorCalcType=2,IF(OR(AM1370=0,AN1370=\"DNQ\")=TRUE,\"\",INDIRECT(\"'Fixture Schedule'!M\"&MOD(ROW(A1370)-52,50)+9)),\"\")","v":""},{"$f":"IF(A1370=\"\",\"\",INDIRECT(\"'Fixture Schedule'!E\"&MOD(ROW(A1370)-52,50)+9))","v":""},{"$f":"IF(A1370=\"\",\"\",INDIRECT(\"'Fixture Schedule'!F\"&MOD(ROW(A1370)-52,50)+9))","v":""},{"$f":"IF(A1370=\"\",\"\",INDIRECT(\"'Fixture Schedule'!L\"&MOD(ROW(A1370)-52,50)+9))","v":""},"",null,null,{"$f":"IF(A1370=\"\",\"\",IF(AP1370=1,Summary!$C$12*(AO1370)/(SUM('Space-by-Space Method'!$BO$4:$BO$78,SUM('Exterior Lighting'!$BL$5:$BL$25))),0))","v":""},{"$f":"IF(A1370=\"\",\"\",IF(START!$B$34=1,INDIRECT(\"'Space-by-Space Method'!\"&SUBSTITUTE(ADDRESS(1,MOD(ROW(A1370)-52,50)+10,4),\"1\",\"\")&ROUNDDOWN((ROW(A1370)-52)/50,0)+4),\"\"))","v":""},{"$f":"IF(A1370=\"\",\"\",IF(AP1370=1,Summary!$F$11*(AO1370)/(SUM('Space-by-Space Method'!$BO$4:$BO$78,SUM('Exterior Lighting'!$BL$5:$BL$25))),0))","v":""},{"$f":"IF(A1370=\"\",\"\",IF(AP1370=1,Summary!$E$11*(AO1370)/(SUM('Space-by-Space Method'!$BO$4:$BO$78,SUM('Exterior Lighting'!$BL$5:$BL$25))),0))","v":""},{"$f":"IF(A1370=\"\",\"\",IF(AP1370=1,Summary!$G$11*(AO1370)/(SUM('Space-by-Space Method'!$BO$4:$BO$78,SUM('Exterior Lighting'!$BL$5:$BL$25))),0))","v":""},{"$f":"IF(A1370=\"\",\"\",IF(AP1370=1,Summary!$H$11*(AO1370)/(SUM('Space-by-Space Method'!$BO$4:$BO$78)),0))","v":""},{"$f":"IF(A1370=\"\",\"\",IF(AP1370=1,Summary!$I$11*(AO1370)/(SUM('Space-by-Space Method'!$BO$4:$BO$78)),0))","v":""},null,null,null,{"$f":"IF(A1370=\"\",\"\",IF(START!$B$34=2,INDIRECT(\"'Space-by-Space Method'!\"&SUBSTITUTE(ADDRESS(1,MOD(ROW(A1370)-52,50)+10,4),\"1\",\"\")&ROUNDDOWN((ROW(A1370)-52)/50,0)+4),\"\"))","v":""},{"$f":"IF(A1370=\"\",\"\",INDIRECT(\"'Space-by-Space Method'!C\"&ROUNDDOWN((ROW(A1370)-52)/50,0)+4))","v":""},{"$f":"IF(A1370=\"\",\"\",IF(COUNTIF(CommonSpaceTypes,AQ1370)>0,INDIRECT(\"'Space-by-Space Method'!F\"&ROUNDDOWN((ROW(A1370)-52)/50,0)+4),\"\"))","v":""},{"$f":"IF(A1370=\"\",\"\",IF(COUNTIF(BuildingSpecificSpaceTypes,AQ1370)>0,INDIRECT(\"'Space-by-Space Method'!F\"&ROUNDDOWN((ROW(A1370)-52)/50,0)+4),\"\"))","v":""},{"$f":"IF(A1370=\"\",\"\",INDIRECT(\"'Fixture Schedule'!D\"&MOD(ROW(A1370)-52,50)+9))","v":""},{"$f":"IF(A1370=\"\",\"\",IF(AR1370=\"\",\"\",INDIRECT(\"'Fixture Schedule'!K\"&MOD(ROW(A1370)-52,50)+9)))","v":""},"",{"$f":"IF(A1370=\"\",\"\",INDIRECT(\"'Fixture Schedule'!L\"&MOD(ROW(A1370)-52,50)+9))","v":""},null,null,null,null,null,null,null,null,null,null,null,null,null,{"$f":"INDIRECT(\"'Space-by-Space Method'!\"&SUBSTITUTE(ADDRESS(1,MOD(ROW(A1370)-52,50)+10,4),\"1\",\"\")&ROUNDDOWN((ROW(A1370)-52)/50,0)+4)","v":0},{"$f":"LEFT(INDIRECT(\"'Space-by-Space Method'!BJ\"&ROUNDDOWN((ROW(A1370)-52)/50,0)+4),3)","v":""},{"$f":"INDIRECT(\"'Fixture Schedule'!L\"&MOD(ROW(A1370)-52,50)+9)","v":0},{"$f":"INDIRECT(\"'Fixture Schedule'!O\"&MOD(ROW(A1370)-52,50)+9)","v":0},{"$f":"INDIRECT(\"'Space-by-Space Method'!F\"&ROUNDDOWN((ROW(A1370)-52)/50,0)+4)","v":0},{"$f":"INDIRECT(\"'Fixture Schedule'!L\"&MOD(ROW(A1370)-52,50)+9)","v":0},{"$f":"INDIRECT(\"'Space-by-Space Method'!D\"&ROUNDDOWN((ROW(A1370)-52)/50,0)+4)","v":0},{"$f":"INDIRECT(\"'Space-by-Space Method'!E\"&ROUNDDOWN((ROW(A1370)-52)/50,0)+4)","v":1}]
[{"$f":"IF(InteriorCalcType=2,IF(OR(AM1378=0,AN1378=\"DNQ\")=TRUE,\"\",INDIRECT(\"'Fixture Schedule'!M\"&MOD(ROW(A1378)-52,50)+9)),\"\")","v":""},{"$f":"IF(A1378=\"\",\"\",INDIRECT(\"'Fixture Schedule'!E\"&MOD(ROW(A1378)-52,50)+9))","v":""},{"$f":"IF(A1378=\"\",\"\",INDIRECT(\"'Fixture Schedule'!F\"&MOD(ROW(A1378)-52,50)+9))","v":""},{"$f":"IF(A1378=\"\",\"\",INDIRECT(\"'Fixture Schedule'!L\"&MOD(ROW(A1378)-52,50)+9))","v":""},"",null,null,{"$f":"IF(A1378=\"\",\"\",IF(AP1378=1,Summary!$C$12*(AO1378)/(SUM('Space-by-Space Method'!$BO$4:$BO$78,SUM('Exterior Lighting'!$BL$5:$BL$25))),0))","v":""},{"$f":"IF(A1378=\"\",\"\",IF(START!$B$34=1,INDIRECT(\"'Space-by-Space Method'!\"&SUBSTITUTE(ADDRESS(1,MOD(ROW(A1378)-52,50)+10,4),\"1\",\"\")&ROUNDDOWN((ROW(A1378)-52)/50,0)+4),\"\"))","v":""},{"$f":"IF(A1378=\"\",\"\",IF(AP1378=1,Summary!$F$11*(AO1378)/(SUM('Space-by-Space Method'!$BO$4:$BO$78,SUM('Exterior Lighting'!$BL$5:$BL$25))),0))","v":""},{"$f":"IF(A1378=\"\",\"\",IF(AP1378=1,Summary!$E$11*(AO1378)/(SUM('Space-by-Space Method'!$BO$4:$BO$78,SUM('Exterior Lighting'!$BL$5:$BL$25))),0))","v":""},{"$f":"IF(A1378=\"\",\"\",IF(AP1378=1,Summary!$G$11*(AO1378)/(SUM('Space-by-Space Method'!$BO$4:$BO$78,SUM('Exterior Lighting'!$BL$5:$BL$25))),0))","v":""},{"$f":"IF(A1378=\"\",\"\",IF(AP1378=1,Summary!$H$11*(AO1378)/(SUM('Space-by-Space Method'!$BO$4:$BO$78)),0))","v":""},{"$f":"IF(A1378=\"\",\"\",IF(AP1378=1,Summary!$I$11*(AO1378)/(SUM('Space-by-Space Method'!$BO$4:$BO$78)),0))","v":""},null,null,null,{"$f":"IF(A1378=\"\",\"\",IF(START!$B$34=2,INDIRECT(\"'Space-by-Space Method'!\"&SUBSTITUTE(ADDRESS(1,MOD(ROW(A1378)-52,50)+10,4),\"1\",\"\")&ROUNDDOWN((ROW(A1378)-52)/50,0)+4),\"\"))","v":""},{"$f":"IF(A1378=\"\",\"\",INDIRECT(\"'Space-by-Space Method'!C\"&ROUNDDOWN((ROW(A1378)-52)/50,0)+4))","v":""},{"$f":"IF(A1378=\"\",\"\",IF(COUNTIF(CommonSpaceTypes,AQ1378)>0,INDIRECT(\"'Space-by-Space Method'!F\"&ROUNDDOWN((ROW(A1378)-52)/50,0)+4),\"\"))","v":""},{"$f":"IF(A1378=\"\",\"\",IF(COUNTIF(BuildingSpecificSpaceTypes,AQ1378)>0,INDIRECT(\"'Space-by-Space Method'!F\"&ROUNDDOWN((ROW(A1378)-52)/50,0)+4),\"\"))","v":""},{"$f":"IF(A1378=\"\",\"\",INDIRECT(\"'Fixture Schedule'!D\"&MOD(ROW(A1378)-52,50)+9))","v":""},{"$f":"IF(A1378=\"\",\"\",IF(AR1378=\"\",\"\",INDIRECT(\"'Fixture Schedule'!K\"&MOD(ROW(A1378)-52,50)+9)))","v":""},"",{"$f":"IF(A1378=\"\",\"\",INDIRECT(\"'Fixture Schedule'!L\"&MOD(ROW(A1378)-52,50)+9))","v":""},null,null,null,null,null,null,null,null,null,null,null,null,null,{"$f":"INDIRECT(\"'Space-by-Space Method'!\"&SUBSTITUTE(ADDRESS(1,MOD(ROW(A1378)-52,50)+10,4),\"1\",\"\")&ROUNDDOWN((ROW(A1378)-52)/50,0)+4)","v":0},{"$f":"LEFT(INDIRECT(\"'Space-by-Space Method'!BJ\"&ROUNDDOWN((ROW(A1378)-52)/50,0)+4),3)","v":""},{"$f":"INDIRECT(\"'Fixture Schedule'!L\"&MOD(ROW(A1378)-52,50)+9)","v":0},{"$f":"INDIRECT(\"'Fixture Schedule'!O\"&MOD(ROW(A1378)-52,50)+9)","v":0},{"$f":"INDIRECT(\"'Space-by-Space Method'!F\"&ROUNDDOWN((ROW(A1378)-52)/50,0)+4)","v":0},{"$f":"INDIRECT(\"'Fixture Schedule'!L\"&MOD(ROW(A1378)-52,50)+9)","v":0},{"$f":"INDIRECT(\"'Space-by-Space Method'!D\"&ROUNDDOWN((ROW(A1378)-52)/50,0)+4)","v":0},{"$f":"INDIRECT(\"'Space-by-Space Method'!E\"&ROUNDDOWN((ROW(A1378)-52)/50,0)+4)","v":1}]
[{"$f":"IF(InteriorCalcType=2,IF(OR(AM1381=0,AN1381=\"DNQ\")=TRUE,\"\",INDIRECT(\"'Fixture Schedule'!M\"&MOD(ROW(A1381)-52,50)+9)),\"\")","v":""},{"$f":"IF(A1381=\"\",\"\",INDIRECT(\"'Fixture Schedule'!E\"&MOD(ROW(A1381)-52,50)+9))","v":""},{"$f":"IF(A1381=\"\",\"\",INDIRECT(\"'Fixture Schedule'!F\"&MOD(ROW(A1381)-52,50)+9))","v":""},{"$f":"IF(A1381=\"\",\"\",INDIRECT(\"'Fixture Schedule'!L\"&MOD(ROW(A1381)-52,50)+9))","v":""},"",null,null,{"$f":"IF(A1381=\"\",\"\",IF(AP1381=1,Summary!$C$12*(AO1381)/(SUM('Space-by-Space Method'!$BO$4:$BO$78,SUM('Exterior Lighting'!$BL$5:$BL$25))),0))","v":""},{"$f":"IF(A1381=\"\",\"\",IF(START!$B$34=1,INDIRECT(\"'Space-by-Space Method'!\"&SUBSTITUTE(ADDRESS(1,MOD(ROW(A1381)-52,50)+10,4),\"1\",\"\")&ROUNDDOWN((ROW(A1381)-52)/50,0)+4),\"\"))","v":""},{"$f":"IF(A1381=\"\",\"\",IF(AP1381=1,Summary!$F$11*(AO1381)/(SUM('Space-by-Space Method'!$BO$4:$BO$78,SUM('Exterior Lighting'!$BL$5:$BL$25))),0))","v":""},{"$f":"IF(A1381=\"\",\"\",IF(AP1381=1,Summary!$E$11*(AO1381)/(SUM('Space-by-Space Method'!$BO$4:$BO$78,SUM('Exterior Lighting'!$BL$5:$BL$25))),0))","v":""},{"$f":"IF(A1381=\"\",\"\",IF(AP1381=1,Summary!$G$11*(AO1381)/(SUM('Space-by-Space Method'!$BO$4:$BO$78,SUM('Exterior Lighting'!$BL$5:$BL$25))),0))","v":""},{"$f":"IF(A1381=\"\",\"\",IF(AP1381=1,Summary!$H$11*(AO1381)/(SUM('Space-by-Space Method'!$BO$4:$BO$78)),0))","v":""},{"$f":"IF(A1381=\"\",\"\",IF(AP1381=1,Summary!$I$11*(AO1381)/(SUM('Space-by-Space Method'!$BO$4:$BO$78)),0))","v":""},null,null,null,{"$f":"IF(A1381=\"\",\"\",IF(START!$B$34=2,INDIRECT(\"'Space-by-Space Method'!\"&SUBSTITUTE(ADDRESS(1,MOD(ROW(A1381)-52,50)+10,4),\"1\",\"\")&ROUNDDOWN((ROW(A1381)-52)/50,0)+4),\"\"))","v":""},{"$f":"IF(A1381=\"\",\"\",INDIRECT(\"'Space-by-Space Method'!C\"&ROUNDDOWN((ROW(A1381)-52)/50,0)+4))","v":""},{"$f":"IF(A1381=\"\",\"\",IF(COUNTIF(CommonSpaceTypes,AQ1381)>0,INDIRECT(\"'Space-by-Space Method'!F\"&ROUNDDOWN((ROW(A1381)-52)/50,0)+4),\"\"))","v":""},{"$f":"IF(A1381=\"\",\"\",IF(COUNTIF(BuildingSpecificSpaceTypes,AQ1381)>0,INDIRECT(\"'Space-by-Space Method'!F\"&ROUNDDOWN((ROW(A1381)-52)/50,0)+4),\"\"))","v":""},{"$f":"IF(A1381=\"\",\"\",INDIRECT(\"'Fixture Schedule'!D\"&MOD(ROW(A1381)-52,50)+9))","v":""},{"$f":"IF(A1381=\"\",\"\",IF(AR1381=\"\",\"\",INDIRECT(\"'Fixture Schedule'!K\"&MOD(ROW(A1381)-52,50)+9)))","v":""},"",{"$f":"IF(A1381=\"\",\"\",INDIRECT(\"'Fixture Schedule'!L\"&MOD(ROW(A1381)-52,50)+9))","v":""},null,null,null,null,null,null,null,null,null,null,null,null,null,{"$f":"INDIRECT(\"'Space-by-Space Method'!\"&SUBSTITUTE(ADDRESS(1,MOD(ROW(A1381)-52,50)+10,4),\"1\",\"\")&ROUNDDOWN((ROW(A1381)-52)/50,0)+4)","v":0},{"$f":"LEFT(INDIRECT(\"'Space-by-Space Method'!BJ\"&ROUNDDOWN((ROW(A1381)-52)/50,0)+4),3)","v":""},{"$f":"INDIRECT(\"'Fixture Schedule'!L\"&MOD(ROW(A1381)-52,50)+9)","v":0},{"$f":"INDIRECT(\"'Fixture Schedule'!O\"&MOD(ROW(A1381)-52,50)+9)","v":0},{"$f":"INDIRECT(\"'Space-by-Space Method'!F\"&ROUNDDOWN((ROW(A1381)-52)/50,0)+4)","v":0},{"$f":"INDIRECT(\"'Fixture Schedule'!L\"&MOD(ROW(A1381)-52,50)+9)","v":0},{"$f":"INDIRECT(\"'Space-by-Space Method'!D\"&ROUNDDOWN((ROW(A1381)-52)/50,0)+4)","v":0},{"$f":"INDIRECT(\"'Space-by-Space Method'!E\"&ROUNDDOWN((ROW(A1381)-52)/50,0)+4)","v":1}]
[{"$f":"IF(InteriorCalcType=2,IF(OR(AM1390=0,AN1390=\"DNQ\")=TRUE,\"\",INDIRECT(\"'Fixture Schedule'!M\"&MOD(ROW(A1390)-52,50)+9)),\"\")","v":""},{"$f":"IF(A1390=\"\",\"\",INDIRECT(\"'Fixture Schedule'!E\"&MOD(ROW(A1390)-52,50)+9))","v":""},{"$f":"IF(A1390=\"\",\"\",INDIRECT(\"'Fixture Schedule'!F\"&MOD(ROW(A1390)-52,50)+9))","v":""},{"$f":"IF(A1390=\"\",\"\",INDIRECT(\"'Fixture Schedule'!L\"&MOD(ROW(A1390)-52,50)+9))","v":""},"",null,null,{"$f":"IF(A1390=\"\",\"\",IF(AP1390=1,Summary!$C$12*(AO1390)/(SUM('Space-by-Space Method'!$BO$4:$BO$78,SUM('Exterior Lighting'!$BL$5:$BL$25))),0))","v":""},{"$f":"IF(A1390=\"\",\"\",IF(START!$B$34=1,INDIRECT(\"'Space-by-Space Method'!\"&SUBSTITUTE(ADDRESS(1,MOD(ROW(A1390)-52,50)+10,4),\"1\",\"\")&ROUNDDOWN((ROW(A1390)-52)/50,0)+4),\"\"))","v":""},{"$f":"IF(A1390=\"\",\"\",IF(AP1390=1,Summary!$F$11*(AO1390)/(SUM('Space-by-Space Method'!$BO$4:$BO$78,SUM('Exterior Lighting'!$BL$5:$BL$25))),0))","v":""},{"$f":"IF(A1390=\"\",\"\",IF(AP1390=1,Summary!$E$11*(AO1390)/(SUM('Space-by-Space Method'!$BO$4:$BO$78,SUM('Exterior Lighting'!$BL$5:$BL$25))),0))","v":""},{"$f":"IF(A1390=\"\",\"\",IF(AP1390=1,Summary!$G$11*(AO1390)/(SUM('Space-by-Space Method'!$BO$4:$BO$78,SUM('Exterior Lighting'!$BL$5:$BL$25))),0))","v":""},{"$f":"IF(A1390=\"\",\"\",IF(AP1390=1,Summary!$H$11*(AO1390)/(SUM('Space-by-Space Method'!$BO$4:$BO$78)),0))","v":""},{"$f":"IF(A1390=\"\",\"\",IF(AP1390=1,Summary!$I$11*(AO1390)/(SUM('Space-by-Space Method'!$BO$4:$BO$78)),0))","v":""},null,null,null,{"$f":"IF(A1390=\"\",\"\",IF(START!$B$34=2,INDIRECT(\"'Space-by-Space Method'!\"&SUBSTITUTE(ADDRESS(1,MOD(ROW(A1390)-52,50)+10,4),\"1\",\"\")&ROUNDDOWN((ROW(A1390)-52)/50,0)+4),\"\"))","v":""},{"$f":"IF(A1390=\"\",\"\",INDIRECT(\"'Space-by-Space Method'!C\"&ROUNDDOWN((ROW(A1390)-52)/50,0)+4))","v":""},{"$f":"IF(A1390=\"\",\"\",IF(COUNTIF(CommonSpaceTypes,AQ1390)>0,INDIRECT(\"'Space-by-Space Method'!F\"&ROUNDDOWN((ROW(A1390)-52)/50,0)+4),\"\"))","v":""},{"$f":"IF(A1390=\"\",\"\",IF(COUNTIF(BuildingSpecificSpaceTypes,AQ1390)>0,INDIRECT(\"'Space-by-Space Method'!F\"&ROUNDDOWN((ROW(A1390)-52)/50,0)+4),\"\"))","v":""},{"$f":"IF(A1390=\"\",\"\",INDIRECT(\"'Fixture Schedule'!D\"&MOD(ROW(A1390)-52,50)+9))","v":""},{"$f":"IF(A1390=\"\",\"\",IF(AR1390=\"\",\"\",INDIRECT(\"'Fixture Schedule'!K\"&MOD(ROW(A1390)-52,50)+9)))","v":""},"",{"$f":"IF(A1390=\"\",\"\",INDIRECT(\"'Fixture Schedule'!L\"&MOD(ROW(A1390)-52,50)+9))","v":""},null,null,null,null,null,null,null,null,null,null,null,null,null,{"$f":"INDIRECT(\"'Space-by-Space Method'!\"&SUBSTITUTE(ADDRESS(1,MOD(ROW(A1390)-52,50)+10,4),\"1\",\"\")&ROUNDDOWN((ROW(A1390)-52)/50,0)+4)","v":0},{"$f":"LEFT(INDIRECT(\"'Space-by-Space Method'!BJ\"&ROUNDDOWN((ROW(A1390)-52)/50,0)+4),3)","v":""},{"$f":"INDIRECT(\"'Fixture Schedule'!L\"&MOD(ROW(A1390)-52,50)+9)","v":0},{"$f":"INDIRECT(\"'Fixture Schedule'!O\"&MOD(ROW(A1390)-52,50)+9)","v":0},{"$f":"INDIRECT(\"'Space-by-Space Method'!F\"&ROUNDDOWN((ROW(A1390)-52)/50,0)+4)","v":0},{"$f":"INDIRECT(\"'Fixture Schedule'!L\"&MOD(ROW(A1390)-52,50)+9)","v":0},{"$f":"INDIRECT(\"'Space-by-Space Method'!D\"&ROUNDDOWN((ROW(A1390)-52)/50,0)+4)","v":0},{"$f":"INDIRECT(\"'Space-by-Space Method'!E\"&ROUNDDOWN((ROW(A1390)-52)/50,0)+4)","v":1}]
[{"$f":"IF(InteriorCalcType=2,IF(OR(AM1398=0,AN1398=\"DNQ\")=TRUE,\"\",INDIRECT(\"'Fixture Schedule'!M\"&MOD(ROW(A1398)-52,50)+9)),\"\")","v":""},{"$f":"IF(A1398=\"\",\"\",INDIRECT(\"'Fixture Schedule'!E\"&MOD(ROW(A1398)-52,50)+9))","v":""},{"$f":"IF(A1398=\"\",\"\",INDIRECT(\"'Fixture Schedule'!F\"&MOD(ROW(A1398)-52,50)+9))","v":""},{"$f":"IF(A1398=\"\",\"\",INDIRECT(\"'Fixture Schedule'!L\"&MOD(ROW(A1398)-52,50)+9))","v":""},"",null,null,{"$f":"IF(A1398=\"\",\"\",IF(AP1398=1,Summary!$C$12*(AO1398)/(SUM('Space-by-Space Method'!$BO$4:$BO$78,SUM('Exterior Lighting'!$BL$5:$BL$25))),0))","v":""},{"$f":"IF(A1398=\"\",\"\",IF(START!$B$34=1,INDIRECT(\"'Space-by-Space Method'!\"&SUBSTITUTE(ADDRESS(1,MOD(ROW(A1398)-52,50)+10,4),\"1\",\"\")&ROUNDDOWN((ROW(A1398)-52)/50,0)+4),\"\"))","v":""},{"$f":"IF(A1398=\"\",\"\",IF(AP1398=1,Summary!$F$11*(AO1398)/(SUM('Space-by-Space Method'!$BO$4:$BO$78,SUM('Exterior Lighting'!$BL$5:$BL$25))),0))","v":""},{"$f":"IF(A1398=\"\",\"\",IF(AP1398=1,Summary!$E$11*(AO1398)/(SUM('Space-by-Space Method'!$BO$4:$BO$78,SUM('Exterior Lighting'!$BL$5:$BL$25))),0))","v":""},{"$f":"IF(A1398=\"\",\"\",IF(AP1398=1,Summary!$G$11*(AO1398)/(SUM('Space-by-Space Method'!$BO$4:$BO$78,SUM('Exterior Lighting'!$BL$5:$BL$25))),0))","v":""},{"$f":"IF(A1398=\"\",\"\",IF(AP1398=1,Summary!$H$11*(AO1398)/(SUM('Space-by-Space Method'!$BO$4:$BO$78)),0))","v":""},{"$f":"IF(A1398=\"\",\"\",IF(AP1398=1,Summary!$I$11*(AO1398)/(SUM('Space-by-Space Method'!$BO$4:$BO$78)),0))","v":""},null,null,null,{"$f":"IF(A1398=\"\",\"\",IF(START!$B$34=2,INDIRECT(\"'Space-by-Space Method'!\"&SUBSTITUTE(ADDRESS(1,MOD(ROW(A1398)-52,50)+10,4),\"1\",\"\")&ROUNDDOWN((ROW(A1398)-52)/50,0)+4),\"\"))","v":""},{"$f":"IF(A1398=\"\",\"\",INDIRECT(\"'Space-by-Space Method'!C\"&ROUNDDOWN((ROW(A1398)-52)/50,0)+4))","v":""},{"$f":"IF(A1398=\"\",\"\",IF(COUNTIF(CommonSpaceTypes,AQ1398)>0,INDIRECT(\"'Space-by-Space Method'!F\"&ROUNDDOWN((ROW(A1398)-52)/50,0)+4),\"\"))","v":""},{"$f":"IF(A1398=\"\",\"\",IF(COUNTIF(BuildingSpecificSpaceTypes,AQ1398)>0,INDIRECT(\"'Space-by-Space Method'!F\"&ROUNDDOWN((ROW(A1398)-52)/50,0)+4),\"\"))","v":""},{"$f":"IF(A1398=\"\",\"\",INDIRECT(\"'Fixture Schedule'!D\"&MOD(ROW(A1398)-52,50)+9))","v":""},{"$f":"IF(A1398=\"\",\"\",IF(AR1398=\"\",\"\",INDIRECT(\"'Fixture Schedule'!K\"&MOD(ROW(A1398)-52,50)+9)))","v":""},"",{"$f":"IF(A1398=\"\",\"\",INDIRECT(\"'Fixture Schedule'!L\"&MOD(ROW(A1398)-52,50)+9))","v":""},null,null,null,null,null,null,null,null,null,null,null,null,null,{"$f":"INDIRECT(\"'Space-by-Space Method'!\"&SUBSTITUTE(ADDRESS(1,MOD(ROW(A1398)-52,50)+10,4),\"1\",\"\")&ROUNDDOWN((ROW(A1398)-52)/50,0)+4)","v":0},{"$f":"LEFT(INDIRECT(\"'Space-by-Space Method'!BJ\"&ROUNDDOWN((ROW(A1398)-52)/50,0)+4),3)","v":""},{"$f":"INDIRECT(\"'Fixture Schedule'!L\"&MOD(ROW(A1398)-52,50)+9)","v":0},{"$f":"INDIRECT(\"'Fixture Schedule'!O\"&MOD(ROW(A1398)-52,50)+9)","v":0},{"$f":"INDIRECT(\"'Space-by-Space Method'!F\"&ROUNDDOWN((ROW(A1398)-52)/50,0)+4)","v":0},{"$f":"INDIRECT(\"'Fixture Schedule'!L\"&MOD(ROW(A1398)-52,50)+9)","v":0},{"$f":"INDIRECT(\"'Space-by-Space Method'!D\"&ROUNDDOWN((ROW(A1398)-52)/50,0)+4)","v":0},{"$f":"INDIRECT(\"'Space-by-Space Method'!E\"&ROUNDDOWN((ROW(A1398)-52)/50,0)+4)","v":1}]
[{"$f":"IF(InteriorCalcType=2,IF(OR(AM1409=0,AN1409=\"DNQ\")=TRUE,\"\",INDIRECT(\"'Fixture Schedule'!M\"&MOD(ROW(A1409)-52,50)+9)),\"\")","v":""},{"$f":"IF(A1409=\"\",\"\",INDIRECT(\"'Fixture Schedule'!E\"&MOD(ROW(A1409)-52,50)+9))","v":""},{"$f":"IF(A1409=\"\",\"\",INDIRECT(\"'Fixture Schedule'!F\"&MOD(ROW(A1409)-52,50)+9))","v":""},{"$f":"IF(A1409=\"\",\"\",INDIRECT(\"'Fixture Schedule'!L\"&MOD(ROW(A1409)-52,50)+9))","v":""},"",null,null,{"$f":"IF(A1409=\"\",\"\",IF(AP1409=1,Summary!$C$12*(AO1409)/(SUM('Space-by-Space Method'!$BO$4:$BO$78,SUM('Exterior Lighting'!$BL$5:$BL$25))),0))","v":""},{"$f":"IF(A1409=\"\",\"\",IF(START!$B$34=1,INDIRECT(\"'Space-by-Space Method'!\"&SUBSTITUTE(ADDRESS(1,MOD(ROW(A1409)-52,50)+10,4),\"1\",\"\")&ROUNDDOWN((ROW(A1409)-52)/50,0)+4),\"\"))","v":""},{"$f":"IF(A1409=\"\",\"\",IF(AP1409=1,Summary!$F$11*(AO1409)/(SUM('Space-by-Space Method'!$BO$4:$BO$78,SUM('Exterior Lighting'!$BL$5:$BL$25))),0))","v":""},{"$f":"IF(A1409=\"\",\"\",IF(AP1409=1,Summary!$E$11*(AO1409)/(SUM('Space-by-Space Method'!$BO$4:$BO$78,SUM('Exterior Lighting'!$BL$5:$BL$25))),0))","v":""},{"$f":"IF(A1409=\"\",\"\",IF(AP1409=1,Summary!$G$11*(AO1409)/(SUM('Space-by-Space Method'!$BO$4:$BO$78,SUM('Exterior Lighting'!$BL$5:$BL$25))),0))","v":""},{"$f":"IF(A1409=\"\",\"\",IF(AP1409=1,Summary!$H$11*(AO1409)/(SUM('Space-by-Space Method'!$BO$4:$BO$78)),0))","v":""},{"$f":"IF(A1409=\"\",\"\",IF(AP1409=1,Summary!$I$11*(AO1409)/(SUM('Space-by-Space Method'!$BO$4:$BO$78)),0))","v":""},null,null,null,{"$f":"IF(A1409=\"\",\"\",IF(START!$B$34=2,INDIRECT(\"'Space-by-Space Method'!\"&SUBSTITUTE(ADDRESS(1,MOD(ROW(A1409)-52,50)+10,4),\"1\",\"\")&ROUNDDOWN((ROW(A1409)-52)/50,0)+4),\"\"))","v":""},{"$f":"IF(A1409=\"\",\"\",INDIRECT(\"'Space-by-Space Method'!C\"&ROUNDDOWN((ROW(A1409)-52)/50,0)+4))","v":""},{"$f":"IF(A1409=\"\",\"\",IF(COUNTIF(CommonSpaceTypes,AQ1409)>0,INDIRECT(\"'Space-by-Space Method'!F\"&ROUNDDOWN((ROW(A1409)-52)/50,0)+4),\"\"))","v":""},{"$f":"IF(A1409=\"\",\"\",IF(COUNTIF(BuildingSpecificSpaceTypes,AQ1409)>0,INDIRECT(\"'Space-by-Space Method'!F\"&ROUNDDOWN((ROW(A1409)-52)/50,0)+4),\"\"))","v":""},{"$f":"IF(A1409=\"\",\"\",INDIRECT(\"'Fixture Schedule'!D\"&MOD(ROW(A1409)-52,50)+9))","v":""},{"$f":"IF(A1409=\"\",\"\",IF(AR1409=\"\",\"\",INDIRECT(\"'Fixture Schedule'!K\"&MOD(ROW(A1409)-52,50)+9)))","v":""},"",{"$f":"IF(A1409=\"\",\"\",INDIRECT(\"'Fixture Schedule'!L\"&MOD(ROW(A1409)-52,50)+9))","v":""},null,null,null,null,null,null,null,null,null,null,null,null,null,{"$f":"INDIRECT(\"'Space-by-Space Method'!\"&SUBSTITUTE(ADDRESS(1,MOD(ROW(A1409)-52,50)+10,4),\"1\",\"\")&ROUNDDOWN((ROW(A1409)-52)/50,0)+4)","v":0},{"$f":"LEFT(INDIRECT(\"'Space-by-Space Method'!BJ\"&ROUNDDOWN((ROW(A1409)-52)/50,0)+4),3)","v":""},{"$f":"INDIRECT(\"'Fixture Schedule'!L\"&MOD(ROW(A1409)-52,50)+9)","v":0},{"$f":"INDIRECT(\"'Fixture Schedule'!O\"&MOD(ROW(A1409)-52,50)+9)","v":0},{"$f":"INDIRECT(\"'Space-by-Space Method'!F\"&ROUNDDOWN((ROW(A1409)-52)/50,0)+4)","v":0},{"$f":"INDIRECT(\"'Fixture Schedule'!L\"&MOD(ROW(A1409)-52,50)+9)","v":0},{"$f":"INDIRECT(\"'Space-by-Space Method'!D\"&ROUNDDOWN((ROW(A1409)-52)/50,0)+4)","v":0},{"$f":"INDIRECT(\"'Space-by-Space Method'!E\"&ROUNDDOWN((ROW(A1409)-52)/50,0)+4)","v":1}]
[{"$f":"IF(InteriorCalcType=2,IF(OR(AM1416=0,AN1416=\"DNQ\")=TRUE,\"\",INDIRECT(\"'Fixture Schedule'!M\"&MOD(ROW(A1416)-52,50)+9)),\"\")","v":""},{"$f":"IF(A1416=\"\",\"\",INDIRECT(\"'Fixture Schedule'!E\"&MOD(ROW(A1416)-52,50)+9))","v":""},{"$f":"IF(A1416=\"\",\"\",INDIRECT(\"'Fixture Schedule'!F\"&MOD(ROW(A1416)-52,50)+9))","v":""},{"$f":"IF(A1416=\"\",\"\",INDIRECT(\"'Fixture Schedule'!L\"&MOD(ROW(A1416)-52,50)+9))","v":""},"",null,null,{"$f":"IF(A1416=\"\",\"\",IF(AP1416=1,Summary!$C$12*(AO1416)/(SUM('Space-by-Space Method'!$BO$4:$BO$78,SUM('Exterior Lighting'!$BL$5:$BL$25))),0))","v":""},{"$f":"IF(A1416=\"\",\"\",IF(START!$B$34=1,INDIRECT(\"'Space-by-Space Method'!\"&SUBSTITUTE(ADDRESS(1,MOD(ROW(A1416)-52,50)+10,4),\"1\",\"\")&ROUNDDOWN((ROW(A1416)-52)/50,0)+4),\"\"))","v":""},{"$f":"IF(A1416=\"\",\"\",IF(AP1416=1,Summary!$F$11*(AO1416)/(SUM('Space-by-Space Method'!$BO$4:$BO$78,SUM('Exterior Lighting'!$BL$5:$BL$25))),0))","v":""},{"$f":"IF(A1416=\"\",\"\",IF(AP1416=1,Summary!$E$11*(AO1416)/(SUM('Space-by-Space Method'!$BO$4:$BO$78,SUM('Exterior Lighting'!$BL$5:$BL$25))),0))","v":""},{"$f":"IF(A1416=\"\",\"\",IF(AP1416=1,Summary!$G$11*(AO1416)/(SUM('Space-by-Space Method'!$BO$4:$BO$78,SUM('Exterior Lighting'!$BL$5:$BL$25))),0))","v":""},{"$f":"IF(A1416=\"\",\"\",IF(AP1416=1,Summary!$H$11*(AO1416)/(SUM('Space-by-Space Method'!$BO$4:$BO$78)),0))","v":""},{"$f":"IF(A1416=\"\",\"\",IF(AP1416=1,Summary!$I$11*(AO1416)/(SUM('Space-by-Space Method'!$BO$4:$BO$78)),0))","v":""},null,null,null,{"$f":"IF(A1416=\"\",\"\",IF(START!$B$34=2,INDIRECT(\"'Space-by-Space Method'!\"&SUBSTITUTE(ADDRESS(1,MOD(ROW(A1416)-52,50)+10,4),\"1\",\"\")&ROUNDDOWN((ROW(A1416)-52)/50,0)+4),\"\"))","v":""},{"$f":"IF(A1416=\"\",\"\",INDIRECT(\"'Space-by-Space Method'!C\"&ROUNDDOWN((ROW(A1416)-52)/50,0)+4))","v":""},{"$f":"IF(A1416=\"\",\"\",IF(COUNTIF(CommonSpaceTypes,AQ1416)>0,INDIRECT(\"'Space-by-Space Method'!F\"&ROUNDDOWN((ROW(A1416)-52)/50,0)+4),\"\"))","v":""},{"$f":"IF(A1416=\"\",\"\",IF(COUNTIF(BuildingSpecificSpaceTypes,AQ1416)>0,INDIRECT(\"'Space-by-Space Method'!F\"&ROUNDDOWN((ROW(A1416)-52)/50,0)+4),\"\"))","v":""},{"$f":"IF(A1416=\"\",\"\",INDIRECT(\"'Fixture Schedule'!D\"&MOD(ROW(A1416)-52,50)+9))","v":""},{"$f":"IF(A1416=\"\",\"\",IF(AR1416=\"\",\"\",INDIRECT(\"'Fixture Schedule'!K\"&MOD(ROW(A1416)-52,50)+9)))","v":""},"",{"$f":"IF(A1416=\"\",\"\",INDIRECT(\"'Fixture Schedule'!L\"&MOD(ROW(A1416)-52,50)+9))","v":""},null,null,null,null,null,null,null,null,null,null,null,null,null,{"$f":"INDIRECT(\"'Space-by-Space Method'!\"&SUBSTITUTE(ADDRESS(1,MOD(ROW(A1416)-52,50)+10,4),\"1\",\"\")&ROUNDDOWN((ROW(A1416)-52)/50,0)+4)","v":0},{"$f":"LEFT(INDIRECT(\"'Space-by-Space Method'!BJ\"&ROUNDDOWN((ROW(A1416)-52)/50,0)+4),3)","v":""},{"$f":"INDIRECT(\"'Fixture Schedule'!L\"&MOD(ROW(A1416)-52,50)+9)","v":0},{"$f":"INDIRECT(\"'Fixture Schedule'!O\"&MOD(ROW(A1416)-52,50)+9)","v":0},{"$f":"INDIRECT(\"'Space-by-Space Method'!F\"&ROUNDDOWN((ROW(A1416)-52)/50,0)+4)","v":0},{"$f":"INDIRECT(\"'Fixture Schedule'!L\"&MOD(ROW(A1416)-52,50)+9)","v":0},{"$f":"INDIRECT(\"'Space-by-Space Method'!D\"&ROUNDDOWN((ROW(A1416)-52)/50,0)+4)","v":0},{"$f":"INDIRECT(\"'Space-by-Space Method'!E\"&ROUNDDOWN((ROW(A1416)-52)/50,0)+4)","v":1}]
[{"$f":"IF(InteriorCalcType=2,IF(OR(AM1428=0,AN1428=\"DNQ\")=TRUE,\"\",INDIRECT(\"'Fixture Schedule'!M\"&MOD(ROW(A1428)-52,50)+9)),\"\")","v":""},{"$f":"IF(A1428=\"\",\"\",INDIRECT(\"'Fixture Schedule'!E\"&MOD(ROW(A1428)-52,50)+9))","v":""},{"$f":"IF(A1428=\"\",\"\",INDIRECT(\"'Fixture Schedule'!F\"&MOD(ROW(A1428)-52,50)+9))","v":""},{"$f":"IF(A1428=\"\",\"\",INDIRECT(\"'Fixture Schedule'!L\"&MOD(ROW(A1428)-52,50)+9))","v":""},"",null,null,{"$f":"IF(A1428=\"\",\"\",IF(AP1428=1,Summary!$C$12*(AO1428)/(SUM('Space-by-Space Method'!$BO$4:$BO$78,SUM('Exterior Lighting'!$BL$5:$BL$25))),0))","v":""},{"$f":"IF(A1428=\"\",\"\",IF(START!$B$34=1,INDIRECT(\"'Space-by-Space Method'!\"&SUBSTITUTE(ADDRESS(1,MOD(ROW(A1428)-52,50)+10,4),\"1\",\"\")&ROUNDDOWN((ROW(A1428)-52)/50,0)+4),\"\"))","v":""},{"$f":"IF(A1428=\"\",\"\",IF(AP1428=1,Summary!$F$11*(AO1428)/(SUM('Space-by-Space Method'!$BO$4:$BO$78,SUM('Exterior Lighting'!$BL$5:$BL$25))),0))","v":""},{"$f":"IF(A1428=\"\",\"\",IF(AP1428=1,Summary!$E$11*(AO1428)/(SUM('Space-by-Space Method'!$BO$4:$BO$78,SUM('Exterior Lighting'!$BL$5:$BL$25))),0))","v":""},{"$f":"IF(A1428=\"\",\"\",IF(AP1428=1,Summary!$G$11*(AO1428)/(SUM('Space-by-Space Method'!$BO$4:$BO$78,SUM('Exterior Lighting'!$BL$5:$BL$25))),0))","v":""},{"$f":"IF(A1428=\"\",\"\",IF(AP1428=1,Summary!$H$11*(AO1428)/(SUM('Space-by-Space Method'!$BO$4:$BO$78)),0))","v":""},{"$f":"IF(A1428=\"\",\"\",IF(AP1428=1,Summary!$I$11*(AO1428)/(SUM('Space-by-Space Method'!$BO$4:$BO$78)),0))","v":""},null,null,null,{"$f":"IF(A1428=\"\",\"\",IF(START!$B$34=2,INDIRECT(\"'Space-by-Space Method'!\"&SUBSTITUTE(ADDRESS(1,MOD(ROW(A1428)-52,50)+10,4),\"1\",\"\")&ROUNDDOWN((ROW(A1428)-52)/50,0)+4),\"\"))","v":""},{"$f":"IF(A1428=\"\",\"\",INDIRECT(\"'Space-by-Space Method'!C\"&ROUNDDOWN((ROW(A1428)-52)/50,0)+4))","v":""},{"$f":"IF(A1428=\"\",\"\",IF(COUNTIF(CommonSpaceTypes,AQ1428)>0,INDIRECT(\"'Space-by-Space Method'!F\"&ROUNDDOWN((ROW(A1428)-52)/50,0)+4),\"\"))","v":""},{"$f":"IF(A1428=\"\",\"\",IF(COUNTIF(BuildingSpecificSpaceTypes,AQ1428)>0,INDIRECT(\"'Space-by-Space Method'!F\"&ROUNDDOWN((ROW(A1428)-52)/50,0)+4),\"\"))","v":""},{"$f":"IF(A1428=\"\",\"\",INDIRECT(\"'Fixture Schedule'!D\"&MOD(ROW(A1428)-52,50)+9))","v":""},{"$f":"IF(A1428=\"\",\"\",IF(AR1428=\"\",\"\",INDIRECT(\"'Fixture Schedule'!K\"&MOD(ROW(A1428)-52,50)+9)))","v":""},"",{"$f":"IF(A1428=\"\",\"\",INDIRECT(\"'Fixture Schedule'!L\"&MOD(ROW(A1428)-52,50)+9))","v":""},null,null,null,null,null,null,null,null,null,null,null,null,null,{"$f":"INDIRECT(\"'Space-by-Space Method'!\"&SUBSTITUTE(ADDRESS(1,MOD(ROW(A1428)-52,50)+10,4),\"1\",\"\")&ROUNDDOWN((ROW(A1428)-52)/50,0)+4)","v":0},{"$f":"LEFT(INDIRECT(\"'Space-by-Space Method'!BJ\"&ROUNDDOWN((ROW(A1428)-52)/50,0)+4),3)","v":""},{"$f":"INDIRECT(\"'Fixture Schedule'!L\"&MOD(ROW(A1428)-52,50)+9)","v":0},{"$f":"INDIRECT(\"'Fixture Schedule'!O\"&MOD(ROW(A1428)-52,50)+9)","v":0},{"$f":"INDIRECT(\"'Space-by-Space Method'!F\"&ROUNDDOWN((ROW(A1428)-52)/50,0)+4)","v":0},{"$f":"INDIRECT(\"'Fixture Schedule'!L\"&MOD(ROW(A1428)-52,50)+9)","v":0},{"$f":"INDIRECT(\"'Space-by-Space Method'!D\"&ROUNDDOWN((ROW(A1428)-52)/50,0)+4)","v":0},{"$f":"INDIRECT(\"'Space-by-Space Method'!E\"&ROUNDDOWN((ROW(A1428)-52)/50,0)+4)","v":1}]
[{"$f":"IF(InteriorCalcType=2,IF(OR(AM1434=0,AN1434=\"DNQ\")=TRUE,\"\",INDIRECT(\"'Fixture Schedule'!M\"&MOD(ROW(A1434)-52,50)+9)),\"\")","v":""},{"$f":"IF(A1434=\"\",\"\",INDIRECT(\"'Fixture Schedule'!E\"&MOD(ROW(A1434)-52,50)+9))","v":""},{"$f":"IF(A1434=\"\",\"\",INDIRECT(\"'Fixture Schedule'!F\"&MOD(ROW(A1434)-52,50)+9))","v":""},{"$f":"IF(A1434=\"\",\"\",INDIRECT(\"'Fixture Schedule'!L\"&MOD(ROW(A1434)-52,50)+9))","v":""},"",null,null,{"$f":"IF(A1434=\"\",\"\",IF(AP1434=1,Summary!$C$12*(AO1434)/(SUM('Space-by-Space Method'!$BO$4:$BO$78,SUM('Exterior Lighting'!$BL$5:$BL$25))),0))","v":""},{"$f":"IF(A1434=\"\",\"\",IF(START!$B$34=1,INDIRECT(\"'Space-by-Space Method'!\"&SUBSTITUTE(ADDRESS(1,MOD(ROW(A1434)-52,50)+10,4),\"1\",\"\")&ROUNDDOWN((ROW(A1434)-52)/50,0)+4),\"\"))","v":""},{"$f":"IF(A1434=\"\",\"\",IF(AP1434=1,Summary!$F$11*(AO1434)/(SUM('Space-by-Space Method'!$BO$4:$BO$78,SUM('Exterior Lighting'!$BL$5:$BL$25))),0))","v":""},{"$f":"IF(A1434=\"\",\"\",IF(AP1434=1,Summary!$E$11*(AO1434)/(SUM('Space-by-Space Method'!$BO$4:$BO$78,SUM('Exterior Lighting'!$BL$5:$BL$25))),0))","v":""},{"$f":"IF(A1434=\"\",\"\",IF(AP1434=1,Summary!$G$11*(AO1434)/(SUM('Space-by-Space Method'!$BO$4:$BO$78,SUM('Exterior Lighting'!$BL$5:$BL$25))),0))","v":""},{"$f":"IF(A1434=\"\",\"\",IF(AP1434=1,Summary!$H$11*(AO1434)/(SUM('Space-by-Space Method'!$BO$4:$BO$78)),0))","v":""},{"$f":"IF(A1434=\"\",\"\",IF(AP1434=1,Summary!$I$11*(AO1434)/(SUM('Space-by-Space Method'!$BO$4:$BO$78)),0))","v":""},null,null,null,{"$f":"IF(A1434=\"\",\"\",IF(START!$B$34=2,INDIRECT(\"'Space-by-Space Method'!\"&SUBSTITUTE(ADDRESS(1,MOD(ROW(A1434)-52,50)+10,4),\"1\",\"\")&ROUNDDOWN((ROW(A1434)-52)/50,0)+4),\"\"))","v":""},{"$f":"IF(A1434=\"\",\"\",INDIRECT(\"'Space-by-Space Method'!C\"&ROUNDDOWN((ROW(A1434)-52)/50,0)+4))","v":""},{"$f":"IF(A1434=\"\",\"\",IF(COUNTIF(CommonSpaceTypes,AQ1434)>0,INDIRECT(\"'Space-by-Space Method'!F\"&ROUNDDOWN((ROW(A1434)-52)/50,0)+4),\"\"))","v":""},{"$f":"IF(A1434=\"\",\"\",IF(COUNTIF(BuildingSpecificSpaceTypes,AQ1434)>0,INDIRECT(\"'Space-by-Space Method'!F\"&ROUNDDOWN((ROW(A1434)-52)/50,0)+4),\"\"))","v":""},{"$f":"IF(A1434=\"\",\"\",INDIRECT(\"'Fixture Schedule'!D\"&MOD(ROW(A1434)-52,50)+9))","v":""},{"$f":"IF(A1434=\"\",\"\",IF(AR1434=\"\",\"\",INDIRECT(\"'Fixture Schedule'!K\"&MOD(ROW(A1434)-52,50)+9)))","v":""},"",{"$f":"IF(A1434=\"\",\"\",INDIRECT(\"'Fixture Schedule'!L\"&MOD(ROW(A1434)-52,50)+9))","v":""},null,null,null,null,null,null,null,null,null,null,null,null,null,{"$f":"INDIRECT(\"'Space-by-Space Method'!\"&SUBSTITUTE(ADDRESS(1,MOD(ROW(A1434)-52,50)+10,4),\"1\",\"\")&ROUNDDOWN((ROW(A1434)-52)/50,0)+4)","v":0},{"$f":"LEFT(INDIRECT(\"'Space-by-Space Method'!BJ\"&ROUNDDOWN((ROW(A1434)-52)/50,0)+4),3)","v":""},{"$f":"INDIRECT(\"'Fixture Schedule'!L\"&MOD(ROW(A1434)-52,50)+9)","v":0},{"$f":"INDIRECT(\"'Fixture Schedule'!O\"&MOD(ROW(A1434)-52,50)+9)","v":0},{"$f":"INDIRECT(\"'Space-by-Space Method'!F\"&ROUNDDOWN((ROW(A1434)-52)/50,0)+4)","v":0},{"$f":"INDIRECT(\"'Fixture Schedule'!L\"&MOD(ROW(A1434)-52,50)+9)","v":0},{"$f":"INDIRECT(\"'Space-by-Space Method'!D\"&ROUNDDOWN((ROW(A1434)-52)/50,0)+4)","v":0},{"$f":"INDIRECT(\"'Space-by-Space Method'!E\"&ROUNDDOWN((ROW(A1434)-52)/50,0)+4)","v":1}]
[{"$f":"IF(InteriorCalcType=2,IF(OR(AM1439=0,AN1439=\"DNQ\")=TRUE,\"\",INDIRECT(\"'Fixture Schedule'!M\"&MOD(ROW(A1439)-52,50)+9)),\"\")","v":""},{"$f":"IF(A1439=\"\",\"\",INDIRECT(\"'Fixture Schedule'!E\"&MOD(ROW(A1439)-52,50)+9))","v":""},{"$f":"IF(A1439=\"\",\"\",INDIRECT(\"'Fixture Schedule'!F\"&MOD(ROW(A1439)-52,50)+9))","v":""},{"$f":"IF(A1439=\"\",\"\",INDIRECT(\"'Fixture Schedule'!L\"&MOD(ROW(A1439)-52,50)+9))","v":""},"",null,null,{"$f":"IF(A1439=\"\",\"\",IF(AP1439=1,Summary!$C$12*(AO1439)/(SUM('Space-by-Space Method'!$BO$4:$BO$78,SUM('Exterior Lighting'!$BL$5:$BL$25))),0))","v":""},{"$f":"IF(A1439=\"\",\"\",IF(START!$B$34=1,INDIRECT(\"'Space-by-Space Method'!\"&SUBSTITUTE(ADDRESS(1,MOD(ROW(A1439)-52,50)+10,4),\"1\",\"\")&ROUNDDOWN((ROW(A1439)-52)/50,0)+4),\"\"))","v":""},{"$f":"IF(A1439=\"\",\"\",IF(AP1439=1,Summary!$F$11*(AO1439)/(SUM('Space-by-Space Method'!$BO$4:$BO$78,SUM('Exterior Lighting'!$BL$5:$BL$25))),0))","v":""},{"$f":"IF(A1439=\"\",\"\",IF(AP1439=1,Summary!$E$11*(AO1439)/(SUM('Space-by-Space Method'!$BO$4:$BO$78,SUM('Exterior Lighting'!$BL$5:$BL$25))),0))","v":""},{"$f":"IF(A1439=\"\",\"\",IF(AP1439=1,Summary!$G$11*(AO1439)/(SUM('Space-by-Space Method'!$BO$4:$BO$78,SUM('Exterior Lighting'!$BL$5:$BL$25))),0))","v":""},{"$f":"IF(A1439=\"\",\"\",IF(AP1439=1,Summary!$H$11*(AO1439)/(SUM('Space-by-Space Method'!$BO$4:$BO$78)),0))","v":""},{"$f":"IF(A1439=\"\",\"\",IF(AP1439=1,Summary!$I$11*(AO1439)/(SUM('Space-by-Space Method'!$BO$4:$BO$78)),0))","v":""},null,null,null,{"$f":"IF(A1439=\"\",\"\",IF(START!$B$34=2,INDIRECT(\"'Space-by-Space Method'!\"&SUBSTITUTE(ADDRESS(1,MOD(ROW(A1439)-52,50)+10,4),\"1\",\"\")&ROUNDDOWN((ROW(A1439)-52)/50,0)+4),\"\"))","v":""},{"$f":"IF(A1439=\"\",\"\",INDIRECT(\"'Space-by-Space Method'!C\"&ROUNDDOWN((ROW(A1439)-52)/50,0)+4))","v":""},{"$f":"IF(A1439=\"\",\"\",IF(COUNTIF(CommonSpaceTypes,AQ1439)>0,INDIRECT(\"'Space-by-Space Method'!F\"&ROUNDDOWN((ROW(A1439)-52)/50,0)+4),\"\"))","v":""},{"$f":"IF(A1439=\"\",\"\",IF(COUNTIF(BuildingSpecificSpaceTypes,AQ1439)>0,INDIRECT(\"'Space-by-Space Method'!F\"&ROUNDDOWN((ROW(A1439)-52)/50,0)+4),\"\"))","v":""},{"$f":"IF(A1439=\"\",\"\",INDIRECT(\"'Fixture Schedule'!D\"&MOD(ROW(A1439)-52,50)+9))","v":""},{"$f":"IF(A1439=\"\",\"\",IF(AR1439=\"\",\"\",INDIRECT(\"'Fixture Schedule'!K\"&MOD(ROW(A1439)-52,50)+9)))","v":""},"",{"$f":"IF(A1439=\"\",\"\",INDIRECT(\"'Fixture Schedule'!L\"&MOD(ROW(A1439)-52,50)+9))","v":""},null,null,null,null,null,null,null,null,null,null,null,null,null,{"$f":"INDIRECT(\"'Space-by-Space Method'!\"&SUBSTITUTE(ADDRESS(1,MOD(ROW(A1439)-52,50)+10,4),\"1\",\"\")&ROUNDDOWN((ROW(A1439)-52)/50,0)+4)","v":0},{"$f":"LEFT(INDIRECT(\"'Space-by-Space Method'!BJ\"&ROUNDDOWN((ROW(A1439)-52)/50,0)+4),3)","v":""},{"$f":"INDIRECT(\"'Fixture Schedule'!L\"&MOD(ROW(A1439)-52,50)+9)","v":0},{"$f":"INDIRECT(\"'Fixture Schedule'!O\"&MOD(ROW(A1439)-52,50)+9)","v":0},{"$f":"INDIRECT(\"'Space-by-Space Method'!F\"&ROUNDDOWN((ROW(A1439)-52)/50,0)+4)","v":0},{"$f":"INDIRECT(\"'Fixture Schedule'!L\"&MOD(ROW(A1439)-52,50)+9)","v":0},{"$f":"INDIRECT(\"'Space-by-Space Method'!D\"&ROUNDDOWN((ROW(A1439)-52)/50,0)+4)","v":0},{"$f":"INDIRECT(\"'Space-by-Space Method'!E\"&ROUNDDOWN((ROW(A1439)-52)/50,0)+4)","v":1}]
[{"$f":"IF(InteriorCalcType=2,IF(OR(AM1448=0,AN1448=\"DNQ\")=TRUE,\"\",INDIRECT(\"'Fixture Schedule'!M\"&MOD(ROW(A1448)-52,50)+9)),\"\")","v":""},{"$f":"IF(A1448=\"\",\"\",INDIRECT(\"'Fixture Schedule'!E\"&MOD(ROW(A1448)-52,50)+9))","v":""},{"$f":"IF(A1448=\"\",\"\",INDIRECT(\"'Fixture Schedule'!F\"&MOD(ROW(A1448)-52,50)+9))","v":""},{"$f":"IF(A1448=\"\",\"\",INDIRECT(\"'Fixture Schedule'!L\"&MOD(ROW(A1448)-52,50)+9))","v":""},"",null,null,{"$f":"IF(A1448=\"\",\"\",IF(AP1448=1,Summary!$C$12*(AO1448)/(SUM('Space-by-Space Method'!$BO$4:$BO$78,SUM('Exterior Lighting'!$BL$5:$BL$25))),0))","v":""},{"$f":"IF(A1448=\"\",\"\",IF(START!$B$34=1,INDIRECT(\"'Space-by-Space Method'!\"&SUBSTITUTE(ADDRESS(1,MOD(ROW(A1448)-52,50)+10,4),\"1\",\"\")&ROUNDDOWN((ROW(A1448)-52)/50,0)+4),\"\"))","v":""},{"$f":"IF(A1448=\"\",\"\",IF(AP1448=1,Summary!$F$11*(AO1448)/(SUM('Space-by-Space Method'!$BO$4:$BO$78,SUM('Exterior Lighting'!$BL$5:$BL$25))),0))","v":""},{"$f":"IF(A1448=\"\",\"\",IF(AP1448=1,Summary!$E$11*(AO1448)/(SUM('Space-by-Space Method'!$BO$4:$BO$78,SUM('Exterior Lighting'!$BL$5:$BL$25))),0))","v":""},{"$f":"IF(A1448=\"\",\"\",IF(AP1448=1,Summary!$G$11*(AO1448)/(SUM('Space-by-Space Method'!$BO$4:$BO$78,SUM('Exterior Lighting'!$BL$5:$BL$25))),0))","v":""},{"$f":"IF(A1448=\"\",\"\",IF(AP1448=1,Summary!$H$11*(AO1448)/(SUM('Space-by-Space Method'!$BO$4:$BO$78)),0))","v":""},{"$f":"IF(A1448=\"\",\"\",IF(AP1448=1,Summary!$I$11*(AO1448)/(SUM('Space-by-Space Method'!$BO$4:$BO$78)),0))","v":""},null,null,null,{"$f":"IF(A1448=\"\",\"\",IF(START!$B$34=2,INDIRECT(\"'Space-by-Space Method'!\"&SUBSTITUTE(ADDRESS(1,MOD(ROW(A1448)-52,50)+10,4),\"1\",\"\")&ROUNDDOWN((ROW(A1448)-52)/50,0)+4),\"\"))","v":""},{"$f":"IF(A1448=\"\",\"\",INDIRECT(\"'Space-by-Space Method'!C\"&ROUNDDOWN((ROW(A1448)-52)/50,0)+4))","v":""},{"$f":"IF(A1448=\"\",\"\",IF(COUNTIF(CommonSpaceTypes,AQ1448)>0,INDIRECT(\"'Space-by-Space Method'!F\"&ROUNDDOWN((ROW(A1448)-52)/50,0)+4),\"\"))","v":""},{"$f":"IF(A1448=\"\",\"\",IF(COUNTIF(BuildingSpecificSpaceTypes,AQ1448)>0,INDIRECT(\"'Space-by-Space Method'!F\"&ROUNDDOWN((ROW(A1448)-52)/50,0)+4),\"\"))","v":""},{"$f":"IF(A1448=\"\",\"\",INDIRECT(\"'Fixture Schedule'!D\"&MOD(ROW(A1448)-52,50)+9))","v":""},{"$f":"IF(A1448=\"\",\"\",IF(AR1448=\"\",\"\",INDIRECT(\"'Fixture Schedule'!K\"&MOD(ROW(A1448)-52,50)+9)))","v":""},"",{"$f":"IF(A1448=\"\",\"\",INDIRECT(\"'Fixture Schedule'!L\"&MOD(ROW(A1448)-52,50)+9))","v":""},null,null,null,null,null,null,null,null,null,null,null,null,null,{"$f":"INDIRECT(\"'Space-by-Space Method'!\"&SUBSTITUTE(ADDRESS(1,MOD(ROW(A1448)-52,50)+10,4),\"1\",\"\")&ROUNDDOWN((ROW(A1448)-52)/50,0)+4)","v":0},{"$f":"LEFT(INDIRECT(\"'Space-by-Space Method'!BJ\"&ROUNDDOWN((ROW(A1448)-52)/50,0)+4),3)","v":""},{"$f":"INDIRECT(\"'Fixture Schedule'!L\"&MOD(ROW(A1448)-52,50)+9)","v":0},{"$f":"INDIRECT(\"'Fixture Schedule'!O\"&MOD(ROW(A1448)-52,50)+9)","v":0},{"$f":"INDIRECT(\"'Space-by-Space Method'!F\"&ROUNDDOWN((ROW(A1448)-52)/50,0)+4)","v":0},{"$f":"INDIRECT(\"'Fixture Schedule'!L\"&MOD(ROW(A1448)-52,50)+9)","v":0},{"$f":"INDIRECT(\"'Space-by-Space Method'!D\"&ROUNDDOWN((ROW(A1448)-52)/50,0)+4)","v":0},{"$f":"INDIRECT(\"'Space-by-Space Method'!E\"&ROUNDDOWN((ROW(A1448)-52)/50,0)+4)","v":1}]
[{"$f":"IF(InteriorCalcType=2,IF(OR(AM1458=0,AN1458=\"DNQ\")=TRUE,\"\",INDIRECT(\"'Fixture Schedule'!M\"&MOD(ROW(A1458)-52,50)+9)),\"\")","v":""},{"$f":"IF(A1458=\"\",\"\",INDIRECT(\"'Fixture Schedule'!E\"&MOD(ROW(A1458)-52,50)+9))","v":""},{"$f":"IF(A1458=\"\",\"\",INDIRECT(\"'Fixture Schedule'!F\"&MOD(ROW(A1458)-52,50)+9))","v":""},{"$f":"IF(A1458=\"\",\"\",INDIRECT(\"'Fixture Schedule'!L\"&MOD(ROW(A1458)-52,50)+9))","v":""},"",null,null,{"$f":"IF(A1458=\"\",\"\",IF(AP1458=1,Summary!$C$12*(AO1458)/(SUM('Space-by-Space Method'!$BO$4:$BO$78,SUM('Exterior Lighting'!$BL$5:$BL$25))),0))","v":""},{"$f":"IF(A1458=\"\",\"\",IF(START!$B$34=1,INDIRECT(\"'Space-by-Space Method'!\"&SUBSTITUTE(ADDRESS(1,MOD(ROW(A1458)-52,50)+10,4),\"1\",\"\")&ROUNDDOWN((ROW(A1458)-52)/50,0)+4),\"\"))","v":""},{"$f":"IF(A1458=\"\",\"\",IF(AP1458=1,Summary!$F$11*(AO1458)/(SUM('Space-by-Space Method'!$BO$4:$BO$78,SUM('Exterior Lighting'!$BL$5:$BL$25))),0))","v":""},{"$f":"IF(A1458=\"\",\"\",IF(AP1458=1,Summary!$E$11*(AO1458)/(SUM('Space-by-Space Method'!$BO$4:$BO$78,SUM('Exterior Lighting'!$BL$5:$BL$25))),0))","v":""},{"$f":"IF(A1458=\"\",\"\",IF(AP1458=1,Summary!$G$11*(AO1458)/(SUM('Space-by-Space Method'!$BO$4:$BO$78,SUM('Exterior Lighting'!$BL$5:$BL$25))),0))","v":""},{"$f":"IF(A1458=\"\",\"\",IF(AP1458=1,Summary!$H$11*(AO1458)/(SUM('Space-by-Space Method'!$BO$4:$BO$78)),0))","v":""},{"$f":"IF(A1458=\"\",\"\",IF(AP1458=1,Summary!$I$11*(AO1458)/(SUM('Space-by-Space Method'!$BO$4:$BO$78)),0))","v":""},null,null,null,{"$f":"IF(A1458=\"\",\"\",IF(START!$B$34=2,INDIRECT(\"'Space-by-Space Method'!\"&SUBSTITUTE(ADDRESS(1,MOD(ROW(A1458)-52,50)+10,4),\"1\",\"\")&ROUNDDOWN((ROW(A1458)-52)/50,0)+4),\"\"))","v":""},{"$f":"IF(A1458=\"\",\"\",INDIRECT(\"'Space-by-Space Method'!C\"&ROUNDDOWN((ROW(A1458)-52)/50,0)+4))","v":""},{"$f":"IF(A1458=\"\",\"\",IF(COUNTIF(CommonSpaceTypes,AQ1458)>0,INDIRECT(\"'Space-by-Space Method'!F\"&ROUNDDOWN((ROW(A1458)-52)/50,0)+4),\"\"))","v":""},{"$f":"IF(A1458=\"\",\"\",IF(COUNTIF(BuildingSpecificSpaceTypes,AQ1458)>0,INDIRECT(\"'Space-by-Space Method'!F\"&ROUNDDOWN((ROW(A1458)-52)/50,0)+4),\"\"))","v":""},{"$f":"IF(A1458=\"\",\"\",INDIRECT(\"'Fixture Schedule'!D\"&MOD(ROW(A1458)-52,50)+9))","v":""},{"$f":"IF(A1458=\"\",\"\",IF(AR1458=\"\",\"\",INDIRECT(\"'Fixture Schedule'!K\"&MOD(ROW(A1458)-52,50)+9)))","v":""},"",{"$f":"IF(A1458=\"\",\"\",INDIRECT(\"'Fixture Schedule'!L\"&MOD(ROW(A1458)-52,50)+9))","v":""},null,null,null,null,null,null,null,null,null,null,null,null,null,{"$f":"INDIRECT(\"'Space-by-Space Method'!\"&SUBSTITUTE(ADDRESS(1,MOD(ROW(A1458)-52,50)+10,4),\"1\",\"\")&ROUNDDOWN((ROW(A1458)-52)/50,0)+4)","v":0},{"$f":"LEFT(INDIRECT(\"'Space-by-Space Method'!BJ\"&ROUNDDOWN((ROW(A1458)-52)/50,0)+4),3)","v":""},{"$f":"INDIRECT(\"'Fixture Schedule'!L\"&MOD(ROW(A1458)-52,50)+9)","v":0},{"$f":"INDIRECT(\"'Fixture Schedule'!O\"&MOD(ROW(A1458)-52,50)+9)","v":0},{"$f":"INDIRECT(\"'Space-by-Space Method'!F\"&ROUNDDOWN((ROW(A1458)-52)/50,0)+4)","v":0},{"$f":"INDIRECT(\"'Fixture Schedule'!L\"&MOD(ROW(A1458)-52,50)+9)","v":0},{"$f":"INDIRECT(\"'Space-by-Space Method'!D\"&ROUNDDOWN((ROW(A1458)-52)/50,0)+4)","v":0},{"$f":"INDIRECT(\"'Space-by-Space Method'!E\"&ROUNDDOWN((ROW(A1458)-52)/50,0)+4)","v":1}]
[{"$f":"IF(InteriorCalcType=2,IF(OR(AM1467=0,AN1467=\"DNQ\")=TRUE,\"\",INDIRECT(\"'Fixture Schedule'!M\"&MOD(ROW(A1467)-52,50)+9)),\"\")","v":""},{"$f":"IF(A1467=\"\",\"\",INDIRECT(\"'Fixture Schedule'!E\"&MOD(ROW(A1467)-52,50)+9))","v":""},{"$f":"IF(A1467=\"\",\"\",INDIRECT(\"'Fixture Schedule'!F\"&MOD(ROW(A1467)-52,50)+9))","v":""},{"$f":"IF(A1467=\"\",\"\",INDIRECT(\"'Fixture Schedule'!L\"&MOD(ROW(A1467)-52,50)+9))","v":""},"",null,null,{"$f":"IF(A1467=\"\",\"\",IF(AP1467=1,Summary!$C$12*(AO1467)/(SUM('Space-by-Space Method'!$BO$4:$BO$78,SUM('Exterior Lighting'!$BL$5:$BL$25))),0))","v":""},{"$f":"IF(A1467=\"\",\"\",IF(START!$B$34=1,INDIRECT(\"'Space-by-Space Method'!\"&SUBSTITUTE(ADDRESS(1,MOD(ROW(A1467)-52,50)+10,4),\"1\",\"\")&ROUNDDOWN((ROW(A1467)-52)/50,0)+4),\"\"))","v":""},{"$f":"IF(A1467=\"\",\"\",IF(AP1467=1,Summary!$F$11*(AO1467)/(SUM('Space-by-Space Method'!$BO$4:$BO$78,SUM('Exterior Lighting'!$BL$5:$BL$25))),0))","v":""},{"$f":"IF(A1467=\"\",\"\",IF(AP1467=1,Summary!$E$11*(AO1467)/(SUM('Space-by-Space Method'!$BO$4:$BO$78,SUM('Exterior Lighting'!$BL$5:$BL$25))),0))","v":""},{"$f":"IF(A1467=\"\",\"\",IF(AP1467=1,Summary!$G$11*(AO1467)/(SUM('Space-by-Space Method'!$BO$4:$BO$78,SUM('Exterior Lighting'!$BL$5:$BL$25))),0))","v":""},{"$f":"IF(A1467=\"\",\"\",IF(AP1467=1,Summary!$H$11*(AO1467)/(SUM('Space-by-Space Method'!$BO$4:$BO$78)),0))","v":""},{"$f":"IF(A1467=\"\",\"\",IF(AP1467=1,Summary!$I$11*(AO1467)/(SUM('Space-by-Space Method'!$BO$4:$BO$78)),0))","v":""},null,null,null,{"$f":"IF(A1467=\"\",\"\",IF(START!$B$34=2,INDIRECT(\"'Space-by-Space Method'!\"&SUBSTITUTE(ADDRESS(1,MOD(ROW(A1467)-52,50)+10,4),\"1\",\"\")&ROUNDDOWN((ROW(A1467)-52)/50,0)+4),\"\"))","v":""},{"$f":"IF(A1467=\"\",\"\",INDIRECT(\"'Space-by-Space Method'!C\"&ROUNDDOWN((ROW(A1467)-52)/50,0)+4))","v":""},{"$f":"IF(A1467=\"\",\"\",IF(COUNTIF(CommonSpaceTypes,AQ1467)>0,INDIRECT(\"'Space-by-Space Method'!F\"&ROUNDDOWN((ROW(A1467)-52)/50,0)+4),\"\"))","v":""},{"$f":"IF(A1467=\"\",\"\",IF(COUNTIF(BuildingSpecificSpaceTypes,AQ1467)>0,INDIRECT(\"'Space-by-Space Method'!F\"&ROUNDDOWN((ROW(A1467)-52)/50,0)+4),\"\"))","v":""},{"$f":"IF(A1467=\"\",\"\",INDIRECT(\"'Fixture Schedule'!D\"&MOD(ROW(A1467)-52,50)+9))","v":""},{"$f":"IF(A1467=\"\",\"\",IF(AR1467=\"\",\"\",INDIRECT(\"'Fixture Schedule'!K\"&MOD(ROW(A1467)-52,50)+9)))","v":""},"",{"$f":"IF(A1467=\"\",\"\",INDIRECT(\"'Fixture Schedule'!L\"&MOD(ROW(A1467)-52,50)+9))","v":""},null,null,null,null,null,null,null,null,null,null,null,null,null,{"$f":"INDIRECT(\"'Space-by-Space Method'!\"&SUBSTITUTE(ADDRESS(1,MOD(ROW(A1467)-52,50)+10,4),\"1\",\"\")&ROUNDDOWN((ROW(A1467)-52)/50,0)+4)","v":0},{"$f":"LEFT(INDIRECT(\"'Space-by-Space Method'!BJ\"&ROUNDDOWN((ROW(A1467)-52)/50,0)+4),3)","v":""},{"$f":"INDIRECT(\"'Fixture Schedule'!L\"&MOD(ROW(A1467)-52,50)+9)","v":0},{"$f":"INDIRECT(\"'Fixture Schedule'!O\"&MOD(ROW(A1467)-52,50)+9)","v":0},{"$f":"INDIRECT(\"'Space-by-Space Method'!F\"&ROUNDDOWN((ROW(A1467)-52)/50,0)+4)","v":0},{"$f":"INDIRECT(\"'Fixture Schedule'!L\"&MOD(ROW(A1467)-52,50)+9)","v":0},{"$f":"INDIRECT(\"'Space-by-Space Method'!D\"&ROUNDDOWN((ROW(A1467)-52)/50,0)+4)","v":0},{"$f":"INDIRECT(\"'Space-by-Space Method'!E\"&ROUNDDOWN((ROW(A1467)-52)/50,0)+4)","v":1}]
[{"$f":"IF(InteriorCalcType=2,IF(OR(AM1477=0,AN1477=\"DNQ\")=TRUE,\"\",INDIRECT(\"'Fixture Schedule'!M\"&MOD(ROW(A1477)-52,50)+9)),\"\")","v":""},{"$f":"IF(A1477=\"\",\"\",INDIRECT(\"'Fixture Schedule'!E\"&MOD(ROW(A1477)-52,50)+9))","v":""},{"$f":"IF(A1477=\"\",\"\",INDIRECT(\"'Fixture Schedule'!F\"&MOD(ROW(A1477)-52,50)+9))","v":""},{"$f":"IF(A1477=\"\",\"\",INDIRECT(\"'Fixture Schedule'!L\"&MOD(ROW(A1477)-52,50)+9))","v":""},"",null,null,{"$f":"IF(A1477=\"\",\"\",IF(AP1477=1,Summary!$C$12*(AO1477)/(SUM('Space-by-Space Method'!$BO$4:$BO$78,SUM('Exterior Lighting'!$BL$5:$BL$25))),0))","v":""},{"$f":"IF(A1477=\"\",\"\",IF(START!$B$34=1,INDIRECT(\"'Space-by-Space Method'!\"&SUBSTITUTE(ADDRESS(1,MOD(ROW(A1477)-52,50)+10,4),\"1\",\"\")&ROUNDDOWN((ROW(A1477)-52)/50,0)+4),\"\"))","v":""},{"$f":"IF(A1477=\"\",\"\",IF(AP1477=1,Summary!$F$11*(AO1477)/(SUM('Space-by-Space Method'!$BO$4:$BO$78,SUM('Exterior Lighting'!$BL$5:$BL$25))),0))","v":""},{"$f":"IF(A1477=\"\",\"\",IF(AP1477=1,Summary!$E$11*(AO1477)/(SUM('Space-by-Space Method'!$BO$4:$BO$78,SUM('Exterior Lighting'!$BL$5:$BL$25))),0))","v":""},{"$f":"IF(A1477=\"\",\"\",IF(AP1477=1,Summary!$G$11*(AO1477)/(SUM('Space-by-Space Method'!$BO$4:$BO$78,SUM('Exterior Lighting'!$BL$5:$BL$25))),0))","v":""},{"$f":"IF(A1477=\"\",\"\",IF(AP1477=1,Summary!$H$11*(AO1477)/(SUM('Space-by-Space Method'!$BO$4:$BO$78)),0))","v":""},{"$f":"IF(A1477=\"\",\"\",IF(AP1477=1,Summary!$I$11*(AO1477)/(SUM('Space-by-Space Method'!$BO$4:$BO$78)),0))","v":""},null,null,null,{"$f":"IF(A1477=\"\",\"\",IF(START!$B$34=2,INDIRECT(\"'Space-by-Space Method'!\"&SUBSTITUTE(ADDRESS(1,MOD(ROW(A1477)-52,50)+10,4),\"1\",\"\")&ROUNDDOWN((ROW(A1477)-52)/50,0)+4),\"\"))","v":""},{"$f":"IF(A1477=\"\",\"\",INDIRECT(\"'Space-by-Space Method'!C\"&ROUNDDOWN((ROW(A1477)-52)/50,0)+4))","v":""},{"$f":"IF(A1477=\"\",\"\",IF(COUNTIF(CommonSpaceTypes,AQ1477)>0,INDIRECT(\"'Space-by-Space Method'!F\"&ROUNDDOWN((ROW(A1477)-52)/50,0)+4),\"\"))","v":""},{"$f":"IF(A1477=\"\",\"\",IF(COUNTIF(BuildingSpecificSpaceTypes,AQ1477)>0,INDIRECT(\"'Space-by-Space Method'!F\"&ROUNDDOWN((ROW(A1477)-52)/50,0)+4),\"\"))","v":""},{"$f":"IF(A1477=\"\",\"\",INDIRECT(\"'Fixture Schedule'!D\"&MOD(ROW(A1477)-52,50)+9))","v":""},{"$f":"IF(A1477=\"\",\"\",IF(AR1477=\"\",\"\",INDIRECT(\"'Fixture Schedule'!K\"&MOD(ROW(A1477)-52,50)+9)))","v":""},"",{"$f":"IF(A1477=\"\",\"\",INDIRECT(\"'Fixture Schedule'!L\"&MOD(ROW(A1477)-52,50)+9))","v":""},null,null,null,null,null,null,null,null,null,null,null,null,null,{"$f":"INDIRECT(\"'Space-by-Space Method'!\"&SUBSTITUTE(ADDRESS(1,MOD(ROW(A1477)-52,50)+10,4),\"1\",\"\")&ROUNDDOWN((ROW(A1477)-52)/50,0)+4)","v":0},{"$f":"LEFT(INDIRECT(\"'Space-by-Space Method'!BJ\"&ROUNDDOWN((ROW(A1477)-52)/50,0)+4),3)","v":""},{"$f":"INDIRECT(\"'Fixture Schedule'!L\"&MOD(ROW(A1477)-52,50)+9)","v":0},{"$f":"INDIRECT(\"'Fixture Schedule'!O\"&MOD(ROW(A1477)-52,50)+9)","v":0},{"$f":"INDIRECT(\"'Space-by-Space Method'!F\"&ROUNDDOWN((ROW(A1477)-52)/50,0)+4)","v":0},{"$f":"INDIRECT(\"'Fixture Schedule'!L\"&MOD(ROW(A1477)-52,50)+9)","v":0},{"$f":"INDIRECT(\"'Space-by-Space Method'!D\"&ROUNDDOWN((ROW(A1477)-52)/50,0)+4)","v":0},{"$f":"INDIRECT(\"'Space-by-Space Method'!E\"&ROUNDDOWN((ROW(A1477)-52)/50,0)+4)","v":1}]
[{"$f":"IF(InteriorCalcType=2,IF(OR(AM1486=0,AN1486=\"DNQ\")=TRUE,\"\",INDIRECT(\"'Fixture Schedule'!M\"&MOD(ROW(A1486)-52,50)+9)),\"\")","v":""},{"$f":"IF(A1486=\"\",\"\",INDIRECT(\"'Fixture Schedule'!E\"&MOD(ROW(A1486)-52,50)+9))","v":""},{"$f":"IF(A1486=\"\",\"\",INDIRECT(\"'Fixture Schedule'!F\"&MOD(ROW(A1486)-52,50)+9))","v":""},{"$f":"IF(A1486=\"\",\"\",INDIRECT(\"'Fixture Schedule'!L\"&MOD(ROW(A1486)-52,50)+9))","v":""},"",null,null,{"$f":"IF(A1486=\"\",\"\",IF(AP1486=1,Summary!$C$12*(AO1486)/(SUM('Space-by-Space Method'!$BO$4:$BO$78,SUM('Exterior Lighting'!$BL$5:$BL$25))),0))","v":""},{"$f":"IF(A1486=\"\",\"\",IF(START!$B$34=1,INDIRECT(\"'Space-by-Space Method'!\"&SUBSTITUTE(ADDRESS(1,MOD(ROW(A1486)-52,50)+10,4),\"1\",\"\")&ROUNDDOWN((ROW(A1486)-52)/50,0)+4),\"\"))","v":""},{"$f":"IF(A1486=\"\",\"\",IF(AP1486=1,Summary!$F$11*(AO1486)/(SUM('Space-by-Space Method'!$BO$4:$BO$78,SUM('Exterior Lighting'!$BL$5:$BL$25))),0))","v":""},{"$f":"IF(A1486=\"\",\"\",IF(AP1486=1,Summary!$E$11*(AO1486)/(SUM('Space-by-Space Method'!$BO$4:$BO$78,SUM('Exterior Lighting'!$BL$5:$BL$25))),0))","v":""},{"$f":"IF(A1486=\"\",\"\",IF(AP1486=1,Summary!$G$11*(AO1486)/(SUM('Space-by-Space Method'!$BO$4:$BO$78,SUM('Exterior Lighting'!$BL$5:$BL$25))),0))","v":""},{"$f":"IF(A1486=\"\",\"\",IF(AP1486=1,Summary!$H$11*(AO1486)/(SUM('Space-by-Space Method'!$BO$4:$BO$78)),0))","v":""},{"$f":"IF(A1486=\"\",\"\",IF(AP1486=1,Summary!$I$11*(AO1486)/(SUM('Space-by-Space Method'!$BO$4:$BO$78)),0))","v":""},null,null,null,{"$f":"IF(A1486=\"\",\"\",IF(START!$B$34=2,INDIRECT(\"'Space-by-Space Method'!\"&SUBSTITUTE(ADDRESS(1,MOD(ROW(A1486)-52,50)+10,4),\"1\",\"\")&ROUNDDOWN((ROW(A1486)-52)/50,0)+4),\"\"))","v":""},{"$f":"IF(A1486=\"\",\"\",INDIRECT(\"'Space-by-Space Method'!C\"&ROUNDDOWN((ROW(A1486)-52)/50,0)+4))","v":""},{"$f":"IF(A1486=\"\",\"\",IF(COUNTIF(CommonSpaceTypes,AQ1486)>0,INDIRECT(\"'Space-by-Space Method'!F\"&ROUNDDOWN((ROW(A1486)-52)/50,0)+4),\"\"))","v":""},{"$f":"IF(A1486=\"\",\"\",IF(COUNTIF(BuildingSpecificSpaceTypes,AQ1486)>0,INDIRECT(\"'Space-by-Space Method'!F\"&ROUNDDOWN((ROW(A1486)-52)/50,0)+4),\"\"))","v":""},{"$f":"IF(A1486=\"\",\"\",INDIRECT(\"'Fixture Schedule'!D\"&MOD(ROW(A1486)-52,50)+9))","v":""},{"$f":"IF(A1486=\"\",\"\",IF(AR1486=\"\",\"\",INDIRECT(\"'Fixture Schedule'!K\"&MOD(ROW(A1486)-52,50)+9)))","v":""},"",{"$f":"IF(A1486=\"\",\"\",INDIRECT(\"'Fixture Schedule'!L\"&MOD(ROW(A1486)-52,50)+9))","v":""},null,null,null,null,null,null,null,null,null,null,null,null,null,{"$f":"INDIRECT(\"'Space-by-Space Method'!\"&SUBSTITUTE(ADDRESS(1,MOD(ROW(A1486)-52,50)+10,4),\"1\",\"\")&ROUNDDOWN((ROW(A1486)-52)/50,0)+4)","v":0},{"$f":"LEFT(INDIRECT(\"'Space-by-Space Method'!BJ\"&ROUNDDOWN((ROW(A1486)-52)/50,0)+4),3)","v":""},{"$f":"INDIRECT(\"'Fixture Schedule'!L\"&MOD(ROW(A1486)-52,50)+9)","v":0},{"$f":"INDIRECT(\"'Fixture Schedule'!O\"&MOD(ROW(A1486)-52,50)+9)","v":0},{"$f":"INDIRECT(\"'Space-by-Space Method'!F\"&ROUNDDOWN((ROW(A1486)-52)/50,0)+4)","v":0},{"$f":"INDIRECT(\"'Fixture Schedule'!L\"&MOD(ROW(A1486)-52,50)+9)","v":0},{"$f":"INDIRECT(\"'Space-by-Space Method'!D\"&ROUNDDOWN((ROW(A1486)-52)/50,0)+4)","v":0},{"$f":"INDIRECT(\"'Space-by-Space Method'!E\"&ROUNDDOWN((ROW(A1486)-52)/50,0)+4)","v":1}]
[{"$f":"IF(InteriorCalcType=2,IF(OR(AM1495=0,AN1495=\"DNQ\")=TRUE,\"\",INDIRECT(\"'Fixture Schedule'!M\"&MOD(ROW(A1495)-52,50)+9)),\"\")","v":""},{"$f":"IF(A1495=\"\",\"\",INDIRECT(\"'Fixture Schedule'!E\"&MOD(ROW(A1495)-52,50)+9))","v":""},{"$f":"IF(A1495=\"\",\"\",INDIRECT(\"'Fixture Schedule'!F\"&MOD(ROW(A1495)-52,50)+9))","v":""},{"$f":"IF(A1495=\"\",\"\",INDIRECT(\"'Fixture Schedule'!L\"&MOD(ROW(A1495)-52,50)+9))","v":""},"",null,null,{"$f":"IF(A1495=\"\",\"\",IF(AP1495=1,Summary!$C$12*(AO1495)/(SUM('Space-by-Space Method'!$BO$4:$BO$78,SUM('Exterior Lighting'!$BL$5:$BL$25))),0))","v":""},{"$f":"IF(A1495=\"\",\"\",IF(START!$B$34=1,INDIRECT(\"'Space-by-Space Method'!\"&SUBSTITUTE(ADDRESS(1,MOD(ROW(A1495)-52,50)+10,4),\"1\",\"\")&ROUNDDOWN((ROW(A1495)-52)/50,0)+4),\"\"))","v":""},{"$f":"IF(A1495=\"\",\"\",IF(AP1495=1,Summary!$F$11*(AO1495)/(SUM('Space-by-Space Method'!$BO$4:$BO$78,SUM('Exterior Lighting'!$BL$5:$BL$25))),0))","v":""},{"$f":"IF(A1495=\"\",\"\",IF(AP1495=1,Summary!$E$11*(AO1495)/(SUM('Space-by-Space Method'!$BO$4:$BO$78,SUM('Exterior Lighting'!$BL$5:$BL$25))),0))","v":""},{"$f":"IF(A1495=\"\",\"\",IF(AP1495=1,Summary!$G$11*(AO1495)/(SUM('Space-by-Space Method'!$BO$4:$BO$78,SUM('Exterior Lighting'!$BL$5:$BL$25))),0))","v":""},{"$f":"IF(A1495=\"\",\"\",IF(AP1495=1,Summary!$H$11*(AO1495)/(SUM('Space-by-Space Method'!$BO$4:$BO$78)),0))","v":""},{"$f":"IF(A1495=\"\",\"\",IF(AP1495=1,Summary!$I$11*(AO1495)/(SUM('Space-by-Space Method'!$BO$4:$BO$78)),0))","v":""},null,null,null,{"$f":"IF(A1495=\"\",\"\",IF(START!$B$34=2,INDIRECT(\"'Space-by-Space Method'!\"&SUBSTITUTE(ADDRESS(1,MOD(ROW(A1495)-52,50)+10,4),\"1\",\"\")&ROUNDDOWN((ROW(A1495)-52)/50,0)+4),\"\"))","v":""},{"$f":"IF(A1495=\"\",\"\",INDIRECT(\"'Space-by-Space Method'!C\"&ROUNDDOWN((ROW(A1495)-52)/50,0)+4))","v":""},{"$f":"IF(A1495=\"\",\"\",IF(COUNTIF(CommonSpaceTypes,AQ1495)>0,INDIRECT(\"'Space-by-Space Method'!F\"&ROUNDDOWN((ROW(A1495)-52)/50,0)+4),\"\"))","v":""},{"$f":"IF(A1495=\"\",\"\",IF(COUNTIF(BuildingSpecificSpaceTypes,AQ1495)>0,INDIRECT(\"'Space-by-Space Method'!F\"&ROUNDDOWN((ROW(A1495)-52)/50,0)+4),\"\"))","v":""},{"$f":"IF(A1495=\"\",\"\",INDIRECT(\"'Fixture Schedule'!D\"&MOD(ROW(A1495)-52,50)+9))","v":""},{"$f":"IF(A1495=\"\",\"\",IF(AR1495=\"\",\"\",INDIRECT(\"'Fixture Schedule'!K\"&MOD(ROW(A1495)-52,50)+9)))","v":""},"",{"$f":"IF(A1495=\"\",\"\",INDIRECT(\"'Fixture Schedule'!L\"&MOD(ROW(A1495)-52,50)+9))","v":""},null,null,null,null,null,null,null,null,null,null,null,null,null,{"$f":"INDIRECT(\"'Space-by-Space Method'!\"&SUBSTITUTE(ADDRESS(1,MOD(ROW(A1495)-52,50)+10,4),\"1\",\"\")&ROUNDDOWN((ROW(A1495)-52)/50,0)+4)","v":0},{"$f":"LEFT(INDIRECT(\"'Space-by-Space Method'!BJ\"&ROUNDDOWN((ROW(A1495)-52)/50,0)+4),3)","v":""},{"$f":"INDIRECT(\"'Fixture Schedule'!L\"&MOD(ROW(A1495)-52,50)+9)","v":0},{"$f":"INDIRECT(\"'Fixture Schedule'!O\"&MOD(ROW(A1495)-52,50)+9)","v":0},{"$f":"INDIRECT(\"'Space-by-Space Method'!F\"&ROUNDDOWN((ROW(A1495)-52)/50,0)+4)","v":0},{"$f":"INDIRECT(\"'Fixture Schedule'!L\"&MOD(ROW(A1495)-52,50)+9)","v":0},{"$f":"INDIRECT(\"'Space-by-Space Method'!D\"&ROUNDDOWN((ROW(A1495)-52)/50,0)+4)","v":0},{"$f":"INDIRECT(\"'Space-by-Space Method'!E\"&ROUNDDOWN((ROW(A1495)-52)/50,0)+4)","v":1}]
[{"$f":"IF(InteriorCalcType=2,IF(OR(AM1505=0,AN1505=\"DNQ\")=TRUE,\"\",INDIRECT(\"'Fixture Schedule'!M\"&MOD(ROW(A1505)-52,50)+9)),\"\")","v":""},{"$f":"IF(A1505=\"\",\"\",INDIRECT(\"'Fixture Schedule'!E\"&MOD(ROW(A1505)-52,50)+9))","v":""},{"$f":"IF(A1505=\"\",\"\",INDIRECT(\"'Fixture Schedule'!F\"&MOD(ROW(A1505)-52,50)+9))","v":""},{"$f":"IF(A1505=\"\",\"\",INDIRECT(\"'Fixture Schedule'!L\"&MOD(ROW(A1505)-52,50)+9))","v":""},"",null,null,{"$f":"IF(A1505=\"\",\"\",IF(AP1505=1,Summary!$C$12*(AO1505)/(SUM('Space-by-Space Method'!$BO$4:$BO$78,SUM('Exterior Lighting'!$BL$5:$BL$25))),0))","v":""},{"$f":"IF(A1505=\"\",\"\",IF(START!$B$34=1,INDIRECT(\"'Space-by-Space Method'!\"&SUBSTITUTE(ADDRESS(1,MOD(ROW(A1505)-52,50)+10,4),\"1\",\"\")&ROUNDDOWN((ROW(A1505)-52)/50,0)+4),\"\"))","v":""},{"$f":"IF(A1505=\"\",\"\",IF(AP1505=1,Summary!$F$11*(AO1505)/(SUM('Space-by-Space Method'!$BO$4:$BO$78,SUM('Exterior Lighting'!$BL$5:$BL$25))),0))","v":""},{"$f":"IF(A1505=\"\",\"\",IF(AP1505=1,Summary!$E$11*(AO1505)/(SUM('Space-by-Space Method'!$BO$4:$BO$78,SUM('Exterior Lighting'!$BL$5:$BL$25))),0))","v":""},{"$f":"IF(A1505=\"\",\"\",IF(AP1505=1,Summary!$G$11*(AO1505)/(SUM('Space-by-Space Method'!$BO$4:$BO$78,SUM('Exterior Lighting'!$BL$5:$BL$25))),0))","v":""},{"$f":"IF(A1505=\"\",\"\",IF(AP1505=1,Summary!$H$11*(AO1505)/(SUM('Space-by-Space Method'!$BO$4:$BO$78)),0))","v":""},{"$f":"IF(A1505=\"\",\"\",IF(AP1505=1,Summary!$I$11*(AO1505)/(SUM('Space-by-Space Method'!$BO$4:$BO$78)),0))","v":""},null,null,null,{"$f":"IF(A1505=\"\",\"\",IF(START!$B$34=2,INDIRECT(\"'Space-by-Space Method'!\"&SUBSTITUTE(ADDRESS(1,MOD(ROW(A1505)-52,50)+10,4),\"1\",\"\")&ROUNDDOWN((ROW(A1505)-52)/50,0)+4),\"\"))","v":""},{"$f":"IF(A1505=\"\",\"\",INDIRECT(\"'Space-by-Space Method'!C\"&ROUNDDOWN((ROW(A1505)-52)/50,0)+4))","v":""},{"$f":"IF(A1505=\"\",\"\",IF(COUNTIF(CommonSpaceTypes,AQ1505)>0,INDIRECT(\"'Space-by-Space Method'!F\"&ROUNDDOWN((ROW(A1505)-52)/50,0)+4),\"\"))","v":""},{"$f":"IF(A1505=\"\",\"\",IF(COUNTIF(BuildingSpecificSpaceTypes,AQ1505)>0,INDIRECT(\"'Space-by-Space Method'!F\"&ROUNDDOWN((ROW(A1505)-52)/50,0)+4),\"\"))","v":""},{"$f":"IF(A1505=\"\",\"\",INDIRECT(\"'Fixture Schedule'!D\"&MOD(ROW(A1505)-52,50)+9))","v":""},{"$f":"IF(A1505=\"\",\"\",IF(AR1505=\"\",\"\",INDIRECT(\"'Fixture Schedule'!K\"&MOD(ROW(A1505)-52,50)+9)))","v":""},"",{"$f":"IF(A1505=\"\",\"\",INDIRECT(\"'Fixture Schedule'!L\"&MOD(ROW(A1505)-52,50)+9))","v":""},null,null,null,null,null,null,null,null,null,null,null,null,null,{"$f":"INDIRECT(\"'Space-by-Space Method'!\"&SUBSTITUTE(ADDRESS(1,MOD(ROW(A1505)-52,50)+10,4),\"1\",\"\")&ROUNDDOWN((ROW(A1505)-52)/50,0)+4)","v":0},{"$f":"LEFT(INDIRECT(\"'Space-by-Space Method'!BJ\"&ROUNDDOWN((ROW(A1505)-52)/50,0)+4),3)","v":""},{"$f":"INDIRECT(\"'Fixture Schedule'!L\"&MOD(ROW(A1505)-52,50)+9)","v":0},{"$f":"INDIRECT(\"'Fixture Schedule'!O\"&MOD(ROW(A1505)-52,50)+9)","v":0},{"$f":"INDIRECT(\"'Space-by-Space Method'!F\"&ROUNDDOWN((ROW(A1505)-52)/50,0)+4)","v":0},{"$f":"INDIRECT(\"'Fixture Schedule'!L\"&MOD(ROW(A1505)-52,50)+9)","v":0},{"$f":"INDIRECT(\"'Space-by-Space Method'!D\"&ROUNDDOWN((ROW(A1505)-52)/50,0)+4)","v":0},{"$f":"INDIRECT(\"'Space-by-Space Method'!E\"&ROUNDDOWN((ROW(A1505)-52)/50,0)+4)","v":1}]
[{"$f":"IF(InteriorCalcType=2,IF(OR(AM1513=0,AN1513=\"DNQ\")=TRUE,\"\",INDIRECT(\"'Fixture Schedule'!M\"&MOD(ROW(A1513)-52,50)+9)),\"\")","v":""},{"$f":"IF(A1513=\"\",\"\",INDIRECT(\"'Fixture Schedule'!E\"&MOD(ROW(A1513)-52,50)+9))","v":""},{"$f":"IF(A1513=\"\",\"\",INDIRECT(\"'Fixture Schedule'!F\"&MOD(ROW(A1513)-52,50)+9))","v":""},{"$f":"IF(A1513=\"\",\"\",INDIRECT(\"'Fixture Schedule'!L\"&MOD(ROW(A1513)-52,50)+9))","v":""},"",null,null,{"$f":"IF(A1513=\"\",\"\",IF(AP1513=1,Summary!$C$12*(AO1513)/(SUM('Space-by-Space Method'!$BO$4:$BO$78,SUM('Exterior Lighting'!$BL$5:$BL$25))),0))","v":""},{"$f":"IF(A1513=\"\",\"\",IF(START!$B$34=1,INDIRECT(\"'Space-by-Space Method'!\"&SUBSTITUTE(ADDRESS(1,MOD(ROW(A1513)-52,50)+10,4),\"1\",\"\")&ROUNDDOWN((ROW(A1513)-52)/50,0)+4),\"\"))","v":""},{"$f":"IF(A1513=\"\",\"\",IF(AP1513=1,Summary!$F$11*(AO1513)/(SUM('Space-by-Space Method'!$BO$4:$BO$78,SUM('Exterior Lighting'!$BL$5:$BL$25))),0))","v":""},{"$f":"IF(A1513=\"\",\"\",IF(AP1513=1,Summary!$E$11*(AO1513)/(SUM('Space-by-Space Method'!$BO$4:$BO$78,SUM('Exterior Lighting'!$BL$5:$BL$25))),0))","v":""},{"$f":"IF(A1513=\"\",\"\",IF(AP1513=1,Summary!$G$11*(AO1513)/(SUM('Space-by-Space Method'!$BO$4:$BO$78,SUM('Exterior Lighting'!$BL$5:$BL$25))),0))","v":""},{"$f":"IF(A1513=\"\",\"\",IF(AP1513=1,Summary!$H$11*(AO1513)/(SUM('Space-by-Space Method'!$BO$4:$BO$78)),0))","v":""},{"$f":"IF(A1513=\"\",\"\",IF(AP1513=1,Summary!$I$11*(AO1513)/(SUM('Space-by-Space Method'!$BO$4:$BO$78)),0))","v":""},null,null,null,{"$f":"IF(A1513=\"\",\"\",IF(START!$B$34=2,INDIRECT(\"'Space-by-Space Method'!\"&SUBSTITUTE(ADDRESS(1,MOD(ROW(A1513)-52,50)+10,4),\"1\",\"\")&ROUNDDOWN((ROW(A1513)-52)/50,0)+4),\"\"))","v":""},{"$f":"IF(A1513=\"\",\"\",INDIRECT(\"'Space-by-Space Method'!C\"&ROUNDDOWN((ROW(A1513)-52)/50,0)+4))","v":""},{"$f":"IF(A1513=\"\",\"\",IF(COUNTIF(CommonSpaceTypes,AQ1513)>0,INDIRECT(\"'Space-by-Space Method'!F\"&ROUNDDOWN((ROW(A1513)-52)/50,0)+4),\"\"))","v":""},{"$f":"IF(A1513=\"\",\"\",IF(COUNTIF(BuildingSpecificSpaceTypes,AQ1513)>0,INDIRECT(\"'Space-by-Space Method'!F\"&ROUNDDOWN((ROW(A1513)-52)/50,0)+4),\"\"))","v":""},{"$f":"IF(A1513=\"\",\"\",INDIRECT(\"'Fixture Schedule'!D\"&MOD(ROW(A1513)-52,50)+9))","v":""},{"$f":"IF(A1513=\"\",\"\",IF(AR1513=\"\",\"\",INDIRECT(\"'Fixture Schedule'!K\"&MOD(ROW(A1513)-52,50)+9)))","v":""},"",{"$f":"IF(A1513=\"\",\"\",INDIRECT(\"'Fixture Schedule'!L\"&MOD(ROW(A1513)-52,50)+9))","v":""},null,null,null,null,null,null,null,null,null,null,null,null,null,{"$f":"INDIRECT(\"'Space-by-Space Method'!\"&SUBSTITUTE(ADDRESS(1,MOD(ROW(A1513)-52,50)+10,4),\"1\",\"\")&ROUNDDOWN((ROW(A1513)-52)/50,0)+4)","v":0},{"$f":"LEFT(INDIRECT(\"'Space-by-Space Method'!BJ\"&ROUNDDOWN((ROW(A1513)-52)/50,0)+4),3)","v":""},{"$f":"INDIRECT(\"'Fixture Schedule'!L\"&MOD(ROW(A1513)-52,50)+9)","v":0},{"$f":"INDIRECT(\"'Fixture Schedule'!O\"&MOD(ROW(A1513)-52,50)+9)","v":0},{"$f":"INDIRECT(\"'Space-by-Space Method'!F\"&ROUNDDOWN((ROW(A1513)-52)/50,0)+4)","v":0},{"$f":"INDIRECT(\"'Fixture Schedule'!L\"&MOD(ROW(A1513)-52,50)+9)","v":0},{"$f":"INDIRECT(\"'Space-by-Space Method'!D\"&ROUNDDOWN((ROW(A1513)-52)/50,0)+4)","v":0},{"$f":"INDIRECT(\"'Space-by-Space Method'!E\"&ROUNDDOWN((ROW(A1513)-52)/50,0)+4)","v":1}]
[{"$f":"IF(InteriorCalcType=2,IF(OR(AM1516=0,AN1516=\"DNQ\")=TRUE,\"\",INDIRECT(\"'Fixture Schedule'!M\"&MOD(ROW(A1516)-52,50)+9)),\"\")","v":""},{"$f":"IF(A1516=\"\",\"\",INDIRECT(\"'Fixture Schedule'!E\"&MOD(ROW(A1516)-52,50)+9))","v":""},{"$f":"IF(A1516=\"\",\"\",INDIRECT(\"'Fixture Schedule'!F\"&MOD(ROW(A1516)-52,50)+9))","v":""},{"$f":"IF(A1516=\"\",\"\",INDIRECT(\"'Fixture Schedule'!L\"&MOD(ROW(A1516)-52,50)+9))","v":""},"",null,null,{"$f":"IF(A1516=\"\",\"\",IF(AP1516=1,Summary!$C$12*(AO1516)/(SUM('Space-by-Space Method'!$BO$4:$BO$78,SUM('Exterior Lighting'!$BL$5:$BL$25))),0))","v":""},{"$f":"IF(A1516=\"\",\"\",IF(START!$B$34=1,INDIRECT(\"'Space-by-Space Method'!\"&SUBSTITUTE(ADDRESS(1,MOD(ROW(A1516)-52,50)+10,4),\"1\",\"\")&ROUNDDOWN((ROW(A1516)-52)/50,0)+4),\"\"))","v":""},{"$f":"IF(A1516=\"\",\"\",IF(AP1516=1,Summary!$F$11*(AO1516)/(SUM('Space-by-Space Method'!$BO$4:$BO$78,SUM('Exterior Lighting'!$BL$5:$BL$25))),0))","v":""},{"$f":"IF(A1516=\"\",\"\",IF(AP1516=1,Summary!$E$11*(AO1516)/(SUM('Space-by-Space Method'!$BO$4:$BO$78,SUM('Exterior Lighting'!$BL$5:$BL$25))),0))","v":""},{"$f":"IF(A1516=\"\",\"\",IF(AP1516=1,Summary!$G$11*(AO1516)/(SUM('Space-by-Space Method'!$BO$4:$BO$78,SUM('Exterior Lighting'!$BL$5:$BL$25))),0))","v":""},{"$f":"IF(A1516=\"\",\"\",IF(AP1516=1,Summary!$H$11*(AO1516)/(SUM('Space-by-Space Method'!$BO$4:$BO$78)),0))","v":""},{"$f":"IF(A1516=\"\",\"\",IF(AP1516=1,Summary!$I$11*(AO1516)/(SUM('Space-by-Space Method'!$BO$4:$BO$78)),0))","v":""},null,null,null,{"$f":"IF(A1516=\"\",\"\",IF(START!$B$34=2,INDIRECT(\"'Space-by-Space Method'!\"&SUBSTITUTE(ADDRESS(1,MOD(ROW(A1516)-52,50)+10,4),\"1\",\"\")&ROUNDDOWN((ROW(A1516)-52)/50,0)+4),\"\"))","v":""},{"$f":"IF(A1516=\"\",\"\",INDIRECT(\"'Space-by-Space Method'!C\"&ROUNDDOWN((ROW(A1516)-52)/50,0)+4))","v":""},{"$f":"IF(A1516=\"\",\"\",IF(COUNTIF(CommonSpaceTypes,AQ1516)>0,INDIRECT(\"'Space-by-Space Method'!F\"&ROUNDDOWN((ROW(A1516)-52)/50,0)+4),\"\"))","v":""},{"$f":"IF(A1516=\"\",\"\",IF(COUNTIF(BuildingSpecificSpaceTypes,AQ1516)>0,INDIRECT(\"'Space-by-Space Method'!F\"&ROUNDDOWN((ROW(A1516)-52)/50,0)+4),\"\"))","v":""},{"$f":"IF(A1516=\"\",\"\",INDIRECT(\"'Fixture Schedule'!D\"&MOD(ROW(A1516)-52,50)+9))","v":""},{"$f":"IF(A1516=\"\",\"\",IF(AR1516=\"\",\"\",INDIRECT(\"'Fixture Schedule'!K\"&MOD(ROW(A1516)-52,50)+9)))","v":""},"",{"$f":"IF(A1516=\"\",\"\",INDIRECT(\"'Fixture Schedule'!L\"&MOD(ROW(A1516)-52,50)+9))","v":""},null,null,null,null,null,null,null,null,null,null,null,null,null,{"$f":"INDIRECT(\"'Space-by-Space Method'!\"&SUBSTITUTE(ADDRESS(1,MOD(ROW(A1516)-52,50)+10,4),\"1\",\"\")&ROUNDDOWN((ROW(A1516)-52)/50,0)+4)","v":0},{"$f":"LEFT(INDIRECT(\"'Space-by-Space Method'!BJ\"&ROUNDDOWN((ROW(A1516)-52)/50,0)+4),3)","v":""},{"$f":"INDIRECT(\"'Fixture Schedule'!L\"&MOD(ROW(A1516)-52,50)+9)","v":0},{"$f":"INDIRECT(\"'Fixture Schedule'!O\"&MOD(ROW(A1516)-52,50)+9)","v":0},{"$f":"INDIRECT(\"'Space-by-Space Method'!F\"&ROUNDDOWN((ROW(A1516)-52)/50,0)+4)","v":0},{"$f":"INDIRECT(\"'Fixture Schedule'!L\"&MOD(ROW(A1516)-52,50)+9)","v":0},{"$f":"INDIRECT(\"'Space-by-Space Method'!D\"&ROUNDDOWN((ROW(A1516)-52)/50,0)+4)","v":0},{"$f":"INDIRECT(\"'Space-by-Space Method'!E\"&ROUNDDOWN((ROW(A1516)-52)/50,0)+4)","v":1}]
[{"$f":"IF(InteriorCalcType=2,IF(OR(AM1531=0,AN1531=\"DNQ\")=TRUE,\"\",INDIRECT(\"'Fixture Schedule'!M\"&MOD(ROW(A1531)-52,50)+9)),\"\")","v":""},{"$f":"IF(A1531=\"\",\"\",INDIRECT(\"'Fixture Schedule'!E\"&MOD(ROW(A1531)-52,50)+9))","v":""},{"$f":"IF(A1531=\"\",\"\",INDIRECT(\"'Fixture Schedule'!F\"&MOD(ROW(A1531)-52,50)+9))","v":""},{"$f":"IF(A1531=\"\",\"\",INDIRECT(\"'Fixture Schedule'!L\"&MOD(ROW(A1531)-52,50)+9))","v":""},"",null,null,{"$f":"IF(A1531=\"\",\"\",IF(AP1531=1,Summary!$C$12*(AO1531)/(SUM('Space-by-Space Method'!$BO$4:$BO$78,SUM('Exterior Lighting'!$BL$5:$BL$25))),0))","v":""},{"$f":"IF(A1531=\"\",\"\",IF(START!$B$34=1,INDIRECT(\"'Space-by-Space Method'!\"&SUBSTITUTE(ADDRESS(1,MOD(ROW(A1531)-52,50)+10,4),\"1\",\"\")&ROUNDDOWN((ROW(A1531)-52)/50,0)+4),\"\"))","v":""},{"$f":"IF(A1531=\"\",\"\",IF(AP1531=1,Summary!$F$11*(AO1531)/(SUM('Space-by-Space Method'!$BO$4:$BO$78,SUM('Exterior Lighting'!$BL$5:$BL$25))),0))","v":""},{"$f":"IF(A1531=\"\",\"\",IF(AP1531=1,Summary!$E$11*(AO1531)/(SUM('Space-by-Space Method'!$BO$4:$BO$78,SUM('Exterior Lighting'!$BL$5:$BL$25))),0))","v":""},{"$f":"IF(A1531=\"\",\"\",IF(AP1531=1,Summary!$G$11*(AO1531)/(SUM('Space-by-Space Method'!$BO$4:$BO$78,SUM('Exterior Lighting'!$BL$5:$BL$25))),0))","v":""},{"$f":"IF(A1531=\"\",\"\",IF(AP1531=1,Summary!$H$11*(AO1531)/(SUM('Space-by-Space Method'!$BO$4:$BO$78)),0))","v":""},{"$f":"IF(A1531=\"\",\"\",IF(AP1531=1,Summary!$I$11*(AO1531)/(SUM('Space-by-Space Method'!$BO$4:$BO$78)),0))","v":""},null,null,null,{"$f":"IF(A1531=\"\",\"\",IF(START!$B$34=2,INDIRECT(\"'Space-by-Space Method'!\"&SUBSTITUTE(ADDRESS(1,MOD(ROW(A1531)-52,50)+10,4),\"1\",\"\")&ROUNDDOWN((ROW(A1531)-52)/50,0)+4),\"\"))","v":""},{"$f":"IF(A1531=\"\",\"\",INDIRECT(\"'Space-by-Space Method'!C\"&ROUNDDOWN((ROW(A1531)-52)/50,0)+4))","v":""},{"$f":"IF(A1531=\"\",\"\",IF(COUNTIF(CommonSpaceTypes,AQ1531)>0,INDIRECT(\"'Space-by-Space Method'!F\"&ROUNDDOWN((ROW(A1531)-52)/50,0)+4),\"\"))","v":""},{"$f":"IF(A1531=\"\",\"\",IF(COUNTIF(BuildingSpecificSpaceTypes,AQ1531)>0,INDIRECT(\"'Space-by-Space Method'!F\"&ROUNDDOWN((ROW(A1531)-52)/50,0)+4),\"\"))","v":""},{"$f":"IF(A1531=\"\",\"\",INDIRECT(\"'Fixture Schedule'!D\"&MOD(ROW(A1531)-52,50)+9))","v":""},{"$f":"IF(A1531=\"\",\"\",IF(AR1531=\"\",\"\",INDIRECT(\"'Fixture Schedule'!K\"&MOD(ROW(A1531)-52,50)+9)))","v":""},"",{"$f":"IF(A1531=\"\",\"\",INDIRECT(\"'Fixture Schedule'!L\"&MOD(ROW(A1531)-52,50)+9))","v":""},null,null,null,null,null,null,null,null,null,null,null,null,null,{"$f":"INDIRECT(\"'Space-by-Space Method'!\"&SUBSTITUTE(ADDRESS(1,MOD(ROW(A1531)-52,50)+10,4),\"1\",\"\")&ROUNDDOWN((ROW(A1531)-52)/50,0)+4)","v":0},{"$f":"LEFT(INDIRECT(\"'Space-by-Space Method'!BJ\"&ROUNDDOWN((ROW(A1531)-52)/50,0)+4),3)","v":""},{"$f":"INDIRECT(\"'Fixture Schedule'!L\"&MOD(ROW(A1531)-52,50)+9)","v":0},{"$f":"INDIRECT(\"'Fixture Schedule'!O\"&MOD(ROW(A1531)-52,50)+9)","v":0},{"$f":"INDIRECT(\"'Space-by-Space Method'!F\"&ROUNDDOWN((ROW(A1531)-52)/50,0)+4)","v":0},{"$f":"INDIRECT(\"'Fixture Schedule'!L\"&MOD(ROW(A1531)-52,50)+9)","v":0},{"$f":"INDIRECT(\"'Space-by-Space Method'!D\"&ROUNDDOWN((ROW(A1531)-52)/50,0)+4)","v":0},{"$f":"INDIRECT(\"'Space-by-Space Method'!E\"&ROUNDDOWN((ROW(A1531)-52)/50,0)+4)","v":1}]
[{"$f":"IF(InteriorCalcType=2,IF(OR(AM1535=0,AN1535=\"DNQ\")=TRUE,\"\",INDIRECT(\"'Fixture Schedule'!M\"&MOD(ROW(A1535)-52,50)+9)),\"\")","v":""},{"$f":"IF(A1535=\"\",\"\",INDIRECT(\"'Fixture Schedule'!E\"&MOD(ROW(A1535)-52,50)+9))","v":""},{"$f":"IF(A1535=\"\",\"\",INDIRECT(\"'Fixture Schedule'!F\"&MOD(ROW(A1535)-52,50)+9))","v":""},{"$f":"IF(A1535=\"\",\"\",INDIRECT(\"'Fixture Schedule'!L\"&MOD(ROW(A1535)-52,50)+9))","v":""},"",null,null,{"$f":"IF(A1535=\"\",\"\",IF(AP1535=1,Summary!$C$12*(AO1535)/(SUM('Space-by-Space Method'!$BO$4:$BO$78,SUM('Exterior Lighting'!$BL$5:$BL$25))),0))","v":""},{"$f":"IF(A1535=\"\",\"\",IF(START!$B$34=1,INDIRECT(\"'Space-by-Space Method'!\"&SUBSTITUTE(ADDRESS(1,MOD(ROW(A1535)-52,50)+10,4),\"1\",\"\")&ROUNDDOWN((ROW(A1535)-52)/50,0)+4),\"\"))","v":""},{"$f":"IF(A1535=\"\",\"\",IF(AP1535=1,Summary!$F$11*(AO1535)/(SUM('Space-by-Space Method'!$BO$4:$BO$78,SUM('Exterior Lighting'!$BL$5:$BL$25))),0))","v":""},{"$f":"IF(A1535=\"\",\"\",IF(AP1535=1,Summary!$E$11*(AO1535)/(SUM('Space-by-Space Method'!$BO$4:$BO$78,SUM('Exterior Lighting'!$BL$5:$BL$25))),0))","v":""},{"$f":"IF(A1535=\"\",\"\",IF(AP1535=1,Summary!$G$11*(AO1535)/(SUM('Space-by-Space Method'!$BO$4:$BO$78,SUM('Exterior Lighting'!$BL$5:$BL$25))),0))","v":""},{"$f":"IF(A1535=\"\",\"\",IF(AP1535=1,Summary!$H$11*(AO1535)/(SUM('Space-by-Space Method'!$BO$4:$BO$78)),0))","v":""},{"$f":"IF(A1535=\"\",\"\",IF(AP1535=1,Summary!$I$11*(AO1535)/(SUM('Space-by-Space Method'!$BO$4:$BO$78)),0))","v":""},null,null,null,{"$f":"IF(A1535=\"\",\"\",IF(START!$B$34=2,INDIRECT(\"'Space-by-Space Method'!\"&SUBSTITUTE(ADDRESS(1,MOD(ROW(A1535)-52,50)+10,4),\"1\",\"\")&ROUNDDOWN((ROW(A1535)-52)/50,0)+4),\"\"))","v":""},{"$f":"IF(A1535=\"\",\"\",INDIRECT(\"'Space-by-Space Method'!C\"&ROUNDDOWN((ROW(A1535)-52)/50,0)+4))","v":""},{"$f":"IF(A1535=\"\",\"\",IF(COUNTIF(CommonSpaceTypes,AQ1535)>0,INDIRECT(\"'Space-by-Space Method'!F\"&ROUNDDOWN((ROW(A1535)-52)/50,0)+4),\"\"))","v":""},{"$f":"IF(A1535=\"\",\"\",IF(COUNTIF(BuildingSpecificSpaceTypes,AQ1535)>0,INDIRECT(\"'Space-by-Space Method'!F\"&ROUNDDOWN((ROW(A1535)-52)/50,0)+4),\"\"))","v":""},{"$f":"IF(A1535=\"\",\"\",INDIRECT(\"'Fixture Schedule'!D\"&MOD(ROW(A1535)-52,50)+9))","v":""},{"$f":"IF(A1535=\"\",\"\",IF(AR1535=\"\",\"\",INDIRECT(\"'Fixture Schedule'!K\"&MOD(ROW(A1535)-52,50)+9)))","v":""},"",{"$f":"IF(A1535=\"\",\"\",INDIRECT(\"'Fixture Schedule'!L\"&MOD(ROW(A1535)-52,50)+9))","v":""},null,null,null,null,null,null,null,null,null,null,null,null,null,{"$f":"INDIRECT(\"'Space-by-Space Method'!\"&SUBSTITUTE(ADDRESS(1,MOD(ROW(A1535)-52,50)+10,4),\"1\",\"\")&ROUNDDOWN((ROW(A1535)-52)/50,0)+4)","v":0},{"$f":"LEFT(INDIRECT(\"'Space-by-Space Method'!BJ\"&ROUNDDOWN((ROW(A1535)-52)/50,0)+4),3)","v":""},{"$f":"INDIRECT(\"'Fixture Schedule'!L\"&MOD(ROW(A1535)-52,50)+9)","v":0},{"$f":"INDIRECT(\"'Fixture Schedule'!O\"&MOD(ROW(A1535)-52,50)+9)","v":0},{"$f":"INDIRECT(\"'Space-by-Space Method'!F\"&ROUNDDOWN((ROW(A1535)-52)/50,0)+4)","v":0},{"$f":"INDIRECT(\"'Fixture Schedule'!L\"&MOD(ROW(A1535)-52,50)+9)","v":0},{"$f":"INDIRECT(\"'Space-by-Space Method'!D\"&ROUNDDOWN((ROW(A1535)-52)/50,0)+4)","v":0},{"$f":"INDIRECT(\"'Space-by-Space Method'!E\"&ROUNDDOWN((ROW(A1535)-52)/50,0)+4)","v":1}]
[{"$f":"IF(InteriorCalcType=2,IF(OR(AM1545=0,AN1545=\"DNQ\")=TRUE,\"\",INDIRECT(\"'Fixture Schedule'!M\"&MOD(ROW(A1545)-52,50)+9)),\"\")","v":""},{"$f":"IF(A1545=\"\",\"\",INDIRECT(\"'Fixture Schedule'!E\"&MOD(ROW(A1545)-52,50)+9))","v":""},{"$f":"IF(A1545=\"\",\"\",INDIRECT(\"'Fixture Schedule'!F\"&MOD(ROW(A1545)-52,50)+9))","v":""},{"$f":"IF(A1545=\"\",\"\",INDIRECT(\"'Fixture Schedule'!L\"&MOD(ROW(A1545)-52,50)+9))","v":""},"",null,null,{"$f":"IF(A1545=\"\",\"\",IF(AP1545=1,Summary!$C$12*(AO1545)/(SUM('Space-by-Space Method'!$BO$4:$BO$78,SUM('Exterior Lighting'!$BL$5:$BL$25))),0))","v":""},{"$f":"IF(A1545=\"\",\"\",IF(START!$B$34=1,INDIRECT(\"'Space-by-Space Method'!\"&SUBSTITUTE(ADDRESS(1,MOD(ROW(A1545)-52,50)+10,4),\"1\",\"\")&ROUNDDOWN((ROW(A1545)-52)/50,0)+4),\"\"))","v":""},{"$f":"IF(A1545=\"\",\"\",IF(AP1545=1,Summary!$F$11*(AO1545)/(SUM('Space-by-Space Method'!$BO$4:$BO$78,SUM('Exterior Lighting'!$BL$5:$BL$25))),0))","v":""},{"$f":"IF(A1545=\"\",\"\",IF(AP1545=1,Summary!$E$11*(AO1545)/(SUM('Space-by-Space Method'!$BO$4:$BO$78,SUM('Exterior Lighting'!$BL$5:$BL$25))),0))","v":""},{"$f":"IF(A1545=\"\",\"\",IF(AP1545=1,Summary!$G$11*(AO1545)/(SUM('Space-by-Space Method'!$BO$4:$BO$78,SUM('Exterior Lighting'!$BL$5:$BL$25))),0))","v":""},{"$f":"IF(A1545=\"\",\"\",IF(AP1545=1,Summary!$H$11*(AO1545)/(SUM('Space-by-Space Method'!$BO$4:$BO$78)),0))","v":""},{"$f":"IF(A1545=\"\",\"\",IF(AP1545=1,Summary!$I$11*(AO1545)/(SUM('Space-by-Space Method'!$BO$4:$BO$78)),0))","v":""},null,null,null,{"$f":"IF(A1545=\"\",\"\",IF(START!$B$34=2,INDIRECT(\"'Space-by-Space Method'!\"&SUBSTITUTE(ADDRESS(1,MOD(ROW(A1545)-52,50)+10,4),\"1\",\"\")&ROUNDDOWN((ROW(A1545)-52)/50,0)+4),\"\"))","v":""},{"$f":"IF(A1545=\"\",\"\",INDIRECT(\"'Space-by-Space Method'!C\"&ROUNDDOWN((ROW(A1545)-52)/50,0)+4))","v":""},{"$f":"IF(A1545=\"\",\"\",IF(COUNTIF(CommonSpaceTypes,AQ1545)>0,INDIRECT(\"'Space-by-Space Method'!F\"&ROUNDDOWN((ROW(A1545)-52)/50,0)+4),\"\"))","v":""},{"$f":"IF(A1545=\"\",\"\",IF(COUNTIF(BuildingSpecificSpaceTypes,AQ1545)>0,INDIRECT(\"'Space-by-Space Method'!F\"&ROUNDDOWN((ROW(A1545)-52)/50,0)+4),\"\"))","v":""},{"$f":"IF(A1545=\"\",\"\",INDIRECT(\"'Fixture Schedule'!D\"&MOD(ROW(A1545)-52,50)+9))","v":""},{"$f":"IF(A1545=\"\",\"\",IF(AR1545=\"\",\"\",INDIRECT(\"'Fixture Schedule'!K\"&MOD(ROW(A1545)-52,50)+9)))","v":""},"",{"$f":"IF(A1545=\"\",\"\",INDIRECT(\"'Fixture Schedule'!L\"&MOD(ROW(A1545)-52,50)+9))","v":""},null,null,null,null,null,null,null,null,null,null,null,null,null,{"$f":"INDIRECT(\"'Space-by-Space Method'!\"&SUBSTITUTE(ADDRESS(1,MOD(ROW(A1545)-52,50)+10,4),\"1\",\"\")&ROUNDDOWN((ROW(A1545)-52)/50,0)+4)","v":0},{"$f":"LEFT(INDIRECT(\"'Space-by-Space Method'!BJ\"&ROUNDDOWN((ROW(A1545)-52)/50,0)+4),3)","v":""},{"$f":"INDIRECT(\"'Fixture Schedule'!L\"&MOD(ROW(A1545)-52,50)+9)","v":0},{"$f":"INDIRECT(\"'Fixture Schedule'!O\"&MOD(ROW(A1545)-52,50)+9)","v":0},{"$f":"INDIRECT(\"'Space-by-Space Method'!F\"&ROUNDDOWN((ROW(A1545)-52)/50,0)+4)","v":0},{"$f":"INDIRECT(\"'Fixture Schedule'!L\"&MOD(ROW(A1545)-52,50)+9)","v":0},{"$f":"INDIRECT(\"'Space-by-Space Method'!D\"&ROUNDDOWN((ROW(A1545)-52)/50,0)+4)","v":0},{"$f":"INDIRECT(\"'Space-by-Space Method'!E\"&ROUNDDOWN((ROW(A1545)-52)/50,0)+4)","v":1}]
[{"$f":"IF(InteriorCalcType=2,IF(OR(AM1554=0,AN1554=\"DNQ\")=TRUE,\"\",INDIRECT(\"'Fixture Schedule'!M\"&MOD(ROW(A1554)-52,50)+9)),\"\")","v":""},{"$f":"IF(A1554=\"\",\"\",INDIRECT(\"'Fixture Schedule'!E\"&MOD(ROW(A1554)-52,50)+9))","v":""},{"$f":"IF(A1554=\"\",\"\",INDIRECT(\"'Fixture Schedule'!F\"&MOD(ROW(A1554)-52,50)+9))","v":""},{"$f":"IF(A1554=\"\",\"\",INDIRECT(\"'Fixture Schedule'!L\"&MOD(ROW(A1554)-52,50)+9))","v":""},"",null,null,{"$f":"IF(A1554=\"\",\"\",IF(AP1554=1,Summary!$C$12*(AO1554)/(SUM('Space-by-Space Method'!$BO$4:$BO$78,SUM('Exterior Lighting'!$BL$5:$BL$25))),0))","v":""},{"$f":"IF(A1554=\"\",\"\",IF(START!$B$34=1,INDIRECT(\"'Space-by-Space Method'!\"&SUBSTITUTE(ADDRESS(1,MOD(ROW(A1554)-52,50)+10,4),\"1\",\"\")&ROUNDDOWN((ROW(A1554)-52)/50,0)+4),\"\"))","v":""},{"$f":"IF(A1554=\"\",\"\",IF(AP1554=1,Summary!$F$11*(AO1554)/(SUM('Space-by-Space Method'!$BO$4:$BO$78,SUM('Exterior Lighting'!$BL$5:$BL$25))),0))","v":""},{"$f":"IF(A1554=\"\",\"\",IF(AP1554=1,Summary!$E$11*(AO1554)/(SUM('Space-by-Space Method'!$BO$4:$BO$78,SUM('Exterior Lighting'!$BL$5:$BL$25))),0))","v":""},{"$f":"IF(A1554=\"\",\"\",IF(AP1554=1,Summary!$G$11*(AO1554)/(SUM('Space-by-Space Method'!$BO$4:$BO$78,SUM('Exterior Lighting'!$BL$5:$BL$25))),0))","v":""},{"$f":"IF(A1554=\"\",\"\",IF(AP1554=1,Summary!$H$11*(AO1554)/(SUM('Space-by-Space Method'!$BO$4:$BO$78)),0))","v":""},{"$f":"IF(A1554=\"\",\"\",IF(AP1554=1,Summary!$I$11*(AO1554)/(SUM('Space-by-Space Method'!$BO$4:$BO$78)),0))","v":""},null,null,null,{"$f":"IF(A1554=\"\",\"\",IF(START!$B$34=2,INDIRECT(\"'Space-by-Space Method'!\"&SUBSTITUTE(ADDRESS(1,MOD(ROW(A1554)-52,50)+10,4),\"1\",\"\")&ROUNDDOWN((ROW(A1554)-52)/50,0)+4),\"\"))","v":""},{"$f":"IF(A1554=\"\",\"\",INDIRECT(\"'Space-by-Space Method'!C\"&ROUNDDOWN((ROW(A1554)-52)/50,0)+4))","v":""},{"$f":"IF(A1554=\"\",\"\",IF(COUNTIF(CommonSpaceTypes,AQ1554)>0,INDIRECT(\"'Space-by-Space Method'!F\"&ROUNDDOWN((ROW(A1554)-52)/50,0)+4),\"\"))","v":""},{"$f":"IF(A1554=\"\",\"\",IF(COUNTIF(BuildingSpecificSpaceTypes,AQ1554)>0,INDIRECT(\"'Space-by-Space Method'!F\"&ROUNDDOWN((ROW(A1554)-52)/50,0)+4),\"\"))","v":""},{"$f":"IF(A1554=\"\",\"\",INDIRECT(\"'Fixture Schedule'!D\"&MOD(ROW(A1554)-52,50)+9))","v":""},{"$f":"IF(A1554=\"\",\"\",IF(AR1554=\"\",\"\",INDIRECT(\"'Fixture Schedule'!K\"&MOD(ROW(A1554)-52,50)+9)))","v":""},"",{"$f":"IF(A1554=\"\",\"\",INDIRECT(\"'Fixture Schedule'!L\"&MOD(ROW(A1554)-52,50)+9))","v":""},null,null,null,null,null,null,null,null,null,null,null,null,null,{"$f":"INDIRECT(\"'Space-by-Space Method'!\"&SUBSTITUTE(ADDRESS(1,MOD(ROW(A1554)-52,50)+10,4),\"1\",\"\")&ROUNDDOWN((ROW(A1554)-52)/50,0)+4)","v":0},{"$f":"LEFT(INDIRECT(\"'Space-by-Space Method'!BJ\"&ROUNDDOWN((ROW(A1554)-52)/50,0)+4),3)","v":""},{"$f":"INDIRECT(\"'Fixture Schedule'!L\"&MOD(ROW(A1554)-52,50)+9)","v":0},{"$f":"INDIRECT(\"'Fixture Schedule'!O\"&MOD(ROW(A1554)-52,50)+9)","v":0},{"$f":"INDIRECT(\"'Space-by-Space Method'!F\"&ROUNDDOWN((ROW(A1554)-52)/50,0)+4)","v":0},{"$f":"INDIRECT(\"'Fixture Schedule'!L\"&MOD(ROW(A1554)-52,50)+9)","v":0},{"$f":"INDIRECT(\"'Space-by-Space Method'!D\"&ROUNDDOWN((ROW(A1554)-52)/50,0)+4)","v":0},{"$f":"INDIRECT(\"'Space-by-Space Method'!E\"&ROUNDDOWN((ROW(A1554)-52)/50,0)+4)","v":1}]
[{"$f":"IF(InteriorCalcType=2,IF(OR(AM1563=0,AN1563=\"DNQ\")=TRUE,\"\",INDIRECT(\"'Fixture Schedule'!M\"&MOD(ROW(A1563)-52,50)+9)),\"\")","v":""},{"$f":"IF(A1563=\"\",\"\",INDIRECT(\"'Fixture Schedule'!E\"&MOD(ROW(A1563)-52,50)+9))","v":""},{"$f":"IF(A1563=\"\",\"\",INDIRECT(\"'Fixture Schedule'!F\"&MOD(ROW(A1563)-52,50)+9))","v":""},{"$f":"IF(A1563=\"\",\"\",INDIRECT(\"'Fixture Schedule'!L\"&MOD(ROW(A1563)-52,50)+9))","v":""},"",null,null,{"$f":"IF(A1563=\"\",\"\",IF(AP1563=1,Summary!$C$12*(AO1563)/(SUM('Space-by-Space Method'!$BO$4:$BO$78,SUM('Exterior Lighting'!$BL$5:$BL$25))),0))","v":""},{"$f":"IF(A1563=\"\",\"\",IF(START!$B$34=1,INDIRECT(\"'Space-by-Space Method'!\"&SUBSTITUTE(ADDRESS(1,MOD(ROW(A1563)-52,50)+10,4),\"1\",\"\")&ROUNDDOWN((ROW(A1563)-52)/50,0)+4),\"\"))","v":""},{"$f":"IF(A1563=\"\",\"\",IF(AP1563=1,Summary!$F$11*(AO1563)/(SUM('Space-by-Space Method'!$BO$4:$BO$78,SUM('Exterior Lighting'!$BL$5:$BL$25))),0))","v":""},{"$f":"IF(A1563=\"\",\"\",IF(AP1563=1,Summary!$E$11*(AO1563)/(SUM('Space-by-Space Method'!$BO$4:$BO$78,SUM('Exterior Lighting'!$BL$5:$BL$25))),0))","v":""},{"$f":"IF(A1563=\"\",\"\",IF(AP1563=1,Summary!$G$11*(AO1563)/(SUM('Space-by-Space Method'!$BO$4:$BO$78,SUM('Exterior Lighting'!$BL$5:$BL$25))),0))","v":""},{"$f":"IF(A1563=\"\",\"\",IF(AP1563=1,Summary!$H$11*(AO1563)/(SUM('Space-by-Space Method'!$BO$4:$BO$78)),0))","v":""},{"$f":"IF(A1563=\"\",\"\",IF(AP1563=1,Summary!$I$11*(AO1563)/(SUM('Space-by-Space Method'!$BO$4:$BO$78)),0))","v":""},null,null,null,{"$f":"IF(A1563=\"\",\"\",IF(START!$B$34=2,INDIRECT(\"'Space-by-Space Method'!\"&SUBSTITUTE(ADDRESS(1,MOD(ROW(A1563)-52,50)+10,4),\"1\",\"\")&ROUNDDOWN((ROW(A1563)-52)/50,0)+4),\"\"))","v":""},{"$f":"IF(A1563=\"\",\"\",INDIRECT(\"'Space-by-Space Method'!C\"&ROUNDDOWN((ROW(A1563)-52)/50,0)+4))","v":""},{"$f":"IF(A1563=\"\",\"\",IF(COUNTIF(CommonSpaceTypes,AQ1563)>0,INDIRECT(\"'Space-by-Space Method'!F\"&ROUNDDOWN((ROW(A1563)-52)/50,0)+4),\"\"))","v":""},{"$f":"IF(A1563=\"\",\"\",IF(COUNTIF(BuildingSpecificSpaceTypes,AQ1563)>0,INDIRECT(\"'Space-by-Space Method'!F\"&ROUNDDOWN((ROW(A1563)-52)/50,0)+4),\"\"))","v":""},{"$f":"IF(A1563=\"\",\"\",INDIRECT(\"'Fixture Schedule'!D\"&MOD(ROW(A1563)-52,50)+9))","v":""},{"$f":"IF(A1563=\"\",\"\",IF(AR1563=\"\",\"\",INDIRECT(\"'Fixture Schedule'!K\"&MOD(ROW(A1563)-52,50)+9)))","v":""},"",{"$f":"IF(A1563=\"\",\"\",INDIRECT(\"'Fixture Schedule'!L\"&MOD(ROW(A1563)-52,50)+9))","v":""},null,null,null,null,null,null,null,null,null,null,null,null,null,{"$f":"INDIRECT(\"'Space-by-Space Method'!\"&SUBSTITUTE(ADDRESS(1,MOD(ROW(A1563)-52,50)+10,4),\"1\",\"\")&ROUNDDOWN((ROW(A1563)-52)/50,0)+4)","v":0},{"$f":"LEFT(INDIRECT(\"'Space-by-Space Method'!BJ\"&ROUNDDOWN((ROW(A1563)-52)/50,0)+4),3)","v":""},{"$f":"INDIRECT(\"'Fixture Schedule'!L\"&MOD(ROW(A1563)-52,50)+9)","v":0},{"$f":"INDIRECT(\"'Fixture Schedule'!O\"&MOD(ROW(A1563)-52,50)+9)","v":0},{"$f":"INDIRECT(\"'Space-by-Space Method'!F\"&ROUNDDOWN((ROW(A1563)-52)/50,0)+4)","v":0},{"$f":"INDIRECT(\"'Fixture Schedule'!L\"&MOD(ROW(A1563)-52,50)+9)","v":0},{"$f":"INDIRECT(\"'Space-by-Space Method'!D\"&ROUNDDOWN((ROW(A1563)-52)/50,0)+4)","v":0},{"$f":"INDIRECT(\"'Space-by-Space Method'!E\"&ROUNDDOWN((ROW(A1563)-52)/50,0)+4)","v":1}]
[{"$f":"IF(InteriorCalcType=2,IF(OR(AM1569=0,AN1569=\"DNQ\")=TRUE,\"\",INDIRECT(\"'Fixture Schedule'!M\"&MOD(ROW(A1569)-52,50)+9)),\"\")","v":""},{"$f":"IF(A1569=\"\",\"\",INDIRECT(\"'Fixture Schedule'!E\"&MOD(ROW(A1569)-52,50)+9))","v":""},{"$f":"IF(A1569=\"\",\"\",INDIRECT(\"'Fixture Schedule'!F\"&MOD(ROW(A1569)-52,50)+9))","v":""},{"$f":"IF(A1569=\"\",\"\",INDIRECT(\"'Fixture Schedule'!L\"&MOD(ROW(A1569)-52,50)+9))","v":""},"",null,null,{"$f":"IF(A1569=\"\",\"\",IF(AP1569=1,Summary!$C$12*(AO1569)/(SUM('Space-by-Space Method'!$BO$4:$BO$78,SUM('Exterior Lighting'!$BL$5:$BL$25))),0))","v":""},{"$f":"IF(A1569=\"\",\"\",IF(START!$B$34=1,INDIRECT(\"'Space-by-Space Method'!\"&SUBSTITUTE(ADDRESS(1,MOD(ROW(A1569)-52,50)+10,4),\"1\",\"\")&ROUNDDOWN((ROW(A1569)-52)/50,0)+4),\"\"))","v":""},{"$f":"IF(A1569=\"\",\"\",IF(AP1569=1,Summary!$F$11*(AO1569)/(SUM('Space-by-Space Method'!$BO$4:$BO$78,SUM('Exterior Lighting'!$BL$5:$BL$25))),0))","v":""},{"$f":"IF(A1569=\"\",\"\",IF(AP1569=1,Summary!$E$11*(AO1569)/(SUM('Space-by-Space Method'!$BO$4:$BO$78,SUM('Exterior Lighting'!$BL$5:$BL$25))),0))","v":""},{"$f":"IF(A1569=\"\",\"\",IF(AP1569=1,Summary!$G$11*(AO1569)/(SUM('Space-by-Space Method'!$BO$4:$BO$78,SUM('Exterior Lighting'!$BL$5:$BL$25))),0))","v":""},{"$f":"IF(A1569=\"\",\"\",IF(AP1569=1,Summary!$H$11*(AO1569)/(SUM('Space-by-Space Method'!$BO$4:$BO$78)),0))","v":""},{"$f":"IF(A1569=\"\",\"\",IF(AP1569=1,Summary!$I$11*(AO1569)/(SUM('Space-by-Space Method'!$BO$4:$BO$78)),0))","v":""},null,null,null,{"$f":"IF(A1569=\"\",\"\",IF(START!$B$34=2,INDIRECT(\"'Space-by-Space Method'!\"&SUBSTITUTE(ADDRESS(1,MOD(ROW(A1569)-52,50)+10,4),\"1\",\"\")&ROUNDDOWN((ROW(A1569)-52)/50,0)+4),\"\"))","v":""},{"$f":"IF(A1569=\"\",\"\",INDIRECT(\"'Space-by-Space Method'!C\"&ROUNDDOWN((ROW(A1569)-52)/50,0)+4))","v":""},{"$f":"IF(A1569=\"\",\"\",IF(COUNTIF(CommonSpaceTypes,AQ1569)>0,INDIRECT(\"'Space-by-Space Method'!F\"&ROUNDDOWN((ROW(A1569)-52)/50,0)+4),\"\"))","v":""},{"$f":"IF(A1569=\"\",\"\",IF(COUNTIF(BuildingSpecificSpaceTypes,AQ1569)>0,INDIRECT(\"'Space-by-Space Method'!F\"&ROUNDDOWN((ROW(A1569)-52)/50,0)+4),\"\"))","v":""},{"$f":"IF(A1569=\"\",\"\",INDIRECT(\"'Fixture Schedule'!D\"&MOD(ROW(A1569)-52,50)+9))","v":""},{"$f":"IF(A1569=\"\",\"\",IF(AR1569=\"\",\"\",INDIRECT(\"'Fixture Schedule'!K\"&MOD(ROW(A1569)-52,50)+9)))","v":""},"",{"$f":"IF(A1569=\"\",\"\",INDIRECT(\"'Fixture Schedule'!L\"&MOD(ROW(A1569)-52,50)+9))","v":""},null,null,null,null,null,null,null,null,null,null,null,null,null,{"$f":"INDIRECT(\"'Space-by-Space Method'!\"&SUBSTITUTE(ADDRESS(1,MOD(ROW(A1569)-52,50)+10,4),\"1\",\"\")&ROUNDDOWN((ROW(A1569)-52)/50,0)+4)","v":0},{"$f":"LEFT(INDIRECT(\"'Space-by-Space Method'!BJ\"&ROUNDDOWN((ROW(A1569)-52)/50,0)+4),3)","v":""},{"$f":"INDIRECT(\"'Fixture Schedule'!L\"&MOD(ROW(A1569)-52,50)+9)","v":0},{"$f":"INDIRECT(\"'Fixture Schedule'!O\"&MOD(ROW(A1569)-52,50)+9)","v":0},{"$f":"INDIRECT(\"'Space-by-Space Method'!F\"&ROUNDDOWN((ROW(A1569)-52)/50,0)+4)","v":0},{"$f":"INDIRECT(\"'Fixture Schedule'!L\"&MOD(ROW(A1569)-52,50)+9)","v":0},{"$f":"INDIRECT(\"'Space-by-Space Method'!D\"&ROUNDDOWN((ROW(A1569)-52)/50,0)+4)","v":0},{"$f":"INDIRECT(\"'Space-by-Space Method'!E\"&ROUNDDOWN((ROW(A1569)-52)/50,0)+4)","v":1}]
[{"$f":"IF(InteriorCalcType=2,IF(OR(AM1574=0,AN1574=\"DNQ\")=TRUE,\"\",INDIRECT(\"'Fixture Schedule'!M\"&MOD(ROW(A1574)-52,50)+9)),\"\")","v":""},{"$f":"IF(A1574=\"\",\"\",INDIRECT(\"'Fixture Schedule'!E\"&MOD(ROW(A1574)-52,50)+9))","v":""},{"$f":"IF(A1574=\"\",\"\",INDIRECT(\"'Fixture Schedule'!F\"&MOD(ROW(A1574)-52,50)+9))","v":""},{"$f":"IF(A1574=\"\",\"\",INDIRECT(\"'Fixture Schedule'!L\"&MOD(ROW(A1574)-52,50)+9))","v":""},"",null,null,{"$f":"IF(A1574=\"\",\"\",IF(AP1574=1,Summary!$C$12*(AO1574)/(SUM('Space-by-Space Method'!$BO$4:$BO$78,SUM('Exterior Lighting'!$BL$5:$BL$25))),0))","v":""},{"$f":"IF(A1574=\"\",\"\",IF(START!$B$34=1,INDIRECT(\"'Space-by-Space Method'!\"&SUBSTITUTE(ADDRESS(1,MOD(ROW(A1574)-52,50)+10,4),\"1\",\"\")&ROUNDDOWN((ROW(A1574)-52)/50,0)+4),\"\"))","v":""},{"$f":"IF(A1574=\"\",\"\",IF(AP1574=1,Summary!$F$11*(AO1574)/(SUM('Space-by-Space Method'!$BO$4:$BO$78,SUM('Exterior Lighting'!$BL$5:$BL$25))),0))","v":""},{"$f":"IF(A1574=\"\",\"\",IF(AP1574=1,Summary!$E$11*(AO1574)/(SUM('Space-by-Space Method'!$BO$4:$BO$78,SUM('Exterior Lighting'!$BL$5:$BL$25))),0))","v":""},{"$f":"IF(A1574=\"\",\"\",IF(AP1574=1,Summary!$G$11*(AO1574)/(SUM('Space-by-Space Method'!$BO$4:$BO$78,SUM('Exterior Lighting'!$BL$5:$BL$25))),0))","v":""},{"$f":"IF(A1574=\"\",\"\",IF(AP1574=1,Summary!$H$11*(AO1574)/(SUM('Space-by-Space Method'!$BO$4:$BO$78)),0))","v":""},{"$f":"IF(A1574=\"\",\"\",IF(AP1574=1,Summary!$I$11*(AO1574)/(SUM('Space-by-Space Method'!$BO$4:$BO$78)),0))","v":""},null,null,null,{"$f":"IF(A1574=\"\",\"\",IF(START!$B$34=2,INDIRECT(\"'Space-by-Space Method'!\"&SUBSTITUTE(ADDRESS(1,MOD(ROW(A1574)-52,50)+10,4),\"1\",\"\")&ROUNDDOWN((ROW(A1574)-52)/50,0)+4),\"\"))","v":""},{"$f":"IF(A1574=\"\",\"\",INDIRECT(\"'Space-by-Space Method'!C\"&ROUNDDOWN((ROW(A1574)-52)/50,0)+4))","v":""},{"$f":"IF(A1574=\"\",\"\",IF(COUNTIF(CommonSpaceTypes,AQ1574)>0,INDIRECT(\"'Space-by-Space Method'!F\"&ROUNDDOWN((ROW(A1574)-52)/50,0)+4),\"\"))","v":""},{"$f":"IF(A1574=\"\",\"\",IF(COUNTIF(BuildingSpecificSpaceTypes,AQ1574)>0,INDIRECT(\"'Space-by-Space Method'!F\"&ROUNDDOWN((ROW(A1574)-52)/50,0)+4),\"\"))","v":""},{"$f":"IF(A1574=\"\",\"\",INDIRECT(\"'Fixture Schedule'!D\"&MOD(ROW(A1574)-52,50)+9))","v":""},{"$f":"IF(A1574=\"\",\"\",IF(AR1574=\"\",\"\",INDIRECT(\"'Fixture Schedule'!K\"&MOD(ROW(A1574)-52,50)+9)))","v":""},"",{"$f":"IF(A1574=\"\",\"\",INDIRECT(\"'Fixture Schedule'!L\"&MOD(ROW(A1574)-52,50)+9))","v":""},null,null,null,null,null,null,null,null,null,null,null,null,null,{"$f":"INDIRECT(\"'Space-by-Space Method'!\"&SUBSTITUTE(ADDRESS(1,MOD(ROW(A1574)-52,50)+10,4),\"1\",\"\")&ROUNDDOWN((ROW(A1574)-52)/50,0)+4)","v":0},{"$f":"LEFT(INDIRECT(\"'Space-by-Space Method'!BJ\"&ROUNDDOWN((ROW(A1574)-52)/50,0)+4),3)","v":""},{"$f":"INDIRECT(\"'Fixture Schedule'!L\"&MOD(ROW(A1574)-52,50)+9)","v":0},{"$f":"INDIRECT(\"'Fixture Schedule'!O\"&MOD(ROW(A1574)-52,50)+9)","v":0},{"$f":"INDIRECT(\"'Space-by-Space Method'!F\"&ROUNDDOWN((ROW(A1574)-52)/50,0)+4)","v":0},{"$f":"INDIRECT(\"'Fixture Schedule'!L\"&MOD(ROW(A1574)-52,50)+9)","v":0},{"$f":"INDIRECT(\"'Space-by-Space Method'!D\"&ROUNDDOWN((ROW(A1574)-52)/50,0)+4)","v":0},{"$f":"INDIRECT(\"'Space-by-Space Method'!E\"&ROUNDDOWN((ROW(A1574)-52)/50,0)+4)","v":1}]
[{"$f":"IF(InteriorCalcType=2,IF(OR(AM1583=0,AN1583=\"DNQ\")=TRUE,\"\",INDIRECT(\"'Fixture Schedule'!M\"&MOD(ROW(A1583)-52,50)+9)),\"\")","v":""},{"$f":"IF(A1583=\"\",\"\",INDIRECT(\"'Fixture Schedule'!E\"&MOD(ROW(A1583)-52,50)+9))","v":""},{"$f":"IF(A1583=\"\",\"\",INDIRECT(\"'Fixture Schedule'!F\"&MOD(ROW(A1583)-52,50)+9))","v":""},{"$f":"IF(A1583=\"\",\"\",INDIRECT(\"'Fixture Schedule'!L\"&MOD(ROW(A1583)-52,50)+9))","v":""},"",null,null,{"$f":"IF(A1583=\"\",\"\",IF(AP1583=1,Summary!$C$12*(AO1583)/(SUM('Space-by-Space Method'!$BO$4:$BO$78,SUM('Exterior Lighting'!$BL$5:$BL$25))),0))","v":""},{"$f":"IF(A1583=\"\",\"\",IF(START!$B$34=1,INDIRECT(\"'Space-by-Space Method'!\"&SUBSTITUTE(ADDRESS(1,MOD(ROW(A1583)-52,50)+10,4),\"1\",\"\")&ROUNDDOWN((ROW(A1583)-52)/50,0)+4),\"\"))","v":""},{"$f":"IF(A1583=\"\",\"\",IF(AP1583=1,Summary!$F$11*(AO1583)/(SUM('Space-by-Space Method'!$BO$4:$BO$78,SUM('Exterior Lighting'!$BL$5:$BL$25))),0))","v":""},{"$f":"IF(A1583=\"\",\"\",IF(AP1583=1,Summary!$E$11*(AO1583)/(SUM('Space-by-Space Method'!$BO$4:$BO$78,SUM('Exterior Lighting'!$BL$5:$BL$25))),0))","v":""},{"$f":"IF(A1583=\"\",\"\",IF(AP1583=1,Summary!$G$11*(AO1583)/(SUM('Space-by-Space Method'!$BO$4:$BO$78,SUM('Exterior Lighting'!$BL$5:$BL$25))),0))","v":""},{"$f":"IF(A1583=\"\",\"\",IF(AP1583=1,Summary!$H$11*(AO1583)/(SUM('Space-by-Space Method'!$BO$4:$BO$78)),0))","v":""},{"$f":"IF(A1583=\"\",\"\",IF(AP1583=1,Summary!$I$11*(AO1583)/(SUM('Space-by-Space Method'!$BO$4:$BO$78)),0))","v":""},null,null,null,{"$f":"IF(A1583=\"\",\"\",IF(START!$B$34=2,INDIRECT(\"'Space-by-Space Method'!\"&SUBSTITUTE(ADDRESS(1,MOD(ROW(A1583)-52,50)+10,4),\"1\",\"\")&ROUNDDOWN((ROW(A1583)-52)/50,0)+4),\"\"))","v":""},{"$f":"IF(A1583=\"\",\"\",INDIRECT(\"'Space-by-Space Method'!C\"&ROUNDDOWN((ROW(A1583)-52)/50,0)+4))","v":""},{"$f":"IF(A1583=\"\",\"\",IF(COUNTIF(CommonSpaceTypes,AQ1583)>0,INDIRECT(\"'Space-by-Space Method'!F\"&ROUNDDOWN((ROW(A1583)-52)/50,0)+4),\"\"))","v":""},{"$f":"IF(A1583=\"\",\"\",IF(COUNTIF(BuildingSpecificSpaceTypes,AQ1583)>0,INDIRECT(\"'Space-by-Space Method'!F\"&ROUNDDOWN((ROW(A1583)-52)/50,0)+4),\"\"))","v":""},{"$f":"IF(A1583=\"\",\"\",INDIRECT(\"'Fixture Schedule'!D\"&MOD(ROW(A1583)-52,50)+9))","v":""},{"$f":"IF(A1583=\"\",\"\",IF(AR1583=\"\",\"\",INDIRECT(\"'Fixture Schedule'!K\"&MOD(ROW(A1583)-52,50)+9)))","v":""},"",{"$f":"IF(A1583=\"\",\"\",INDIRECT(\"'Fixture Schedule'!L\"&MOD(ROW(A1583)-52,50)+9))","v":""},null,null,null,null,null,null,null,null,null,null,null,null,null,{"$f":"INDIRECT(\"'Space-by-Space Method'!\"&SUBSTITUTE(ADDRESS(1,MOD(ROW(A1583)-52,50)+10,4),\"1\",\"\")&ROUNDDOWN((ROW(A1583)-52)/50,0)+4)","v":0},{"$f":"LEFT(INDIRECT(\"'Space-by-Space Method'!BJ\"&ROUNDDOWN((ROW(A1583)-52)/50,0)+4),3)","v":""},{"$f":"INDIRECT(\"'Fixture Schedule'!L\"&MOD(ROW(A1583)-52,50)+9)","v":0},{"$f":"INDIRECT(\"'Fixture Schedule'!O\"&MOD(ROW(A1583)-52,50)+9)","v":0},{"$f":"INDIRECT(\"'Space-by-Space Method'!F\"&ROUNDDOWN((ROW(A1583)-52)/50,0)+4)","v":0},{"$f":"INDIRECT(\"'Fixture Schedule'!L\"&MOD(ROW(A1583)-52,50)+9)","v":0},{"$f":"INDIRECT(\"'Space-by-Space Method'!D\"&ROUNDDOWN((ROW(A1583)-52)/50,0)+4)","v":0},{"$f":"INDIRECT(\"'Space-by-Space Method'!E\"&ROUNDDOWN((ROW(A1583)-52)/50,0)+4)","v":1}]
[{"$f":"IF(InteriorCalcType=2,IF(OR(AM1593=0,AN1593=\"DNQ\")=TRUE,\"\",INDIRECT(\"'Fixture Schedule'!M\"&MOD(ROW(A1593)-52,50)+9)),\"\")","v":""},{"$f":"IF(A1593=\"\",\"\",INDIRECT(\"'Fixture Schedule'!E\"&MOD(ROW(A1593)-52,50)+9))","v":""},{"$f":"IF(A1593=\"\",\"\",INDIRECT(\"'Fixture Schedule'!F\"&MOD(ROW(A1593)-52,50)+9))","v":""},{"$f":"IF(A1593=\"\",\"\",INDIRECT(\"'Fixture Schedule'!L\"&MOD(ROW(A1593)-52,50)+9))","v":""},"",null,null,{"$f":"IF(A1593=\"\",\"\",IF(AP1593=1,Summary!$C$12*(AO1593)/(SUM('Space-by-Space Method'!$BO$4:$BO$78,SUM('Exterior Lighting'!$BL$5:$BL$25))),0))","v":""},{"$f":"IF(A1593=\"\",\"\",IF(START!$B$34=1,INDIRECT(\"'Space-by-Space Method'!\"&SUBSTITUTE(ADDRESS(1,MOD(ROW(A1593)-52,50)+10,4),\"1\",\"\")&ROUNDDOWN((ROW(A1593)-52)/50,0)+4),\"\"))","v":""},{"$f":"IF(A1593=\"\",\"\",IF(AP1593=1,Summary!$F$11*(AO1593)/(SUM('Space-by-Space Method'!$BO$4:$BO$78,SUM('Exterior Lighting'!$BL$5:$BL$25))),0))","v":""},{"$f":"IF(A1593=\"\",\"\",IF(AP1593=1,Summary!$E$11*(AO1593)/(SUM('Space-by-Space Method'!$BO$4:$BO$78,SUM('Exterior Lighting'!$BL$5:$BL$25))),0))","v":""},{"$f":"IF(A1593=\"\",\"\",IF(AP1593=1,Summary!$G$11*(AO1593)/(SUM('Space-by-Space Method'!$BO$4:$BO$78,SUM('Exterior Lighting'!$BL$5:$BL$25))),0))","v":""},{"$f":"IF(A1593=\"\",\"\",IF(AP1593=1,Summary!$H$11*(AO1593)/(SUM('Space-by-Space Method'!$BO$4:$BO$78)),0))","v":""},{"$f":"IF(A1593=\"\",\"\",IF(AP1593=1,Summary!$I$11*(AO1593)/(SUM('Space-by-Space Method'!$BO$4:$BO$78)),0))","v":""},null,null,null,{"$f":"IF(A1593=\"\",\"\",IF(START!$B$34=2,INDIRECT(\"'Space-by-Space Method'!\"&SUBSTITUTE(ADDRESS(1,MOD(ROW(A1593)-52,50)+10,4),\"1\",\"\")&ROUNDDOWN((ROW(A1593)-52)/50,0)+4),\"\"))","v":""},{"$f":"IF(A1593=\"\",\"\",INDIRECT(\"'Space-by-Space Method'!C\"&ROUNDDOWN((ROW(A1593)-52)/50,0)+4))","v":""},{"$f":"IF(A1593=\"\",\"\",IF(COUNTIF(CommonSpaceTypes,AQ1593)>0,INDIRECT(\"'Space-by-Space Method'!F\"&ROUNDDOWN((ROW(A1593)-52)/50,0)+4),\"\"))","v":""},{"$f":"IF(A1593=\"\",\"\",IF(COUNTIF(BuildingSpecificSpaceTypes,AQ1593)>0,INDIRECT(\"'Space-by-Space Method'!F\"&ROUNDDOWN((ROW(A1593)-52)/50,0)+4),\"\"))","v":""},{"$f":"IF(A1593=\"\",\"\",INDIRECT(\"'Fixture Schedule'!D\"&MOD(ROW(A1593)-52,50)+9))","v":""},{"$f":"IF(A1593=\"\",\"\",IF(AR1593=\"\",\"\",INDIRECT(\"'Fixture Schedule'!K\"&MOD(ROW(A1593)-52,50)+9)))","v":""},"",{"$f":"IF(A1593=\"\",\"\",INDIRECT(\"'Fixture Schedule'!L\"&MOD(ROW(A1593)-52,50)+9))","v":""},null,null,null,null,null,null,null,null,null,null,null,null,null,{"$f":"INDIRECT(\"'Space-by-Space Method'!\"&SUBSTITUTE(ADDRESS(1,MOD(ROW(A1593)-52,50)+10,4),\"1\",\"\")&ROUNDDOWN((ROW(A1593)-52)/50,0)+4)","v":0},{"$f":"LEFT(INDIRECT(\"'Space-by-Space Method'!BJ\"&ROUNDDOWN((ROW(A1593)-52)/50,0)+4),3)","v":""},{"$f":"INDIRECT(\"'Fixture Schedule'!L\"&MOD(ROW(A1593)-52,50)+9)","v":0},{"$f":"INDIRECT(\"'Fixture Schedule'!O\"&MOD(ROW(A1593)-52,50)+9)","v":0},{"$f":"INDIRECT(\"'Space-by-Space Method'!F\"&ROUNDDOWN((ROW(A1593)-52)/50,0)+4)","v":0},{"$f":"INDIRECT(\"'Fixture Schedule'!L\"&MOD(ROW(A1593)-52,50)+9)","v":0},{"$f":"INDIRECT(\"'Space-by-Space Method'!D\"&ROUNDDOWN((ROW(A1593)-52)/50,0)+4)","v":0},{"$f":"INDIRECT(\"'Space-by-Space Method'!E\"&ROUNDDOWN((ROW(A1593)-52)/50,0)+4)","v":1}]
[{"$f":"IF(InteriorCalcType=2,IF(OR(AM1601=0,AN1601=\"DNQ\")=TRUE,\"\",INDIRECT(\"'Fixture Schedule'!M\"&MOD(ROW(A1601)-52,50)+9)),\"\")","v":""},{"$f":"IF(A1601=\"\",\"\",INDIRECT(\"'Fixture Schedule'!E\"&MOD(ROW(A1601)-52,50)+9))","v":""},{"$f":"IF(A1601=\"\",\"\",INDIRECT(\"'Fixture Schedule'!F\"&MOD(ROW(A1601)-52,50)+9))","v":""},{"$f":"IF(A1601=\"\",\"\",INDIRECT(\"'Fixture Schedule'!L\"&MOD(ROW(A1601)-52,50)+9))","v":""},"",null,null,{"$f":"IF(A1601=\"\",\"\",IF(AP1601=1,Summary!$C$12*(AO1601)/(SUM('Space-by-Space Method'!$BO$4:$BO$78,SUM('Exterior Lighting'!$BL$5:$BL$25))),0))","v":""},{"$f":"IF(A1601=\"\",\"\",IF(START!$B$34=1,INDIRECT(\"'Space-by-Space Method'!\"&SUBSTITUTE(ADDRESS(1,MOD(ROW(A1601)-52,50)+10,4),\"1\",\"\")&ROUNDDOWN((ROW(A1601)-52)/50,0)+4),\"\"))","v":""},{"$f":"IF(A1601=\"\",\"\",IF(AP1601=1,Summary!$F$11*(AO1601)/(SUM('Space-by-Space Method'!$BO$4:$BO$78,SUM('Exterior Lighting'!$BL$5:$BL$25))),0))","v":""},{"$f":"IF(A1601=\"\",\"\",IF(AP1601=1,Summary!$E$11*(AO1601)/(SUM('Space-by-Space Method'!$BO$4:$BO$78,SUM('Exterior Lighting'!$BL$5:$BL$25))),0))","v":""},{"$f":"IF(A1601=\"\",\"\",IF(AP1601=1,Summary!$G$11*(AO1601)/(SUM('Space-by-Space Method'!$BO$4:$BO$78,SUM('Exterior Lighting'!$BL$5:$BL$25))),0))","v":""},{"$f":"IF(A1601=\"\",\"\",IF(AP1601=1,Summary!$H$11*(AO1601)/(SUM('Space-by-Space Method'!$BO$4:$BO$78)),0))","v":""},{"$f":"IF(A1601=\"\",\"\",IF(AP1601=1,Summary!$I$11*(AO1601)/(SUM('Space-by-Space Method'!$BO$4:$BO$78)),0))","v":""},null,null,null,{"$f":"IF(A1601=\"\",\"\",IF(START!$B$34=2,INDIRECT(\"'Space-by-Space Method'!\"&SUBSTITUTE(ADDRESS(1,MOD(ROW(A1601)-52,50)+10,4),\"1\",\"\")&ROUNDDOWN((ROW(A1601)-52)/50,0)+4),\"\"))","v":""},{"$f":"IF(A1601=\"\",\"\",INDIRECT(\"'Space-by-Space Method'!C\"&ROUNDDOWN((ROW(A1601)-52)/50,0)+4))","v":""},{"$f":"IF(A1601=\"\",\"\",IF(COUNTIF(CommonSpaceTypes,AQ1601)>0,INDIRECT(\"'Space-by-Space Method'!F\"&ROUNDDOWN((ROW(A1601)-52)/50,0)+4),\"\"))","v":""},{"$f":"IF(A1601=\"\",\"\",IF(COUNTIF(BuildingSpecificSpaceTypes,AQ1601)>0,INDIRECT(\"'Space-by-Space Method'!F\"&ROUNDDOWN((ROW(A1601)-52)/50,0)+4),\"\"))","v":""},{"$f":"IF(A1601=\"\",\"\",INDIRECT(\"'Fixture Schedule'!D\"&MOD(ROW(A1601)-52,50)+9))","v":""},{"$f":"IF(A1601=\"\",\"\",IF(AR1601=\"\",\"\",INDIRECT(\"'Fixture Schedule'!K\"&MOD(ROW(A1601)-52,50)+9)))","v":""},"",{"$f":"IF(A1601=\"\",\"\",INDIRECT(\"'Fixture Schedule'!L\"&MOD(ROW(A1601)-52,50)+9))","v":""},null,null,null,null,null,null,null,null,null,null,null,null,null,{"$f":"INDIRECT(\"'Space-by-Space Method'!\"&SUBSTITUTE(ADDRESS(1,MOD(ROW(A1601)-52,50)+10,4),\"1\",\"\")&ROUNDDOWN((ROW(A1601)-52)/50,0)+4)","v":0},{"$f":"LEFT(INDIRECT(\"'Space-by-Space Method'!BJ\"&ROUNDDOWN((ROW(A1601)-52)/50,0)+4),3)","v":""},{"$f":"INDIRECT(\"'Fixture Schedule'!L\"&MOD(ROW(A1601)-52,50)+9)","v":0},{"$f":"INDIRECT(\"'Fixture Schedule'!O\"&MOD(ROW(A1601)-52,50)+9)","v":0},{"$f":"INDIRECT(\"'Space-by-Space Method'!F\"&ROUNDDOWN((ROW(A1601)-52)/50,0)+4)","v":0},{"$f":"INDIRECT(\"'Fixture Schedule'!L\"&MOD(ROW(A1601)-52,50)+9)","v":0},{"$f":"INDIRECT(\"'Space-by-Space Method'!D\"&ROUNDDOWN((ROW(A1601)-52)/50,0)+4)","v":0},{"$f":"INDIRECT(\"'Space-by-Space Method'!E\"&ROUNDDOWN((ROW(A1601)-52)/50,0)+4)","v":1}]
[{"$f":"IF(InteriorCalcType=2,IF(OR(AM1612=0,AN1612=\"DNQ\")=TRUE,\"\",INDIRECT(\"'Fixture Schedule'!M\"&MOD(ROW(A1612)-52,50)+9)),\"\")","v":""},{"$f":"IF(A1612=\"\",\"\",INDIRECT(\"'Fixture Schedule'!E\"&MOD(ROW(A1612)-52,50)+9))","v":""},{"$f":"IF(A1612=\"\",\"\",INDIRECT(\"'Fixture Schedule'!F\"&MOD(ROW(A1612)-52,50)+9))","v":""},{"$f":"IF(A1612=\"\",\"\",INDIRECT(\"'Fixture Schedule'!L\"&MOD(ROW(A1612)-52,50)+9))","v":""},"",null,null,{"$f":"IF(A1612=\"\",\"\",IF(AP1612=1,Summary!$C$12*(AO1612)/(SUM('Space-by-Space Method'!$BO$4:$BO$78,SUM('Exterior Lighting'!$BL$5:$BL$25))),0))","v":""},{"$f":"IF(A1612=\"\",\"\",IF(START!$B$34=1,INDIRECT(\"'Space-by-Space Method'!\"&SUBSTITUTE(ADDRESS(1,MOD(ROW(A1612)-52,50)+10,4),\"1\",\"\")&ROUNDDOWN((ROW(A1612)-52)/50,0)+4),\"\"))","v":""},{"$f":"IF(A1612=\"\",\"\",IF(AP1612=1,Summary!$F$11*(AO1612)/(SUM('Space-by-Space Method'!$BO$4:$BO$78,SUM('Exterior Lighting'!$BL$5:$BL$25))),0))","v":""},{"$f":"IF(A1612=\"\",\"\",IF(AP1612=1,Summary!$E$11*(AO1612)/(SUM('Space-by-Space Method'!$BO$4:$BO$78,SUM('Exterior Lighting'!$BL$5:$BL$25))),0))","v":""},{"$f":"IF(A1612=\"\",\"\",IF(AP1612=1,Summary!$G$11*(AO1612)/(SUM('Space-by-Space Method'!$BO$4:$BO$78,SUM('Exterior Lighting'!$BL$5:$BL$25))),0))","v":""},{"$f":"IF(A1612=\"\",\"\",IF(AP1612=1,Summary!$H$11*(AO1612)/(SUM('Space-by-Space Method'!$BO$4:$BO$78)),0))","v":""},{"$f":"IF(A1612=\"\",\"\",IF(AP1612=1,Summary!$I$11*(AO1612)/(SUM('Space-by-Space Method'!$BO$4:$BO$78)),0))","v":""},null,null,null,{"$f":"IF(A1612=\"\",\"\",IF(START!$B$34=2,INDIRECT(\"'Space-by-Space Method'!\"&SUBSTITUTE(ADDRESS(1,MOD(ROW(A1612)-52,50)+10,4),\"1\",\"\")&ROUNDDOWN((ROW(A1612)-52)/50,0)+4),\"\"))","v":""},{"$f":"IF(A1612=\"\",\"\",INDIRECT(\"'Space-by-Space Method'!C\"&ROUNDDOWN((ROW(A1612)-52)/50,0)+4))","v":""},{"$f":"IF(A1612=\"\",\"\",IF(COUNTIF(CommonSpaceTypes,AQ1612)>0,INDIRECT(\"'Space-by-Space Method'!F\"&ROUNDDOWN((ROW(A1612)-52)/50,0)+4),\"\"))","v":""},{"$f":"IF(A1612=\"\",\"\",IF(COUNTIF(BuildingSpecificSpaceTypes,AQ1612)>0,INDIRECT(\"'Space-by-Space Method'!F\"&ROUNDDOWN((ROW(A1612)-52)/50,0)+4),\"\"))","v":""},{"$f":"IF(A1612=\"\",\"\",INDIRECT(\"'Fixture Schedule'!D\"&MOD(ROW(A1612)-52,50)+9))","v":""},{"$f":"IF(A1612=\"\",\"\",IF(AR1612=\"\",\"\",INDIRECT(\"'Fixture Schedule'!K\"&MOD(ROW(A1612)-52,50)+9)))","v":""},"",{"$f":"IF(A1612=\"\",\"\",INDIRECT(\"'Fixture Schedule'!L\"&MOD(ROW(A1612)-52,50)+9))","v":""},null,null,null,null,null,null,null,null,null,null,null,null,null,{"$f":"INDIRECT(\"'Space-by-Space Method'!\"&SUBSTITUTE(ADDRESS(1,MOD(ROW(A1612)-52,50)+10,4),\"1\",\"\")&ROUNDDOWN((ROW(A1612)-52)/50,0)+4)","v":0},{"$f":"LEFT(INDIRECT(\"'Space-by-Space Method'!BJ\"&ROUNDDOWN((ROW(A1612)-52)/50,0)+4),3)","v":""},{"$f":"INDIRECT(\"'Fixture Schedule'!L\"&MOD(ROW(A1612)-52,50)+9)","v":0},{"$f":"INDIRECT(\"'Fixture Schedule'!O\"&MOD(ROW(A1612)-52,50)+9)","v":0},{"$f":"INDIRECT(\"'Space-by-Space Method'!F\"&ROUNDDOWN((ROW(A1612)-52)/50,0)+4)","v":0},{"$f":"INDIRECT(\"'Fixture Schedule'!L\"&MOD(ROW(A1612)-52,50)+9)","v":0},{"$f":"INDIRECT(\"'Space-by-Space Method'!D\"&ROUNDDOWN((ROW(A1612)-52)/50,0)+4)","v":0},{"$f":"INDIRECT(\"'Space-by-Space Method'!E\"&ROUNDDOWN((ROW(A1612)-52)/50,0)+4)","v":1}]
[{"$f":"IF(InteriorCalcType=2,IF(OR(AM1619=0,AN1619=\"DNQ\")=TRUE,\"\",INDIRECT(\"'Fixture Schedule'!M\"&MOD(ROW(A1619)-52,50)+9)),\"\")","v":""},{"$f":"IF(A1619=\"\",\"\",INDIRECT(\"'Fixture Schedule'!E\"&MOD(ROW(A1619)-52,50)+9))","v":""},{"$f":"IF(A1619=\"\",\"\",INDIRECT(\"'Fixture Schedule'!F\"&MOD(ROW(A1619)-52,50)+9))","v":""},{"$f":"IF(A1619=\"\",\"\",INDIRECT(\"'Fixture Schedule'!L\"&MOD(ROW(A1619)-52,50)+9))","v":""},"",null,null,{"$f":"IF(A1619=\"\",\"\",IF(AP1619=1,Summary!$C$12*(AO1619)/(SUM('Space-by-Space Method'!$BO$4:$BO$78,SUM('Exterior Lighting'!$BL$5:$BL$25))),0))","v":""},{"$f":"IF(A1619=\"\",\"\",IF(START!$B$34=1,INDIRECT(\"'Space-by-Space Method'!\"&SUBSTITUTE(ADDRESS(1,MOD(ROW(A1619)-52,50)+10,4),\"1\",\"\")&ROUNDDOWN((ROW(A1619)-52)/50,0)+4),\"\"))","v":""},{"$f":"IF(A1619=\"\",\"\",IF(AP1619=1,Summary!$F$11*(AO1619)/(SUM('Space-by-Space Method'!$BO$4:$BO$78,SUM('Exterior Lighting'!$BL$5:$BL$25))),0))","v":""},{"$f":"IF(A1619=\"\",\"\",IF(AP1619=1,Summary!$E$11*(AO1619)/(SUM('Space-by-Space Method'!$BO$4:$BO$78,SUM('Exterior Lighting'!$BL$5:$BL$25))),0))","v":""},{"$f":"IF(A1619=\"\",\"\",IF(AP1619=1,Summary!$G$11*(AO1619)/(SUM('Space-by-Space Method'!$BO$4:$BO$78,SUM('Exterior Lighting'!$BL$5:$BL$25))),0))","v":""},{"$f":"IF(A1619=\"\",\"\",IF(AP1619=1,Summary!$H$11*(AO1619)/(SUM('Space-by-Space Method'!$BO$4:$BO$78)),0))","v":""},{"$f":"IF(A1619=\"\",\"\",IF(AP1619=1,Summary!$I$11*(AO1619)/(SUM('Space-by-Space Method'!$BO$4:$BO$78)),0))","v":""},null,null,null,{"$f":"IF(A1619=\"\",\"\",IF(START!$B$34=2,INDIRECT(\"'Space-by-Space Method'!\"&SUBSTITUTE(ADDRESS(1,MOD(ROW(A1619)-52,50)+10,4),\"1\",\"\")&ROUNDDOWN((ROW(A1619)-52)/50,0)+4),\"\"))","v":""},{"$f":"IF(A1619=\"\",\"\",INDIRECT(\"'Space-by-Space Method'!C\"&ROUNDDOWN((ROW(A1619)-52)/50,0)+4))","v":""},{"$f":"IF(A1619=\"\",\"\",IF(COUNTIF(CommonSpaceTypes,AQ1619)>0,INDIRECT(\"'Space-by-Space Method'!F\"&ROUNDDOWN((ROW(A1619)-52)/50,0)+4),\"\"))","v":""},{"$f":"IF(A1619=\"\",\"\",IF(COUNTIF(BuildingSpecificSpaceTypes,AQ1619)>0,INDIRECT(\"'Space-by-Space Method'!F\"&ROUNDDOWN((ROW(A1619)-52)/50,0)+4),\"\"))","v":""},{"$f":"IF(A1619=\"\",\"\",INDIRECT(\"'Fixture Schedule'!D\"&MOD(ROW(A1619)-52,50)+9))","v":""},{"$f":"IF(A1619=\"\",\"\",IF(AR1619=\"\",\"\",INDIRECT(\"'Fixture Schedule'!K\"&MOD(ROW(A1619)-52,50)+9)))","v":""},"",{"$f":"IF(A1619=\"\",\"\",INDIRECT(\"'Fixture Schedule'!L\"&MOD(ROW(A1619)-52,50)+9))","v":""},null,null,null,null,null,null,null,null,null,null,null,null,null,{"$f":"INDIRECT(\"'Space-by-Space Method'!\"&SUBSTITUTE(ADDRESS(1,MOD(ROW(A1619)-52,50)+10,4),\"1\",\"\")&ROUNDDOWN((ROW(A1619)-52)/50,0)+4)","v":0},{"$f":"LEFT(INDIRECT(\"'Space-by-Space Method'!BJ\"&ROUNDDOWN((ROW(A1619)-52)/50,0)+4),3)","v":""},{"$f":"INDIRECT(\"'Fixture Schedule'!L\"&MOD(ROW(A1619)-52,50)+9)","v":0},{"$f":"INDIRECT(\"'Fixture Schedule'!O\"&MOD(ROW(A1619)-52,50)+9)","v":0},{"$f":"INDIRECT(\"'Space-by-Space Method'!F\"&ROUNDDOWN((ROW(A1619)-52)/50,0)+4)","v":0},{"$f":"INDIRECT(\"'Fixture Schedule'!L\"&MOD(ROW(A1619)-52,50)+9)","v":0},{"$f":"INDIRECT(\"'Space-by-Space Method'!D\"&ROUNDDOWN((ROW(A1619)-52)/50,0)+4)","v":0},{"$f":"INDIRECT(\"'Space-by-Space Method'!E\"&ROUNDDOWN((ROW(A1619)-52)/50,0)+4)","v":1}]
[{"$f":"IF(InteriorCalcType=2,IF(OR(AM1631=0,AN1631=\"DNQ\")=TRUE,\"\",INDIRECT(\"'Fixture Schedule'!M\"&MOD(ROW(A1631)-52,50)+9)),\"\")","v":""},{"$f":"IF(A1631=\"\",\"\",INDIRECT(\"'Fixture Schedule'!E\"&MOD(ROW(A1631)-52,50)+9))","v":""},{"$f":"IF(A1631=\"\",\"\",INDIRECT(\"'Fixture Schedule'!F\"&MOD(ROW(A1631)-52,50)+9))","v":""},{"$f":"IF(A1631=\"\",\"\",INDIRECT(\"'Fixture Schedule'!L\"&MOD(ROW(A1631)-52,50)+9))","v":""},"",null,null,{"$f":"IF(A1631=\"\",\"\",IF(AP1631=1,Summary!$C$12*(AO1631)/(SUM('Space-by-Space Method'!$BO$4:$BO$78,SUM('Exterior Lighting'!$BL$5:$BL$25))),0))","v":""},{"$f":"IF(A1631=\"\",\"\",IF(START!$B$34=1,INDIRECT(\"'Space-by-Space Method'!\"&SUBSTITUTE(ADDRESS(1,MOD(ROW(A1631)-52,50)+10,4),\"1\",\"\")&ROUNDDOWN((ROW(A1631)-52)/50,0)+4),\"\"))","v":""},{"$f":"IF(A1631=\"\",\"\",IF(AP1631=1,Summary!$F$11*(AO1631)/(SUM('Space-by-Space Method'!$BO$4:$BO$78,SUM('Exterior Lighting'!$BL$5:$BL$25))),0))","v":""},{"$f":"IF(A1631=\"\",\"\",IF(AP1631=1,Summary!$E$11*(AO1631)/(SUM('Space-by-Space Method'!$BO$4:$BO$78,SUM('Exterior Lighting'!$BL$5:$BL$25))),0))","v":""},{"$f":"IF(A1631=\"\",\"\",IF(AP1631=1,Summary!$G$11*(AO1631)/(SUM('Space-by-Space Method'!$BO$4:$BO$78,SUM('Exterior Lighting'!$BL$5:$BL$25))),0))","v":""},{"$f":"IF(A1631=\"\",\"\",IF(AP1631=1,Summary!$H$11*(AO1631)/(SUM('Space-by-Space Method'!$BO$4:$BO$78)),0))","v":""},{"$f":"IF(A1631=\"\",\"\",IF(AP1631=1,Summary!$I$11*(AO1631)/(SUM('Space-by-Space Method'!$BO$4:$BO$78)),0))","v":""},null,null,null,{"$f":"IF(A1631=\"\",\"\",IF(START!$B$34=2,INDIRECT(\"'Space-by-Space Method'!\"&SUBSTITUTE(ADDRESS(1,MOD(ROW(A1631)-52,50)+10,4),\"1\",\"\")&ROUNDDOWN((ROW(A1631)-52)/50,0)+4),\"\"))","v":""},{"$f":"IF(A1631=\"\",\"\",INDIRECT(\"'Space-by-Space Method'!C\"&ROUNDDOWN((ROW(A1631)-52)/50,0)+4))","v":""},{"$f":"IF(A1631=\"\",\"\",IF(COUNTIF(CommonSpaceTypes,AQ1631)>0,INDIRECT(\"'Space-by-Space Method'!F\"&ROUNDDOWN((ROW(A1631)-52)/50,0)+4),\"\"))","v":""},{"$f":"IF(A1631=\"\",\"\",IF(COUNTIF(BuildingSpecificSpaceTypes,AQ1631)>0,INDIRECT(\"'Space-by-Space Method'!F\"&ROUNDDOWN((ROW(A1631)-52)/50,0)+4),\"\"))","v":""},{"$f":"IF(A1631=\"\",\"\",INDIRECT(\"'Fixture Schedule'!D\"&MOD(ROW(A1631)-52,50)+9))","v":""},{"$f":"IF(A1631=\"\",\"\",IF(AR1631=\"\",\"\",INDIRECT(\"'Fixture Schedule'!K\"&MOD(ROW(A1631)-52,50)+9)))","v":""},"",{"$f":"IF(A1631=\"\",\"\",INDIRECT(\"'Fixture Schedule'!L\"&MOD(ROW(A1631)-52,50)+9))","v":""},null,null,null,null,null,null,null,null,null,null,null,null,null,{"$f":"INDIRECT(\"'Space-by-Space Method'!\"&SUBSTITUTE(ADDRESS(1,MOD(ROW(A1631)-52,50)+10,4),\"1\",\"\")&ROUNDDOWN((ROW(A1631)-52)/50,0)+4)","v":0},{"$f":"LEFT(INDIRECT(\"'Space-by-Space Method'!BJ\"&ROUNDDOWN((ROW(A1631)-52)/50,0)+4),3)","v":""},{"$f":"INDIRECT(\"'Fixture Schedule'!L\"&MOD(ROW(A1631)-52,50)+9)","v":0},{"$f":"INDIRECT(\"'Fixture Schedule'!O\"&MOD(ROW(A1631)-52,50)+9)","v":0},{"$f":"INDIRECT(\"'Space-by-Space Method'!F\"&ROUNDDOWN((ROW(A1631)-52)/50,0)+4)","v":0},{"$f":"INDIRECT(\"'Fixture Schedule'!L\"&MOD(ROW(A1631)-52,50)+9)","v":0},{"$f":"INDIRECT(\"'Space-by-Space Method'!D\"&ROUNDDOWN((ROW(A1631)-52)/50,0)+4)","v":0},{"$f":"INDIRECT(\"'Space-by-Space Method'!E\"&ROUNDDOWN((ROW(A1631)-52)/50,0)+4)","v":1}]
[{"$f":"IF(InteriorCalcType=2,IF(OR(AM1637=0,AN1637=\"DNQ\")=TRUE,\"\",INDIRECT(\"'Fixture Schedule'!M\"&MOD(ROW(A1637)-52,50)+9)),\"\")","v":""},{"$f":"IF(A1637=\"\",\"\",INDIRECT(\"'Fixture Schedule'!E\"&MOD(ROW(A1637)-52,50)+9))","v":""},{"$f":"IF(A1637=\"\",\"\",INDIRECT(\"'Fixture Schedule'!F\"&MOD(ROW(A1637)-52,50)+9))","v":""},{"$f":"IF(A1637=\"\",\"\",INDIRECT(\"'Fixture Schedule'!L\"&MOD(ROW(A1637)-52,50)+9))","v":""},"",null,null,{"$f":"IF(A1637=\"\",\"\",IF(AP1637=1,Summary!$C$12*(AO1637)/(SUM('Space-by-Space Method'!$BO$4:$BO$78,SUM('Exterior Lighting'!$BL$5:$BL$25))),0))","v":""},{"$f":"IF(A1637=\"\",\"\",IF(START!$B$34=1,INDIRECT(\"'Space-by-Space Method'!\"&SUBSTITUTE(ADDRESS(1,MOD(ROW(A1637)-52,50)+10,4),\"1\",\"\")&ROUNDDOWN((ROW(A1637)-52)/50,0)+4),\"\"))","v":""},{"$f":"IF(A1637=\"\",\"\",IF(AP1637=1,Summary!$F$11*(AO1637)/(SUM('Space-by-Space Method'!$BO$4:$BO$78,SUM('Exterior Lighting'!$BL$5:$BL$25))),0))","v":""},{"$f":"IF(A1637=\"\",\"\",IF(AP1637=1,Summary!$E$11*(AO1637)/(SUM('Space-by-Space Method'!$BO$4:$BO$78,SUM('Exterior Lighting'!$BL$5:$BL$25))),0))","v":""},{"$f":"IF(A1637=\"\",\"\",IF(AP1637=1,Summary!$G$11*(AO1637)/(SUM('Space-by-Space Method'!$BO$4:$BO$78,SUM('Exterior Lighting'!$BL$5:$BL$25))),0))","v":""},{"$f":"IF(A1637=\"\",\"\",IF(AP1637=1,Summary!$H$11*(AO1637)/(SUM('Space-by-Space Method'!$BO$4:$BO$78)),0))","v":""},{"$f":"IF(A1637=\"\",\"\",IF(AP1637=1,Summary!$I$11*(AO1637)/(SUM('Space-by-Space Method'!$BO$4:$BO$78)),0))","v":""},null,null,null,{"$f":"IF(A1637=\"\",\"\",IF(START!$B$34=2,INDIRECT(\"'Space-by-Space Method'!\"&SUBSTITUTE(ADDRESS(1,MOD(ROW(A1637)-52,50)+10,4),\"1\",\"\")&ROUNDDOWN((ROW(A1637)-52)/50,0)+4),\"\"))","v":""},{"$f":"IF(A1637=\"\",\"\",INDIRECT(\"'Space-by-Space Method'!C\"&ROUNDDOWN((ROW(A1637)-52)/50,0)+4))","v":""},{"$f":"IF(A1637=\"\",\"\",IF(COUNTIF(CommonSpaceTypes,AQ1637)>0,INDIRECT(\"'Space-by-Space Method'!F\"&ROUNDDOWN((ROW(A1637)-52)/50,0)+4),\"\"))","v":""},{"$f":"IF(A1637=\"\",\"\",IF(COUNTIF(BuildingSpecificSpaceTypes,AQ1637)>0,INDIRECT(\"'Space-by-Space Method'!F\"&ROUNDDOWN((ROW(A1637)-52)/50,0)+4),\"\"))","v":""},{"$f":"IF(A1637=\"\",\"\",INDIRECT(\"'Fixture Schedule'!D\"&MOD(ROW(A1637)-52,50)+9))","v":""},{"$f":"IF(A1637=\"\",\"\",IF(AR1637=\"\",\"\",INDIRECT(\"'Fixture Schedule'!K\"&MOD(ROW(A1637)-52,50)+9)))","v":""},"",{"$f":"IF(A1637=\"\",\"\",INDIRECT(\"'Fixture Schedule'!L\"&MOD(ROW(A1637)-52,50)+9))","v":""},null,null,null,null,null,null,null,null,null,null,null,null,null,{"$f":"INDIRECT(\"'Space-by-Space Method'!\"&SUBSTITUTE(ADDRESS(1,MOD(ROW(A1637)-52,50)+10,4),\"1\",\"\")&ROUNDDOWN((ROW(A1637)-52)/50,0)+4)","v":0},{"$f":"LEFT(INDIRECT(\"'Space-by-Space Method'!BJ\"&ROUNDDOWN((ROW(A1637)-52)/50,0)+4),3)","v":""},{"$f":"INDIRECT(\"'Fixture Schedule'!L\"&MOD(ROW(A1637)-52,50)+9)","v":0},{"$f":"INDIRECT(\"'Fixture Schedule'!O\"&MOD(ROW(A1637)-52,50)+9)","v":0},{"$f":"INDIRECT(\"'Space-by-Space Method'!F\"&ROUNDDOWN((ROW(A1637)-52)/50,0)+4)","v":0},{"$f":"INDIRECT(\"'Fixture Schedule'!L\"&MOD(ROW(A1637)-52,50)+9)","v":0},{"$f":"INDIRECT(\"'Space-by-Space Method'!D\"&ROUNDDOWN((ROW(A1637)-52)/50,0)+4)","v":0},{"$f":"INDIRECT(\"'Space-by-Space Method'!E\"&ROUNDDOWN((ROW(A1637)-52)/50,0)+4)","v":1}]
[{"$f":"IF(InteriorCalcType=2,IF(OR(AM1642=0,AN1642=\"DNQ\")=TRUE,\"\",INDIRECT(\"'Fixture Schedule'!M\"&MOD(ROW(A1642)-52,50)+9)),\"\")","v":""},{"$f":"IF(A1642=\"\",\"\",INDIRECT(\"'Fixture Schedule'!E\"&MOD(ROW(A1642)-52,50)+9))","v":""},{"$f":"IF(A1642=\"\",\"\",INDIRECT(\"'Fixture Schedule'!F\"&MOD(ROW(A1642)-52,50)+9))","v":""},{"$f":"IF(A1642=\"\",\"\",INDIRECT(\"'Fixture Schedule'!L\"&MOD(ROW(A1642)-52,50)+9))","v":""},"",null,null,{"$f":"IF(A1642=\"\",\"\",IF(AP1642=1,Summary!$C$12*(AO1642)/(SUM('Space-by-Space Method'!$BO$4:$BO$78,SUM('Exterior Lighting'!$BL$5:$BL$25))),0))","v":""},{"$f":"IF(A1642=\"\",\"\",IF(START!$B$34=1,INDIRECT(\"'Space-by-Space Method'!\"&SUBSTITUTE(ADDRESS(1,MOD(ROW(A1642)-52,50)+10,4),\"1\",\"\")&ROUNDDOWN((ROW(A1642)-52)/50,0)+4),\"\"))","v":""},{"$f":"IF(A1642=\"\",\"\",IF(AP1642=1,Summary!$F$11*(AO1642)/(SUM('Space-by-Space Method'!$BO$4:$BO$78,SUM('Exterior Lighting'!$BL$5:$BL$25))),0))","v":""},{"$f":"IF(A1642=\"\",\"\",IF(AP1642=1,Summary!$E$11*(AO1642)/(SUM('Space-by-Space Method'!$BO$4:$BO$78,SUM('Exterior Lighting'!$BL$5:$BL$25))),0))","v":""},{"$f":"IF(A1642=\"\",\"\",IF(AP1642=1,Summary!$G$11*(AO1642)/(SUM('Space-by-Space Method'!$BO$4:$BO$78,SUM('Exterior Lighting'!$BL$5:$BL$25))),0))","v":""},{"$f":"IF(A1642=\"\",\"\",IF(AP1642=1,Summary!$H$11*(AO1642)/(SUM('Space-by-Space Method'!$BO$4:$BO$78)),0))","v":""},{"$f":"IF(A1642=\"\",\"\",IF(AP1642=1,Summary!$I$11*(AO1642)/(SUM('Space-by-Space Method'!$BO$4:$BO$78)),0))","v":""},null,null,null,{"$f":"IF(A1642=\"\",\"\",IF(START!$B$34=2,INDIRECT(\"'Space-by-Space Method'!\"&SUBSTITUTE(ADDRESS(1,MOD(ROW(A1642)-52,50)+10,4),\"1\",\"\")&ROUNDDOWN((ROW(A1642)-52)/50,0)+4),\"\"))","v":""},{"$f":"IF(A1642=\"\",\"\",INDIRECT(\"'Space-by-Space Method'!C\"&ROUNDDOWN((ROW(A1642)-52)/50,0)+4))","v":""},{"$f":"IF(A1642=\"\",\"\",IF(COUNTIF(CommonSpaceTypes,AQ1642)>0,INDIRECT(\"'Space-by-Space Method'!F\"&ROUNDDOWN((ROW(A1642)-52)/50,0)+4),\"\"))","v":""},{"$f":"IF(A1642=\"\",\"\",IF(COUNTIF(BuildingSpecificSpaceTypes,AQ1642)>0,INDIRECT(\"'Space-by-Space Method'!F\"&ROUNDDOWN((ROW(A1642)-52)/50,0)+4),\"\"))","v":""},{"$f":"IF(A1642=\"\",\"\",INDIRECT(\"'Fixture Schedule'!D\"&MOD(ROW(A1642)-52,50)+9))","v":""},{"$f":"IF(A1642=\"\",\"\",IF(AR1642=\"\",\"\",INDIRECT(\"'Fixture Schedule'!K\"&MOD(ROW(A1642)-52,50)+9)))","v":""},"",{"$f":"IF(A1642=\"\",\"\",INDIRECT(\"'Fixture Schedule'!L\"&MOD(ROW(A1642)-52,50)+9))","v":""},null,null,null,null,null,null,null,null,null,null,null,null,null,{"$f":"INDIRECT(\"'Space-by-Space Method'!\"&SUBSTITUTE(ADDRESS(1,MOD(ROW(A1642)-52,50)+10,4),\"1\",\"\")&ROUNDDOWN((ROW(A1642)-52)/50,0)+4)","v":0},{"$f":"LEFT(INDIRECT(\"'Space-by-Space Method'!BJ\"&ROUNDDOWN((ROW(A1642)-52)/50,0)+4),3)","v":""},{"$f":"INDIRECT(\"'Fixture Schedule'!L\"&MOD(ROW(A1642)-52,50)+9)","v":0},{"$f":"INDIRECT(\"'Fixture Schedule'!O\"&MOD(ROW(A1642)-52,50)+9)","v":0},{"$f":"INDIRECT(\"'Space-by-Space Method'!F\"&ROUNDDOWN((ROW(A1642)-52)/50,0)+4)","v":0},{"$f":"INDIRECT(\"'Fixture Schedule'!L\"&MOD(ROW(A1642)-52,50)+9)","v":0},{"$f":"INDIRECT(\"'Space-by-Space Method'!D\"&ROUNDDOWN((ROW(A1642)-52)/50,0)+4)","v":0},{"$f":"INDIRECT(\"'Space-by-Space Method'!E\"&ROUNDDOWN((ROW(A1642)-52)/50,0)+4)","v":1}]
[{"$f":"IF(InteriorCalcType=2,IF(OR(AM1651=0,AN1651=\"DNQ\")=TRUE,\"\",INDIRECT(\"'Fixture Schedule'!M\"&MOD(ROW(A1651)-52,50)+9)),\"\")","v":""},{"$f":"IF(A1651=\"\",\"\",INDIRECT(\"'Fixture Schedule'!E\"&MOD(ROW(A1651)-52,50)+9))","v":""},{"$f":"IF(A1651=\"\",\"\",INDIRECT(\"'Fixture Schedule'!F\"&MOD(ROW(A1651)-52,50)+9))","v":""},{"$f":"IF(A1651=\"\",\"\",INDIRECT(\"'Fixture Schedule'!L\"&MOD(ROW(A1651)-52,50)+9))","v":""},"",null,null,{"$f":"IF(A1651=\"\",\"\",IF(AP1651=1,Summary!$C$12*(AO1651)/(SUM('Space-by-Space Method'!$BO$4:$BO$78,SUM('Exterior Lighting'!$BL$5:$BL$25))),0))","v":""},{"$f":"IF(A1651=\"\",\"\",IF(START!$B$34=1,INDIRECT(\"'Space-by-Space Method'!\"&SUBSTITUTE(ADDRESS(1,MOD(ROW(A1651)-52,50)+10,4),\"1\",\"\")&ROUNDDOWN((ROW(A1651)-52)/50,0)+4),\"\"))","v":""},{"$f":"IF(A1651=\"\",\"\",IF(AP1651=1,Summary!$F$11*(AO1651)/(SUM('Space-by-Space Method'!$BO$4:$BO$78,SUM('Exterior Lighting'!$BL$5:$BL$25))),0))","v":""},{"$f":"IF(A1651=\"\",\"\",IF(AP1651=1,Summary!$E$11*(AO1651)/(SUM('Space-by-Space Method'!$BO$4:$BO$78,SUM('Exterior Lighting'!$BL$5:$BL$25))),0))","v":""},{"$f":"IF(A1651=\"\",\"\",IF(AP1651=1,Summary!$G$11*(AO1651)/(SUM('Space-by-Space Method'!$BO$4:$BO$78,SUM('Exterior Lighting'!$BL$5:$BL$25))),0))","v":""},{"$f":"IF(A1651=\"\",\"\",IF(AP1651=1,Summary!$H$11*(AO1651)/(SUM('Space-by-Space Method'!$BO$4:$BO$78)),0))","v":""},{"$f":"IF(A1651=\"\",\"\",IF(AP1651=1,Summary!$I$11*(AO1651)/(SUM('Space-by-Space Method'!$BO$4:$BO$78)),0))","v":""},null,null,null,{"$f":"IF(A1651=\"\",\"\",IF(START!$B$34=2,INDIRECT(\"'Space-by-Space Method'!\"&SUBSTITUTE(ADDRESS(1,MOD(ROW(A1651)-52,50)+10,4),\"1\",\"\")&ROUNDDOWN((ROW(A1651)-52)/50,0)+4),\"\"))","v":""},{"$f":"IF(A1651=\"\",\"\",INDIRECT(\"'Space-by-Space Method'!C\"&ROUNDDOWN((ROW(A1651)-52)/50,0)+4))","v":""},{"$f":"IF(A1651=\"\",\"\",IF(COUNTIF(CommonSpaceTypes,AQ1651)>0,INDIRECT(\"'Space-by-Space Method'!F\"&ROUNDDOWN((ROW(A1651)-52)/50,0)+4),\"\"))","v":""},{"$f":"IF(A1651=\"\",\"\",IF(COUNTIF(BuildingSpecificSpaceTypes,AQ1651)>0,INDIRECT(\"'Space-by-Space Method'!F\"&ROUNDDOWN((ROW(A1651)-52)/50,0)+4),\"\"))","v":""},{"$f":"IF(A1651=\"\",\"\",INDIRECT(\"'Fixture Schedule'!D\"&MOD(ROW(A1651)-52,50)+9))","v":""},{"$f":"IF(A1651=\"\",\"\",IF(AR1651=\"\",\"\",INDIRECT(\"'Fixture Schedule'!K\"&MOD(ROW(A1651)-52,50)+9)))","v":""},"",{"$f":"IF(A1651=\"\",\"\",INDIRECT(\"'Fixture Schedule'!L\"&MOD(ROW(A1651)-52,50)+9))","v":""},null,null,null,null,null,null,null,null,null,null,null,null,null,{"$f":"INDIRECT(\"'Space-by-Space Method'!\"&SUBSTITUTE(ADDRESS(1,MOD(ROW(A1651)-52,50)+10,4),\"1\",\"\")&ROUNDDOWN((ROW(A1651)-52)/50,0)+4)","v":0},{"$f":"LEFT(INDIRECT(\"'Space-by-Space Method'!BJ\"&ROUNDDOWN((ROW(A1651)-52)/50,0)+4),3)","v":""},{"$f":"INDIRECT(\"'Fixture Schedule'!L\"&MOD(ROW(A1651)-52,50)+9)","v":0},{"$f":"INDIRECT(\"'Fixture Schedule'!O\"&MOD(ROW(A1651)-52,50)+9)","v":0},{"$f":"INDIRECT(\"'Space-by-Space Method'!F\"&ROUNDDOWN((ROW(A1651)-52)/50,0)+4)","v":0},{"$f":"INDIRECT(\"'Fixture Schedule'!L\"&MOD(ROW(A1651)-52,50)+9)","v":0},{"$f":"INDIRECT(\"'Space-by-Space Method'!D\"&ROUNDDOWN((ROW(A1651)-52)/50,0)+4)","v":0},{"$f":"INDIRECT(\"'Space-by-Space Method'!E\"&ROUNDDOWN((ROW(A1651)-52)/50,0)+4)","v":1}]
[{"$f":"IF(InteriorCalcType=2,IF(OR(AM1666=0,AN1666=\"DNQ\")=TRUE,\"\",INDIRECT(\"'Fixture Schedule'!M\"&MOD(ROW(A1666)-52,50)+9)),\"\")","v":""},{"$f":"IF(A1666=\"\",\"\",INDIRECT(\"'Fixture Schedule'!E\"&MOD(ROW(A1666)-52,50)+9))","v":""},{"$f":"IF(A1666=\"\",\"\",INDIRECT(\"'Fixture Schedule'!F\"&MOD(ROW(A1666)-52,50)+9))","v":""},{"$f":"IF(A1666=\"\",\"\",INDIRECT(\"'Fixture Schedule'!L\"&MOD(ROW(A1666)-52,50)+9))","v":""},"",null,null,{"$f":"IF(A1666=\"\",\"\",IF(AP1666=1,Summary!$C$12*(AO1666)/(SUM('Space-by-Space Method'!$BO$4:$BO$78,SUM('Exterior Lighting'!$BL$5:$BL$25))),0))","v":""},{"$f":"IF(A1666=\"\",\"\",IF(START!$B$34=1,INDIRECT(\"'Space-by-Space Method'!\"&SUBSTITUTE(ADDRESS(1,MOD(ROW(A1666)-52,50)+10,4),\"1\",\"\")&ROUNDDOWN((ROW(A1666)-52)/50,0)+4),\"\"))","v":""},{"$f":"IF(A1666=\"\",\"\",IF(AP1666=1,Summary!$F$11*(AO1666)/(SUM('Space-by-Space Method'!$BO$4:$BO$78,SUM('Exterior Lighting'!$BL$5:$BL$25))),0))","v":""},{"$f":"IF(A1666=\"\",\"\",IF(AP1666=1,Summary!$E$11*(AO1666)/(SUM('Space-by-Space Method'!$BO$4:$BO$78,SUM('Exterior Lighting'!$BL$5:$BL$25))),0))","v":""},{"$f":"IF(A1666=\"\",\"\",IF(AP1666=1,Summary!$G$11*(AO1666)/(SUM('Space-by-Space Method'!$BO$4:$BO$78,SUM('Exterior Lighting'!$BL$5:$BL$25))),0))","v":""},{"$f":"IF(A1666=\"\",\"\",IF(AP1666=1,Summary!$H$11*(AO1666)/(SUM('Space-by-Space Method'!$BO$4:$BO$78)),0))","v":""},{"$f":"IF(A1666=\"\",\"\",IF(AP1666=1,Summary!$I$11*(AO1666)/(SUM('Space-by-Space Method'!$BO$4:$BO$78)),0))","v":""},null,null,null,{"$f":"IF(A1666=\"\",\"\",IF(START!$B$34=2,INDIRECT(\"'Space-by-Space Method'!\"&SUBSTITUTE(ADDRESS(1,MOD(ROW(A1666)-52,50)+10,4),\"1\",\"\")&ROUNDDOWN((ROW(A1666)-52)/50,0)+4),\"\"))","v":""},{"$f":"IF(A1666=\"\",\"\",INDIRECT(\"'Space-by-Space Method'!C\"&ROUNDDOWN((ROW(A1666)-52)/50,0)+4))","v":""},{"$f":"IF(A1666=\"\",\"\",IF(COUNTIF(CommonSpaceTypes,AQ1666)>0,INDIRECT(\"'Space-by-Space Method'!F\"&ROUNDDOWN((ROW(A1666)-52)/50,0)+4),\"\"))","v":""},{"$f":"IF(A1666=\"\",\"\",IF(COUNTIF(BuildingSpecificSpaceTypes,AQ1666)>0,INDIRECT(\"'Space-by-Space Method'!F\"&ROUNDDOWN((ROW(A1666)-52)/50,0)+4),\"\"))","v":""},{"$f":"IF(A1666=\"\",\"\",INDIRECT(\"'Fixture Schedule'!D\"&MOD(ROW(A1666)-52,50)+9))","v":""},{"$f":"IF(A1666=\"\",\"\",IF(AR1666=\"\",\"\",INDIRECT(\"'Fixture Schedule'!K\"&MOD(ROW(A1666)-52,50)+9)))","v":""},"",{"$f":"IF(A1666=\"\",\"\",INDIRECT(\"'Fixture Schedule'!L\"&MOD(ROW(A1666)-52,50)+9))","v":""},null,null,null,null,null,null,null,null,null,null,null,null,null,{"$f":"INDIRECT(\"'Space-by-Space Method'!\"&SUBSTITUTE(ADDRESS(1,MOD(ROW(A1666)-52,50)+10,4),\"1\",\"\")&ROUNDDOWN((ROW(A1666)-52)/50,0)+4)","v":0},{"$f":"LEFT(INDIRECT(\"'Space-by-Space Method'!BJ\"&ROUNDDOWN((ROW(A1666)-52)/50,0)+4),3)","v":""},{"$f":"INDIRECT(\"'Fixture Schedule'!L\"&MOD(ROW(A1666)-52,50)+9)","v":0},{"$f":"INDIRECT(\"'Fixture Schedule'!O\"&MOD(ROW(A1666)-52,50)+9)","v":0},{"$f":"INDIRECT(\"'Space-by-Space Method'!F\"&ROUNDDOWN((ROW(A1666)-52)/50,0)+4)","v":0},{"$f":"INDIRECT(\"'Fixture Schedule'!L\"&MOD(ROW(A1666)-52,50)+9)","v":0},{"$f":"INDIRECT(\"'Space-by-Space Method'!D\"&ROUNDDOWN((ROW(A1666)-52)/50,0)+4)","v":0},{"$f":"INDIRECT(\"'Space-by-Space Method'!E\"&ROUNDDOWN((ROW(A1666)-52)/50,0)+4)","v":1}]
[{"$f":"IF(InteriorCalcType=2,IF(OR(AM1670=0,AN1670=\"DNQ\")=TRUE,\"\",INDIRECT(\"'Fixture Schedule'!M\"&MOD(ROW(A1670)-52,50)+9)),\"\")","v":""},{"$f":"IF(A1670=\"\",\"\",INDIRECT(\"'Fixture Schedule'!E\"&MOD(ROW(A1670)-52,50)+9))","v":""},{"$f":"IF(A1670=\"\",\"\",INDIRECT(\"'Fixture Schedule'!F\"&MOD(ROW(A1670)-52,50)+9))","v":""},{"$f":"IF(A1670=\"\",\"\",INDIRECT(\"'Fixture Schedule'!L\"&MOD(ROW(A1670)-52,50)+9))","v":""},"",null,null,{"$f":"IF(A1670=\"\",\"\",IF(AP1670=1,Summary!$C$12*(AO1670)/(SUM('Space-by-Space Method'!$BO$4:$BO$78,SUM('Exterior Lighting'!$BL$5:$BL$25))),0))","v":""},{"$f":"IF(A1670=\"\",\"\",IF(START!$B$34=1,INDIRECT(\"'Space-by-Space Method'!\"&SUBSTITUTE(ADDRESS(1,MOD(ROW(A1670)-52,50)+10,4),\"1\",\"\")&ROUNDDOWN((ROW(A1670)-52)/50,0)+4),\"\"))","v":""},{"$f":"IF(A1670=\"\",\"\",IF(AP1670=1,Summary!$F$11*(AO1670)/(SUM('Space-by-Space Method'!$BO$4:$BO$78,SUM('Exterior Lighting'!$BL$5:$BL$25))),0))","v":""},{"$f":"IF(A1670=\"\",\"\",IF(AP1670=1,Summary!$E$11*(AO1670)/(SUM('Space-by-Space Method'!$BO$4:$BO$78,SUM('Exterior Lighting'!$BL$5:$BL$25))),0))","v":""},{"$f":"IF(A1670=\"\",\"\",IF(AP1670=1,Summary!$G$11*(AO1670)/(SUM('Space-by-Space Method'!$BO$4:$BO$78,SUM('Exterior Lighting'!$BL$5:$BL$25))),0))","v":""},{"$f":"IF(A1670=\"\",\"\",IF(AP1670=1,Summary!$H$11*(AO1670)/(SUM('Space-by-Space Method'!$BO$4:$BO$78)),0))","v":""},{"$f":"IF(A1670=\"\",\"\",IF(AP1670=1,Summary!$I$11*(AO1670)/(SUM('Space-by-Space Method'!$BO$4:$BO$78)),0))","v":""},null,null,null,{"$f":"IF(A1670=\"\",\"\",IF(START!$B$34=2,INDIRECT(\"'Space-by-Space Method'!\"&SUBSTITUTE(ADDRESS(1,MOD(ROW(A1670)-52,50)+10,4),\"1\",\"\")&ROUNDDOWN((ROW(A1670)-52)/50,0)+4),\"\"))","v":""},{"$f":"IF(A1670=\"\",\"\",INDIRECT(\"'Space-by-Space Method'!C\"&ROUNDDOWN((ROW(A1670)-52)/50,0)+4))","v":""},{"$f":"IF(A1670=\"\",\"\",IF(COUNTIF(CommonSpaceTypes,AQ1670)>0,INDIRECT(\"'Space-by-Space Method'!F\"&ROUNDDOWN((ROW(A1670)-52)/50,0)+4),\"\"))","v":""},{"$f":"IF(A1670=\"\",\"\",IF(COUNTIF(BuildingSpecificSpaceTypes,AQ1670)>0,INDIRECT(\"'Space-by-Space Method'!F\"&ROUNDDOWN((ROW(A1670)-52)/50,0)+4),\"\"))","v":""},{"$f":"IF(A1670=\"\",\"\",INDIRECT(\"'Fixture Schedule'!D\"&MOD(ROW(A1670)-52,50)+9))","v":""},{"$f":"IF(A1670=\"\",\"\",IF(AR1670=\"\",\"\",INDIRECT(\"'Fixture Schedule'!K\"&MOD(ROW(A1670)-52,50)+9)))","v":""},"",{"$f":"IF(A1670=\"\",\"\",INDIRECT(\"'Fixture Schedule'!L\"&MOD(ROW(A1670)-52,50)+9))","v":""},null,null,null,null,null,null,null,null,null,null,null,null,null,{"$f":"INDIRECT(\"'Space-by-Space Method'!\"&SUBSTITUTE(ADDRESS(1,MOD(ROW(A1670)-52,50)+10,4),\"1\",\"\")&ROUNDDOWN((ROW(A1670)-52)/50,0)+4)","v":0},{"$f":"LEFT(INDIRECT(\"'Space-by-Space Method'!BJ\"&ROUNDDOWN((ROW(A1670)-52)/50,0)+4),3)","v":""},{"$f":"INDIRECT(\"'Fixture Schedule'!L\"&MOD(ROW(A1670)-52,50)+9)","v":0},{"$f":"INDIRECT(\"'Fixture Schedule'!O\"&MOD(ROW(A1670)-52,50)+9)","v":0},{"$f":"INDIRECT(\"'Space-by-Space Method'!F\"&ROUNDDOWN((ROW(A1670)-52)/50,0)+4)","v":0},{"$f":"INDIRECT(\"'Fixture Schedule'!L\"&MOD(ROW(A1670)-52,50)+9)","v":0},{"$f":"INDIRECT(\"'Space-by-Space Method'!D\"&ROUNDDOWN((ROW(A1670)-52)/50,0)+4)","v":0},{"$f":"INDIRECT(\"'Space-by-Space Method'!E\"&ROUNDDOWN((ROW(A1670)-52)/50,0)+4)","v":1}]
[{"$f":"IF(InteriorCalcType=2,IF(OR(AM1675=0,AN1675=\"DNQ\")=TRUE,\"\",INDIRECT(\"'Fixture Schedule'!M\"&MOD(ROW(A1675)-52,50)+9)),\"\")","v":""},{"$f":"IF(A1675=\"\",\"\",INDIRECT(\"'Fixture Schedule'!E\"&MOD(ROW(A1675)-52,50)+9))","v":""},{"$f":"IF(A1675=\"\",\"\",INDIRECT(\"'Fixture Schedule'!F\"&MOD(ROW(A1675)-52,50)+9))","v":""},{"$f":"IF(A1675=\"\",\"\",INDIRECT(\"'Fixture Schedule'!L\"&MOD(ROW(A1675)-52,50)+9))","v":""},"",null,null,{"$f":"IF(A1675=\"\",\"\",IF(AP1675=1,Summary!$C$12*(AO1675)/(SUM('Space-by-Space Method'!$BO$4:$BO$78,SUM('Exterior Lighting'!$BL$5:$BL$25))),0))","v":""},{"$f":"IF(A1675=\"\",\"\",IF(START!$B$34=1,INDIRECT(\"'Space-by-Space Method'!\"&SUBSTITUTE(ADDRESS(1,MOD(ROW(A1675)-52,50)+10,4),\"1\",\"\")&ROUNDDOWN((ROW(A1675)-52)/50,0)+4),\"\"))","v":""},{"$f":"IF(A1675=\"\",\"\",IF(AP1675=1,Summary!$F$11*(AO1675)/(SUM('Space-by-Space Method'!$BO$4:$BO$78,SUM('Exterior Lighting'!$BL$5:$BL$25))),0))","v":""},{"$f":"IF(A1675=\"\",\"\",IF(AP1675=1,Summary!$E$11*(AO1675)/(SUM('Space-by-Space Method'!$BO$4:$BO$78,SUM('Exterior Lighting'!$BL$5:$BL$25))),0))","v":""},{"$f":"IF(A1675=\"\",\"\",IF(AP1675=1,Summary!$G$11*(AO1675)/(SUM('Space-by-Space Method'!$BO$4:$BO$78,SUM('Exterior Lighting'!$BL$5:$BL$25))),0))","v":""},{"$f":"IF(A1675=\"\",\"\",IF(AP1675=1,Summary!$H$11*(AO1675)/(SUM('Space-by-Space Method'!$BO$4:$BO$78)),0))","v":""},{"$f":"IF(A1675=\"\",\"\",IF(AP1675=1,Summary!$I$11*(AO1675)/(SUM('Space-by-Space Method'!$BO$4:$BO$78)),0))","v":""},null,null,null,{"$f":"IF(A1675=\"\",\"\",IF(START!$B$34=2,INDIRECT(\"'Space-by-Space Method'!\"&SUBSTITUTE(ADDRESS(1,MOD(ROW(A1675)-52,50)+10,4),\"1\",\"\")&ROUNDDOWN((ROW(A1675)-52)/50,0)+4),\"\"))","v":""},{"$f":"IF(A1675=\"\",\"\",INDIRECT(\"'Space-by-Space Method'!C\"&ROUNDDOWN((ROW(A1675)-52)/50,0)+4))","v":""},{"$f":"IF(A1675=\"\",\"\",IF(COUNTIF(CommonSpaceTypes,AQ1675)>0,INDIRECT(\"'Space-by-Space Method'!F\"&ROUNDDOWN((ROW(A1675)-52)/50,0)+4),\"\"))","v":""},{"$f":"IF(A1675=\"\",\"\",IF(COUNTIF(BuildingSpecificSpaceTypes,AQ1675)>0,INDIRECT(\"'Space-by-Space Method'!F\"&ROUNDDOWN((ROW(A1675)-52)/50,0)+4),\"\"))","v":""},{"$f":"IF(A1675=\"\",\"\",INDIRECT(\"'Fixture Schedule'!D\"&MOD(ROW(A1675)-52,50)+9))","v":""},{"$f":"IF(A1675=\"\",\"\",IF(AR1675=\"\",\"\",INDIRECT(\"'Fixture Schedule'!K\"&MOD(ROW(A1675)-52,50)+9)))","v":""},"",{"$f":"IF(A1675=\"\",\"\",INDIRECT(\"'Fixture Schedule'!L\"&MOD(ROW(A1675)-52,50)+9))","v":""},null,null,null,null,null,null,null,null,null,null,null,null,null,{"$f":"INDIRECT(\"'Space-by-Space Method'!\"&SUBSTITUTE(ADDRESS(1,MOD(ROW(A1675)-52,50)+10,4),\"1\",\"\")&ROUNDDOWN((ROW(A1675)-52)/50,0)+4)","v":0},{"$f":"LEFT(INDIRECT(\"'Space-by-Space Method'!BJ\"&ROUNDDOWN((ROW(A1675)-52)/50,0)+4),3)","v":""},{"$f":"INDIRECT(\"'Fixture Schedule'!L\"&MOD(ROW(A1675)-52,50)+9)","v":0},{"$f":"INDIRECT(\"'Fixture Schedule'!O\"&MOD(ROW(A1675)-52,50)+9)","v":0},{"$f":"INDIRECT(\"'Space-by-Space Method'!F\"&ROUNDDOWN((ROW(A1675)-52)/50,0)+4)","v":0},{"$f":"INDIRECT(\"'Fixture Schedule'!L\"&MOD(ROW(A1675)-52,50)+9)","v":0},{"$f":"INDIRECT(\"'Space-by-Space Method'!D\"&ROUNDDOWN((ROW(A1675)-52)/50,0)+4)","v":0},{"$f":"INDIRECT(\"'Space-by-Space Method'!E\"&ROUNDDOWN((ROW(A1675)-52)/50,0)+4)","v":1}]
[{"$f":"IF(InteriorCalcType=2,IF(OR(AM1689=0,AN1689=\"DNQ\")=TRUE,\"\",INDIRECT(\"'Fixture Schedule'!M\"&MOD(ROW(A1689)-52,50)+9)),\"\")","v":""},{"$f":"IF(A1689=\"\",\"\",INDIRECT(\"'Fixture Schedule'!E\"&MOD(ROW(A1689)-52,50)+9))","v":""},{"$f":"IF(A1689=\"\",\"\",INDIRECT(\"'Fixture Schedule'!F\"&MOD(ROW(A1689)-52,50)+9))","v":""},{"$f":"IF(A1689=\"\",\"\",INDIRECT(\"'Fixture Schedule'!L\"&MOD(ROW(A1689)-52,50)+9))","v":""},"",null,null,{"$f":"IF(A1689=\"\",\"\",IF(AP1689=1,Summary!$C$12*(AO1689)/(SUM('Space-by-Space Method'!$BO$4:$BO$78,SUM('Exterior Lighting'!$BL$5:$BL$25))),0))","v":""},{"$f":"IF(A1689=\"\",\"\",IF(START!$B$34=1,INDIRECT(\"'Space-by-Space Method'!\"&SUBSTITUTE(ADDRESS(1,MOD(ROW(A1689)-52,50)+10,4),\"1\",\"\")&ROUNDDOWN((ROW(A1689)-52)/50,0)+4),\"\"))","v":""},{"$f":"IF(A1689=\"\",\"\",IF(AP1689=1,Summary!$F$11*(AO1689)/(SUM('Space-by-Space Method'!$BO$4:$BO$78,SUM('Exterior Lighting'!$BL$5:$BL$25))),0))","v":""},{"$f":"IF(A1689=\"\",\"\",IF(AP1689=1,Summary!$E$11*(AO1689)/(SUM('Space-by-Space Method'!$BO$4:$BO$78,SUM('Exterior Lighting'!$BL$5:$BL$25))),0))","v":""},{"$f":"IF(A1689=\"\",\"\",IF(AP1689=1,Summary!$G$11*(AO1689)/(SUM('Space-by-Space Method'!$BO$4:$BO$78,SUM('Exterior Lighting'!$BL$5:$BL$25))),0))","v":""},{"$f":"IF(A1689=\"\",\"\",IF(AP1689=1,Summary!$H$11*(AO1689)/(SUM('Space-by-Space Method'!$BO$4:$BO$78)),0))","v":""},{"$f":"IF(A1689=\"\",\"\",IF(AP1689=1,Summary!$I$11*(AO1689)/(SUM('Space-by-Space Method'!$BO$4:$BO$78)),0))","v":""},null,null,null,{"$f":"IF(A1689=\"\",\"\",IF(START!$B$34=2,INDIRECT(\"'Space-by-Space Method'!\"&SUBSTITUTE(ADDRESS(1,MOD(ROW(A1689)-52,50)+10,4),\"1\",\"\")&ROUNDDOWN((ROW(A1689)-52)/50,0)+4),\"\"))","v":""},{"$f":"IF(A1689=\"\",\"\",INDIRECT(\"'Space-by-Space Method'!C\"&ROUNDDOWN((ROW(A1689)-52)/50,0)+4))","v":""},{"$f":"IF(A1689=\"\",\"\",IF(COUNTIF(CommonSpaceTypes,AQ1689)>0,INDIRECT(\"'Space-by-Space Method'!F\"&ROUNDDOWN((ROW(A1689)-52)/50,0)+4),\"\"))","v":""},{"$f":"IF(A1689=\"\",\"\",IF(COUNTIF(BuildingSpecificSpaceTypes,AQ1689)>0,INDIRECT(\"'Space-by-Space Method'!F\"&ROUNDDOWN((ROW(A1689)-52)/50,0)+4),\"\"))","v":""},{"$f":"IF(A1689=\"\",\"\",INDIRECT(\"'Fixture Schedule'!D\"&MOD(ROW(A1689)-52,50)+9))","v":""},{"$f":"IF(A1689=\"\",\"\",IF(AR1689=\"\",\"\",INDIRECT(\"'Fixture Schedule'!K\"&MOD(ROW(A1689)-52,50)+9)))","v":""},"",{"$f":"IF(A1689=\"\",\"\",INDIRECT(\"'Fixture Schedule'!L\"&MOD(ROW(A1689)-52,50)+9))","v":""},null,null,null,null,null,null,null,null,null,null,null,null,null,{"$f":"INDIRECT(\"'Space-by-Space Method'!\"&SUBSTITUTE(ADDRESS(1,MOD(ROW(A1689)-52,50)+10,4),\"1\",\"\")&ROUNDDOWN((ROW(A1689)-52)/50,0)+4)","v":0},{"$f":"LEFT(INDIRECT(\"'Space-by-Space Method'!BJ\"&ROUNDDOWN((ROW(A1689)-52)/50,0)+4),3)","v":""},{"$f":"INDIRECT(\"'Fixture Schedule'!L\"&MOD(ROW(A1689)-52,50)+9)","v":0},{"$f":"INDIRECT(\"'Fixture Schedule'!O\"&MOD(ROW(A1689)-52,50)+9)","v":0},{"$f":"INDIRECT(\"'Space-by-Space Method'!F\"&ROUNDDOWN((ROW(A1689)-52)/50,0)+4)","v":0},{"$f":"INDIRECT(\"'Fixture Schedule'!L\"&MOD(ROW(A1689)-52,50)+9)","v":0},{"$f":"INDIRECT(\"'Space-by-Space Method'!D\"&ROUNDDOWN((ROW(A1689)-52)/50,0)+4)","v":0},{"$f":"INDIRECT(\"'Space-by-Space Method'!E\"&ROUNDDOWN((ROW(A1689)-52)/50,0)+4)","v":1}]
[{"$f":"IF(InteriorCalcType=2,IF(OR(AM1698=0,AN1698=\"DNQ\")=TRUE,\"\",INDIRECT(\"'Fixture Schedule'!M\"&MOD(ROW(A1698)-52,50)+9)),\"\")","v":""},{"$f":"IF(A1698=\"\",\"\",INDIRECT(\"'Fixture Schedule'!E\"&MOD(ROW(A1698)-52,50)+9))","v":""},{"$f":"IF(A1698=\"\",\"\",INDIRECT(\"'Fixture Schedule'!F\"&MOD(ROW(A1698)-52,50)+9))","v":""},{"$f":"IF(A1698=\"\",\"\",INDIRECT(\"'Fixture Schedule'!L\"&MOD(ROW(A1698)-52,50)+9))","v":""},"",null,null,{"$f":"IF(A1698=\"\",\"\",IF(AP1698=1,Summary!$C$12*(AO1698)/(SUM('Space-by-Space Method'!$BO$4:$BO$78,SUM('Exterior Lighting'!$BL$5:$BL$25))),0))","v":""},{"$f":"IF(A1698=\"\",\"\",IF(START!$B$34=1,INDIRECT(\"'Space-by-Space Method'!\"&SUBSTITUTE(ADDRESS(1,MOD(ROW(A1698)-52,50)+10,4),\"1\",\"\")&ROUNDDOWN((ROW(A1698)-52)/50,0)+4),\"\"))","v":""},{"$f":"IF(A1698=\"\",\"\",IF(AP1698=1,Summary!$F$11*(AO1698)/(SUM('Space-by-Space Method'!$BO$4:$BO$78,SUM('Exterior Lighting'!$BL$5:$BL$25))),0))","v":""},{"$f":"IF(A1698=\"\",\"\",IF(AP1698=1,Summary!$E$11*(AO1698)/(SUM('Space-by-Space Method'!$BO$4:$BO$78,SUM('Exterior Lighting'!$BL$5:$BL$25))),0))","v":""},{"$f":"IF(A1698=\"\",\"\",IF(AP1698=1,Summary!$G$11*(AO1698)/(SUM('Space-by-Space Method'!$BO$4:$BO$78,SUM('Exterior Lighting'!$BL$5:$BL$25))),0))","v":""},{"$f":"IF(A1698=\"\",\"\",IF(AP1698=1,Summary!$H$11*(AO1698)/(SUM('Space-by-Space Method'!$BO$4:$BO$78)),0))","v":""},{"$f":"IF(A1698=\"\",\"\",IF(AP1698=1,Summary!$I$11*(AO1698)/(SUM('Space-by-Space Method'!$BO$4:$BO$78)),0))","v":""},null,null,null,{"$f":"IF(A1698=\"\",\"\",IF(START!$B$34=2,INDIRECT(\"'Space-by-Space Method'!\"&SUBSTITUTE(ADDRESS(1,MOD(ROW(A1698)-52,50)+10,4),\"1\",\"\")&ROUNDDOWN((ROW(A1698)-52)/50,0)+4),\"\"))","v":""},{"$f":"IF(A1698=\"\",\"\",INDIRECT(\"'Space-by-Space Method'!C\"&ROUNDDOWN((ROW(A1698)-52)/50,0)+4))","v":""},{"$f":"IF(A1698=\"\",\"\",IF(COUNTIF(CommonSpaceTypes,AQ1698)>0,INDIRECT(\"'Space-by-Space Method'!F\"&ROUNDDOWN((ROW(A1698)-52)/50,0)+4),\"\"))","v":""},{"$f":"IF(A1698=\"\",\"\",IF(COUNTIF(BuildingSpecificSpaceTypes,AQ1698)>0,INDIRECT(\"'Space-by-Space Method'!F\"&ROUNDDOWN((ROW(A1698)-52)/50,0)+4),\"\"))","v":""},{"$f":"IF(A1698=\"\",\"\",INDIRECT(\"'Fixture Schedule'!D\"&MOD(ROW(A1698)-52,50)+9))","v":""},{"$f":"IF(A1698=\"\",\"\",IF(AR1698=\"\",\"\",INDIRECT(\"'Fixture Schedule'!K\"&MOD(ROW(A1698)-52,50)+9)))","v":""},"",{"$f":"IF(A1698=\"\",\"\",INDIRECT(\"'Fixture Schedule'!L\"&MOD(ROW(A1698)-52,50)+9))","v":""},null,null,null,null,null,null,null,null,null,null,null,null,null,{"$f":"INDIRECT(\"'Space-by-Space Method'!\"&SUBSTITUTE(ADDRESS(1,MOD(ROW(A1698)-52,50)+10,4),\"1\",\"\")&ROUNDDOWN((ROW(A1698)-52)/50,0)+4)","v":0},{"$f":"LEFT(INDIRECT(\"'Space-by-Space Method'!BJ\"&ROUNDDOWN((ROW(A1698)-52)/50,0)+4),3)","v":""},{"$f":"INDIRECT(\"'Fixture Schedule'!L\"&MOD(ROW(A1698)-52,50)+9)","v":0},{"$f":"INDIRECT(\"'Fixture Schedule'!O\"&MOD(ROW(A1698)-52,50)+9)","v":0},{"$f":"INDIRECT(\"'Space-by-Space Method'!F\"&ROUNDDOWN((ROW(A1698)-52)/50,0)+4)","v":0},{"$f":"INDIRECT(\"'Fixture Schedule'!L\"&MOD(ROW(A1698)-52,50)+9)","v":0},{"$f":"INDIRECT(\"'Space-by-Space Method'!D\"&ROUNDDOWN((ROW(A1698)-52)/50,0)+4)","v":0},{"$f":"INDIRECT(\"'Space-by-Space Method'!E\"&ROUNDDOWN((ROW(A1698)-52)/50,0)+4)","v":1}]
[{"$f":"IF(InteriorCalcType=2,IF(OR(AM1708=0,AN1708=\"DNQ\")=TRUE,\"\",INDIRECT(\"'Fixture Schedule'!M\"&MOD(ROW(A1708)-52,50)+9)),\"\")","v":""},{"$f":"IF(A1708=\"\",\"\",INDIRECT(\"'Fixture Schedule'!E\"&MOD(ROW(A1708)-52,50)+9))","v":""},{"$f":"IF(A1708=\"\",\"\",INDIRECT(\"'Fixture Schedule'!F\"&MOD(ROW(A1708)-52,50)+9))","v":""},{"$f":"IF(A1708=\"\",\"\",INDIRECT(\"'Fixture Schedule'!L\"&MOD(ROW(A1708)-52,50)+9))","v":""},"",null,null,{"$f":"IF(A1708=\"\",\"\",IF(AP1708=1,Summary!$C$12*(AO1708)/(SUM('Space-by-Space Method'!$BO$4:$BO$78,SUM('Exterior Lighting'!$BL$5:$BL$25))),0))","v":""},{"$f":"IF(A1708=\"\",\"\",IF(START!$B$34=1,INDIRECT(\"'Space-by-Space Method'!\"&SUBSTITUTE(ADDRESS(1,MOD(ROW(A1708)-52,50)+10,4),\"1\",\"\")&ROUNDDOWN((ROW(A1708)-52)/50,0)+4),\"\"))","v":""},{"$f":"IF(A1708=\"\",\"\",IF(AP1708=1,Summary!$F$11*(AO1708)/(SUM('Space-by-Space Method'!$BO$4:$BO$78,SUM('Exterior Lighting'!$BL$5:$BL$25))),0))","v":""},{"$f":"IF(A1708=\"\",\"\",IF(AP1708=1,Summary!$E$11*(AO1708)/(SUM('Space-by-Space Method'!$BO$4:$BO$78,SUM('Exterior Lighting'!$BL$5:$BL$25))),0))","v":""},{"$f":"IF(A1708=\"\",\"\",IF(AP1708=1,Summary!$G$11*(AO1708)/(SUM('Space-by-Space Method'!$BO$4:$BO$78,SUM('Exterior Lighting'!$BL$5:$BL$25))),0))","v":""},{"$f":"IF(A1708=\"\",\"\",IF(AP1708=1,Summary!$H$11*(AO1708)/(SUM('Space-by-Space Method'!$BO$4:$BO$78)),0))","v":""},{"$f":"IF(A1708=\"\",\"\",IF(AP1708=1,Summary!$I$11*(AO1708)/(SUM('Space-by-Space Method'!$BO$4:$BO$78)),0))","v":""},null,null,null,{"$f":"IF(A1708=\"\",\"\",IF(START!$B$34=2,INDIRECT(\"'Space-by-Space Method'!\"&SUBSTITUTE(ADDRESS(1,MOD(ROW(A1708)-52,50)+10,4),\"1\",\"\")&ROUNDDOWN((ROW(A1708)-52)/50,0)+4),\"\"))","v":""},{"$f":"IF(A1708=\"\",\"\",INDIRECT(\"'Space-by-Space Method'!C\"&ROUNDDOWN((ROW(A1708)-52)/50,0)+4))","v":""},{"$f":"IF(A1708=\"\",\"\",IF(COUNTIF(CommonSpaceTypes,AQ1708)>0,INDIRECT(\"'Space-by-Space Method'!F\"&ROUNDDOWN((ROW(A1708)-52)/50,0)+4),\"\"))","v":""},{"$f":"IF(A1708=\"\",\"\",IF(COUNTIF(BuildingSpecificSpaceTypes,AQ1708)>0,INDIRECT(\"'Space-by-Space Method'!F\"&ROUNDDOWN((ROW(A1708)-52)/50,0)+4),\"\"))","v":""},{"$f":"IF(A1708=\"\",\"\",INDIRECT(\"'Fixture Schedule'!D\"&MOD(ROW(A1708)-52,50)+9))","v":""},{"$f":"IF(A1708=\"\",\"\",IF(AR1708=\"\",\"\",INDIRECT(\"'Fixture Schedule'!K\"&MOD(ROW(A1708)-52,50)+9)))","v":""},"",{"$f":"IF(A1708=\"\",\"\",INDIRECT(\"'Fixture Schedule'!L\"&MOD(ROW(A1708)-52,50)+9))","v":""},null,null,null,null,null,null,null,null,null,null,null,null,null,{"$f":"INDIRECT(\"'Space-by-Space Method'!\"&SUBSTITUTE(ADDRESS(1,MOD(ROW(A1708)-52,50)+10,4),\"1\",\"\")&ROUNDDOWN((ROW(A1708)-52)/50,0)+4)","v":0},{"$f":"LEFT(INDIRECT(\"'Space-by-Space Method'!BJ\"&ROUNDDOWN((ROW(A1708)-52)/50,0)+4),3)","v":""},{"$f":"INDIRECT(\"'Fixture Schedule'!L\"&MOD(ROW(A1708)-52,50)+9)","v":0},{"$f":"INDIRECT(\"'Fixture Schedule'!O\"&MOD(ROW(A1708)-52,50)+9)","v":0},{"$f":"INDIRECT(\"'Space-by-Space Method'!F\"&ROUNDDOWN((ROW(A1708)-52)/50,0)+4)","v":0},{"$f":"INDIRECT(\"'Fixture Schedule'!L\"&MOD(ROW(A1708)-52,50)+9)","v":0},{"$f":"INDIRECT(\"'Space-by-Space Method'!D\"&ROUNDDOWN((ROW(A1708)-52)/50,0)+4)","v":0},{"$f":"INDIRECT(\"'Space-by-Space Method'!E\"&ROUNDDOWN((ROW(A1708)-52)/50,0)+4)","v":1}]
[{"$f":"IF(InteriorCalcType=2,IF(OR(AM1716=0,AN1716=\"DNQ\")=TRUE,\"\",INDIRECT(\"'Fixture Schedule'!M\"&MOD(ROW(A1716)-52,50)+9)),\"\")","v":""},{"$f":"IF(A1716=\"\",\"\",INDIRECT(\"'Fixture Schedule'!E\"&MOD(ROW(A1716)-52,50)+9))","v":""},{"$f":"IF(A1716=\"\",\"\",INDIRECT(\"'Fixture Schedule'!F\"&MOD(ROW(A1716)-52,50)+9))","v":""},{"$f":"IF(A1716=\"\",\"\",INDIRECT(\"'Fixture Schedule'!L\"&MOD(ROW(A1716)-52,50)+9))","v":""},"",null,null,{"$f":"IF(A1716=\"\",\"\",IF(AP1716=1,Summary!$C$12*(AO1716)/(SUM('Space-by-Space Method'!$BO$4:$BO$78,SUM('Exterior Lighting'!$BL$5:$BL$25))),0))","v":""},{"$f":"IF(A1716=\"\",\"\",IF(START!$B$34=1,INDIRECT(\"'Space-by-Space Method'!\"&SUBSTITUTE(ADDRESS(1,MOD(ROW(A1716)-52,50)+10,4),\"1\",\"\")&ROUNDDOWN((ROW(A1716)-52)/50,0)+4),\"\"))","v":""},{"$f":"IF(A1716=\"\",\"\",IF(AP1716=1,Summary!$F$11*(AO1716)/(SUM('Space-by-Space Method'!$BO$4:$BO$78,SUM('Exterior Lighting'!$BL$5:$BL$25))),0))","v":""},{"$f":"IF(A1716=\"\",\"\",IF(AP1716=1,Summary!$E$11*(AO1716)/(SUM('Space-by-Space Method'!$BO$4:$BO$78,SUM('Exterior Lighting'!$BL$5:$BL$25))),0))","v":""},{"$f":"IF(A1716=\"\",\"\",IF(AP1716=1,Summary!$G$11*(AO1716)/(SUM('Space-by-Space Method'!$BO$4:$BO$78,SUM('Exterior Lighting'!$BL$5:$BL$25))),0))","v":""},{"$f":"IF(A1716=\"\",\"\",IF(AP1716=1,Summary!$H$11*(AO1716)/(SUM('Space-by-Space Method'!$BO$4:$BO$78)),0))","v":""},{"$f":"IF(A1716=\"\",\"\",IF(AP1716=1,Summary!$I$11*(AO1716)/(SUM('Space-by-Space Method'!$BO$4:$BO$78)),0))","v":""},null,null,null,{"$f":"IF(A1716=\"\",\"\",IF(START!$B$34=2,INDIRECT(\"'Space-by-Space Method'!\"&SUBSTITUTE(ADDRESS(1,MOD(ROW(A1716)-52,50)+10,4),\"1\",\"\")&ROUNDDOWN((ROW(A1716)-52)/50,0)+4),\"\"))","v":""},{"$f":"IF(A1716=\"\",\"\",INDIRECT(\"'Space-by-Space Method'!C\"&ROUNDDOWN((ROW(A1716)-52)/50,0)+4))","v":""},{"$f":"IF(A1716=\"\",\"\",IF(COUNTIF(CommonSpaceTypes,AQ1716)>0,INDIRECT(\"'Space-by-Space Method'!F\"&ROUNDDOWN((ROW(A1716)-52)/50,0)+4),\"\"))","v":""},{"$f":"IF(A1716=\"\",\"\",IF(COUNTIF(BuildingSpecificSpaceTypes,AQ1716)>0,INDIRECT(\"'Space-by-Space Method'!F\"&ROUNDDOWN((ROW(A1716)-52)/50,0)+4),\"\"))","v":""},{"$f":"IF(A1716=\"\",\"\",INDIRECT(\"'Fixture Schedule'!D\"&MOD(ROW(A1716)-52,50)+9))","v":""},{"$f":"IF(A1716=\"\",\"\",IF(AR1716=\"\",\"\",INDIRECT(\"'Fixture Schedule'!K\"&MOD(ROW(A1716)-52,50)+9)))","v":""},"",{"$f":"IF(A1716=\"\",\"\",INDIRECT(\"'Fixture Schedule'!L\"&MOD(ROW(A1716)-52,50)+9))","v":""},null,null,null,null,null,null,null,null,null,null,null,null,null,{"$f":"INDIRECT(\"'Space-by-Space Method'!\"&SUBSTITUTE(ADDRESS(1,MOD(ROW(A1716)-52,50)+10,4),\"1\",\"\")&ROUNDDOWN((ROW(A1716)-52)/50,0)+4)","v":0},{"$f":"LEFT(INDIRECT(\"'Space-by-Space Method'!BJ\"&ROUNDDOWN((ROW(A1716)-52)/50,0)+4),3)","v":""},{"$f":"INDIRECT(\"'Fixture Schedule'!L\"&MOD(ROW(A1716)-52,50)+9)","v":0},{"$f":"INDIRECT(\"'Fixture Schedule'!O\"&MOD(ROW(A1716)-52,50)+9)","v":0},{"$f":"INDIRECT(\"'Space-by-Space Method'!F\"&ROUNDDOWN((ROW(A1716)-52)/50,0)+4)","v":0},{"$f":"INDIRECT(\"'Fixture Schedule'!L\"&MOD(ROW(A1716)-52,50)+9)","v":0},{"$f":"INDIRECT(\"'Space-by-Space Method'!D\"&ROUNDDOWN((ROW(A1716)-52)/50,0)+4)","v":0},{"$f":"INDIRECT(\"'Space-by-Space Method'!E\"&ROUNDDOWN((ROW(A1716)-52)/50,0)+4)","v":1}]
[{"$f":"IF(InteriorCalcType=2,IF(OR(AM1719=0,AN1719=\"DNQ\")=TRUE,\"\",INDIRECT(\"'Fixture Schedule'!M\"&MOD(ROW(A1719)-52,50)+9)),\"\")","v":""},{"$f":"IF(A1719=\"\",\"\",INDIRECT(\"'Fixture Schedule'!E\"&MOD(ROW(A1719)-52,50)+9))","v":""},{"$f":"IF(A1719=\"\",\"\",INDIRECT(\"'Fixture Schedule'!F\"&MOD(ROW(A1719)-52,50)+9))","v":""},{"$f":"IF(A1719=\"\",\"\",INDIRECT(\"'Fixture Schedule'!L\"&MOD(ROW(A1719)-52,50)+9))","v":""},"",null,null,{"$f":"IF(A1719=\"\",\"\",IF(AP1719=1,Summary!$C$12*(AO1719)/(SUM('Space-by-Space Method'!$BO$4:$BO$78,SUM('Exterior Lighting'!$BL$5:$BL$25))),0))","v":""},{"$f":"IF(A1719=\"\",\"\",IF(START!$B$34=1,INDIRECT(\"'Space-by-Space Method'!\"&SUBSTITUTE(ADDRESS(1,MOD(ROW(A1719)-52,50)+10,4),\"1\",\"\")&ROUNDDOWN((ROW(A1719)-52)/50,0)+4),\"\"))","v":""},{"$f":"IF(A1719=\"\",\"\",IF(AP1719=1,Summary!$F$11*(AO1719)/(SUM('Space-by-Space Method'!$BO$4:$BO$78,SUM('Exterior Lighting'!$BL$5:$BL$25))),0))","v":""},{"$f":"IF(A1719=\"\",\"\",IF(AP1719=1,Summary!$E$11*(AO1719)/(SUM('Space-by-Space Method'!$BO$4:$BO$78,SUM('Exterior Lighting'!$BL$5:$BL$25))),0))","v":""},{"$f":"IF(A1719=\"\",\"\",IF(AP1719=1,Summary!$G$11*(AO1719)/(SUM('Space-by-Space Method'!$BO$4:$BO$78,SUM('Exterior Lighting'!$BL$5:$BL$25))),0))","v":""},{"$f":"IF(A1719=\"\",\"\",IF(AP1719=1,Summary!$H$11*(AO1719)/(SUM('Space-by-Space Method'!$BO$4:$BO$78)),0))","v":""},{"$f":"IF(A1719=\"\",\"\",IF(AP1719=1,Summary!$I$11*(AO1719)/(SUM('Space-by-Space Method'!$BO$4:$BO$78)),0))","v":""},null,null,null,{"$f":"IF(A1719=\"\",\"\",IF(START!$B$34=2,INDIRECT(\"'Space-by-Space Method'!\"&SUBSTITUTE(ADDRESS(1,MOD(ROW(A1719)-52,50)+10,4),\"1\",\"\")&ROUNDDOWN((ROW(A1719)-52)/50,0)+4),\"\"))","v":""},{"$f":"IF(A1719=\"\",\"\",INDIRECT(\"'Space-by-Space Method'!C\"&ROUNDDOWN((ROW(A1719)-52)/50,0)+4))","v":""},{"$f":"IF(A1719=\"\",\"\",IF(COUNTIF(CommonSpaceTypes,AQ1719)>0,INDIRECT(\"'Space-by-Space Method'!F\"&ROUNDDOWN((ROW(A1719)-52)/50,0)+4),\"\"))","v":""},{"$f":"IF(A1719=\"\",\"\",IF(COUNTIF(BuildingSpecificSpaceTypes,AQ1719)>0,INDIRECT(\"'Space-by-Space Method'!F\"&ROUNDDOWN((ROW(A1719)-52)/50,0)+4),\"\"))","v":""},{"$f":"IF(A1719=\"\",\"\",INDIRECT(\"'Fixture Schedule'!D\"&MOD(ROW(A1719)-52,50)+9))","v":""},{"$f":"IF(A1719=\"\",\"\",IF(AR1719=\"\",\"\",INDIRECT(\"'Fixture Schedule'!K\"&MOD(ROW(A1719)-52,50)+9)))","v":""},"",{"$f":"IF(A1719=\"\",\"\",INDIRECT(\"'Fixture Schedule'!L\"&MOD(ROW(A1719)-52,50)+9))","v":""},null,null,null,null,null,null,null,null,null,null,null,null,null,{"$f":"INDIRECT(\"'Space-by-Space Method'!\"&SUBSTITUTE(ADDRESS(1,MOD(ROW(A1719)-52,50)+10,4),\"1\",\"\")&ROUNDDOWN((ROW(A1719)-52)/50,0)+4)","v":0},{"$f":"LEFT(INDIRECT(\"'Space-by-Space Method'!BJ\"&ROUNDDOWN((ROW(A1719)-52)/50,0)+4),3)","v":""},{"$f":"INDIRECT(\"'Fixture Schedule'!L\"&MOD(ROW(A1719)-52,50)+9)","v":0},{"$f":"INDIRECT(\"'Fixture Schedule'!O\"&MOD(ROW(A1719)-52,50)+9)","v":0},{"$f":"INDIRECT(\"'Space-by-Space Method'!F\"&ROUNDDOWN((ROW(A1719)-52)/50,0)+4)","v":0},{"$f":"INDIRECT(\"'Fixture Schedule'!L\"&MOD(ROW(A1719)-52,50)+9)","v":0},{"$f":"INDIRECT(\"'Space-by-Space Method'!D\"&ROUNDDOWN((ROW(A1719)-52)/50,0)+4)","v":0},{"$f":"INDIRECT(\"'Space-by-Space Method'!E\"&ROUNDDOWN((ROW(A1719)-52)/50,0)+4)","v":1}]
[{"$f":"IF(InteriorCalcType=2,IF(OR(AM1728=0,AN1728=\"DNQ\")=TRUE,\"\",INDIRECT(\"'Fixture Schedule'!M\"&MOD(ROW(A1728)-52,50)+9)),\"\")","v":""},{"$f":"IF(A1728=\"\",\"\",INDIRECT(\"'Fixture Schedule'!E\"&MOD(ROW(A1728)-52,50)+9))","v":""},{"$f":"IF(A1728=\"\",\"\",INDIRECT(\"'Fixture Schedule'!F\"&MOD(ROW(A1728)-52,50)+9))","v":""},{"$f":"IF(A1728=\"\",\"\",INDIRECT(\"'Fixture Schedule'!L\"&MOD(ROW(A1728)-52,50)+9))","v":""},"",null,null,{"$f":"IF(A1728=\"\",\"\",IF(AP1728=1,Summary!$C$12*(AO1728)/(SUM('Space-by-Space Method'!$BO$4:$BO$78,SUM('Exterior Lighting'!$BL$5:$BL$25))),0))","v":""},{"$f":"IF(A1728=\"\",\"\",IF(START!$B$34=1,INDIRECT(\"'Space-by-Space Method'!\"&SUBSTITUTE(ADDRESS(1,MOD(ROW(A1728)-52,50)+10,4),\"1\",\"\")&ROUNDDOWN((ROW(A1728)-52)/50,0)+4),\"\"))","v":""},{"$f":"IF(A1728=\"\",\"\",IF(AP1728=1,Summary!$F$11*(AO1728)/(SUM('Space-by-Space Method'!$BO$4:$BO$78,SUM('Exterior Lighting'!$BL$5:$BL$25))),0))","v":""},{"$f":"IF(A1728=\"\",\"\",IF(AP1728=1,Summary!$E$11*(AO1728)/(SUM('Space-by-Space Method'!$BO$4:$BO$78,SUM('Exterior Lighting'!$BL$5:$BL$25))),0))","v":""},{"$f":"IF(A1728=\"\",\"\",IF(AP1728=1,Summary!$G$11*(AO1728)/(SUM('Space-by-Space Method'!$BO$4:$BO$78,SUM('Exterior Lighting'!$BL$5:$BL$25))),0))","v":""},{"$f":"IF(A1728=\"\",\"\",IF(AP1728=1,Summary!$H$11*(AO1728)/(SUM('Space-by-Space Method'!$BO$4:$BO$78)),0))","v":""},{"$f":"IF(A1728=\"\",\"\",IF(AP1728=1,Summary!$I$11*(AO1728)/(SUM('Space-by-Space Method'!$BO$4:$BO$78)),0))","v":""},null,null,null,{"$f":"IF(A1728=\"\",\"\",IF(START!$B$34=2,INDIRECT(\"'Space-by-Space Method'!\"&SUBSTITUTE(ADDRESS(1,MOD(ROW(A1728)-52,50)+10,4),\"1\",\"\")&ROUNDDOWN((ROW(A1728)-52)/50,0)+4),\"\"))","v":""},{"$f":"IF(A1728=\"\",\"\",INDIRECT(\"'Space-by-Space Method'!C\"&ROUNDDOWN((ROW(A1728)-52)/50,0)+4))","v":""},{"$f":"IF(A1728=\"\",\"\",IF(COUNTIF(CommonSpaceTypes,AQ1728)>0,INDIRECT(\"'Space-by-Space Method'!F\"&ROUNDDOWN((ROW(A1728)-52)/50,0)+4),\"\"))","v":""},{"$f":"IF(A1728=\"\",\"\",IF(COUNTIF(BuildingSpecificSpaceTypes,AQ1728)>0,INDIRECT(\"'Space-by-Space Method'!F\"&ROUNDDOWN((ROW(A1728)-52)/50,0)+4),\"\"))","v":""},{"$f":"IF(A1728=\"\",\"\",INDIRECT(\"'Fixture Schedule'!D\"&MOD(ROW(A1728)-52,50)+9))","v":""},{"$f":"IF(A1728=\"\",\"\",IF(AR1728=\"\",\"\",INDIRECT(\"'Fixture Schedule'!K\"&MOD(ROW(A1728)-52,50)+9)))","v":""},"",{"$f":"IF(A1728=\"\",\"\",INDIRECT(\"'Fixture Schedule'!L\"&MOD(ROW(A1728)-52,50)+9))","v":""},null,null,null,null,null,null,null,null,null,null,null,null,null,{"$f":"INDIRECT(\"'Space-by-Space Method'!\"&SUBSTITUTE(ADDRESS(1,MOD(ROW(A1728)-52,50)+10,4),\"1\",\"\")&ROUNDDOWN((ROW(A1728)-52)/50,0)+4)","v":0},{"$f":"LEFT(INDIRECT(\"'Space-by-Space Method'!BJ\"&ROUNDDOWN((ROW(A1728)-52)/50,0)+4),3)","v":""},{"$f":"INDIRECT(\"'Fixture Schedule'!L\"&MOD(ROW(A1728)-52,50)+9)","v":0},{"$f":"INDIRECT(\"'Fixture Schedule'!O\"&MOD(ROW(A1728)-52,50)+9)","v":0},{"$f":"INDIRECT(\"'Space-by-Space Method'!F\"&ROUNDDOWN((ROW(A1728)-52)/50,0)+4)","v":0},{"$f":"INDIRECT(\"'Fixture Schedule'!L\"&MOD(ROW(A1728)-52,50)+9)","v":0},{"$f":"INDIRECT(\"'Space-by-Space Method'!D\"&ROUNDDOWN((ROW(A1728)-52)/50,0)+4)","v":0},{"$f":"INDIRECT(\"'Space-by-Space Method'!E\"&ROUNDDOWN((ROW(A1728)-52)/50,0)+4)","v":1}]
[{"$f":"IF(InteriorCalcType=2,IF(OR(AM1736=0,AN1736=\"DNQ\")=TRUE,\"\",INDIRECT(\"'Fixture Schedule'!M\"&MOD(ROW(A1736)-52,50)+9)),\"\")","v":""},{"$f":"IF(A1736=\"\",\"\",INDIRECT(\"'Fixture Schedule'!E\"&MOD(ROW(A1736)-52,50)+9))","v":""},{"$f":"IF(A1736=\"\",\"\",INDIRECT(\"'Fixture Schedule'!F\"&MOD(ROW(A1736)-52,50)+9))","v":""},{"$f":"IF(A1736=\"\",\"\",INDIRECT(\"'Fixture Schedule'!L\"&MOD(ROW(A1736)-52,50)+9))","v":""},"",null,null,{"$f":"IF(A1736=\"\",\"\",IF(AP1736=1,Summary!$C$12*(AO1736)/(SUM('Space-by-Space Method'!$BO$4:$BO$78,SUM('Exterior Lighting'!$BL$5:$BL$25))),0))","v":""},{"$f":"IF(A1736=\"\",\"\",IF(START!$B$34=1,INDIRECT(\"'Space-by-Space Method'!\"&SUBSTITUTE(ADDRESS(1,MOD(ROW(A1736)-52,50)+10,4),\"1\",\"\")&ROUNDDOWN((ROW(A1736)-52)/50,0)+4),\"\"))","v":""},{"$f":"IF(A1736=\"\",\"\",IF(AP1736=1,Summary!$F$11*(AO1736)/(SUM('Space-by-Space Method'!$BO$4:$BO$78,SUM('Exterior Lighting'!$BL$5:$BL$25))),0))","v":""},{"$f":"IF(A1736=\"\",\"\",IF(AP1736=1,Summary!$E$11*(AO1736)/(SUM('Space-by-Space Method'!$BO$4:$BO$78,SUM('Exterior Lighting'!$BL$5:$BL$25))),0))","v":""},{"$f":"IF(A1736=\"\",\"\",IF(AP1736=1,Summary!$G$11*(AO1736)/(SUM('Space-by-Space Method'!$BO$4:$BO$78,SUM('Exterior Lighting'!$BL$5:$BL$25))),0))","v":""},{"$f":"IF(A1736=\"\",\"\",IF(AP1736=1,Summary!$H$11*(AO1736)/(SUM('Space-by-Space Method'!$BO$4:$BO$78)),0))","v":""},{"$f":"IF(A1736=\"\",\"\",IF(AP1736=1,Summary!$I$11*(AO1736)/(SUM('Space-by-Space Method'!$BO$4:$BO$78)),0))","v":""},null,null,null,{"$f":"IF(A1736=\"\",\"\",IF(START!$B$34=2,INDIRECT(\"'Space-by-Space Method'!\"&SUBSTITUTE(ADDRESS(1,MOD(ROW(A1736)-52,50)+10,4),\"1\",\"\")&ROUNDDOWN((ROW(A1736)-52)/50,0)+4),\"\"))","v":""},{"$f":"IF(A1736=\"\",\"\",INDIRECT(\"'Space-by-Space Method'!C\"&ROUNDDOWN((ROW(A1736)-52)/50,0)+4))","v":""},{"$f":"IF(A1736=\"\",\"\",IF(COUNTIF(CommonSpaceTypes,AQ1736)>0,INDIRECT(\"'Space-by-Space Method'!F\"&ROUNDDOWN((ROW(A1736)-52)/50,0)+4),\"\"))","v":""},{"$f":"IF(A1736=\"\",\"\",IF(COUNTIF(BuildingSpecificSpaceTypes,AQ1736)>0,INDIRECT(\"'Space-by-Space Method'!F\"&ROUNDDOWN((ROW(A1736)-52)/50,0)+4),\"\"))","v":""},{"$f":"IF(A1736=\"\",\"\",INDIRECT(\"'Fixture Schedule'!D\"&MOD(ROW(A1736)-52,50)+9))","v":""},{"$f":"IF(A1736=\"\",\"\",IF(AR1736=\"\",\"\",INDIRECT(\"'Fixture Schedule'!K\"&MOD(ROW(A1736)-52,50)+9)))","v":""},"",{"$f":"IF(A1736=\"\",\"\",INDIRECT(\"'Fixture Schedule'!L\"&MOD(ROW(A1736)-52,50)+9))","v":""},null,null,null,null,null,null,null,null,null,null,null,null,null,{"$f":"INDIRECT(\"'Space-by-Space Method'!\"&SUBSTITUTE(ADDRESS(1,MOD(ROW(A1736)-52,50)+10,4),\"1\",\"\")&ROUNDDOWN((ROW(A1736)-52)/50,0)+4)","v":0},{"$f":"LEFT(INDIRECT(\"'Space-by-Space Method'!BJ\"&ROUNDDOWN((ROW(A1736)-52)/50,0)+4),3)","v":""},{"$f":"INDIRECT(\"'Fixture Schedule'!L\"&MOD(ROW(A1736)-52,50)+9)","v":0},{"$f":"INDIRECT(\"'Fixture Schedule'!O\"&MOD(ROW(A1736)-52,50)+9)","v":0},{"$f":"INDIRECT(\"'Space-by-Space Method'!F\"&ROUNDDOWN((ROW(A1736)-52)/50,0)+4)","v":0},{"$f":"INDIRECT(\"'Fixture Schedule'!L\"&MOD(ROW(A1736)-52,50)+9)","v":0},{"$f":"INDIRECT(\"'Space-by-Space Method'!D\"&ROUNDDOWN((ROW(A1736)-52)/50,0)+4)","v":0},{"$f":"INDIRECT(\"'Space-by-Space Method'!E\"&ROUNDDOWN((ROW(A1736)-52)/50,0)+4)","v":1}]
[{"$f":"IF(InteriorCalcType=2,IF(OR(AM1747=0,AN1747=\"DNQ\")=TRUE,\"\",INDIRECT(\"'Fixture Schedule'!M\"&MOD(ROW(A1747)-52,50)+9)),\"\")","v":""},{"$f":"IF(A1747=\"\",\"\",INDIRECT(\"'Fixture Schedule'!E\"&MOD(ROW(A1747)-52,50)+9))","v":""},{"$f":"IF(A1747=\"\",\"\",INDIRECT(\"'Fixture Schedule'!F\"&MOD(ROW(A1747)-52,50)+9))","v":""},{"$f":"IF(A1747=\"\",\"\",INDIRECT(\"'Fixture Schedule'!L\"&MOD(ROW(A1747)-52,50)+9))","v":""},"",null,null,{"$f":"IF(A1747=\"\",\"\",IF(AP1747=1,Summary!$C$12*(AO1747)/(SUM('Space-by-Space Method'!$BO$4:$BO$78,SUM('Exterior Lighting'!$BL$5:$BL$25))),0))","v":""},{"$f":"IF(A1747=\"\",\"\",IF(START!$B$34=1,INDIRECT(\"'Space-by-Space Method'!\"&SUBSTITUTE(ADDRESS(1,MOD(ROW(A1747)-52,50)+10,4),\"1\",\"\")&ROUNDDOWN((ROW(A1747)-52)/50,0)+4),\"\"))","v":""},{"$f":"IF(A1747=\"\",\"\",IF(AP1747=1,Summary!$F$11*(AO1747)/(SUM('Space-by-Space Method'!$BO$4:$BO$78,SUM('Exterior Lighting'!$BL$5:$BL$25))),0))","v":""},{"$f":"IF(A1747=\"\",\"\",IF(AP1747=1,Summary!$E$11*(AO1747)/(SUM('Space-by-Space Method'!$BO$4:$BO$78,SUM('Exterior Lighting'!$BL$5:$BL$25))),0))","v":""},{"$f":"IF(A1747=\"\",\"\",IF(AP1747=1,Summary!$G$11*(AO1747)/(SUM('Space-by-Space Method'!$BO$4:$BO$78,SUM('Exterior Lighting'!$BL$5:$BL$25))),0))","v":""},{"$f":"IF(A1747=\"\",\"\",IF(AP1747=1,Summary!$H$11*(AO1747)/(SUM('Space-by-Space Method'!$BO$4:$BO$78)),0))","v":""},{"$f":"IF(A1747=\"\",\"\",IF(AP1747=1,Summary!$I$11*(AO1747)/(SUM('Space-by-Space Method'!$BO$4:$BO$78)),0))","v":""},null,null,null,{"$f":"IF(A1747=\"\",\"\",IF(START!$B$34=2,INDIRECT(\"'Space-by-Space Method'!\"&SUBSTITUTE(ADDRESS(1,MOD(ROW(A1747)-52,50)+10,4),\"1\",\"\")&ROUNDDOWN((ROW(A1747)-52)/50,0)+4),\"\"))","v":""},{"$f":"IF(A1747=\"\",\"\",INDIRECT(\"'Space-by-Space Method'!C\"&ROUNDDOWN((ROW(A1747)-52)/50,0)+4))","v":""},{"$f":"IF(A1747=\"\",\"\",IF(COUNTIF(CommonSpaceTypes,AQ1747)>0,INDIRECT(\"'Space-by-Space Method'!F\"&ROUNDDOWN((ROW(A1747)-52)/50,0)+4),\"\"))","v":""},{"$f":"IF(A1747=\"\",\"\",IF(COUNTIF(BuildingSpecificSpaceTypes,AQ1747)>0,INDIRECT(\"'Space-by-Space Method'!F\"&ROUNDDOWN((ROW(A1747)-52)/50,0)+4),\"\"))","v":""},{"$f":"IF(A1747=\"\",\"\",INDIRECT(\"'Fixture Schedule'!D\"&MOD(ROW(A1747)-52,50)+9))","v":""},{"$f":"IF(A1747=\"\",\"\",IF(AR1747=\"\",\"\",INDIRECT(\"'Fixture Schedule'!K\"&MOD(ROW(A1747)-52,50)+9)))","v":""},"",{"$f":"IF(A1747=\"\",\"\",INDIRECT(\"'Fixture Schedule'!L\"&MOD(ROW(A1747)-52,50)+9))","v":""},null,null,null,null,null,null,null,null,null,null,null,null,null,{"$f":"INDIRECT(\"'Space-by-Space Method'!\"&SUBSTITUTE(ADDRESS(1,MOD(ROW(A1747)-52,50)+10,4),\"1\",\"\")&ROUNDDOWN((ROW(A1747)-52)/50,0)+4)","v":0},{"$f":"LEFT(INDIRECT(\"'Space-by-Space Method'!BJ\"&ROUNDDOWN((ROW(A1747)-52)/50,0)+4),3)","v":""},{"$f":"INDIRECT(\"'Fixture Schedule'!L\"&MOD(ROW(A1747)-52,50)+9)","v":0},{"$f":"INDIRECT(\"'Fixture Schedule'!O\"&MOD(ROW(A1747)-52,50)+9)","v":0},{"$f":"INDIRECT(\"'Space-by-Space Method'!F\"&ROUNDDOWN((ROW(A1747)-52)/50,0)+4)","v":0},{"$f":"INDIRECT(\"'Fixture Schedule'!L\"&MOD(ROW(A1747)-52,50)+9)","v":0},{"$f":"INDIRECT(\"'Space-by-Space Method'!D\"&ROUNDDOWN((ROW(A1747)-52)/50,0)+4)","v":0},{"$f":"INDIRECT(\"'Space-by-Space Method'!E\"&ROUNDDOWN((ROW(A1747)-52)/50,0)+4)","v":1}]
[{"$f":"IF(InteriorCalcType=2,IF(OR(AM1754=0,AN1754=\"DNQ\")=TRUE,\"\",INDIRECT(\"'Fixture Schedule'!M\"&MOD(ROW(A1754)-52,50)+9)),\"\")","v":""},{"$f":"IF(A1754=\"\",\"\",INDIRECT(\"'Fixture Schedule'!E\"&MOD(ROW(A1754)-52,50)+9))","v":""},{"$f":"IF(A1754=\"\",\"\",INDIRECT(\"'Fixture Schedule'!F\"&MOD(ROW(A1754)-52,50)+9))","v":""},{"$f":"IF(A1754=\"\",\"\",INDIRECT(\"'Fixture Schedule'!L\"&MOD(ROW(A1754)-52,50)+9))","v":""},"",null,null,{"$f":"IF(A1754=\"\",\"\",IF(AP1754=1,Summary!$C$12*(AO1754)/(SUM('Space-by-Space Method'!$BO$4:$BO$78,SUM('Exterior Lighting'!$BL$5:$BL$25))),0))","v":""},{"$f":"IF(A1754=\"\",\"\",IF(START!$B$34=1,INDIRECT(\"'Space-by-Space Method'!\"&SUBSTITUTE(ADDRESS(1,MOD(ROW(A1754)-52,50)+10,4),\"1\",\"\")&ROUNDDOWN((ROW(A1754)-52)/50,0)+4),\"\"))","v":""},{"$f":"IF(A1754=\"\",\"\",IF(AP1754=1,Summary!$F$11*(AO1754)/(SUM('Space-by-Space Method'!$BO$4:$BO$78,SUM('Exterior Lighting'!$BL$5:$BL$25))),0))","v":""},{"$f":"IF(A1754=\"\",\"\",IF(AP1754=1,Summary!$E$11*(AO1754)/(SUM('Space-by-Space Method'!$BO$4:$BO$78,SUM('Exterior Lighting'!$BL$5:$BL$25))),0))","v":""},{"$f":"IF(A1754=\"\",\"\",IF(AP1754=1,Summary!$G$11*(AO1754)/(SUM('Space-by-Space Method'!$BO$4:$BO$78,SUM('Exterior Lighting'!$BL$5:$BL$25))),0))","v":""},{"$f":"IF(A1754=\"\",\"\",IF(AP1754=1,Summary!$H$11*(AO1754)/(SUM('Space-by-Space Method'!$BO$4:$BO$78)),0))","v":""},{"$f":"IF(A1754=\"\",\"\",IF(AP1754=1,Summary!$I$11*(AO1754)/(SUM('Space-by-Space Method'!$BO$4:$BO$78)),0))","v":""},null,null,null,{"$f":"IF(A1754=\"\",\"\",IF(START!$B$34=2,INDIRECT(\"'Space-by-Space Method'!\"&SUBSTITUTE(ADDRESS(1,MOD(ROW(A1754)-52,50)+10,4),\"1\",\"\")&ROUNDDOWN((ROW(A1754)-52)/50,0)+4),\"\"))","v":""},{"$f":"IF(A1754=\"\",\"\",INDIRECT(\"'Space-by-Space Method'!C\"&ROUNDDOWN((ROW(A1754)-52)/50,0)+4))","v":""},{"$f":"IF(A1754=\"\",\"\",IF(COUNTIF(CommonSpaceTypes,AQ1754)>0,INDIRECT(\"'Space-by-Space Method'!F\"&ROUNDDOWN((ROW(A1754)-52)/50,0)+4),\"\"))","v":""},{"$f":"IF(A1754=\"\",\"\",IF(COUNTIF(BuildingSpecificSpaceTypes,AQ1754)>0,INDIRECT(\"'Space-by-Space Method'!F\"&ROUNDDOWN((ROW(A1754)-52)/50,0)+4),\"\"))","v":""},{"$f":"IF(A1754=\"\",\"\",INDIRECT(\"'Fixture Schedule'!D\"&MOD(ROW(A1754)-52,50)+9))","v":""},{"$f":"IF(A1754=\"\",\"\",IF(AR1754=\"\",\"\",INDIRECT(\"'Fixture Schedule'!K\"&MOD(ROW(A1754)-52,50)+9)))","v":""},"",{"$f":"IF(A1754=\"\",\"\",INDIRECT(\"'Fixture Schedule'!L\"&MOD(ROW(A1754)-52,50)+9))","v":""},null,null,null,null,null,null,null,null,null,null,null,null,null,{"$f":"INDIRECT(\"'Space-by-Space Method'!\"&SUBSTITUTE(ADDRESS(1,MOD(ROW(A1754)-52,50)+10,4),\"1\",\"\")&ROUNDDOWN((ROW(A1754)-52)/50,0)+4)","v":0},{"$f":"LEFT(INDIRECT(\"'Space-by-Space Method'!BJ\"&ROUNDDOWN((ROW(A1754)-52)/50,0)+4),3)","v":""},{"$f":"INDIRECT(\"'Fixture Schedule'!L\"&MOD(ROW(A1754)-52,50)+9)","v":0},{"$f":"INDIRECT(\"'Fixture Schedule'!O\"&MOD(ROW(A1754)-52,50)+9)","v":0},{"$f":"INDIRECT(\"'Space-by-Space Method'!F\"&ROUNDDOWN((ROW(A1754)-52)/50,0)+4)","v":0},{"$f":"INDIRECT(\"'Fixture Schedule'!L\"&MOD(ROW(A1754)-52,50)+9)","v":0},{"$f":"INDIRECT(\"'Space-by-Space Method'!D\"&ROUNDDOWN((ROW(A1754)-52)/50,0)+4)","v":0},{"$f":"INDIRECT(\"'Space-by-Space Method'!E\"&ROUNDDOWN((ROW(A1754)-52)/50,0)+4)","v":1}]
[{"$f":"IF(InteriorCalcType=2,IF(OR(AM1766=0,AN1766=\"DNQ\")=TRUE,\"\",INDIRECT(\"'Fixture Schedule'!M\"&MOD(ROW(A1766)-52,50)+9)),\"\")","v":""},{"$f":"IF(A1766=\"\",\"\",INDIRECT(\"'Fixture Schedule'!E\"&MOD(ROW(A1766)-52,50)+9))","v":""},{"$f":"IF(A1766=\"\",\"\",INDIRECT(\"'Fixture Schedule'!F\"&MOD(ROW(A1766)-52,50)+9))","v":""},{"$f":"IF(A1766=\"\",\"\",INDIRECT(\"'Fixture Schedule'!L\"&MOD(ROW(A1766)-52,50)+9))","v":""},"",null,null,{"$f":"IF(A1766=\"\",\"\",IF(AP1766=1,Summary!$C$12*(AO1766)/(SUM('Space-by-Space Method'!$BO$4:$BO$78,SUM('Exterior Lighting'!$BL$5:$BL$25))),0))","v":""},{"$f":"IF(A1766=\"\",\"\",IF(START!$B$34=1,INDIRECT(\"'Space-by-Space Method'!\"&SUBSTITUTE(ADDRESS(1,MOD(ROW(A1766)-52,50)+10,4),\"1\",\"\")&ROUNDDOWN((ROW(A1766)-52)/50,0)+4),\"\"))","v":""},{"$f":"IF(A1766=\"\",\"\",IF(AP1766=1,Summary!$F$11*(AO1766)/(SUM('Space-by-Space Method'!$BO$4:$BO$78,SUM('Exterior Lighting'!$BL$5:$BL$25))),0))","v":""},{"$f":"IF(A1766=\"\",\"\",IF(AP1766=1,Summary!$E$11*(AO1766)/(SUM('Space-by-Space Method'!$BO$4:$BO$78,SUM('Exterior Lighting'!$BL$5:$BL$25))),0))","v":""},{"$f":"IF(A1766=\"\",\"\",IF(AP1766=1,Summary!$G$11*(AO1766)/(SUM('Space-by-Space Method'!$BO$4:$BO$78,SUM('Exterior Lighting'!$BL$5:$BL$25))),0))","v":""},{"$f":"IF(A1766=\"\",\"\",IF(AP1766=1,Summary!$H$11*(AO1766)/(SUM('Space-by-Space Method'!$BO$4:$BO$78)),0))","v":""},{"$f":"IF(A1766=\"\",\"\",IF(AP1766=1,Summary!$I$11*(AO1766)/(SUM('Space-by-Space Method'!$BO$4:$BO$78)),0))","v":""},null,null,null,{"$f":"IF(A1766=\"\",\"\",IF(START!$B$34=2,INDIRECT(\"'Space-by-Space Method'!\"&SUBSTITUTE(ADDRESS(1,MOD(ROW(A1766)-52,50)+10,4),\"1\",\"\")&ROUNDDOWN((ROW(A1766)-52)/50,0)+4),\"\"))","v":""},{"$f":"IF(A1766=\"\",\"\",INDIRECT(\"'Space-by-Space Method'!C\"&ROUNDDOWN((ROW(A1766)-52)/50,0)+4))","v":""},{"$f":"IF(A1766=\"\",\"\",IF(COUNTIF(CommonSpaceTypes,AQ1766)>0,INDIRECT(\"'Space-by-Space Method'!F\"&ROUNDDOWN((ROW(A1766)-52)/50,0)+4),\"\"))","v":""},{"$f":"IF(A1766=\"\",\"\",IF(COUNTIF(BuildingSpecificSpaceTypes,AQ1766)>0,INDIRECT(\"'Space-by-Space Method'!F\"&ROUNDDOWN((ROW(A1766)-52)/50,0)+4),\"\"))","v":""},{"$f":"IF(A1766=\"\",\"\",INDIRECT(\"'Fixture Schedule'!D\"&MOD(ROW(A1766)-52,50)+9))","v":""},{"$f":"IF(A1766=\"\",\"\",IF(AR1766=\"\",\"\",INDIRECT(\"'Fixture Schedule'!K\"&MOD(ROW(A1766)-52,50)+9)))","v":""},"",{"$f":"IF(A1766=\"\",\"\",INDIRECT(\"'Fixture Schedule'!L\"&MOD(ROW(A1766)-52,50)+9))","v":""},null,null,null,null,null,null,null,null,null,null,null,null,null,{"$f":"INDIRECT(\"'Space-by-Space Method'!\"&SUBSTITUTE(ADDRESS(1,MOD(ROW(A1766)-52,50)+10,4),\"1\",\"\")&ROUNDDOWN((ROW(A1766)-52)/50,0)+4)","v":0},{"$f":"LEFT(INDIRECT(\"'Space-by-Space Method'!BJ\"&ROUNDDOWN((ROW(A1766)-52)/50,0)+4),3)","v":""},{"$f":"INDIRECT(\"'Fixture Schedule'!L\"&MOD(ROW(A1766)-52,50)+9)","v":0},{"$f":"INDIRECT(\"'Fixture Schedule'!O\"&MOD(ROW(A1766)-52,50)+9)","v":0},{"$f":"INDIRECT(\"'Space-by-Space Method'!F\"&ROUNDDOWN((ROW(A1766)-52)/50,0)+4)","v":0},{"$f":"INDIRECT(\"'Fixture Schedule'!L\"&MOD(ROW(A1766)-52,50)+9)","v":0},{"$f":"INDIRECT(\"'Space-by-Space Method'!D\"&ROUNDDOWN((ROW(A1766)-52)/50,0)+4)","v":0},{"$f":"INDIRECT(\"'Space-by-Space Method'!E\"&ROUNDDOWN((ROW(A1766)-52)/50,0)+4)","v":1}]
[{"$f":"IF(InteriorCalcType=2,IF(OR(AM1772=0,AN1772=\"DNQ\")=TRUE,\"\",INDIRECT(\"'Fixture Schedule'!M\"&MOD(ROW(A1772)-52,50)+9)),\"\")","v":""},{"$f":"IF(A1772=\"\",\"\",INDIRECT(\"'Fixture Schedule'!E\"&MOD(ROW(A1772)-52,50)+9))","v":""},{"$f":"IF(A1772=\"\",\"\",INDIRECT(\"'Fixture Schedule'!F\"&MOD(ROW(A1772)-52,50)+9))","v":""},{"$f":"IF(A1772=\"\",\"\",INDIRECT(\"'Fixture Schedule'!L\"&MOD(ROW(A1772)-52,50)+9))","v":""},"",null,null,{"$f":"IF(A1772=\"\",\"\",IF(AP1772=1,Summary!$C$12*(AO1772)/(SUM('Space-by-Space Method'!$BO$4:$BO$78,SUM('Exterior Lighting'!$BL$5:$BL$25))),0))","v":""},{"$f":"IF(A1772=\"\",\"\",IF(START!$B$34=1,INDIRECT(\"'Space-by-Space Method'!\"&SUBSTITUTE(ADDRESS(1,MOD(ROW(A1772)-52,50)+10,4),\"1\",\"\")&ROUNDDOWN((ROW(A1772)-52)/50,0)+4),\"\"))","v":""},{"$f":"IF(A1772=\"\",\"\",IF(AP1772=1,Summary!$F$11*(AO1772)/(SUM('Space-by-Space Method'!$BO$4:$BO$78,SUM('Exterior Lighting'!$BL$5:$BL$25))),0))","v":""},{"$f":"IF(A1772=\"\",\"\",IF(AP1772=1,Summary!$E$11*(AO1772)/(SUM('Space-by-Space Method'!$BO$4:$BO$78,SUM('Exterior Lighting'!$BL$5:$BL$25))),0))","v":""},{"$f":"IF(A1772=\"\",\"\",IF(AP1772=1,Summary!$G$11*(AO1772)/(SUM('Space-by-Space Method'!$BO$4:$BO$78,SUM('Exterior Lighting'!$BL$5:$BL$25))),0))","v":""},{"$f":"IF(A1772=\"\",\"\",IF(AP1772=1,Summary!$H$11*(AO1772)/(SUM('Space-by-Space Method'!$BO$4:$BO$78)),0))","v":""},{"$f":"IF(A1772=\"\",\"\",IF(AP1772=1,Summary!$I$11*(AO1772)/(SUM('Space-by-Space Method'!$BO$4:$BO$78)),0))","v":""},null,null,null,{"$f":"IF(A1772=\"\",\"\",IF(START!$B$34=2,INDIRECT(\"'Space-by-Space Method'!\"&SUBSTITUTE(ADDRESS(1,MOD(ROW(A1772)-52,50)+10,4),\"1\",\"\")&ROUNDDOWN((ROW(A1772)-52)/50,0)+4),\"\"))","v":""},{"$f":"IF(A1772=\"\",\"\",INDIRECT(\"'Space-by-Space Method'!C\"&ROUNDDOWN((ROW(A1772)-52)/50,0)+4))","v":""},{"$f":"IF(A1772=\"\",\"\",IF(COUNTIF(CommonSpaceTypes,AQ1772)>0,INDIRECT(\"'Space-by-Space Method'!F\"&ROUNDDOWN((ROW(A1772)-52)/50,0)+4),\"\"))","v":""},{"$f":"IF(A1772=\"\",\"\",IF(COUNTIF(BuildingSpecificSpaceTypes,AQ1772)>0,INDIRECT(\"'Space-by-Space Method'!F\"&ROUNDDOWN((ROW(A1772)-52)/50,0)+4),\"\"))","v":""},{"$f":"IF(A1772=\"\",\"\",INDIRECT(\"'Fixture Schedule'!D\"&MOD(ROW(A1772)-52,50)+9))","v":""},{"$f":"IF(A1772=\"\",\"\",IF(AR1772=\"\",\"\",INDIRECT(\"'Fixture Schedule'!K\"&MOD(ROW(A1772)-52,50)+9)))","v":""},"",{"$f":"IF(A1772=\"\",\"\",INDIRECT(\"'Fixture Schedule'!L\"&MOD(ROW(A1772)-52,50)+9))","v":""},null,null,null,null,null,null,null,null,null,null,null,null,null,{"$f":"INDIRECT(\"'Space-by-Space Method'!\"&SUBSTITUTE(ADDRESS(1,MOD(ROW(A1772)-52,50)+10,4),\"1\",\"\")&ROUNDDOWN((ROW(A1772)-52)/50,0)+4)","v":0},{"$f":"LEFT(INDIRECT(\"'Space-by-Space Method'!BJ\"&ROUNDDOWN((ROW(A1772)-52)/50,0)+4),3)","v":""},{"$f":"INDIRECT(\"'Fixture Schedule'!L\"&MOD(ROW(A1772)-52,50)+9)","v":0},{"$f":"INDIRECT(\"'Fixture Schedule'!O\"&MOD(ROW(A1772)-52,50)+9)","v":0},{"$f":"INDIRECT(\"'Space-by-Space Method'!F\"&ROUNDDOWN((ROW(A1772)-52)/50,0)+4)","v":0},{"$f":"INDIRECT(\"'Fixture Schedule'!L\"&MOD(ROW(A1772)-52,50)+9)","v":0},{"$f":"INDIRECT(\"'Space-by-Space Method'!D\"&ROUNDDOWN((ROW(A1772)-52)/50,0)+4)","v":0},{"$f":"INDIRECT(\"'Space-by-Space Method'!E\"&ROUNDDOWN((ROW(A1772)-52)/50,0)+4)","v":1}]
[{"$f":"IF(InteriorCalcType=2,IF(OR(AM1777=0,AN1777=\"DNQ\")=TRUE,\"\",INDIRECT(\"'Fixture Schedule'!M\"&MOD(ROW(A1777)-52,50)+9)),\"\")","v":""},{"$f":"IF(A1777=\"\",\"\",INDIRECT(\"'Fixture Schedule'!E\"&MOD(ROW(A1777)-52,50)+9))","v":""},{"$f":"IF(A1777=\"\",\"\",INDIRECT(\"'Fixture Schedule'!F\"&MOD(ROW(A1777)-52,50)+9))","v":""},{"$f":"IF(A1777=\"\",\"\",INDIRECT(\"'Fixture Schedule'!L\"&MOD(ROW(A1777)-52,50)+9))","v":""},"",null,null,{"$f":"IF(A1777=\"\",\"\",IF(AP1777=1,Summary!$C$12*(AO1777)/(SUM('Space-by-Space Method'!$BO$4:$BO$78,SUM('Exterior Lighting'!$BL$5:$BL$25))),0))","v":""},{"$f":"IF(A1777=\"\",\"\",IF(START!$B$34=1,INDIRECT(\"'Space-by-Space Method'!\"&SUBSTITUTE(ADDRESS(1,MOD(ROW(A1777)-52,50)+10,4),\"1\",\"\")&ROUNDDOWN((ROW(A1777)-52)/50,0)+4),\"\"))","v":""},{"$f":"IF(A1777=\"\",\"\",IF(AP1777=1,Summary!$F$11*(AO1777)/(SUM('Space-by-Space Method'!$BO$4:$BO$78,SUM('Exterior Lighting'!$BL$5:$BL$25))),0))","v":""},{"$f":"IF(A1777=\"\",\"\",IF(AP1777=1,Summary!$E$11*(AO1777)/(SUM('Space-by-Space Method'!$BO$4:$BO$78,SUM('Exterior Lighting'!$BL$5:$BL$25))),0))","v":""},{"$f":"IF(A1777=\"\",\"\",IF(AP1777=1,Summary!$G$11*(AO1777)/(SUM('Space-by-Space Method'!$BO$4:$BO$78,SUM('Exterior Lighting'!$BL$5:$BL$25))),0))","v":""},{"$f":"IF(A1777=\"\",\"\",IF(AP1777=1,Summary!$H$11*(AO1777)/(SUM('Space-by-Space Method'!$BO$4:$BO$78)),0))","v":""},{"$f":"IF(A1777=\"\",\"\",IF(AP1777=1,Summary!$I$11*(AO1777)/(SUM('Space-by-Space Method'!$BO$4:$BO$78)),0))","v":""},null,null,null,{"$f":"IF(A1777=\"\",\"\",IF(START!$B$34=2,INDIRECT(\"'Space-by-Space Method'!\"&SUBSTITUTE(ADDRESS(1,MOD(ROW(A1777)-52,50)+10,4),\"1\",\"\")&ROUNDDOWN((ROW(A1777)-52)/50,0)+4),\"\"))","v":""},{"$f":"IF(A1777=\"\",\"\",INDIRECT(\"'Space-by-Space Method'!C\"&ROUNDDOWN((ROW(A1777)-52)/50,0)+4))","v":""},{"$f":"IF(A1777=\"\",\"\",IF(COUNTIF(CommonSpaceTypes,AQ1777)>0,INDIRECT(\"'Space-by-Space Method'!F\"&ROUNDDOWN((ROW(A1777)-52)/50,0)+4),\"\"))","v":""},{"$f":"IF(A1777=\"\",\"\",IF(COUNTIF(BuildingSpecificSpaceTypes,AQ1777)>0,INDIRECT(\"'Space-by-Space Method'!F\"&ROUNDDOWN((ROW(A1777)-52)/50,0)+4),\"\"))","v":""},{"$f":"IF(A1777=\"\",\"\",INDIRECT(\"'Fixture Schedule'!D\"&MOD(ROW(A1777)-52,50)+9))","v":""},{"$f":"IF(A1777=\"\",\"\",IF(AR1777=\"\",\"\",INDIRECT(\"'Fixture Schedule'!K\"&MOD(ROW(A1777)-52,50)+9)))","v":""},"",{"$f":"IF(A1777=\"\",\"\",INDIRECT(\"'Fixture Schedule'!L\"&MOD(ROW(A1777)-52,50)+9))","v":""},null,null,null,null,null,null,null,null,null,null,null,null,null,{"$f":"INDIRECT(\"'Space-by-Space Method'!\"&SUBSTITUTE(ADDRESS(1,MOD(ROW(A1777)-52,50)+10,4),\"1\",\"\")&ROUNDDOWN((ROW(A1777)-52)/50,0)+4)","v":0},{"$f":"LEFT(INDIRECT(\"'Space-by-Space Method'!BJ\"&ROUNDDOWN((ROW(A1777)-52)/50,0)+4),3)","v":""},{"$f":"INDIRECT(\"'Fixture Schedule'!L\"&MOD(ROW(A1777)-52,50)+9)","v":0},{"$f":"INDIRECT(\"'Fixture Schedule'!O\"&MOD(ROW(A1777)-52,50)+9)","v":0},{"$f":"INDIRECT(\"'Space-by-Space Method'!F\"&ROUNDDOWN((ROW(A1777)-52)/50,0)+4)","v":0},{"$f":"INDIRECT(\"'Fixture Schedule'!L\"&MOD(ROW(A1777)-52,50)+9)","v":0},{"$f":"INDIRECT(\"'Space-by-Space Method'!D\"&ROUNDDOWN((ROW(A1777)-52)/50,0)+4)","v":0},{"$f":"INDIRECT(\"'Space-by-Space Method'!E\"&ROUNDDOWN((ROW(A1777)-52)/50,0)+4)","v":1}]
[{"$f":"IF(InteriorCalcType=2,IF(OR(AM1790=0,AN1790=\"DNQ\")=TRUE,\"\",INDIRECT(\"'Fixture Schedule'!M\"&MOD(ROW(A1790)-52,50)+9)),\"\")","v":""},{"$f":"IF(A1790=\"\",\"\",INDIRECT(\"'Fixture Schedule'!E\"&MOD(ROW(A1790)-52,50)+9))","v":""},{"$f":"IF(A1790=\"\",\"\",INDIRECT(\"'Fixture Schedule'!F\"&MOD(ROW(A1790)-52,50)+9))","v":""},{"$f":"IF(A1790=\"\",\"\",INDIRECT(\"'Fixture Schedule'!L\"&MOD(ROW(A1790)-52,50)+9))","v":""},"",null,null,{"$f":"IF(A1790=\"\",\"\",IF(AP1790=1,Summary!$C$12*(AO1790)/(SUM('Space-by-Space Method'!$BO$4:$BO$78,SUM('Exterior Lighting'!$BL$5:$BL$25))),0))","v":""},{"$f":"IF(A1790=\"\",\"\",IF(START!$B$34=1,INDIRECT(\"'Space-by-Space Method'!\"&SUBSTITUTE(ADDRESS(1,MOD(ROW(A1790)-52,50)+10,4),\"1\",\"\")&ROUNDDOWN((ROW(A1790)-52)/50,0)+4),\"\"))","v":""},{"$f":"IF(A1790=\"\",\"\",IF(AP1790=1,Summary!$F$11*(AO1790)/(SUM('Space-by-Space Method'!$BO$4:$BO$78,SUM('Exterior Lighting'!$BL$5:$BL$25))),0))","v":""},{"$f":"IF(A1790=\"\",\"\",IF(AP1790=1,Summary!$E$11*(AO1790)/(SUM('Space-by-Space Method'!$BO$4:$BO$78,SUM('Exterior Lighting'!$BL$5:$BL$25))),0))","v":""},{"$f":"IF(A1790=\"\",\"\",IF(AP1790=1,Summary!$G$11*(AO1790)/(SUM('Space-by-Space Method'!$BO$4:$BO$78,SUM('Exterior Lighting'!$BL$5:$BL$25))),0))","v":""},{"$f":"IF(A1790=\"\",\"\",IF(AP1790=1,Summary!$H$11*(AO1790)/(SUM('Space-by-Space Method'!$BO$4:$BO$78)),0))","v":""},{"$f":"IF(A1790=\"\",\"\",IF(AP1790=1,Summary!$I$11*(AO1790)/(SUM('Space-by-Space Method'!$BO$4:$BO$78)),0))","v":""},null,null,null,{"$f":"IF(A1790=\"\",\"\",IF(START!$B$34=2,INDIRECT(\"'Space-by-Space Method'!\"&SUBSTITUTE(ADDRESS(1,MOD(ROW(A1790)-52,50)+10,4),\"1\",\"\")&ROUNDDOWN((ROW(A1790)-52)/50,0)+4),\"\"))","v":""},{"$f":"IF(A1790=\"\",\"\",INDIRECT(\"'Space-by-Space Method'!C\"&ROUNDDOWN((ROW(A1790)-52)/50,0)+4))","v":""},{"$f":"IF(A1790=\"\",\"\",IF(COUNTIF(CommonSpaceTypes,AQ1790)>0,INDIRECT(\"'Space-by-Space Method'!F\"&ROUNDDOWN((ROW(A1790)-52)/50,0)+4),\"\"))","v":""},{"$f":"IF(A1790=\"\",\"\",IF(COUNTIF(BuildingSpecificSpaceTypes,AQ1790)>0,INDIRECT(\"'Space-by-Space Method'!F\"&ROUNDDOWN((ROW(A1790)-52)/50,0)+4),\"\"))","v":""},{"$f":"IF(A1790=\"\",\"\",INDIRECT(\"'Fixture Schedule'!D\"&MOD(ROW(A1790)-52,50)+9))","v":""},{"$f":"IF(A1790=\"\",\"\",IF(AR1790=\"\",\"\",INDIRECT(\"'Fixture Schedule'!K\"&MOD(ROW(A1790)-52,50)+9)))","v":""},"",{"$f":"IF(A1790=\"\",\"\",INDIRECT(\"'Fixture Schedule'!L\"&MOD(ROW(A1790)-52,50)+9))","v":""},null,null,null,null,null,null,null,null,null,null,null,null,null,{"$f":"INDIRECT(\"'Space-by-Space Method'!\"&SUBSTITUTE(ADDRESS(1,MOD(ROW(A1790)-52,50)+10,4),\"1\",\"\")&ROUNDDOWN((ROW(A1790)-52)/50,0)+4)","v":0},{"$f":"LEFT(INDIRECT(\"'Space-by-Space Method'!BJ\"&ROUNDDOWN((ROW(A1790)-52)/50,0)+4),3)","v":""},{"$f":"INDIRECT(\"'Fixture Schedule'!L\"&MOD(ROW(A1790)-52,50)+9)","v":0},{"$f":"INDIRECT(\"'Fixture Schedule'!O\"&MOD(ROW(A1790)-52,50)+9)","v":0},{"$f":"INDIRECT(\"'Space-by-Space Method'!F\"&ROUNDDOWN((ROW(A1790)-52)/50,0)+4)","v":0},{"$f":"INDIRECT(\"'Fixture Schedule'!L\"&MOD(ROW(A1790)-52,50)+9)","v":0},{"$f":"INDIRECT(\"'Space-by-Space Method'!D\"&ROUNDDOWN((ROW(A1790)-52)/50,0)+4)","v":0},{"$f":"INDIRECT(\"'Space-by-Space Method'!E\"&ROUNDDOWN((ROW(A1790)-52)/50,0)+4)","v":1}]
[{"$f":"IF(InteriorCalcType=2,IF(OR(AM1796=0,AN1796=\"DNQ\")=TRUE,\"\",INDIRECT(\"'Fixture Schedule'!M\"&MOD(ROW(A1796)-52,50)+9)),\"\")","v":""},{"$f":"IF(A1796=\"\",\"\",INDIRECT(\"'Fixture Schedule'!E\"&MOD(ROW(A1796)-52,50)+9))","v":""},{"$f":"IF(A1796=\"\",\"\",INDIRECT(\"'Fixture Schedule'!F\"&MOD(ROW(A1796)-52,50)+9))","v":""},{"$f":"IF(A1796=\"\",\"\",INDIRECT(\"'Fixture Schedule'!L\"&MOD(ROW(A1796)-52,50)+9))","v":""},"",null,null,{"$f":"IF(A1796=\"\",\"\",IF(AP1796=1,Summary!$C$12*(AO1796)/(SUM('Space-by-Space Method'!$BO$4:$BO$78,SUM('Exterior Lighting'!$BL$5:$BL$25))),0))","v":""},{"$f":"IF(A1796=\"\",\"\",IF(START!$B$34=1,INDIRECT(\"'Space-by-Space Method'!\"&SUBSTITUTE(ADDRESS(1,MOD(ROW(A1796)-52,50)+10,4),\"1\",\"\")&ROUNDDOWN((ROW(A1796)-52)/50,0)+4),\"\"))","v":""},{"$f":"IF(A1796=\"\",\"\",IF(AP1796=1,Summary!$F$11*(AO1796)/(SUM('Space-by-Space Method'!$BO$4:$BO$78,SUM('Exterior Lighting'!$BL$5:$BL$25))),0))","v":""},{"$f":"IF(A1796=\"\",\"\",IF(AP1796=1,Summary!$E$11*(AO1796)/(SUM('Space-by-Space Method'!$BO$4:$BO$78,SUM('Exterior Lighting'!$BL$5:$BL$25))),0))","v":""},{"$f":"IF(A1796=\"\",\"\",IF(AP1796=1,Summary!$G$11*(AO1796)/(SUM('Space-by-Space Method'!$BO$4:$BO$78,SUM('Exterior Lighting'!$BL$5:$BL$25))),0))","v":""},{"$f":"IF(A1796=\"\",\"\",IF(AP1796=1,Summary!$H$11*(AO1796)/(SUM('Space-by-Space Method'!$BO$4:$BO$78)),0))","v":""},{"$f":"IF(A1796=\"\",\"\",IF(AP1796=1,Summary!$I$11*(AO1796)/(SUM('Space-by-Space Method'!$BO$4:$BO$78)),0))","v":""},null,null,null,{"$f":"IF(A1796=\"\",\"\",IF(START!$B$34=2,INDIRECT(\"'Space-by-Space Method'!\"&SUBSTITUTE(ADDRESS(1,MOD(ROW(A1796)-52,50)+10,4),\"1\",\"\")&ROUNDDOWN((ROW(A1796)-52)/50,0)+4),\"\"))","v":""},{"$f":"IF(A1796=\"\",\"\",INDIRECT(\"'Space-by-Space Method'!C\"&ROUNDDOWN((ROW(A1796)-52)/50,0)+4))","v":""},{"$f":"IF(A1796=\"\",\"\",IF(COUNTIF(CommonSpaceTypes,AQ1796)>0,INDIRECT(\"'Space-by-Space Method'!F\"&ROUNDDOWN((ROW(A1796)-52)/50,0)+4),\"\"))","v":""},{"$f":"IF(A1796=\"\",\"\",IF(COUNTIF(BuildingSpecificSpaceTypes,AQ1796)>0,INDIRECT(\"'Space-by-Space Method'!F\"&ROUNDDOWN((ROW(A1796)-52)/50,0)+4),\"\"))","v":""},{"$f":"IF(A1796=\"\",\"\",INDIRECT(\"'Fixture Schedule'!D\"&MOD(ROW(A1796)-52,50)+9))","v":""},{"$f":"IF(A1796=\"\",\"\",IF(AR1796=\"\",\"\",INDIRECT(\"'Fixture Schedule'!K\"&MOD(ROW(A1796)-52,50)+9)))","v":""},"",{"$f":"IF(A1796=\"\",\"\",INDIRECT(\"'Fixture Schedule'!L\"&MOD(ROW(A1796)-52,50)+9))","v":""},null,null,null,null,null,null,null,null,null,null,null,null,null,{"$f":"INDIRECT(\"'Space-by-Space Method'!\"&SUBSTITUTE(ADDRESS(1,MOD(ROW(A1796)-52,50)+10,4),\"1\",\"\")&ROUNDDOWN((ROW(A1796)-52)/50,0)+4)","v":0},{"$f":"LEFT(INDIRECT(\"'Space-by-Space Method'!BJ\"&ROUNDDOWN((ROW(A1796)-52)/50,0)+4),3)","v":""},{"$f":"INDIRECT(\"'Fixture Schedule'!L\"&MOD(ROW(A1796)-52,50)+9)","v":0},{"$f":"INDIRECT(\"'Fixture Schedule'!O\"&MOD(ROW(A1796)-52,50)+9)","v":0},{"$f":"INDIRECT(\"'Space-by-Space Method'!F\"&ROUNDDOWN((ROW(A1796)-52)/50,0)+4)","v":0},{"$f":"INDIRECT(\"'Fixture Schedule'!L\"&MOD(ROW(A1796)-52,50)+9)","v":0},{"$f":"INDIRECT(\"'Space-by-Space Method'!D\"&ROUNDDOWN((ROW(A1796)-52)/50,0)+4)","v":0},{"$f":"INDIRECT(\"'Space-by-Space Method'!E\"&ROUNDDOWN((ROW(A1796)-52)/50,0)+4)","v":1}]
[{"$f":"IF(InteriorCalcType=2,IF(OR(AM1804=0,AN1804=\"DNQ\")=TRUE,\"\",INDIRECT(\"'Fixture Schedule'!M\"&MOD(ROW(A1804)-52,50)+9)),\"\")","v":""},{"$f":"IF(A1804=\"\",\"\",INDIRECT(\"'Fixture Schedule'!E\"&MOD(ROW(A1804)-52,50)+9))","v":""},{"$f":"IF(A1804=\"\",\"\",INDIRECT(\"'Fixture Schedule'!F\"&MOD(ROW(A1804)-52,50)+9))","v":""},{"$f":"IF(A1804=\"\",\"\",INDIRECT(\"'Fixture Schedule'!L\"&MOD(ROW(A1804)-52,50)+9))","v":""},"",null,null,{"$f":"IF(A1804=\"\",\"\",IF(AP1804=1,Summary!$C$12*(AO1804)/(SUM('Space-by-Space Method'!$BO$4:$BO$78,SUM('Exterior Lighting'!$BL$5:$BL$25))),0))","v":""},{"$f":"IF(A1804=\"\",\"\",IF(START!$B$34=1,INDIRECT(\"'Space-by-Space Method'!\"&SUBSTITUTE(ADDRESS(1,MOD(ROW(A1804)-52,50)+10,4),\"1\",\"\")&ROUNDDOWN((ROW(A1804)-52)/50,0)+4),\"\"))","v":""},{"$f":"IF(A1804=\"\",\"\",IF(AP1804=1,Summary!$F$11*(AO1804)/(SUM('Space-by-Space Method'!$BO$4:$BO$78,SUM('Exterior Lighting'!$BL$5:$BL$25))),0))","v":""},{"$f":"IF(A1804=\"\",\"\",IF(AP1804=1,Summary!$E$11*(AO1804)/(SUM('Space-by-Space Method'!$BO$4:$BO$78,SUM('Exterior Lighting'!$BL$5:$BL$25))),0))","v":""},{"$f":"IF(A1804=\"\",\"\",IF(AP1804=1,Summary!$G$11*(AO1804)/(SUM('Space-by-Space Method'!$BO$4:$BO$78,SUM('Exterior Lighting'!$BL$5:$BL$25))),0))","v":""},{"$f":"IF(A1804=\"\",\"\",IF(AP1804=1,Summary!$H$11*(AO1804)/(SUM('Space-by-Space Method'!$BO$4:$BO$78)),0))","v":""},{"$f":"IF(A1804=\"\",\"\",IF(AP1804=1,Summary!$I$11*(AO1804)/(SUM('Space-by-Space Method'!$BO$4:$BO$78)),0))","v":""},null,null,null,{"$f":"IF(A1804=\"\",\"\",IF(START!$B$34=2,INDIRECT(\"'Space-by-Space Method'!\"&SUBSTITUTE(ADDRESS(1,MOD(ROW(A1804)-52,50)+10,4),\"1\",\"\")&ROUNDDOWN((ROW(A1804)-52)/50,0)+4),\"\"))","v":""},{"$f":"IF(A1804=\"\",\"\",INDIRECT(\"'Space-by-Space Method'!C\"&ROUNDDOWN((ROW(A1804)-52)/50,0)+4))","v":""},{"$f":"IF(A1804=\"\",\"\",IF(COUNTIF(CommonSpaceTypes,AQ1804)>0,INDIRECT(\"'Space-by-Space Method'!F\"&ROUNDDOWN((ROW(A1804)-52)/50,0)+4),\"\"))","v":""},{"$f":"IF(A1804=\"\",\"\",IF(COUNTIF(BuildingSpecificSpaceTypes,AQ1804)>0,INDIRECT(\"'Space-by-Space Method'!F\"&ROUNDDOWN((ROW(A1804)-52)/50,0)+4),\"\"))","v":""},{"$f":"IF(A1804=\"\",\"\",INDIRECT(\"'Fixture Schedule'!D\"&MOD(ROW(A1804)-52,50)+9))","v":""},{"$f":"IF(A1804=\"\",\"\",IF(AR1804=\"\",\"\",INDIRECT(\"'Fixture Schedule'!K\"&MOD(ROW(A1804)-52,50)+9)))","v":""},"",{"$f":"IF(A1804=\"\",\"\",INDIRECT(\"'Fixture Schedule'!L\"&MOD(ROW(A1804)-52,50)+9))","v":""},null,null,null,null,null,null,null,null,null,null,null,null,null,{"$f":"INDIRECT(\"'Space-by-Space Method'!\"&SUBSTITUTE(ADDRESS(1,MOD(ROW(A1804)-52,50)+10,4),\"1\",\"\")&ROUNDDOWN((ROW(A1804)-52)/50,0)+4)","v":0},{"$f":"LEFT(INDIRECT(\"'Space-by-Space Method'!BJ\"&ROUNDDOWN((ROW(A1804)-52)/50,0)+4),3)","v":""},{"$f":"INDIRECT(\"'Fixture Schedule'!L\"&MOD(ROW(A1804)-52,50)+9)","v":0},{"$f":"INDIRECT(\"'Fixture Schedule'!O\"&MOD(ROW(A1804)-52,50)+9)","v":0},{"$f":"INDIRECT(\"'Space-by-Space Method'!F\"&ROUNDDOWN((ROW(A1804)-52)/50,0)+4)","v":0},{"$f":"INDIRECT(\"'Fixture Schedule'!L\"&MOD(ROW(A1804)-52,50)+9)","v":0},{"$f":"INDIRECT(\"'Space-by-Space Method'!D\"&ROUNDDOWN((ROW(A1804)-52)/50,0)+4)","v":0},{"$f":"INDIRECT(\"'Space-by-Space Method'!E\"&ROUNDDOWN((ROW(A1804)-52)/50,0)+4)","v":1}]
[{"$f":"IF(InteriorCalcType=2,IF(OR(AM1815=0,AN1815=\"DNQ\")=TRUE,\"\",INDIRECT(\"'Fixture Schedule'!M\"&MOD(ROW(A1815)-52,50)+9)),\"\")","v":""},{"$f":"IF(A1815=\"\",\"\",INDIRECT(\"'Fixture Schedule'!E\"&MOD(ROW(A1815)-52,50)+9))","v":""},{"$f":"IF(A1815=\"\",\"\",INDIRECT(\"'Fixture Schedule'!F\"&MOD(ROW(A1815)-52,50)+9))","v":""},{"$f":"IF(A1815=\"\",\"\",INDIRECT(\"'Fixture Schedule'!L\"&MOD(ROW(A1815)-52,50)+9))","v":""},"",null,null,{"$f":"IF(A1815=\"\",\"\",IF(AP1815=1,Summary!$C$12*(AO1815)/(SUM('Space-by-Space Method'!$BO$4:$BO$78,SUM('Exterior Lighting'!$BL$5:$BL$25))),0))","v":""},{"$f":"IF(A1815=\"\",\"\",IF(START!$B$34=1,INDIRECT(\"'Space-by-Space Method'!\"&SUBSTITUTE(ADDRESS(1,MOD(ROW(A1815)-52,50)+10,4),\"1\",\"\")&ROUNDDOWN((ROW(A1815)-52)/50,0)+4),\"\"))","v":""},{"$f":"IF(A1815=\"\",\"\",IF(AP1815=1,Summary!$F$11*(AO1815)/(SUM('Space-by-Space Method'!$BO$4:$BO$78,SUM('Exterior Lighting'!$BL$5:$BL$25))),0))","v":""},{"$f":"IF(A1815=\"\",\"\",IF(AP1815=1,Summary!$E$11*(AO1815)/(SUM('Space-by-Space Method'!$BO$4:$BO$78,SUM('Exterior Lighting'!$BL$5:$BL$25))),0))","v":""},{"$f":"IF(A1815=\"\",\"\",IF(AP1815=1,Summary!$G$11*(AO1815)/(SUM('Space-by-Space Method'!$BO$4:$BO$78,SUM('Exterior Lighting'!$BL$5:$BL$25))),0))","v":""},{"$f":"IF(A1815=\"\",\"\",IF(AP1815=1,Summary!$H$11*(AO1815)/(SUM('Space-by-Space Method'!$BO$4:$BO$78)),0))","v":""},{"$f":"IF(A1815=\"\",\"\",IF(AP1815=1,Summary!$I$11*(AO1815)/(SUM('Space-by-Space Method'!$BO$4:$BO$78)),0))","v":""},null,null,null,{"$f":"IF(A1815=\"\",\"\",IF(START!$B$34=2,INDIRECT(\"'Space-by-Space Method'!\"&SUBSTITUTE(ADDRESS(1,MOD(ROW(A1815)-52,50)+10,4),\"1\",\"\")&ROUNDDOWN((ROW(A1815)-52)/50,0)+4),\"\"))","v":""},{"$f":"IF(A1815=\"\",\"\",INDIRECT(\"'Space-by-Space Method'!C\"&ROUNDDOWN((ROW(A1815)-52)/50,0)+4))","v":""},{"$f":"IF(A1815=\"\",\"\",IF(COUNTIF(CommonSpaceTypes,AQ1815)>0,INDIRECT(\"'Space-by-Space Method'!F\"&ROUNDDOWN((ROW(A1815)-52)/50,0)+4),\"\"))","v":""},{"$f":"IF(A1815=\"\",\"\",IF(COUNTIF(BuildingSpecificSpaceTypes,AQ1815)>0,INDIRECT(\"'Space-by-Space Method'!F\"&ROUNDDOWN((ROW(A1815)-52)/50,0)+4),\"\"))","v":""},{"$f":"IF(A1815=\"\",\"\",INDIRECT(\"'Fixture Schedule'!D\"&MOD(ROW(A1815)-52,50)+9))","v":""},{"$f":"IF(A1815=\"\",\"\",IF(AR1815=\"\",\"\",INDIRECT(\"'Fixture Schedule'!K\"&MOD(ROW(A1815)-52,50)+9)))","v":""},"",{"$f":"IF(A1815=\"\",\"\",INDIRECT(\"'Fixture Schedule'!L\"&MOD(ROW(A1815)-52,50)+9))","v":""},null,null,null,null,null,null,null,null,null,null,null,null,null,{"$f":"INDIRECT(\"'Space-by-Space Method'!\"&SUBSTITUTE(ADDRESS(1,MOD(ROW(A1815)-52,50)+10,4),\"1\",\"\")&ROUNDDOWN((ROW(A1815)-52)/50,0)+4)","v":0},{"$f":"LEFT(INDIRECT(\"'Space-by-Space Method'!BJ\"&ROUNDDOWN((ROW(A1815)-52)/50,0)+4),3)","v":""},{"$f":"INDIRECT(\"'Fixture Schedule'!L\"&MOD(ROW(A1815)-52,50)+9)","v":0},{"$f":"INDIRECT(\"'Fixture Schedule'!O\"&MOD(ROW(A1815)-52,50)+9)","v":0},{"$f":"INDIRECT(\"'Space-by-Space Method'!F\"&ROUNDDOWN((ROW(A1815)-52)/50,0)+4)","v":0},{"$f":"INDIRECT(\"'Fixture Schedule'!L\"&MOD(ROW(A1815)-52,50)+9)","v":0},{"$f":"INDIRECT(\"'Space-by-Space Method'!D\"&ROUNDDOWN((ROW(A1815)-52)/50,0)+4)","v":0},{"$f":"INDIRECT(\"'Space-by-Space Method'!E\"&ROUNDDOWN((ROW(A1815)-52)/50,0)+4)","v":1}]
[{"$f":"IF(InteriorCalcType=2,IF(OR(AM1824=0,AN1824=\"DNQ\")=TRUE,\"\",INDIRECT(\"'Fixture Schedule'!M\"&MOD(ROW(A1824)-52,50)+9)),\"\")","v":""},{"$f":"IF(A1824=\"\",\"\",INDIRECT(\"'Fixture Schedule'!E\"&MOD(ROW(A1824)-52,50)+9))","v":""},{"$f":"IF(A1824=\"\",\"\",INDIRECT(\"'Fixture Schedule'!F\"&MOD(ROW(A1824)-52,50)+9))","v":""},{"$f":"IF(A1824=\"\",\"\",INDIRECT(\"'Fixture Schedule'!L\"&MOD(ROW(A1824)-52,50)+9))","v":""},"",null,null,{"$f":"IF(A1824=\"\",\"\",IF(AP1824=1,Summary!$C$12*(AO1824)/(SUM('Space-by-Space Method'!$BO$4:$BO$78,SUM('Exterior Lighting'!$BL$5:$BL$25))),0))","v":""},{"$f":"IF(A1824=\"\",\"\",IF(START!$B$34=1,INDIRECT(\"'Space-by-Space Method'!\"&SUBSTITUTE(ADDRESS(1,MOD(ROW(A1824)-52,50)+10,4),\"1\",\"\")&ROUNDDOWN((ROW(A1824)-52)/50,0)+4),\"\"))","v":""},{"$f":"IF(A1824=\"\",\"\",IF(AP1824=1,Summary!$F$11*(AO1824)/(SUM('Space-by-Space Method'!$BO$4:$BO$78,SUM('Exterior Lighting'!$BL$5:$BL$25))),0))","v":""},{"$f":"IF(A1824=\"\",\"\",IF(AP1824=1,Summary!$E$11*(AO1824)/(SUM('Space-by-Space Method'!$BO$4:$BO$78,SUM('Exterior Lighting'!$BL$5:$BL$25))),0))","v":""},{"$f":"IF(A1824=\"\",\"\",IF(AP1824=1,Summary!$G$11*(AO1824)/(SUM('Space-by-Space Method'!$BO$4:$BO$78,SUM('Exterior Lighting'!$BL$5:$BL$25))),0))","v":""},{"$f":"IF(A1824=\"\",\"\",IF(AP1824=1,Summary!$H$11*(AO1824)/(SUM('Space-by-Space Method'!$BO$4:$BO$78)),0))","v":""},{"$f":"IF(A1824=\"\",\"\",IF(AP1824=1,Summary!$I$11*(AO1824)/(SUM('Space-by-Space Method'!$BO$4:$BO$78)),0))","v":""},null,null,null,{"$f":"IF(A1824=\"\",\"\",IF(START!$B$34=2,INDIRECT(\"'Space-by-Space Method'!\"&SUBSTITUTE(ADDRESS(1,MOD(ROW(A1824)-52,50)+10,4),\"1\",\"\")&ROUNDDOWN((ROW(A1824)-52)/50,0)+4),\"\"))","v":""},{"$f":"IF(A1824=\"\",\"\",INDIRECT(\"'Space-by-Space Method'!C\"&ROUNDDOWN((ROW(A1824)-52)/50,0)+4))","v":""},{"$f":"IF(A1824=\"\",\"\",IF(COUNTIF(CommonSpaceTypes,AQ1824)>0,INDIRECT(\"'Space-by-Space Method'!F\"&ROUNDDOWN((ROW(A1824)-52)/50,0)+4),\"\"))","v":""},{"$f":"IF(A1824=\"\",\"\",IF(COUNTIF(BuildingSpecificSpaceTypes,AQ1824)>0,INDIRECT(\"'Space-by-Space Method'!F\"&ROUNDDOWN((ROW(A1824)-52)/50,0)+4),\"\"))","v":""},{"$f":"IF(A1824=\"\",\"\",INDIRECT(\"'Fixture Schedule'!D\"&MOD(ROW(A1824)-52,50)+9))","v":""},{"$f":"IF(A1824=\"\",\"\",IF(AR1824=\"\",\"\",INDIRECT(\"'Fixture Schedule'!K\"&MOD(ROW(A1824)-52,50)+9)))","v":""},"",{"$f":"IF(A1824=\"\",\"\",INDIRECT(\"'Fixture Schedule'!L\"&MOD(ROW(A1824)-52,50)+9))","v":""},null,null,null,null,null,null,null,null,null,null,null,null,null,{"$f":"INDIRECT(\"'Space-by-Space Method'!\"&SUBSTITUTE(ADDRESS(1,MOD(ROW(A1824)-52,50)+10,4),\"1\",\"\")&ROUNDDOWN((ROW(A1824)-52)/50,0)+4)","v":0},{"$f":"LEFT(INDIRECT(\"'Space-by-Space Method'!BJ\"&ROUNDDOWN((ROW(A1824)-52)/50,0)+4),3)","v":""},{"$f":"INDIRECT(\"'Fixture Schedule'!L\"&MOD(ROW(A1824)-52,50)+9)","v":0},{"$f":"INDIRECT(\"'Fixture Schedule'!O\"&MOD(ROW(A1824)-52,50)+9)","v":0},{"$f":"INDIRECT(\"'Space-by-Space Method'!F\"&ROUNDDOWN((ROW(A1824)-52)/50,0)+4)","v":0},{"$f":"INDIRECT(\"'Fixture Schedule'!L\"&MOD(ROW(A1824)-52,50)+9)","v":0},{"$f":"INDIRECT(\"'Space-by-Space Method'!D\"&ROUNDDOWN((ROW(A1824)-52)/50,0)+4)","v":0},{"$f":"INDIRECT(\"'Space-by-Space Method'!E\"&ROUNDDOWN((ROW(A1824)-52)/50,0)+4)","v":1}]
[{"$f":"IF(InteriorCalcType=2,IF(OR(AM1833=0,AN1833=\"DNQ\")=TRUE,\"\",INDIRECT(\"'Fixture Schedule'!M\"&MOD(ROW(A1833)-52,50)+9)),\"\")","v":""},{"$f":"IF(A1833=\"\",\"\",INDIRECT(\"'Fixture Schedule'!E\"&MOD(ROW(A1833)-52,50)+9))","v":""},{"$f":"IF(A1833=\"\",\"\",INDIRECT(\"'Fixture Schedule'!F\"&MOD(ROW(A1833)-52,50)+9))","v":""},{"$f":"IF(A1833=\"\",\"\",INDIRECT(\"'Fixture Schedule'!L\"&MOD(ROW(A1833)-52,50)+9))","v":""},"",null,null,{"$f":"IF(A1833=\"\",\"\",IF(AP1833=1,Summary!$C$12*(AO1833)/(SUM('Space-by-Space Method'!$BO$4:$BO$78,SUM('Exterior Lighting'!$BL$5:$BL$25))),0))","v":""},{"$f":"IF(A1833=\"\",\"\",IF(START!$B$34=1,INDIRECT(\"'Space-by-Space Method'!\"&SUBSTITUTE(ADDRESS(1,MOD(ROW(A1833)-52,50)+10,4),\"1\",\"\")&ROUNDDOWN((ROW(A1833)-52)/50,0)+4),\"\"))","v":""},{"$f":"IF(A1833=\"\",\"\",IF(AP1833=1,Summary!$F$11*(AO1833)/(SUM('Space-by-Space Method'!$BO$4:$BO$78,SUM('Exterior Lighting'!$BL$5:$BL$25))),0))","v":""},{"$f":"IF(A1833=\"\",\"\",IF(AP1833=1,Summary!$E$11*(AO1833)/(SUM('Space-by-Space Method'!$BO$4:$BO$78,SUM('Exterior Lighting'!$BL$5:$BL$25))),0))","v":""},{"$f":"IF(A1833=\"\",\"\",IF(AP1833=1,Summary!$G$11*(AO1833)/(SUM('Space-by-Space Method'!$BO$4:$BO$78,SUM('Exterior Lighting'!$BL$5:$BL$25))),0))","v":""},{"$f":"IF(A1833=\"\",\"\",IF(AP1833=1,Summary!$H$11*(AO1833)/(SUM('Space-by-Space Method'!$BO$4:$BO$78)),0))","v":""},{"$f":"IF(A1833=\"\",\"\",IF(AP1833=1,Summary!$I$11*(AO1833)/(SUM('Space-by-Space Method'!$BO$4:$BO$78)),0))","v":""},null,null,null,{"$f":"IF(A1833=\"\",\"\",IF(START!$B$34=2,INDIRECT(\"'Space-by-Space Method'!\"&SUBSTITUTE(ADDRESS(1,MOD(ROW(A1833)-52,50)+10,4),\"1\",\"\")&ROUNDDOWN((ROW(A1833)-52)/50,0)+4),\"\"))","v":""},{"$f":"IF(A1833=\"\",\"\",INDIRECT(\"'Space-by-Space Method'!C\"&ROUNDDOWN((ROW(A1833)-52)/50,0)+4))","v":""},{"$f":"IF(A1833=\"\",\"\",IF(COUNTIF(CommonSpaceTypes,AQ1833)>0,INDIRECT(\"'Space-by-Space Method'!F\"&ROUNDDOWN((ROW(A1833)-52)/50,0)+4),\"\"))","v":""},{"$f":"IF(A1833=\"\",\"\",IF(COUNTIF(BuildingSpecificSpaceTypes,AQ1833)>0,INDIRECT(\"'Space-by-Space Method'!F\"&ROUNDDOWN((ROW(A1833)-52)/50,0)+4),\"\"))","v":""},{"$f":"IF(A1833=\"\",\"\",INDIRECT(\"'Fixture Schedule'!D\"&MOD(ROW(A1833)-52,50)+9))","v":""},{"$f":"IF(A1833=\"\",\"\",IF(AR1833=\"\",\"\",INDIRECT(\"'Fixture Schedule'!K\"&MOD(ROW(A1833)-52,50)+9)))","v":""},"",{"$f":"IF(A1833=\"\",\"\",INDIRECT(\"'Fixture Schedule'!L\"&MOD(ROW(A1833)-52,50)+9))","v":""},null,null,null,null,null,null,null,null,null,null,null,null,null,{"$f":"INDIRECT(\"'Space-by-Space Method'!\"&SUBSTITUTE(ADDRESS(1,MOD(ROW(A1833)-52,50)+10,4),\"1\",\"\")&ROUNDDOWN((ROW(A1833)-52)/50,0)+4)","v":0},{"$f":"LEFT(INDIRECT(\"'Space-by-Space Method'!BJ\"&ROUNDDOWN((ROW(A1833)-52)/50,0)+4),3)","v":""},{"$f":"INDIRECT(\"'Fixture Schedule'!L\"&MOD(ROW(A1833)-52,50)+9)","v":0},{"$f":"INDIRECT(\"'Fixture Schedule'!O\"&MOD(ROW(A1833)-52,50)+9)","v":0},{"$f":"INDIRECT(\"'Space-by-Space Method'!F\"&ROUNDDOWN((ROW(A1833)-52)/50,0)+4)","v":0},{"$f":"INDIRECT(\"'Fixture Schedule'!L\"&MOD(ROW(A1833)-52,50)+9)","v":0},{"$f":"INDIRECT(\"'Space-by-Space Method'!D\"&ROUNDDOWN((ROW(A1833)-52)/50,0)+4)","v":0},{"$f":"INDIRECT(\"'Space-by-Space Method'!E\"&ROUNDDOWN((ROW(A1833)-52)/50,0)+4)","v":1}]
[{"$f":"IF(InteriorCalcType=2,IF(OR(AM1843=0,AN1843=\"DNQ\")=TRUE,\"\",INDIRECT(\"'Fixture Schedule'!M\"&MOD(ROW(A1843)-52,50)+9)),\"\")","v":""},{"$f":"IF(A1843=\"\",\"\",INDIRECT(\"'Fixture Schedule'!E\"&MOD(ROW(A1843)-52,50)+9))","v":""},{"$f":"IF(A1843=\"\",\"\",INDIRECT(\"'Fixture Schedule'!F\"&MOD(ROW(A1843)-52,50)+9))","v":""},{"$f":"IF(A1843=\"\",\"\",INDIRECT(\"'Fixture Schedule'!L\"&MOD(ROW(A1843)-52,50)+9))","v":""},"",null,null,{"$f":"IF(A1843=\"\",\"\",IF(AP1843=1,Summary!$C$12*(AO1843)/(SUM('Space-by-Space Method'!$BO$4:$BO$78,SUM('Exterior Lighting'!$BL$5:$BL$25))),0))","v":""},{"$f":"IF(A1843=\"\",\"\",IF(START!$B$34=1,INDIRECT(\"'Space-by-Space Method'!\"&SUBSTITUTE(ADDRESS(1,MOD(ROW(A1843)-52,50)+10,4),\"1\",\"\")&ROUNDDOWN((ROW(A1843)-52)/50,0)+4),\"\"))","v":""},{"$f":"IF(A1843=\"\",\"\",IF(AP1843=1,Summary!$F$11*(AO1843)/(SUM('Space-by-Space Method'!$BO$4:$BO$78,SUM('Exterior Lighting'!$BL$5:$BL$25))),0))","v":""},{"$f":"IF(A1843=\"\",\"\",IF(AP1843=1,Summary!$E$11*(AO1843)/(SUM('Space-by-Space Method'!$BO$4:$BO$78,SUM('Exterior Lighting'!$BL$5:$BL$25))),0))","v":""},{"$f":"IF(A1843=\"\",\"\",IF(AP1843=1,Summary!$G$11*(AO1843)/(SUM('Space-by-Space Method'!$BO$4:$BO$78,SUM('Exterior Lighting'!$BL$5:$BL$25))),0))","v":""},{"$f":"IF(A1843=\"\",\"\",IF(AP1843=1,Summary!$H$11*(AO1843)/(SUM('Space-by-Space Method'!$BO$4:$BO$78)),0))","v":""},{"$f":"IF(A1843=\"\",\"\",IF(AP1843=1,Summary!$I$11*(AO1843)/(SUM('Space-by-Space Method'!$BO$4:$BO$78)),0))","v":""},null,null,null,{"$f":"IF(A1843=\"\",\"\",IF(START!$B$34=2,INDIRECT(\"'Space-by-Space Method'!\"&SUBSTITUTE(ADDRESS(1,MOD(ROW(A1843)-52,50)+10,4),\"1\",\"\")&ROUNDDOWN((ROW(A1843)-52)/50,0)+4),\"\"))","v":""},{"$f":"IF(A1843=\"\",\"\",INDIRECT(\"'Space-by-Space Method'!C\"&ROUNDDOWN((ROW(A1843)-52)/50,0)+4))","v":""},{"$f":"IF(A1843=\"\",\"\",IF(COUNTIF(CommonSpaceTypes,AQ1843)>0,INDIRECT(\"'Space-by-Space Method'!F\"&ROUNDDOWN((ROW(A1843)-52)/50,0)+4),\"\"))","v":""},{"$f":"IF(A1843=\"\",\"\",IF(COUNTIF(BuildingSpecificSpaceTypes,AQ1843)>0,INDIRECT(\"'Space-by-Space Method'!F\"&ROUNDDOWN((ROW(A1843)-52)/50,0)+4),\"\"))","v":""},{"$f":"IF(A1843=\"\",\"\",INDIRECT(\"'Fixture Schedule'!D\"&MOD(ROW(A1843)-52,50)+9))","v":""},{"$f":"IF(A1843=\"\",\"\",IF(AR1843=\"\",\"\",INDIRECT(\"'Fixture Schedule'!K\"&MOD(ROW(A1843)-52,50)+9)))","v":""},"",{"$f":"IF(A1843=\"\",\"\",INDIRECT(\"'Fixture Schedule'!L\"&MOD(ROW(A1843)-52,50)+9))","v":""},null,null,null,null,null,null,null,null,null,null,null,null,null,{"$f":"INDIRECT(\"'Space-by-Space Method'!\"&SUBSTITUTE(ADDRESS(1,MOD(ROW(A1843)-52,50)+10,4),\"1\",\"\")&ROUNDDOWN((ROW(A1843)-52)/50,0)+4)","v":0},{"$f":"LEFT(INDIRECT(\"'Space-by-Space Method'!BJ\"&ROUNDDOWN((ROW(A1843)-52)/50,0)+4),3)","v":""},{"$f":"INDIRECT(\"'Fixture Schedule'!L\"&MOD(ROW(A1843)-52,50)+9)","v":0},{"$f":"INDIRECT(\"'Fixture Schedule'!O\"&MOD(ROW(A1843)-52,50)+9)","v":0},{"$f":"INDIRECT(\"'Space-by-Space Method'!F\"&ROUNDDOWN((ROW(A1843)-52)/50,0)+4)","v":0},{"$f":"INDIRECT(\"'Fixture Schedule'!L\"&MOD(ROW(A1843)-52,50)+9)","v":0},{"$f":"INDIRECT(\"'Space-by-Space Method'!D\"&ROUNDDOWN((ROW(A1843)-52)/50,0)+4)","v":0},{"$f":"INDIRECT(\"'Space-by-Space Method'!E\"&ROUNDDOWN((ROW(A1843)-52)/50,0)+4)","v":1}]
[{"$f":"IF(InteriorCalcType=2,IF(OR(AM1851=0,AN1851=\"DNQ\")=TRUE,\"\",INDIRECT(\"'Fixture Schedule'!M\"&MOD(ROW(A1851)-52,50)+9)),\"\")","v":""},{"$f":"IF(A1851=\"\",\"\",INDIRECT(\"'Fixture Schedule'!E\"&MOD(ROW(A1851)-52,50)+9))","v":""},{"$f":"IF(A1851=\"\",\"\",INDIRECT(\"'Fixture Schedule'!F\"&MOD(ROW(A1851)-52,50)+9))","v":""},{"$f":"IF(A1851=\"\",\"\",INDIRECT(\"'Fixture Schedule'!L\"&MOD(ROW(A1851)-52,50)+9))","v":""},"",null,null,{"$f":"IF(A1851=\"\",\"\",IF(AP1851=1,Summary!$C$12*(AO1851)/(SUM('Space-by-Space Method'!$BO$4:$BO$78,SUM('Exterior Lighting'!$BL$5:$BL$25))),0))","v":""},{"$f":"IF(A1851=\"\",\"\",IF(START!$B$34=1,INDIRECT(\"'Space-by-Space Method'!\"&SUBSTITUTE(ADDRESS(1,MOD(ROW(A1851)-52,50)+10,4),\"1\",\"\")&ROUNDDOWN((ROW(A1851)-52)/50,0)+4),\"\"))","v":""},{"$f":"IF(A1851=\"\",\"\",IF(AP1851=1,Summary!$F$11*(AO1851)/(SUM('Space-by-Space Method'!$BO$4:$BO$78,SUM('Exterior Lighting'!$BL$5:$BL$25))),0))","v":""},{"$f":"IF(A1851=\"\",\"\",IF(AP1851=1,Summary!$E$11*(AO1851)/(SUM('Space-by-Space Method'!$BO$4:$BO$78,SUM('Exterior Lighting'!$BL$5:$BL$25))),0))","v":""},{"$f":"IF(A1851=\"\",\"\",IF(AP1851=1,Summary!$G$11*(AO1851)/(SUM('Space-by-Space Method'!$BO$4:$BO$78,SUM('Exterior Lighting'!$BL$5:$BL$25))),0))","v":""},{"$f":"IF(A1851=\"\",\"\",IF(AP1851=1,Summary!$H$11*(AO1851)/(SUM('Space-by-Space Method'!$BO$4:$BO$78)),0))","v":""},{"$f":"IF(A1851=\"\",\"\",IF(AP1851=1,Summary!$I$11*(AO1851)/(SUM('Space-by-Space Method'!$BO$4:$BO$78)),0))","v":""},null,null,null,{"$f":"IF(A1851=\"\",\"\",IF(START!$B$34=2,INDIRECT(\"'Space-by-Space Method'!\"&SUBSTITUTE(ADDRESS(1,MOD(ROW(A1851)-52,50)+10,4),\"1\",\"\")&ROUNDDOWN((ROW(A1851)-52)/50,0)+4),\"\"))","v":""},{"$f":"IF(A1851=\"\",\"\",INDIRECT(\"'Space-by-Space Method'!C\"&ROUNDDOWN((ROW(A1851)-52)/50,0)+4))","v":""},{"$f":"IF(A1851=\"\",\"\",IF(COUNTIF(CommonSpaceTypes,AQ1851)>0,INDIRECT(\"'Space-by-Space Method'!F\"&ROUNDDOWN((ROW(A1851)-52)/50,0)+4),\"\"))","v":""},{"$f":"IF(A1851=\"\",\"\",IF(COUNTIF(BuildingSpecificSpaceTypes,AQ1851)>0,INDIRECT(\"'Space-by-Space Method'!F\"&ROUNDDOWN((ROW(A1851)-52)/50,0)+4),\"\"))","v":""},{"$f":"IF(A1851=\"\",\"\",INDIRECT(\"'Fixture Schedule'!D\"&MOD(ROW(A1851)-52,50)+9))","v":""},{"$f":"IF(A1851=\"\",\"\",IF(AR1851=\"\",\"\",INDIRECT(\"'Fixture Schedule'!K\"&MOD(ROW(A1851)-52,50)+9)))","v":""},"",{"$f":"IF(A1851=\"\",\"\",INDIRECT(\"'Fixture Schedule'!L\"&MOD(ROW(A1851)-52,50)+9))","v":""},null,null,null,null,null,null,null,null,null,null,null,null,null,{"$f":"INDIRECT(\"'Space-by-Space Method'!\"&SUBSTITUTE(ADDRESS(1,MOD(ROW(A1851)-52,50)+10,4),\"1\",\"\")&ROUNDDOWN((ROW(A1851)-52)/50,0)+4)","v":0},{"$f":"LEFT(INDIRECT(\"'Space-by-Space Method'!BJ\"&ROUNDDOWN((ROW(A1851)-52)/50,0)+4),3)","v":""},{"$f":"INDIRECT(\"'Fixture Schedule'!L\"&MOD(ROW(A1851)-52,50)+9)","v":0},{"$f":"INDIRECT(\"'Fixture Schedule'!O\"&MOD(ROW(A1851)-52,50)+9)","v":0},{"$f":"INDIRECT(\"'Space-by-Space Method'!F\"&ROUNDDOWN((ROW(A1851)-52)/50,0)+4)","v":0},{"$f":"INDIRECT(\"'Fixture Schedule'!L\"&MOD(ROW(A1851)-52,50)+9)","v":0},{"$f":"INDIRECT(\"'Space-by-Space Method'!D\"&ROUNDDOWN((ROW(A1851)-52)/50,0)+4)","v":0},{"$f":"INDIRECT(\"'Space-by-Space Method'!E\"&ROUNDDOWN((ROW(A1851)-52)/50,0)+4)","v":1}]
[{"$f":"IF(InteriorCalcType=2,IF(OR(AM1854=0,AN1854=\"DNQ\")=TRUE,\"\",INDIRECT(\"'Fixture Schedule'!M\"&MOD(ROW(A1854)-52,50)+9)),\"\")","v":""},{"$f":"IF(A1854=\"\",\"\",INDIRECT(\"'Fixture Schedule'!E\"&MOD(ROW(A1854)-52,50)+9))","v":""},{"$f":"IF(A1854=\"\",\"\",INDIRECT(\"'Fixture Schedule'!F\"&MOD(ROW(A1854)-52,50)+9))","v":""},{"$f":"IF(A1854=\"\",\"\",INDIRECT(\"'Fixture Schedule'!L\"&MOD(ROW(A1854)-52,50)+9))","v":""},"",null,null,{"$f":"IF(A1854=\"\",\"\",IF(AP1854=1,Summary!$C$12*(AO1854)/(SUM('Space-by-Space Method'!$BO$4:$BO$78,SUM('Exterior Lighting'!$BL$5:$BL$25))),0))","v":""},{"$f":"IF(A1854=\"\",\"\",IF(START!$B$34=1,INDIRECT(\"'Space-by-Space Method'!\"&SUBSTITUTE(ADDRESS(1,MOD(ROW(A1854)-52,50)+10,4),\"1\",\"\")&ROUNDDOWN((ROW(A1854)-52)/50,0)+4),\"\"))","v":""},{"$f":"IF(A1854=\"\",\"\",IF(AP1854=1,Summary!$F$11*(AO1854)/(SUM('Space-by-Space Method'!$BO$4:$BO$78,SUM('Exterior Lighting'!$BL$5:$BL$25))),0))","v":""},{"$f":"IF(A1854=\"\",\"\",IF(AP1854=1,Summary!$E$11*(AO1854)/(SUM('Space-by-Space Method'!$BO$4:$BO$78,SUM('Exterior Lighting'!$BL$5:$BL$25))),0))","v":""},{"$f":"IF(A1854=\"\",\"\",IF(AP1854=1,Summary!$G$11*(AO1854)/(SUM('Space-by-Space Method'!$BO$4:$BO$78,SUM('Exterior Lighting'!$BL$5:$BL$25))),0))","v":""},{"$f":"IF(A1854=\"\",\"\",IF(AP1854=1,Summary!$H$11*(AO1854)/(SUM('Space-by-Space Method'!$BO$4:$BO$78)),0))","v":""},{"$f":"IF(A1854=\"\",\"\",IF(AP1854=1,Summary!$I$11*(AO1854)/(SUM('Space-by-Space Method'!$BO$4:$BO$78)),0))","v":""},null,null,null,{"$f":"IF(A1854=\"\",\"\",IF(START!$B$34=2,INDIRECT(\"'Space-by-Space Method'!\"&SUBSTITUTE(ADDRESS(1,MOD(ROW(A1854)-52,50)+10,4),\"1\",\"\")&ROUNDDOWN((ROW(A1854)-52)/50,0)+4),\"\"))","v":""},{"$f":"IF(A1854=\"\",\"\",INDIRECT(\"'Space-by-Space Method'!C\"&ROUNDDOWN((ROW(A1854)-52)/50,0)+4))","v":""},{"$f":"IF(A1854=\"\",\"\",IF(COUNTIF(CommonSpaceTypes,AQ1854)>0,INDIRECT(\"'Space-by-Space Method'!F\"&ROUNDDOWN((ROW(A1854)-52)/50,0)+4),\"\"))","v":""},{"$f":"IF(A1854=\"\",\"\",IF(COUNTIF(BuildingSpecificSpaceTypes,AQ1854)>0,INDIRECT(\"'Space-by-Space Method'!F\"&ROUNDDOWN((ROW(A1854)-52)/50,0)+4),\"\"))","v":""},{"$f":"IF(A1854=\"\",\"\",INDIRECT(\"'Fixture Schedule'!D\"&MOD(ROW(A1854)-52,50)+9))","v":""},{"$f":"IF(A1854=\"\",\"\",IF(AR1854=\"\",\"\",INDIRECT(\"'Fixture Schedule'!K\"&MOD(ROW(A1854)-52,50)+9)))","v":""},"",{"$f":"IF(A1854=\"\",\"\",INDIRECT(\"'Fixture Schedule'!L\"&MOD(ROW(A1854)-52,50)+9))","v":""},null,null,null,null,null,null,null,null,null,null,null,null,null,{"$f":"INDIRECT(\"'Space-by-Space Method'!\"&SUBSTITUTE(ADDRESS(1,MOD(ROW(A1854)-52,50)+10,4),\"1\",\"\")&ROUNDDOWN((ROW(A1854)-52)/50,0)+4)","v":0},{"$f":"LEFT(INDIRECT(\"'Space-by-Space Method'!BJ\"&ROUNDDOWN((ROW(A1854)-52)/50,0)+4),3)","v":""},{"$f":"INDIRECT(\"'Fixture Schedule'!L\"&MOD(ROW(A1854)-52,50)+9)","v":0},{"$f":"INDIRECT(\"'Fixture Schedule'!O\"&MOD(ROW(A1854)-52,50)+9)","v":0},{"$f":"INDIRECT(\"'Space-by-Space Method'!F\"&ROUNDDOWN((ROW(A1854)-52)/50,0)+4)","v":0},{"$f":"INDIRECT(\"'Fixture Schedule'!L\"&MOD(ROW(A1854)-52,50)+9)","v":0},{"$f":"INDIRECT(\"'Space-by-Space Method'!D\"&ROUNDDOWN((ROW(A1854)-52)/50,0)+4)","v":0},{"$f":"INDIRECT(\"'Space-by-Space Method'!E\"&ROUNDDOWN((ROW(A1854)-52)/50,0)+4)","v":1}]
[{"$f":"IF(InteriorCalcType=2,IF(OR(AM1869=0,AN1869=\"DNQ\")=TRUE,\"\",INDIRECT(\"'Fixture Schedule'!M\"&MOD(ROW(A1869)-52,50)+9)),\"\")","v":""},{"$f":"IF(A1869=\"\",\"\",INDIRECT(\"'Fixture Schedule'!E\"&MOD(ROW(A1869)-52,50)+9))","v":""},{"$f":"IF(A1869=\"\",\"\",INDIRECT(\"'Fixture Schedule'!F\"&MOD(ROW(A1869)-52,50)+9))","v":""},{"$f":"IF(A1869=\"\",\"\",INDIRECT(\"'Fixture Schedule'!L\"&MOD(ROW(A1869)-52,50)+9))","v":""},"",null,null,{"$f":"IF(A1869=\"\",\"\",IF(AP1869=1,Summary!$C$12*(AO1869)/(SUM('Space-by-Space Method'!$BO$4:$BO$78,SUM('Exterior Lighting'!$BL$5:$BL$25))),0))","v":""},{"$f":"IF(A1869=\"\",\"\",IF(START!$B$34=1,INDIRECT(\"'Space-by-Space Method'!\"&SUBSTITUTE(ADDRESS(1,MOD(ROW(A1869)-52,50)+10,4),\"1\",\"\")&ROUNDDOWN((ROW(A1869)-52)/50,0)+4),\"\"))","v":""},{"$f":"IF(A1869=\"\",\"\",IF(AP1869=1,Summary!$F$11*(AO1869)/(SUM('Space-by-Space Method'!$BO$4:$BO$78,SUM('Exterior Lighting'!$BL$5:$BL$25))),0))","v":""},{"$f":"IF(A1869=\"\",\"\",IF(AP1869=1,Summary!$E$11*(AO1869)/(SUM('Space-by-Space Method'!$BO$4:$BO$78,SUM('Exterior Lighting'!$BL$5:$BL$25))),0))","v":""},{"$f":"IF(A1869=\"\",\"\",IF(AP1869=1,Summary!$G$11*(AO1869)/(SUM('Space-by-Space Method'!$BO$4:$BO$78,SUM('Exterior Lighting'!$BL$5:$BL$25))),0))","v":""},{"$f":"IF(A1869=\"\",\"\",IF(AP1869=1,Summary!$H$11*(AO1869)/(SUM('Space-by-Space Method'!$BO$4:$BO$78)),0))","v":""},{"$f":"IF(A1869=\"\",\"\",IF(AP1869=1,Summary!$I$11*(AO1869)/(SUM('Space-by-Space Method'!$BO$4:$BO$78)),0))","v":""},null,null,null,{"$f":"IF(A1869=\"\",\"\",IF(START!$B$34=2,INDIRECT(\"'Space-by-Space Method'!\"&SUBSTITUTE(ADDRESS(1,MOD(ROW(A1869)-52,50)+10,4),\"1\",\"\")&ROUNDDOWN((ROW(A1869)-52)/50,0)+4),\"\"))","v":""},{"$f":"IF(A1869=\"\",\"\",INDIRECT(\"'Space-by-Space Method'!C\"&ROUNDDOWN((ROW(A1869)-52)/50,0)+4))","v":""},{"$f":"IF(A1869=\"\",\"\",IF(COUNTIF(CommonSpaceTypes,AQ1869)>0,INDIRECT(\"'Space-by-Space Method'!F\"&ROUNDDOWN((ROW(A1869)-52)/50,0)+4),\"\"))","v":""},{"$f":"IF(A1869=\"\",\"\",IF(COUNTIF(BuildingSpecificSpaceTypes,AQ1869)>0,INDIRECT(\"'Space-by-Space Method'!F\"&ROUNDDOWN((ROW(A1869)-52)/50,0)+4),\"\"))","v":""},{"$f":"IF(A1869=\"\",\"\",INDIRECT(\"'Fixture Schedule'!D\"&MOD(ROW(A1869)-52,50)+9))","v":""},{"$f":"IF(A1869=\"\",\"\",IF(AR1869=\"\",\"\",INDIRECT(\"'Fixture Schedule'!K\"&MOD(ROW(A1869)-52,50)+9)))","v":""},"",{"$f":"IF(A1869=\"\",\"\",INDIRECT(\"'Fixture Schedule'!L\"&MOD(ROW(A1869)-52,50)+9))","v":""},null,null,null,null,null,null,null,null,null,null,null,null,null,{"$f":"INDIRECT(\"'Space-by-Space Method'!\"&SUBSTITUTE(ADDRESS(1,MOD(ROW(A1869)-52,50)+10,4),\"1\",\"\")&ROUNDDOWN((ROW(A1869)-52)/50,0)+4)","v":0},{"$f":"LEFT(INDIRECT(\"'Space-by-Space Method'!BJ\"&ROUNDDOWN((ROW(A1869)-52)/50,0)+4),3)","v":""},{"$f":"INDIRECT(\"'Fixture Schedule'!L\"&MOD(ROW(A1869)-52,50)+9)","v":0},{"$f":"INDIRECT(\"'Fixture Schedule'!O\"&MOD(ROW(A1869)-52,50)+9)","v":0},{"$f":"INDIRECT(\"'Space-by-Space Method'!F\"&ROUNDDOWN((ROW(A1869)-52)/50,0)+4)","v":0},{"$f":"INDIRECT(\"'Fixture Schedule'!L\"&MOD(ROW(A1869)-52,50)+9)","v":0},{"$f":"INDIRECT(\"'Space-by-Space Method'!D\"&ROUNDDOWN((ROW(A1869)-52)/50,0)+4)","v":0},{"$f":"INDIRECT(\"'Space-by-Space Method'!E\"&ROUNDDOWN((ROW(A1869)-52)/50,0)+4)","v":1}]
[{"$f":"IF(InteriorCalcType=2,IF(OR(AM1873=0,AN1873=\"DNQ\")=TRUE,\"\",INDIRECT(\"'Fixture Schedule'!M\"&MOD(ROW(A1873)-52,50)+9)),\"\")","v":""},{"$f":"IF(A1873=\"\",\"\",INDIRECT(\"'Fixture Schedule'!E\"&MOD(ROW(A1873)-52,50)+9))","v":""},{"$f":"IF(A1873=\"\",\"\",INDIRECT(\"'Fixture Schedule'!F\"&MOD(ROW(A1873)-52,50)+9))","v":""},{"$f":"IF(A1873=\"\",\"\",INDIRECT(\"'Fixture Schedule'!L\"&MOD(ROW(A1873)-52,50)+9))","v":""},"",null,null,{"$f":"IF(A1873=\"\",\"\",IF(AP1873=1,Summary!$C$12*(AO1873)/(SUM('Space-by-Space Method'!$BO$4:$BO$78,SUM('Exterior Lighting'!$BL$5:$BL$25))),0))","v":""},{"$f":"IF(A1873=\"\",\"\",IF(START!$B$34=1,INDIRECT(\"'Space-by-Space Method'!\"&SUBSTITUTE(ADDRESS(1,MOD(ROW(A1873)-52,50)+10,4),\"1\",\"\")&ROUNDDOWN((ROW(A1873)-52)/50,0)+4),\"\"))","v":""},{"$f":"IF(A1873=\"\",\"\",IF(AP1873=1,Summary!$F$11*(AO1873)/(SUM('Space-by-Space Method'!$BO$4:$BO$78,SUM('Exterior Lighting'!$BL$5:$BL$25))),0))","v":""},{"$f":"IF(A1873=\"\",\"\",IF(AP1873=1,Summary!$E$11*(AO1873)/(SUM('Space-by-Space Method'!$BO$4:$BO$78,SUM('Exterior Lighting'!$BL$5:$BL$25))),0))","v":""},{"$f":"IF(A1873=\"\",\"\",IF(AP1873=1,Summary!$G$11*(AO1873)/(SUM('Space-by-Space Method'!$BO$4:$BO$78,SUM('Exterior Lighting'!$BL$5:$BL$25))),0))","v":""},{"$f":"IF(A1873=\"\",\"\",IF(AP1873=1,Summary!$H$11*(AO1873)/(SUM('Space-by-Space Method'!$BO$4:$BO$78)),0))","v":""},{"$f":"IF(A1873=\"\",\"\",IF(AP1873=1,Summary!$I$11*(AO1873)/(SUM('Space-by-Space Method'!$BO$4:$BO$78)),0))","v":""},null,null,null,{"$f":"IF(A1873=\"\",\"\",IF(START!$B$34=2,INDIRECT(\"'Space-by-Space Method'!\"&SUBSTITUTE(ADDRESS(1,MOD(ROW(A1873)-52,50)+10,4),\"1\",\"\")&ROUNDDOWN((ROW(A1873)-52)/50,0)+4),\"\"))","v":""},{"$f":"IF(A1873=\"\",\"\",INDIRECT(\"'Space-by-Space Method'!C\"&ROUNDDOWN((ROW(A1873)-52)/50,0)+4))","v":""},{"$f":"IF(A1873=\"\",\"\",IF(COUNTIF(CommonSpaceTypes,AQ1873)>0,INDIRECT(\"'Space-by-Space Method'!F\"&ROUNDDOWN((ROW(A1873)-52)/50,0)+4),\"\"))","v":""},{"$f":"IF(A1873=\"\",\"\",IF(COUNTIF(BuildingSpecificSpaceTypes,AQ1873)>0,INDIRECT(\"'Space-by-Space Method'!F\"&ROUNDDOWN((ROW(A1873)-52)/50,0)+4),\"\"))","v":""},{"$f":"IF(A1873=\"\",\"\",INDIRECT(\"'Fixture Schedule'!D\"&MOD(ROW(A1873)-52,50)+9))","v":""},{"$f":"IF(A1873=\"\",\"\",IF(AR1873=\"\",\"\",INDIRECT(\"'Fixture Schedule'!K\"&MOD(ROW(A1873)-52,50)+9)))","v":""},"",{"$f":"IF(A1873=\"\",\"\",INDIRECT(\"'Fixture Schedule'!L\"&MOD(ROW(A1873)-52,50)+9))","v":""},null,null,null,null,null,null,null,null,null,null,null,null,null,{"$f":"INDIRECT(\"'Space-by-Space Method'!\"&SUBSTITUTE(ADDRESS(1,MOD(ROW(A1873)-52,50)+10,4),\"1\",\"\")&ROUNDDOWN((ROW(A1873)-52)/50,0)+4)","v":0},{"$f":"LEFT(INDIRECT(\"'Space-by-Space Method'!BJ\"&ROUNDDOWN((ROW(A1873)-52)/50,0)+4),3)","v":""},{"$f":"INDIRECT(\"'Fixture Schedule'!L\"&MOD(ROW(A1873)-52,50)+9)","v":0},{"$f":"INDIRECT(\"'Fixture Schedule'!O\"&MOD(ROW(A1873)-52,50)+9)","v":0},{"$f":"INDIRECT(\"'Space-by-Space Method'!F\"&ROUNDDOWN((ROW(A1873)-52)/50,0)+4)","v":0},{"$f":"INDIRECT(\"'Fixture Schedule'!L\"&MOD(ROW(A1873)-52,50)+9)","v":0},{"$f":"INDIRECT(\"'Space-by-Space Method'!D\"&ROUNDDOWN((ROW(A1873)-52)/50,0)+4)","v":0},{"$f":"INDIRECT(\"'Space-by-Space Method'!E\"&ROUNDDOWN((ROW(A1873)-52)/50,0)+4)","v":1}]
[{"$f":"IF(InteriorCalcType=2,IF(OR(AM1878=0,AN1878=\"DNQ\")=TRUE,\"\",INDIRECT(\"'Fixture Schedule'!M\"&MOD(ROW(A1878)-52,50)+9)),\"\")","v":""},{"$f":"IF(A1878=\"\",\"\",INDIRECT(\"'Fixture Schedule'!E\"&MOD(ROW(A1878)-52,50)+9))","v":""},{"$f":"IF(A1878=\"\",\"\",INDIRECT(\"'Fixture Schedule'!F\"&MOD(ROW(A1878)-52,50)+9))","v":""},{"$f":"IF(A1878=\"\",\"\",INDIRECT(\"'Fixture Schedule'!L\"&MOD(ROW(A1878)-52,50)+9))","v":""},"",null,null,{"$f":"IF(A1878=\"\",\"\",IF(AP1878=1,Summary!$C$12*(AO1878)/(SUM('Space-by-Space Method'!$BO$4:$BO$78,SUM('Exterior Lighting'!$BL$5:$BL$25))),0))","v":""},{"$f":"IF(A1878=\"\",\"\",IF(START!$B$34=1,INDIRECT(\"'Space-by-Space Method'!\"&SUBSTITUTE(ADDRESS(1,MOD(ROW(A1878)-52,50)+10,4),\"1\",\"\")&ROUNDDOWN((ROW(A1878)-52)/50,0)+4),\"\"))","v":""},{"$f":"IF(A1878=\"\",\"\",IF(AP1878=1,Summary!$F$11*(AO1878)/(SUM('Space-by-Space Method'!$BO$4:$BO$78,SUM('Exterior Lighting'!$BL$5:$BL$25))),0))","v":""},{"$f":"IF(A1878=\"\",\"\",IF(AP1878=1,Summary!$E$11*(AO1878)/(SUM('Space-by-Space Method'!$BO$4:$BO$78,SUM('Exterior Lighting'!$BL$5:$BL$25))),0))","v":""},{"$f":"IF(A1878=\"\",\"\",IF(AP1878=1,Summary!$G$11*(AO1878)/(SUM('Space-by-Space Method'!$BO$4:$BO$78,SUM('Exterior Lighting'!$BL$5:$BL$25))),0))","v":""},{"$f":"IF(A1878=\"\",\"\",IF(AP1878=1,Summary!$H$11*(AO1878)/(SUM('Space-by-Space Method'!$BO$4:$BO$78)),0))","v":""},{"$f":"IF(A1878=\"\",\"\",IF(AP1878=1,Summary!$I$11*(AO1878)/(SUM('Space-by-Space Method'!$BO$4:$BO$78)),0))","v":""},null,null,null,{"$f":"IF(A1878=\"\",\"\",IF(START!$B$34=2,INDIRECT(\"'Space-by-Space Method'!\"&SUBSTITUTE(ADDRESS(1,MOD(ROW(A1878)-52,50)+10,4),\"1\",\"\")&ROUNDDOWN((ROW(A1878)-52)/50,0)+4),\"\"))","v":""},{"$f":"IF(A1878=\"\",\"\",INDIRECT(\"'Space-by-Space Method'!C\"&ROUNDDOWN((ROW(A1878)-52)/50,0)+4))","v":""},{"$f":"IF(A1878=\"\",\"\",IF(COUNTIF(CommonSpaceTypes,AQ1878)>0,INDIRECT(\"'Space-by-Space Method'!F\"&ROUNDDOWN((ROW(A1878)-52)/50,0)+4),\"\"))","v":""},{"$f":"IF(A1878=\"\",\"\",IF(COUNTIF(BuildingSpecificSpaceTypes,AQ1878)>0,INDIRECT(\"'Space-by-Space Method'!F\"&ROUNDDOWN((ROW(A1878)-52)/50,0)+4),\"\"))","v":""},{"$f":"IF(A1878=\"\",\"\",INDIRECT(\"'Fixture Schedule'!D\"&MOD(ROW(A1878)-52,50)+9))","v":""},{"$f":"IF(A1878=\"\",\"\",IF(AR1878=\"\",\"\",INDIRECT(\"'Fixture Schedule'!K\"&MOD(ROW(A1878)-52,50)+9)))","v":""},"",{"$f":"IF(A1878=\"\",\"\",INDIRECT(\"'Fixture Schedule'!L\"&MOD(ROW(A1878)-52,50)+9))","v":""},null,null,null,null,null,null,null,null,null,null,null,null,null,{"$f":"INDIRECT(\"'Space-by-Space Method'!\"&SUBSTITUTE(ADDRESS(1,MOD(ROW(A1878)-52,50)+10,4),\"1\",\"\")&ROUNDDOWN((ROW(A1878)-52)/50,0)+4)","v":0},{"$f":"LEFT(INDIRECT(\"'Space-by-Space Method'!BJ\"&ROUNDDOWN((ROW(A1878)-52)/50,0)+4),3)","v":""},{"$f":"INDIRECT(\"'Fixture Schedule'!L\"&MOD(ROW(A1878)-52,50)+9)","v":0},{"$f":"INDIRECT(\"'Fixture Schedule'!O\"&MOD(ROW(A1878)-52,50)+9)","v":0},{"$f":"INDIRECT(\"'Space-by-Space Method'!F\"&ROUNDDOWN((ROW(A1878)-52)/50,0)+4)","v":0},{"$f":"INDIRECT(\"'Fixture Schedule'!L\"&MOD(ROW(A1878)-52,50)+9)","v":0},{"$f":"INDIRECT(\"'Space-by-Space Method'!D\"&ROUNDDOWN((ROW(A1878)-52)/50,0)+4)","v":0},{"$f":"INDIRECT(\"'Space-by-Space Method'!E\"&ROUNDDOWN((ROW(A1878)-52)/50,0)+4)","v":1}]
[{"$f":"IF(InteriorCalcType=2,IF(OR(AM1892=0,AN1892=\"DNQ\")=TRUE,\"\",INDIRECT(\"'Fixture Schedule'!M\"&MOD(ROW(A1892)-52,50)+9)),\"\")","v":""},{"$f":"IF(A1892=\"\",\"\",INDIRECT(\"'Fixture Schedule'!E\"&MOD(ROW(A1892)-52,50)+9))","v":""},{"$f":"IF(A1892=\"\",\"\",INDIRECT(\"'Fixture Schedule'!F\"&MOD(ROW(A1892)-52,50)+9))","v":""},{"$f":"IF(A1892=\"\",\"\",INDIRECT(\"'Fixture Schedule'!L\"&MOD(ROW(A1892)-52,50)+9))","v":""},"",null,null,{"$f":"IF(A1892=\"\",\"\",IF(AP1892=1,Summary!$C$12*(AO1892)/(SUM('Space-by-Space Method'!$BO$4:$BO$78,SUM('Exterior Lighting'!$BL$5:$BL$25))),0))","v":""},{"$f":"IF(A1892=\"\",\"\",IF(START!$B$34=1,INDIRECT(\"'Space-by-Space Method'!\"&SUBSTITUTE(ADDRESS(1,MOD(ROW(A1892)-52,50)+10,4),\"1\",\"\")&ROUNDDOWN((ROW(A1892)-52)/50,0)+4),\"\"))","v":""},{"$f":"IF(A1892=\"\",\"\",IF(AP1892=1,Summary!$F$11*(AO1892)/(SUM('Space-by-Space Method'!$BO$4:$BO$78,SUM('Exterior Lighting'!$BL$5:$BL$25))),0))","v":""},{"$f":"IF(A1892=\"\",\"\",IF(AP1892=1,Summary!$E$11*(AO1892)/(SUM('Space-by-Space Method'!$BO$4:$BO$78,SUM('Exterior Lighting'!$BL$5:$BL$25))),0))","v":""},{"$f":"IF(A1892=\"\",\"\",IF(AP1892=1,Summary!$G$11*(AO1892)/(SUM('Space-by-Space Method'!$BO$4:$BO$78,SUM('Exterior Lighting'!$BL$5:$BL$25))),0))","v":""},{"$f":"IF(A1892=\"\",\"\",IF(AP1892=1,Summary!$H$11*(AO1892)/(SUM('Space-by-Space Method'!$BO$4:$BO$78)),0))","v":""},{"$f":"IF(A1892=\"\",\"\",IF(AP1892=1,Summary!$I$11*(AO1892)/(SUM('Space-by-Space Method'!$BO$4:$BO$78)),0))","v":""},null,null,null,{"$f":"IF(A1892=\"\",\"\",IF(START!$B$34=2,INDIRECT(\"'Space-by-Space Method'!\"&SUBSTITUTE(ADDRESS(1,MOD(ROW(A1892)-52,50)+10,4),\"1\",\"\")&ROUNDDOWN((ROW(A1892)-52)/50,0)+4),\"\"))","v":""},{"$f":"IF(A1892=\"\",\"\",INDIRECT(\"'Space-by-Space Method'!C\"&ROUNDDOWN((ROW(A1892)-52)/50,0)+4))","v":""},{"$f":"IF(A1892=\"\",\"\",IF(COUNTIF(CommonSpaceTypes,AQ1892)>0,INDIRECT(\"'Space-by-Space Method'!F\"&ROUNDDOWN((ROW(A1892)-52)/50,0)+4),\"\"))","v":""},{"$f":"IF(A1892=\"\",\"\",IF(COUNTIF(BuildingSpecificSpaceTypes,AQ1892)>0,INDIRECT(\"'Space-by-Space Method'!F\"&ROUNDDOWN((ROW(A1892)-52)/50,0)+4),\"\"))","v":""},{"$f":"IF(A1892=\"\",\"\",INDIRECT(\"'Fixture Schedule'!D\"&MOD(ROW(A1892)-52,50)+9))","v":""},{"$f":"IF(A1892=\"\",\"\",IF(AR1892=\"\",\"\",INDIRECT(\"'Fixture Schedule'!K\"&MOD(ROW(A1892)-52,50)+9)))","v":""},"",{"$f":"IF(A1892=\"\",\"\",INDIRECT(\"'Fixture Schedule'!L\"&MOD(ROW(A1892)-52,50)+9))","v":""},null,null,null,null,null,null,null,null,null,null,null,null,null,{"$f":"INDIRECT(\"'Space-by-Space Method'!\"&SUBSTITUTE(ADDRESS(1,MOD(ROW(A1892)-52,50)+10,4),\"1\",\"\")&ROUNDDOWN((ROW(A1892)-52)/50,0)+4)","v":0},{"$f":"LEFT(INDIRECT(\"'Space-by-Space Method'!BJ\"&ROUNDDOWN((ROW(A1892)-52)/50,0)+4),3)","v":""},{"$f":"INDIRECT(\"'Fixture Schedule'!L\"&MOD(ROW(A1892)-52,50)+9)","v":0},{"$f":"INDIRECT(\"'Fixture Schedule'!O\"&MOD(ROW(A1892)-52,50)+9)","v":0},{"$f":"INDIRECT(\"'Space-by-Space Method'!F\"&ROUNDDOWN((ROW(A1892)-52)/50,0)+4)","v":0},{"$f":"INDIRECT(\"'Fixture Schedule'!L\"&MOD(ROW(A1892)-52,50)+9)","v":0},{"$f":"INDIRECT(\"'Space-by-Space Method'!D\"&ROUNDDOWN((ROW(A1892)-52)/50,0)+4)","v":0},{"$f":"INDIRECT(\"'Space-by-Space Method'!E\"&ROUNDDOWN((ROW(A1892)-52)/50,0)+4)","v":1}]
[{"$f":"IF(InteriorCalcType=2,IF(OR(AM1896=0,AN1896=\"DNQ\")=TRUE,\"\",INDIRECT(\"'Fixture Schedule'!M\"&MOD(ROW(A1896)-52,50)+9)),\"\")","v":""},{"$f":"IF(A1896=\"\",\"\",INDIRECT(\"'Fixture Schedule'!E\"&MOD(ROW(A1896)-52,50)+9))","v":""},{"$f":"IF(A1896=\"\",\"\",INDIRECT(\"'Fixture Schedule'!F\"&MOD(ROW(A1896)-52,50)+9))","v":""},{"$f":"IF(A1896=\"\",\"\",INDIRECT(\"'Fixture Schedule'!L\"&MOD(ROW(A1896)-52,50)+9))","v":""},"",null,null,{"$f":"IF(A1896=\"\",\"\",IF(AP1896=1,Summary!$C$12*(AO1896)/(SUM('Space-by-Space Method'!$BO$4:$BO$78,SUM('Exterior Lighting'!$BL$5:$BL$25))),0))","v":""},{"$f":"IF(A1896=\"\",\"\",IF(START!$B$34=1,INDIRECT(\"'Space-by-Space Method'!\"&SUBSTITUTE(ADDRESS(1,MOD(ROW(A1896)-52,50)+10,4),\"1\",\"\")&ROUNDDOWN((ROW(A1896)-52)/50,0)+4),\"\"))","v":""},{"$f":"IF(A1896=\"\",\"\",IF(AP1896=1,Summary!$F$11*(AO1896)/(SUM('Space-by-Space Method'!$BO$4:$BO$78,SUM('Exterior Lighting'!$BL$5:$BL$25))),0))","v":""},{"$f":"IF(A1896=\"\",\"\",IF(AP1896=1,Summary!$E$11*(AO1896)/(SUM('Space-by-Space Method'!$BO$4:$BO$78,SUM('Exterior Lighting'!$BL$5:$BL$25))),0))","v":""},{"$f":"IF(A1896=\"\",\"\",IF(AP1896=1,Summary!$G$11*(AO1896)/(SUM('Space-by-Space Method'!$BO$4:$BO$78,SUM('Exterior Lighting'!$BL$5:$BL$25))),0))","v":""},{"$f":"IF(A1896=\"\",\"\",IF(AP1896=1,Summary!$H$11*(AO1896)/(SUM('Space-by-Space Method'!$BO$4:$BO$78)),0))","v":""},{"$f":"IF(A1896=\"\",\"\",IF(AP1896=1,Summary!$I$11*(AO1896)/(SUM('Space-by-Space Method'!$BO$4:$BO$78)),0))","v":""},null,null,null,{"$f":"IF(A1896=\"\",\"\",IF(START!$B$34=2,INDIRECT(\"'Space-by-Space Method'!\"&SUBSTITUTE(ADDRESS(1,MOD(ROW(A1896)-52,50)+10,4),\"1\",\"\")&ROUNDDOWN((ROW(A1896)-52)/50,0)+4),\"\"))","v":""},{"$f":"IF(A1896=\"\",\"\",INDIRECT(\"'Space-by-Space Method'!C\"&ROUNDDOWN((ROW(A1896)-52)/50,0)+4))","v":""},{"$f":"IF(A1896=\"\",\"\",IF(COUNTIF(CommonSpaceTypes,AQ1896)>0,INDIRECT(\"'Space-by-Space Method'!F\"&ROUNDDOWN((ROW(A1896)-52)/50,0)+4),\"\"))","v":""},{"$f":"IF(A1896=\"\",\"\",IF(COUNTIF(BuildingSpecificSpaceTypes,AQ1896)>0,INDIRECT(\"'Space-by-Space Method'!F\"&ROUNDDOWN((ROW(A1896)-52)/50,0)+4),\"\"))","v":""},{"$f":"IF(A1896=\"\",\"\",INDIRECT(\"'Fixture Schedule'!D\"&MOD(ROW(A1896)-52,50)+9))","v":""},{"$f":"IF(A1896=\"\",\"\",IF(AR1896=\"\",\"\",INDIRECT(\"'Fixture Schedule'!K\"&MOD(ROW(A1896)-52,50)+9)))","v":""},"",{"$f":"IF(A1896=\"\",\"\",INDIRECT(\"'Fixture Schedule'!L\"&MOD(ROW(A1896)-52,50)+9))","v":""},null,null,null,null,null,null,null,null,null,null,null,null,null,{"$f":"INDIRECT(\"'Space-by-Space Method'!\"&SUBSTITUTE(ADDRESS(1,MOD(ROW(A1896)-52,50)+10,4),\"1\",\"\")&ROUNDDOWN((ROW(A1896)-52)/50,0)+4)","v":0},{"$f":"LEFT(INDIRECT(\"'Space-by-Space Method'!BJ\"&ROUNDDOWN((ROW(A1896)-52)/50,0)+4),3)","v":""},{"$f":"INDIRECT(\"'Fixture Schedule'!L\"&MOD(ROW(A1896)-52,50)+9)","v":0},{"$f":"INDIRECT(\"'Fixture Schedule'!O\"&MOD(ROW(A1896)-52,50)+9)","v":0},{"$f":"INDIRECT(\"'Space-by-Space Method'!F\"&ROUNDDOWN((ROW(A1896)-52)/50,0)+4)","v":0},{"$f":"INDIRECT(\"'Fixture Schedule'!L\"&MOD(ROW(A1896)-52,50)+9)","v":0},{"$f":"INDIRECT(\"'Space-by-Space Method'!D\"&ROUNDDOWN((ROW(A1896)-52)/50,0)+4)","v":0},{"$f":"INDIRECT(\"'Space-by-Space Method'!E\"&ROUNDDOWN((ROW(A1896)-52)/50,0)+4)","v":1}]
[{"$f":"IF(InteriorCalcType=2,IF(OR(AM1911=0,AN1911=\"DNQ\")=TRUE,\"\",INDIRECT(\"'Fixture Schedule'!M\"&MOD(ROW(A1911)-52,50)+9)),\"\")","v":""},{"$f":"IF(A1911=\"\",\"\",INDIRECT(\"'Fixture Schedule'!E\"&MOD(ROW(A1911)-52,50)+9))","v":""},{"$f":"IF(A1911=\"\",\"\",INDIRECT(\"'Fixture Schedule'!F\"&MOD(ROW(A1911)-52,50)+9))","v":""},{"$f":"IF(A1911=\"\",\"\",INDIRECT(\"'Fixture Schedule'!L\"&MOD(ROW(A1911)-52,50)+9))","v":""},"",null,null,{"$f":"IF(A1911=\"\",\"\",IF(AP1911=1,Summary!$C$12*(AO1911)/(SUM('Space-by-Space Method'!$BO$4:$BO$78,SUM('Exterior Lighting'!$BL$5:$BL$25))),0))","v":""},{"$f":"IF(A1911=\"\",\"\",IF(START!$B$34=1,INDIRECT(\"'Space-by-Space Method'!\"&SUBSTITUTE(ADDRESS(1,MOD(ROW(A1911)-52,50)+10,4),\"1\",\"\")&ROUNDDOWN((ROW(A1911)-52)/50,0)+4),\"\"))","v":""},{"$f":"IF(A1911=\"\",\"\",IF(AP1911=1,Summary!$F$11*(AO1911)/(SUM('Space-by-Space Method'!$BO$4:$BO$78,SUM('Exterior Lighting'!$BL$5:$BL$25))),0))","v":""},{"$f":"IF(A1911=\"\",\"\",IF(AP1911=1,Summary!$E$11*(AO1911)/(SUM('Space-by-Space Method'!$BO$4:$BO$78,SUM('Exterior Lighting'!$BL$5:$BL$25))),0))","v":""},{"$f":"IF(A1911=\"\",\"\",IF(AP1911=1,Summary!$G$11*(AO1911)/(SUM('Space-by-Space Method'!$BO$4:$BO$78,SUM('Exterior Lighting'!$BL$5:$BL$25))),0))","v":""},{"$f":"IF(A1911=\"\",\"\",IF(AP1911=1,Summary!$H$11*(AO1911)/(SUM('Space-by-Space Method'!$BO$4:$BO$78)),0))","v":""},{"$f":"IF(A1911=\"\",\"\",IF(AP1911=1,Summary!$I$11*(AO1911)/(SUM('Space-by-Space Method'!$BO$4:$BO$78)),0))","v":""},null,null,null,{"$f":"IF(A1911=\"\",\"\",IF(START!$B$34=2,INDIRECT(\"'Space-by-Space Method'!\"&SUBSTITUTE(ADDRESS(1,MOD(ROW(A1911)-52,50)+10,4),\"1\",\"\")&ROUNDDOWN((ROW(A1911)-52)/50,0)+4),\"\"))","v":""},{"$f":"IF(A1911=\"\",\"\",INDIRECT(\"'Space-by-Space Method'!C\"&ROUNDDOWN((ROW(A1911)-52)/50,0)+4))","v":""},{"$f":"IF(A1911=\"\",\"\",IF(COUNTIF(CommonSpaceTypes,AQ1911)>0,INDIRECT(\"'Space-by-Space Method'!F\"&ROUNDDOWN((ROW(A1911)-52)/50,0)+4),\"\"))","v":""},{"$f":"IF(A1911=\"\",\"\",IF(COUNTIF(BuildingSpecificSpaceTypes,AQ1911)>0,INDIRECT(\"'Space-by-Space Method'!F\"&ROUNDDOWN((ROW(A1911)-52)/50,0)+4),\"\"))","v":""},{"$f":"IF(A1911=\"\",\"\",INDIRECT(\"'Fixture Schedule'!D\"&MOD(ROW(A1911)-52,50)+9))","v":""},{"$f":"IF(A1911=\"\",\"\",IF(AR1911=\"\",\"\",INDIRECT(\"'Fixture Schedule'!K\"&MOD(ROW(A1911)-52,50)+9)))","v":""},"",{"$f":"IF(A1911=\"\",\"\",INDIRECT(\"'Fixture Schedule'!L\"&MOD(ROW(A1911)-52,50)+9))","v":""},null,null,null,null,null,null,null,null,null,null,null,null,null,{"$f":"INDIRECT(\"'Space-by-Space Method'!\"&SUBSTITUTE(ADDRESS(1,MOD(ROW(A1911)-52,50)+10,4),\"1\",\"\")&ROUNDDOWN((ROW(A1911)-52)/50,0)+4)","v":0},{"$f":"LEFT(INDIRECT(\"'Space-by-Space Method'!BJ\"&ROUNDDOWN((ROW(A1911)-52)/50,0)+4),3)","v":""},{"$f":"INDIRECT(\"'Fixture Schedule'!L\"&MOD(ROW(A1911)-52,50)+9)","v":0},{"$f":"INDIRECT(\"'Fixture Schedule'!O\"&MOD(ROW(A1911)-52,50)+9)","v":0},{"$f":"INDIRECT(\"'Space-by-Space Method'!F\"&ROUNDDOWN((ROW(A1911)-52)/50,0)+4)","v":0},{"$f":"INDIRECT(\"'Fixture Schedule'!L\"&MOD(ROW(A1911)-52,50)+9)","v":0},{"$f":"INDIRECT(\"'Space-by-Space Method'!D\"&ROUNDDOWN((ROW(A1911)-52)/50,0)+4)","v":0},{"$f":"INDIRECT(\"'Space-by-Space Method'!E\"&ROUNDDOWN((ROW(A1911)-52)/50,0)+4)","v":1}]
[{"$f":"IF(InteriorCalcType=2,IF(OR(AM1912=0,AN1912=\"DNQ\")=TRUE,\"\",INDIRECT(\"'Fixture Schedule'!M\"&MOD(ROW(A1912)-52,50)+9)),\"\")","v":""},{"$f":"IF(A1912=\"\",\"\",INDIRECT(\"'Fixture Schedule'!E\"&MOD(ROW(A1912)-52,50)+9))","v":""},{"$f":"IF(A1912=\"\",\"\",INDIRECT(\"'Fixture Schedule'!F\"&MOD(ROW(A1912)-52,50)+9))","v":""},{"$f":"IF(A1912=\"\",\"\",INDIRECT(\"'Fixture Schedule'!L\"&MOD(ROW(A1912)-52,50)+9))","v":""},"",null,null,{"$f":"IF(A1912=\"\",\"\",IF(AP1912=1,Summary!$C$12*(AO1912)/(SUM('Space-by-Space Method'!$BO$4:$BO$78,SUM('Exterior Lighting'!$BL$5:$BL$25))),0))","v":""},{"$f":"IF(A1912=\"\",\"\",IF(START!$B$34=1,INDIRECT(\"'Space-by-Space Method'!\"&SUBSTITUTE(ADDRESS(1,MOD(ROW(A1912)-52,50)+10,4),\"1\",\"\")&ROUNDDOWN((ROW(A1912)-52)/50,0)+4),\"\"))","v":""},{"$f":"IF(A1912=\"\",\"\",IF(AP1912=1,Summary!$F$11*(AO1912)/(SUM('Space-by-Space Method'!$BO$4:$BO$78,SUM('Exterior Lighting'!$BL$5:$BL$25))),0))","v":""},{"$f":"IF(A1912=\"\",\"\",IF(AP1912=1,Summary!$E$11*(AO1912)/(SUM('Space-by-Space Method'!$BO$4:$BO$78,SUM('Exterior Lighting'!$BL$5:$BL$25))),0))","v":""},{"$f":"IF(A1912=\"\",\"\",IF(AP1912=1,Summary!$G$11*(AO1912)/(SUM('Space-by-Space Method'!$BO$4:$BO$78,SUM('Exterior Lighting'!$BL$5:$BL$25))),0))","v":""},{"$f":"IF(A1912=\"\",\"\",IF(AP1912=1,Summary!$H$11*(AO1912)/(SUM('Space-by-Space Method'!$BO$4:$BO$78)),0))","v":""},{"$f":"IF(A1912=\"\",\"\",IF(AP1912=1,Summary!$I$11*(AO1912)/(SUM('Space-by-Space Method'!$BO$4:$BO$78)),0))","v":""},null,null,null,{"$f":"IF(A1912=\"\",\"\",IF(START!$B$34=2,INDIRECT(\"'Space-by-Space Method'!\"&SUBSTITUTE(ADDRESS(1,MOD(ROW(A1912)-52,50)+10,4),\"1\",\"\")&ROUNDDOWN((ROW(A1912)-52)/50,0)+4),\"\"))","v":""},{"$f":"IF(A1912=\"\",\"\",INDIRECT(\"'Space-by-Space Method'!C\"&ROUNDDOWN((ROW(A1912)-52)/50,0)+4))","v":""},{"$f":"IF(A1912=\"\",\"\",IF(COUNTIF(CommonSpaceTypes,AQ1912)>0,INDIRECT(\"'Space-by-Space Method'!F\"&ROUNDDOWN((ROW(A1912)-52)/50,0)+4),\"\"))","v":""},{"$f":"IF(A1912=\"\",\"\",IF(COUNTIF(BuildingSpecificSpaceTypes,AQ1912)>0,INDIRECT(\"'Space-by-Space Method'!F\"&ROUNDDOWN((ROW(A1912)-52)/50,0)+4),\"\"))","v":""},{"$f":"IF(A1912=\"\",\"\",INDIRECT(\"'Fixture Schedule'!D\"&MOD(ROW(A1912)-52,50)+9))","v":""},{"$f":"IF(A1912=\"\",\"\",IF(AR1912=\"\",\"\",INDIRECT(\"'Fixture Schedule'!K\"&MOD(ROW(A1912)-52,50)+9)))","v":""},"",{"$f":"IF(A1912=\"\",\"\",INDIRECT(\"'Fixture Schedule'!L\"&MOD(ROW(A1912)-52,50)+9))","v":""},null,null,null,null,null,null,null,null,null,null,null,null,null,{"$f":"INDIRECT(\"'Space-by-Space Method'!\"&SUBSTITUTE(ADDRESS(1,MOD(ROW(A1912)-52,50)+10,4),\"1\",\"\")&ROUNDDOWN((ROW(A1912)-52)/50,0)+4)","v":0},{"$f":"LEFT(INDIRECT(\"'Space-by-Space Method'!BJ\"&ROUNDDOWN((ROW(A1912)-52)/50,0)+4),3)","v":""},{"$f":"INDIRECT(\"'Fixture Schedule'!L\"&MOD(ROW(A1912)-52,50)+9)","v":0},{"$f":"INDIRECT(\"'Fixture Schedule'!O\"&MOD(ROW(A1912)-52,50)+9)","v":0},{"$f":"INDIRECT(\"'Space-by-Space Method'!F\"&ROUNDDOWN((ROW(A1912)-52)/50,0)+4)","v":0},{"$f":"INDIRECT(\"'Fixture Schedule'!L\"&MOD(ROW(A1912)-52,50)+9)","v":0},{"$f":"INDIRECT(\"'Space-by-Space Method'!D\"&ROUNDDOWN((ROW(A1912)-52)/50,0)+4)","v":0},{"$f":"INDIRECT(\"'Space-by-Space Method'!E\"&ROUNDDOWN((ROW(A1912)-52)/50,0)+4)","v":1}]
[{"$f":"IF(InteriorCalcType=2,IF(OR(AM1925=0,AN1925=\"DNQ\")=TRUE,\"\",INDIRECT(\"'Fixture Schedule'!M\"&MOD(ROW(A1925)-52,50)+9)),\"\")","v":""},{"$f":"IF(A1925=\"\",\"\",INDIRECT(\"'Fixture Schedule'!E\"&MOD(ROW(A1925)-52,50)+9))","v":""},{"$f":"IF(A1925=\"\",\"\",INDIRECT(\"'Fixture Schedule'!F\"&MOD(ROW(A1925)-52,50)+9))","v":""},{"$f":"IF(A1925=\"\",\"\",INDIRECT(\"'Fixture Schedule'!L\"&MOD(ROW(A1925)-52,50)+9))","v":""},"",null,null,{"$f":"IF(A1925=\"\",\"\",IF(AP1925=1,Summary!$C$12*(AO1925)/(SUM('Space-by-Space Method'!$BO$4:$BO$78,SUM('Exterior Lighting'!$BL$5:$BL$25))),0))","v":""},{"$f":"IF(A1925=\"\",\"\",IF(START!$B$34=1,INDIRECT(\"'Space-by-Space Method'!\"&SUBSTITUTE(ADDRESS(1,MOD(ROW(A1925)-52,50)+10,4),\"1\",\"\")&ROUNDDOWN((ROW(A1925)-52)/50,0)+4),\"\"))","v":""},{"$f":"IF(A1925=\"\",\"\",IF(AP1925=1,Summary!$F$11*(AO1925)/(SUM('Space-by-Space Method'!$BO$4:$BO$78,SUM('Exterior Lighting'!$BL$5:$BL$25))),0))","v":""},{"$f":"IF(A1925=\"\",\"\",IF(AP1925=1,Summary!$E$11*(AO1925)/(SUM('Space-by-Space Method'!$BO$4:$BO$78,SUM('Exterior Lighting'!$BL$5:$BL$25))),0))","v":""},{"$f":"IF(A1925=\"\",\"\",IF(AP1925=1,Summary!$G$11*(AO1925)/(SUM('Space-by-Space Method'!$BO$4:$BO$78,SUM('Exterior Lighting'!$BL$5:$BL$25))),0))","v":""},{"$f":"IF(A1925=\"\",\"\",IF(AP1925=1,Summary!$H$11*(AO1925)/(SUM('Space-by-Space Method'!$BO$4:$BO$78)),0))","v":""},{"$f":"IF(A1925=\"\",\"\",IF(AP1925=1,Summary!$I$11*(AO1925)/(SUM('Space-by-Space Method'!$BO$4:$BO$78)),0))","v":""},null,null,null,{"$f":"IF(A1925=\"\",\"\",IF(START!$B$34=2,INDIRECT(\"'Space-by-Space Method'!\"&SUBSTITUTE(ADDRESS(1,MOD(ROW(A1925)-52,50)+10,4),\"1\",\"\")&ROUNDDOWN((ROW(A1925)-52)/50,0)+4),\"\"))","v":""},{"$f":"IF(A1925=\"\",\"\",INDIRECT(\"'Space-by-Space Method'!C\"&ROUNDDOWN((ROW(A1925)-52)/50,0)+4))","v":""},{"$f":"IF(A1925=\"\",\"\",IF(COUNTIF(CommonSpaceTypes,AQ1925)>0,INDIRECT(\"'Space-by-Space Method'!F\"&ROUNDDOWN((ROW(A1925)-52)/50,0)+4),\"\"))","v":""},{"$f":"IF(A1925=\"\",\"\",IF(COUNTIF(BuildingSpecificSpaceTypes,AQ1925)>0,INDIRECT(\"'Space-by-Space Method'!F\"&ROUNDDOWN((ROW(A1925)-52)/50,0)+4),\"\"))","v":""},{"$f":"IF(A1925=\"\",\"\",INDIRECT(\"'Fixture Schedule'!D\"&MOD(ROW(A1925)-52,50)+9))","v":""},{"$f":"IF(A1925=\"\",\"\",IF(AR1925=\"\",\"\",INDIRECT(\"'Fixture Schedule'!K\"&MOD(ROW(A1925)-52,50)+9)))","v":""},"",{"$f":"IF(A1925=\"\",\"\",INDIRECT(\"'Fixture Schedule'!L\"&MOD(ROW(A1925)-52,50)+9))","v":""},null,null,null,null,null,null,null,null,null,null,null,null,null,{"$f":"INDIRECT(\"'Space-by-Space Method'!\"&SUBSTITUTE(ADDRESS(1,MOD(ROW(A1925)-52,50)+10,4),\"1\",\"\")&ROUNDDOWN((ROW(A1925)-52)/50,0)+4)","v":0},{"$f":"LEFT(INDIRECT(\"'Space-by-Space Method'!BJ\"&ROUNDDOWN((ROW(A1925)-52)/50,0)+4),3)","v":""},{"$f":"INDIRECT(\"'Fixture Schedule'!L\"&MOD(ROW(A1925)-52,50)+9)","v":0},{"$f":"INDIRECT(\"'Fixture Schedule'!O\"&MOD(ROW(A1925)-52,50)+9)","v":0},{"$f":"INDIRECT(\"'Space-by-Space Method'!F\"&ROUNDDOWN((ROW(A1925)-52)/50,0)+4)","v":0},{"$f":"INDIRECT(\"'Fixture Schedule'!L\"&MOD(ROW(A1925)-52,50)+9)","v":0},{"$f":"INDIRECT(\"'Space-by-Space Method'!D\"&ROUNDDOWN((ROW(A1925)-52)/50,0)+4)","v":0},{"$f":"INDIRECT(\"'Space-by-Space Method'!E\"&ROUNDDOWN((ROW(A1925)-52)/50,0)+4)","v":1}]
[{"$f":"IF(InteriorCalcType=2,IF(OR(AM1931=0,AN1931=\"DNQ\")=TRUE,\"\",INDIRECT(\"'Fixture Schedule'!M\"&MOD(ROW(A1931)-52,50)+9)),\"\")","v":""},{"$f":"IF(A1931=\"\",\"\",INDIRECT(\"'Fixture Schedule'!E\"&MOD(ROW(A1931)-52,50)+9))","v":""},{"$f":"IF(A1931=\"\",\"\",INDIRECT(\"'Fixture Schedule'!F\"&MOD(ROW(A1931)-52,50)+9))","v":""},{"$f":"IF(A1931=\"\",\"\",INDIRECT(\"'Fixture Schedule'!L\"&MOD(ROW(A1931)-52,50)+9))","v":""},"",null,null,{"$f":"IF(A1931=\"\",\"\",IF(AP1931=1,Summary!$C$12*(AO1931)/(SUM('Space-by-Space Method'!$BO$4:$BO$78,SUM('Exterior Lighting'!$BL$5:$BL$25))),0))","v":""},{"$f":"IF(A1931=\"\",\"\",IF(START!$B$34=1,INDIRECT(\"'Space-by-Space Method'!\"&SUBSTITUTE(ADDRESS(1,MOD(ROW(A1931)-52,50)+10,4),\"1\",\"\")&ROUNDDOWN((ROW(A1931)-52)/50,0)+4),\"\"))","v":""},{"$f":"IF(A1931=\"\",\"\",IF(AP1931=1,Summary!$F$11*(AO1931)/(SUM('Space-by-Space Method'!$BO$4:$BO$78,SUM('Exterior Lighting'!$BL$5:$BL$25))),0))","v":""},{"$f":"IF(A1931=\"\",\"\",IF(AP1931=1,Summary!$E$11*(AO1931)/(SUM('Space-by-Space Method'!$BO$4:$BO$78,SUM('Exterior Lighting'!$BL$5:$BL$25))),0))","v":""},{"$f":"IF(A1931=\"\",\"\",IF(AP1931=1,Summary!$G$11*(AO1931)/(SUM('Space-by-Space Method'!$BO$4:$BO$78,SUM('Exterior Lighting'!$BL$5:$BL$25))),0))","v":""},{"$f":"IF(A1931=\"\",\"\",IF(AP1931=1,Summary!$H$11*(AO1931)/(SUM('Space-by-Space Method'!$BO$4:$BO$78)),0))","v":""},{"$f":"IF(A1931=\"\",\"\",IF(AP1931=1,Summary!$I$11*(AO1931)/(SUM('Space-by-Space Method'!$BO$4:$BO$78)),0))","v":""},null,null,null,{"$f":"IF(A1931=\"\",\"\",IF(START!$B$34=2,INDIRECT(\"'Space-by-Space Method'!\"&SUBSTITUTE(ADDRESS(1,MOD(ROW(A1931)-52,50)+10,4),\"1\",\"\")&ROUNDDOWN((ROW(A1931)-52)/50,0)+4),\"\"))","v":""},{"$f":"IF(A1931=\"\",\"\",INDIRECT(\"'Space-by-Space Method'!C\"&ROUNDDOWN((ROW(A1931)-52)/50,0)+4))","v":""},{"$f":"IF(A1931=\"\",\"\",IF(COUNTIF(CommonSpaceTypes,AQ1931)>0,INDIRECT(\"'Space-by-Space Method'!F\"&ROUNDDOWN((ROW(A1931)-52)/50,0)+4),\"\"))","v":""},{"$f":"IF(A1931=\"\",\"\",IF(COUNTIF(BuildingSpecificSpaceTypes,AQ1931)>0,INDIRECT(\"'Space-by-Space Method'!F\"&ROUNDDOWN((ROW(A1931)-52)/50,0)+4),\"\"))","v":""},{"$f":"IF(A1931=\"\",\"\",INDIRECT(\"'Fixture Schedule'!D\"&MOD(ROW(A1931)-52,50)+9))","v":""},{"$f":"IF(A1931=\"\",\"\",IF(AR1931=\"\",\"\",INDIRECT(\"'Fixture Schedule'!K\"&MOD(ROW(A1931)-52,50)+9)))","v":""},"",{"$f":"IF(A1931=\"\",\"\",INDIRECT(\"'Fixture Schedule'!L\"&MOD(ROW(A1931)-52,50)+9))","v":""},null,null,null,null,null,null,null,null,null,null,null,null,null,{"$f":"INDIRECT(\"'Space-by-Space Method'!\"&SUBSTITUTE(ADDRESS(1,MOD(ROW(A1931)-52,50)+10,4),\"1\",\"\")&ROUNDDOWN((ROW(A1931)-52)/50,0)+4)","v":0},{"$f":"LEFT(INDIRECT(\"'Space-by-Space Method'!BJ\"&ROUNDDOWN((ROW(A1931)-52)/50,0)+4),3)","v":""},{"$f":"INDIRECT(\"'Fixture Schedule'!L\"&MOD(ROW(A1931)-52,50)+9)","v":0},{"$f":"INDIRECT(\"'Fixture Schedule'!O\"&MOD(ROW(A1931)-52,50)+9)","v":0},{"$f":"INDIRECT(\"'Space-by-Space Method'!F\"&ROUNDDOWN((ROW(A1931)-52)/50,0)+4)","v":0},{"$f":"INDIRECT(\"'Fixture Schedule'!L\"&MOD(ROW(A1931)-52,50)+9)","v":0},{"$f":"INDIRECT(\"'Space-by-Space Method'!D\"&ROUNDDOWN((ROW(A1931)-52)/50,0)+4)","v":0},{"$f":"INDIRECT(\"'Space-by-Space Method'!E\"&ROUNDDOWN((ROW(A1931)-52)/50,0)+4)","v":1}]
[{"$f":"IF(InteriorCalcType=2,IF(OR(AM1939=0,AN1939=\"DNQ\")=TRUE,\"\",INDIRECT(\"'Fixture Schedule'!M\"&MOD(ROW(A1939)-52,50)+9)),\"\")","v":""},{"$f":"IF(A1939=\"\",\"\",INDIRECT(\"'Fixture Schedule'!E\"&MOD(ROW(A1939)-52,50)+9))","v":""},{"$f":"IF(A1939=\"\",\"\",INDIRECT(\"'Fixture Schedule'!F\"&MOD(ROW(A1939)-52,50)+9))","v":""},{"$f":"IF(A1939=\"\",\"\",INDIRECT(\"'Fixture Schedule'!L\"&MOD(ROW(A1939)-52,50)+9))","v":""},"",null,null,{"$f":"IF(A1939=\"\",\"\",IF(AP1939=1,Summary!$C$12*(AO1939)/(SUM('Space-by-Space Method'!$BO$4:$BO$78,SUM('Exterior Lighting'!$BL$5:$BL$25))),0))","v":""},{"$f":"IF(A1939=\"\",\"\",IF(START!$B$34=1,INDIRECT(\"'Space-by-Space Method'!\"&SUBSTITUTE(ADDRESS(1,MOD(ROW(A1939)-52,50)+10,4),\"1\",\"\")&ROUNDDOWN((ROW(A1939)-52)/50,0)+4),\"\"))","v":""},{"$f":"IF(A1939=\"\",\"\",IF(AP1939=1,Summary!$F$11*(AO1939)/(SUM('Space-by-Space Method'!$BO$4:$BO$78,SUM('Exterior Lighting'!$BL$5:$BL$25))),0))","v":""},{"$f":"IF(A1939=\"\",\"\",IF(AP1939=1,Summary!$E$11*(AO1939)/(SUM('Space-by-Space Method'!$BO$4:$BO$78,SUM('Exterior Lighting'!$BL$5:$BL$25))),0))","v":""},{"$f":"IF(A1939=\"\",\"\",IF(AP1939=1,Summary!$G$11*(AO1939)/(SUM('Space-by-Space Method'!$BO$4:$BO$78,SUM('Exterior Lighting'!$BL$5:$BL$25))),0))","v":""},{"$f":"IF(A1939=\"\",\"\",IF(AP1939=1,Summary!$H$11*(AO1939)/(SUM('Space-by-Space Method'!$BO$4:$BO$78)),0))","v":""},{"$f":"IF(A1939=\"\",\"\",IF(AP1939=1,Summary!$I$11*(AO1939)/(SUM('Space-by-Space Method'!$BO$4:$BO$78)),0))","v":""},null,null,null,{"$f":"IF(A1939=\"\",\"\",IF(START!$B$34=2,INDIRECT(\"'Space-by-Space Method'!\"&SUBSTITUTE(ADDRESS(1,MOD(ROW(A1939)-52,50)+10,4),\"1\",\"\")&ROUNDDOWN((ROW(A1939)-52)/50,0)+4),\"\"))","v":""},{"$f":"IF(A1939=\"\",\"\",INDIRECT(\"'Space-by-Space Method'!C\"&ROUNDDOWN((ROW(A1939)-52)/50,0)+4))","v":""},{"$f":"IF(A1939=\"\",\"\",IF(COUNTIF(CommonSpaceTypes,AQ1939)>0,INDIRECT(\"'Space-by-Space Method'!F\"&ROUNDDOWN((ROW(A1939)-52)/50,0)+4),\"\"))","v":""},{"$f":"IF(A1939=\"\",\"\",IF(COUNTIF(BuildingSpecificSpaceTypes,AQ1939)>0,INDIRECT(\"'Space-by-Space Method'!F\"&ROUNDDOWN((ROW(A1939)-52)/50,0)+4),\"\"))","v":""},{"$f":"IF(A1939=\"\",\"\",INDIRECT(\"'Fixture Schedule'!D\"&MOD(ROW(A1939)-52,50)+9))","v":""},{"$f":"IF(A1939=\"\",\"\",IF(AR1939=\"\",\"\",INDIRECT(\"'Fixture Schedule'!K\"&MOD(ROW(A1939)-52,50)+9)))","v":""},"",{"$f":"IF(A1939=\"\",\"\",INDIRECT(\"'Fixture Schedule'!L\"&MOD(ROW(A1939)-52,50)+9))","v":""},null,null,null,null,null,null,null,null,null,null,null,null,null,{"$f":"INDIRECT(\"'Space-by-Space Method'!\"&SUBSTITUTE(ADDRESS(1,MOD(ROW(A1939)-52,50)+10,4),\"1\",\"\")&ROUNDDOWN((ROW(A1939)-52)/50,0)+4)","v":0},{"$f":"LEFT(INDIRECT(\"'Space-by-Space Method'!BJ\"&ROUNDDOWN((ROW(A1939)-52)/50,0)+4),3)","v":""},{"$f":"INDIRECT(\"'Fixture Schedule'!L\"&MOD(ROW(A1939)-52,50)+9)","v":0},{"$f":"INDIRECT(\"'Fixture Schedule'!O\"&MOD(ROW(A1939)-52,50)+9)","v":0},{"$f":"INDIRECT(\"'Space-by-Space Method'!F\"&ROUNDDOWN((ROW(A1939)-52)/50,0)+4)","v":0},{"$f":"INDIRECT(\"'Fixture Schedule'!L\"&MOD(ROW(A1939)-52,50)+9)","v":0},{"$f":"INDIRECT(\"'Space-by-Space Method'!D\"&ROUNDDOWN((ROW(A1939)-52)/50,0)+4)","v":0},{"$f":"INDIRECT(\"'Space-by-Space Method'!E\"&ROUNDDOWN((ROW(A1939)-52)/50,0)+4)","v":1}]
[{"$f":"IF(InteriorCalcType=2,IF(OR(AM1950=0,AN1950=\"DNQ\")=TRUE,\"\",INDIRECT(\"'Fixture Schedule'!M\"&MOD(ROW(A1950)-52,50)+9)),\"\")","v":""},{"$f":"IF(A1950=\"\",\"\",INDIRECT(\"'Fixture Schedule'!E\"&MOD(ROW(A1950)-52,50)+9))","v":""},{"$f":"IF(A1950=\"\",\"\",INDIRECT(\"'Fixture Schedule'!F\"&MOD(ROW(A1950)-52,50)+9))","v":""},{"$f":"IF(A1950=\"\",\"\",INDIRECT(\"'Fixture Schedule'!L\"&MOD(ROW(A1950)-52,50)+9))","v":""},"",null,null,{"$f":"IF(A1950=\"\",\"\",IF(AP1950=1,Summary!$C$12*(AO1950)/(SUM('Space-by-Space Method'!$BO$4:$BO$78,SUM('Exterior Lighting'!$BL$5:$BL$25))),0))","v":""},{"$f":"IF(A1950=\"\",\"\",IF(START!$B$34=1,INDIRECT(\"'Space-by-Space Method'!\"&SUBSTITUTE(ADDRESS(1,MOD(ROW(A1950)-52,50)+10,4),\"1\",\"\")&ROUNDDOWN((ROW(A1950)-52)/50,0)+4),\"\"))","v":""},{"$f":"IF(A1950=\"\",\"\",IF(AP1950=1,Summary!$F$11*(AO1950)/(SUM('Space-by-Space Method'!$BO$4:$BO$78,SUM('Exterior Lighting'!$BL$5:$BL$25))),0))","v":""},{"$f":"IF(A1950=\"\",\"\",IF(AP1950=1,Summary!$E$11*(AO1950)/(SUM('Space-by-Space Method'!$BO$4:$BO$78,SUM('Exterior Lighting'!$BL$5:$BL$25))),0))","v":""},{"$f":"IF(A1950=\"\",\"\",IF(AP1950=1,Summary!$G$11*(AO1950)/(SUM('Space-by-Space Method'!$BO$4:$BO$78,SUM('Exterior Lighting'!$BL$5:$BL$25))),0))","v":""},{"$f":"IF(A1950=\"\",\"\",IF(AP1950=1,Summary!$H$11*(AO1950)/(SUM('Space-by-Space Method'!$BO$4:$BO$78)),0))","v":""},{"$f":"IF(A1950=\"\",\"\",IF(AP1950=1,Summary!$I$11*(AO1950)/(SUM('Space-by-Space Method'!$BO$4:$BO$78)),0))","v":""},null,null,null,{"$f":"IF(A1950=\"\",\"\",IF(START!$B$34=2,INDIRECT(\"'Space-by-Space Method'!\"&SUBSTITUTE(ADDRESS(1,MOD(ROW(A1950)-52,50)+10,4),\"1\",\"\")&ROUNDDOWN((ROW(A1950)-52)/50,0)+4),\"\"))","v":""},{"$f":"IF(A1950=\"\",\"\",INDIRECT(\"'Space-by-Space Method'!C\"&ROUNDDOWN((ROW(A1950)-52)/50,0)+4))","v":""},{"$f":"IF(A1950=\"\",\"\",IF(COUNTIF(CommonSpaceTypes,AQ1950)>0,INDIRECT(\"'Space-by-Space Method'!F\"&ROUNDDOWN((ROW(A1950)-52)/50,0)+4),\"\"))","v":""},{"$f":"IF(A1950=\"\",\"\",IF(COUNTIF(BuildingSpecificSpaceTypes,AQ1950)>0,INDIRECT(\"'Space-by-Space Method'!F\"&ROUNDDOWN((ROW(A1950)-52)/50,0)+4),\"\"))","v":""},{"$f":"IF(A1950=\"\",\"\",INDIRECT(\"'Fixture Schedule'!D\"&MOD(ROW(A1950)-52,50)+9))","v":""},{"$f":"IF(A1950=\"\",\"\",IF(AR1950=\"\",\"\",INDIRECT(\"'Fixture Schedule'!K\"&MOD(ROW(A1950)-52,50)+9)))","v":""},"",{"$f":"IF(A1950=\"\",\"\",INDIRECT(\"'Fixture Schedule'!L\"&MOD(ROW(A1950)-52,50)+9))","v":""},null,null,null,null,null,null,null,null,null,null,null,null,null,{"$f":"INDIRECT(\"'Space-by-Space Method'!\"&SUBSTITUTE(ADDRESS(1,MOD(ROW(A1950)-52,50)+10,4),\"1\",\"\")&ROUNDDOWN((ROW(A1950)-52)/50,0)+4)","v":0},{"$f":"LEFT(INDIRECT(\"'Space-by-Space Method'!BJ\"&ROUNDDOWN((ROW(A1950)-52)/50,0)+4),3)","v":""},{"$f":"INDIRECT(\"'Fixture Schedule'!L\"&MOD(ROW(A1950)-52,50)+9)","v":0},{"$f":"INDIRECT(\"'Fixture Schedule'!O\"&MOD(ROW(A1950)-52,50)+9)","v":0},{"$f":"INDIRECT(\"'Space-by-Space Method'!F\"&ROUNDDOWN((ROW(A1950)-52)/50,0)+4)","v":0},{"$f":"INDIRECT(\"'Fixture Schedule'!L\"&MOD(ROW(A1950)-52,50)+9)","v":0},{"$f":"INDIRECT(\"'Space-by-Space Method'!D\"&ROUNDDOWN((ROW(A1950)-52)/50,0)+4)","v":0},{"$f":"INDIRECT(\"'Space-by-Space Method'!E\"&ROUNDDOWN((ROW(A1950)-52)/50,0)+4)","v":1}]
[{"$f":"IF(InteriorCalcType=2,IF(OR(AM1957=0,AN1957=\"DNQ\")=TRUE,\"\",INDIRECT(\"'Fixture Schedule'!M\"&MOD(ROW(A1957)-52,50)+9)),\"\")","v":""},{"$f":"IF(A1957=\"\",\"\",INDIRECT(\"'Fixture Schedule'!E\"&MOD(ROW(A1957)-52,50)+9))","v":""},{"$f":"IF(A1957=\"\",\"\",INDIRECT(\"'Fixture Schedule'!F\"&MOD(ROW(A1957)-52,50)+9))","v":""},{"$f":"IF(A1957=\"\",\"\",INDIRECT(\"'Fixture Schedule'!L\"&MOD(ROW(A1957)-52,50)+9))","v":""},"",null,null,{"$f":"IF(A1957=\"\",\"\",IF(AP1957=1,Summary!$C$12*(AO1957)/(SUM('Space-by-Space Method'!$BO$4:$BO$78,SUM('Exterior Lighting'!$BL$5:$BL$25))),0))","v":""},{"$f":"IF(A1957=\"\",\"\",IF(START!$B$34=1,INDIRECT(\"'Space-by-Space Method'!\"&SUBSTITUTE(ADDRESS(1,MOD(ROW(A1957)-52,50)+10,4),\"1\",\"\")&ROUNDDOWN((ROW(A1957)-52)/50,0)+4),\"\"))","v":""},{"$f":"IF(A1957=\"\",\"\",IF(AP1957=1,Summary!$F$11*(AO1957)/(SUM('Space-by-Space Method'!$BO$4:$BO$78,SUM('Exterior Lighting'!$BL$5:$BL$25))),0))","v":""},{"$f":"IF(A1957=\"\",\"\",IF(AP1957=1,Summary!$E$11*(AO1957)/(SUM('Space-by-Space Method'!$BO$4:$BO$78,SUM('Exterior Lighting'!$BL$5:$BL$25))),0))","v":""},{"$f":"IF(A1957=\"\",\"\",IF(AP1957=1,Summary!$G$11*(AO1957)/(SUM('Space-by-Space Method'!$BO$4:$BO$78,SUM('Exterior Lighting'!$BL$5:$BL$25))),0))","v":""},{"$f":"IF(A1957=\"\",\"\",IF(AP1957=1,Summary!$H$11*(AO1957)/(SUM('Space-by-Space Method'!$BO$4:$BO$78)),0))","v":""},{"$f":"IF(A1957=\"\",\"\",IF(AP1957=1,Summary!$I$11*(AO1957)/(SUM('Space-by-Space Method'!$BO$4:$BO$78)),0))","v":""},null,null,null,{"$f":"IF(A1957=\"\",\"\",IF(START!$B$34=2,INDIRECT(\"'Space-by-Space Method'!\"&SUBSTITUTE(ADDRESS(1,MOD(ROW(A1957)-52,50)+10,4),\"1\",\"\")&ROUNDDOWN((ROW(A1957)-52)/50,0)+4),\"\"))","v":""},{"$f":"IF(A1957=\"\",\"\",INDIRECT(\"'Space-by-Space Method'!C\"&ROUNDDOWN((ROW(A1957)-52)/50,0)+4))","v":""},{"$f":"IF(A1957=\"\",\"\",IF(COUNTIF(CommonSpaceTypes,AQ1957)>0,INDIRECT(\"'Space-by-Space Method'!F\"&ROUNDDOWN((ROW(A1957)-52)/50,0)+4),\"\"))","v":""},{"$f":"IF(A1957=\"\",\"\",IF(COUNTIF(BuildingSpecificSpaceTypes,AQ1957)>0,INDIRECT(\"'Space-by-Space Method'!F\"&ROUNDDOWN((ROW(A1957)-52)/50,0)+4),\"\"))","v":""},{"$f":"IF(A1957=\"\",\"\",INDIRECT(\"'Fixture Schedule'!D\"&MOD(ROW(A1957)-52,50)+9))","v":""},{"$f":"IF(A1957=\"\",\"\",IF(AR1957=\"\",\"\",INDIRECT(\"'Fixture Schedule'!K\"&MOD(ROW(A1957)-52,50)+9)))","v":""},"",{"$f":"IF(A1957=\"\",\"\",INDIRECT(\"'Fixture Schedule'!L\"&MOD(ROW(A1957)-52,50)+9))","v":""},null,null,null,null,null,null,null,null,null,null,null,null,null,{"$f":"INDIRECT(\"'Space-by-Space Method'!\"&SUBSTITUTE(ADDRESS(1,MOD(ROW(A1957)-52,50)+10,4),\"1\",\"\")&ROUNDDOWN((ROW(A1957)-52)/50,0)+4)","v":0},{"$f":"LEFT(INDIRECT(\"'Space-by-Space Method'!BJ\"&ROUNDDOWN((ROW(A1957)-52)/50,0)+4),3)","v":""},{"$f":"INDIRECT(\"'Fixture Schedule'!L\"&MOD(ROW(A1957)-52,50)+9)","v":0},{"$f":"INDIRECT(\"'Fixture Schedule'!O\"&MOD(ROW(A1957)-52,50)+9)","v":0},{"$f":"INDIRECT(\"'Space-by-Space Method'!F\"&ROUNDDOWN((ROW(A1957)-52)/50,0)+4)","v":0},{"$f":"INDIRECT(\"'Fixture Schedule'!L\"&MOD(ROW(A1957)-52,50)+9)","v":0},{"$f":"INDIRECT(\"'Space-by-Space Method'!D\"&ROUNDDOWN((ROW(A1957)-52)/50,0)+4)","v":0},{"$f":"INDIRECT(\"'Space-by-Space Method'!E\"&ROUNDDOWN((ROW(A1957)-52)/50,0)+4)","v":1}]
[{"$f":"IF(InteriorCalcType=2,IF(OR(AM1969=0,AN1969=\"DNQ\")=TRUE,\"\",INDIRECT(\"'Fixture Schedule'!M\"&MOD(ROW(A1969)-52,50)+9)),\"\")","v":""},{"$f":"IF(A1969=\"\",\"\",INDIRECT(\"'Fixture Schedule'!E\"&MOD(ROW(A1969)-52,50)+9))","v":""},{"$f":"IF(A1969=\"\",\"\",INDIRECT(\"'Fixture Schedule'!F\"&MOD(ROW(A1969)-52,50)+9))","v":""},{"$f":"IF(A1969=\"\",\"\",INDIRECT(\"'Fixture Schedule'!L\"&MOD(ROW(A1969)-52,50)+9))","v":""},"",null,null,{"$f":"IF(A1969=\"\",\"\",IF(AP1969=1,Summary!$C$12*(AO1969)/(SUM('Space-by-Space Method'!$BO$4:$BO$78,SUM('Exterior Lighting'!$BL$5:$BL$25))),0))","v":""},{"$f":"IF(A1969=\"\",\"\",IF(START!$B$34=1,INDIRECT(\"'Space-by-Space Method'!\"&SUBSTITUTE(ADDRESS(1,MOD(ROW(A1969)-52,50)+10,4),\"1\",\"\")&ROUNDDOWN((ROW(A1969)-52)/50,0)+4),\"\"))","v":""},{"$f":"IF(A1969=\"\",\"\",IF(AP1969=1,Summary!$F$11*(AO1969)/(SUM('Space-by-Space Method'!$BO$4:$BO$78,SUM('Exterior Lighting'!$BL$5:$BL$25))),0))","v":""},{"$f":"IF(A1969=\"\",\"\",IF(AP1969=1,Summary!$E$11*(AO1969)/(SUM('Space-by-Space Method'!$BO$4:$BO$78,SUM('Exterior Lighting'!$BL$5:$BL$25))),0))","v":""},{"$f":"IF(A1969=\"\",\"\",IF(AP1969=1,Summary!$G$11*(AO1969)/(SUM('Space-by-Space Method'!$BO$4:$BO$78,SUM('Exterior Lighting'!$BL$5:$BL$25))),0))","v":""},{"$f":"IF(A1969=\"\",\"\",IF(AP1969=1,Summary!$H$11*(AO1969)/(SUM('Space-by-Space Method'!$BO$4:$BO$78)),0))","v":""},{"$f":"IF(A1969=\"\",\"\",IF(AP1969=1,Summary!$I$11*(AO1969)/(SUM('Space-by-Space Method'!$BO$4:$BO$78)),0))","v":""},null,null,null,{"$f":"IF(A1969=\"\",\"\",IF(START!$B$34=2,INDIRECT(\"'Space-by-Space Method'!\"&SUBSTITUTE(ADDRESS(1,MOD(ROW(A1969)-52,50)+10,4),\"1\",\"\")&ROUNDDOWN((ROW(A1969)-52)/50,0)+4),\"\"))","v":""},{"$f":"IF(A1969=\"\",\"\",INDIRECT(\"'Space-by-Space Method'!C\"&ROUNDDOWN((ROW(A1969)-52)/50,0)+4))","v":""},{"$f":"IF(A1969=\"\",\"\",IF(COUNTIF(CommonSpaceTypes,AQ1969)>0,INDIRECT(\"'Space-by-Space Method'!F\"&ROUNDDOWN((ROW(A1969)-52)/50,0)+4),\"\"))","v":""},{"$f":"IF(A1969=\"\",\"\",IF(COUNTIF(BuildingSpecificSpaceTypes,AQ1969)>0,INDIRECT(\"'Space-by-Space Method'!F\"&ROUNDDOWN((ROW(A1969)-52)/50,0)+4),\"\"))","v":""},{"$f":"IF(A1969=\"\",\"\",INDIRECT(\"'Fixture Schedule'!D\"&MOD(ROW(A1969)-52,50)+9))","v":""},{"$f":"IF(A1969=\"\",\"\",IF(AR1969=\"\",\"\",INDIRECT(\"'Fixture Schedule'!K\"&MOD(ROW(A1969)-52,50)+9)))","v":""},"",{"$f":"IF(A1969=\"\",\"\",INDIRECT(\"'Fixture Schedule'!L\"&MOD(ROW(A1969)-52,50)+9))","v":""},null,null,null,null,null,null,null,null,null,null,null,null,null,{"$f":"INDIRECT(\"'Space-by-Space Method'!\"&SUBSTITUTE(ADDRESS(1,MOD(ROW(A1969)-52,50)+10,4),\"1\",\"\")&ROUNDDOWN((ROW(A1969)-52)/50,0)+4)","v":0},{"$f":"LEFT(INDIRECT(\"'Space-by-Space Method'!BJ\"&ROUNDDOWN((ROW(A1969)-52)/50,0)+4),3)","v":""},{"$f":"INDIRECT(\"'Fixture Schedule'!L\"&MOD(ROW(A1969)-52,50)+9)","v":0},{"$f":"INDIRECT(\"'Fixture Schedule'!O\"&MOD(ROW(A1969)-52,50)+9)","v":0},{"$f":"INDIRECT(\"'Space-by-Space Method'!F\"&ROUNDDOWN((ROW(A1969)-52)/50,0)+4)","v":0},{"$f":"INDIRECT(\"'Fixture Schedule'!L\"&MOD(ROW(A1969)-52,50)+9)","v":0},{"$f":"INDIRECT(\"'Space-by-Space Method'!D\"&ROUNDDOWN((ROW(A1969)-52)/50,0)+4)","v":0},{"$f":"INDIRECT(\"'Space-by-Space Method'!E\"&ROUNDDOWN((ROW(A1969)-52)/50,0)+4)","v":1}]
[{"$f":"IF(InteriorCalcType=2,IF(OR(AM1975=0,AN1975=\"DNQ\")=TRUE,\"\",INDIRECT(\"'Fixture Schedule'!M\"&MOD(ROW(A1975)-52,50)+9)),\"\")","v":""},{"$f":"IF(A1975=\"\",\"\",INDIRECT(\"'Fixture Schedule'!E\"&MOD(ROW(A1975)-52,50)+9))","v":""},{"$f":"IF(A1975=\"\",\"\",INDIRECT(\"'Fixture Schedule'!F\"&MOD(ROW(A1975)-52,50)+9))","v":""},{"$f":"IF(A1975=\"\",\"\",INDIRECT(\"'Fixture Schedule'!L\"&MOD(ROW(A1975)-52,50)+9))","v":""},"",null,null,{"$f":"IF(A1975=\"\",\"\",IF(AP1975=1,Summary!$C$12*(AO1975)/(SUM('Space-by-Space Method'!$BO$4:$BO$78,SUM('Exterior Lighting'!$BL$5:$BL$25))),0))","v":""},{"$f":"IF(A1975=\"\",\"\",IF(START!$B$34=1,INDIRECT(\"'Space-by-Space Method'!\"&SUBSTITUTE(ADDRESS(1,MOD(ROW(A1975)-52,50)+10,4),\"1\",\"\")&ROUNDDOWN((ROW(A1975)-52)/50,0)+4),\"\"))","v":""},{"$f":"IF(A1975=\"\",\"\",IF(AP1975=1,Summary!$F$11*(AO1975)/(SUM('Space-by-Space Method'!$BO$4:$BO$78,SUM('Exterior Lighting'!$BL$5:$BL$25))),0))","v":""},{"$f":"IF(A1975=\"\",\"\",IF(AP1975=1,Summary!$E$11*(AO1975)/(SUM('Space-by-Space Method'!$BO$4:$BO$78,SUM('Exterior Lighting'!$BL$5:$BL$25))),0))","v":""},{"$f":"IF(A1975=\"\",\"\",IF(AP1975=1,Summary!$G$11*(AO1975)/(SUM('Space-by-Space Method'!$BO$4:$BO$78,SUM('Exterior Lighting'!$BL$5:$BL$25))),0))","v":""},{"$f":"IF(A1975=\"\",\"\",IF(AP1975=1,Summary!$H$11*(AO1975)/(SUM('Space-by-Space Method'!$BO$4:$BO$78)),0))","v":""},{"$f":"IF(A1975=\"\",\"\",IF(AP1975=1,Summary!$I$11*(AO1975)/(SUM('Space-by-Space Method'!$BO$4:$BO$78)),0))","v":""},null,null,null,{"$f":"IF(A1975=\"\",\"\",IF(START!$B$34=2,INDIRECT(\"'Space-by-Space Method'!\"&SUBSTITUTE(ADDRESS(1,MOD(ROW(A1975)-52,50)+10,4),\"1\",\"\")&ROUNDDOWN((ROW(A1975)-52)/50,0)+4),\"\"))","v":""},{"$f":"IF(A1975=\"\",\"\",INDIRECT(\"'Space-by-Space Method'!C\"&ROUNDDOWN((ROW(A1975)-52)/50,0)+4))","v":""},{"$f":"IF(A1975=\"\",\"\",IF(COUNTIF(CommonSpaceTypes,AQ1975)>0,INDIRECT(\"'Space-by-Space Method'!F\"&ROUNDDOWN((ROW(A1975)-52)/50,0)+4),\"\"))","v":""},{"$f":"IF(A1975=\"\",\"\",IF(COUNTIF(BuildingSpecificSpaceTypes,AQ1975)>0,INDIRECT(\"'Space-by-Space Method'!F\"&ROUNDDOWN((ROW(A1975)-52)/50,0)+4),\"\"))","v":""},{"$f":"IF(A1975=\"\",\"\",INDIRECT(\"'Fixture Schedule'!D\"&MOD(ROW(A1975)-52,50)+9))","v":""},{"$f":"IF(A1975=\"\",\"\",IF(AR1975=\"\",\"\",INDIRECT(\"'Fixture Schedule'!K\"&MOD(ROW(A1975)-52,50)+9)))","v":""},"",{"$f":"IF(A1975=\"\",\"\",INDIRECT(\"'Fixture Schedule'!L\"&MOD(ROW(A1975)-52,50)+9))","v":""},null,null,null,null,null,null,null,null,null,null,null,null,null,{"$f":"INDIRECT(\"'Space-by-Space Method'!\"&SUBSTITUTE(ADDRESS(1,MOD(ROW(A1975)-52,50)+10,4),\"1\",\"\")&ROUNDDOWN((ROW(A1975)-52)/50,0)+4)","v":0},{"$f":"LEFT(INDIRECT(\"'Space-by-Space Method'!BJ\"&ROUNDDOWN((ROW(A1975)-52)/50,0)+4),3)","v":""},{"$f":"INDIRECT(\"'Fixture Schedule'!L\"&MOD(ROW(A1975)-52,50)+9)","v":0},{"$f":"INDIRECT(\"'Fixture Schedule'!O\"&MOD(ROW(A1975)-52,50)+9)","v":0},{"$f":"INDIRECT(\"'Space-by-Space Method'!F\"&ROUNDDOWN((ROW(A1975)-52)/50,0)+4)","v":0},{"$f":"INDIRECT(\"'Fixture Schedule'!L\"&MOD(ROW(A1975)-52,50)+9)","v":0},{"$f":"INDIRECT(\"'Space-by-Space Method'!D\"&ROUNDDOWN((ROW(A1975)-52)/50,0)+4)","v":0},{"$f":"INDIRECT(\"'Space-by-Space Method'!E\"&ROUNDDOWN((ROW(A1975)-52)/50,0)+4)","v":1}]
[{"$f":"IF(InteriorCalcType=2,IF(OR(AM1980=0,AN1980=\"DNQ\")=TRUE,\"\",INDIRECT(\"'Fixture Schedule'!M\"&MOD(ROW(A1980)-52,50)+9)),\"\")","v":""},{"$f":"IF(A1980=\"\",\"\",INDIRECT(\"'Fixture Schedule'!E\"&MOD(ROW(A1980)-52,50)+9))","v":""},{"$f":"IF(A1980=\"\",\"\",INDIRECT(\"'Fixture Schedule'!F\"&MOD(ROW(A1980)-52,50)+9))","v":""},{"$f":"IF(A1980=\"\",\"\",INDIRECT(\"'Fixture Schedule'!L\"&MOD(ROW(A1980)-52,50)+9))","v":""},"",null,null,{"$f":"IF(A1980=\"\",\"\",IF(AP1980=1,Summary!$C$12*(AO1980)/(SUM('Space-by-Space Method'!$BO$4:$BO$78,SUM('Exterior Lighting'!$BL$5:$BL$25))),0))","v":""},{"$f":"IF(A1980=\"\",\"\",IF(START!$B$34=1,INDIRECT(\"'Space-by-Space Method'!\"&SUBSTITUTE(ADDRESS(1,MOD(ROW(A1980)-52,50)+10,4),\"1\",\"\")&ROUNDDOWN((ROW(A1980)-52)/50,0)+4),\"\"))","v":""},{"$f":"IF(A1980=\"\",\"\",IF(AP1980=1,Summary!$F$11*(AO1980)/(SUM('Space-by-Space Method'!$BO$4:$BO$78,SUM('Exterior Lighting'!$BL$5:$BL$25))),0))","v":""},{"$f":"IF(A1980=\"\",\"\",IF(AP1980=1,Summary!$E$11*(AO1980)/(SUM('Space-by-Space Method'!$BO$4:$BO$78,SUM('Exterior Lighting'!$BL$5:$BL$25))),0))","v":""},{"$f":"IF(A1980=\"\",\"\",IF(AP1980=1,Summary!$G$11*(AO1980)/(SUM('Space-by-Space Method'!$BO$4:$BO$78,SUM('Exterior Lighting'!$BL$5:$BL$25))),0))","v":""},{"$f":"IF(A1980=\"\",\"\",IF(AP1980=1,Summary!$H$11*(AO1980)/(SUM('Space-by-Space Method'!$BO$4:$BO$78)),0))","v":""},{"$f":"IF(A1980=\"\",\"\",IF(AP1980=1,Summary!$I$11*(AO1980)/(SUM('Space-by-Space Method'!$BO$4:$BO$78)),0))","v":""},null,null,null,{"$f":"IF(A1980=\"\",\"\",IF(START!$B$34=2,INDIRECT(\"'Space-by-Space Method'!\"&SUBSTITUTE(ADDRESS(1,MOD(ROW(A1980)-52,50)+10,4),\"1\",\"\")&ROUNDDOWN((ROW(A1980)-52)/50,0)+4),\"\"))","v":""},{"$f":"IF(A1980=\"\",\"\",INDIRECT(\"'Space-by-Space Method'!C\"&ROUNDDOWN((ROW(A1980)-52)/50,0)+4))","v":""},{"$f":"IF(A1980=\"\",\"\",IF(COUNTIF(CommonSpaceTypes,AQ1980)>0,INDIRECT(\"'Space-by-Space Method'!F\"&ROUNDDOWN((ROW(A1980)-52)/50,0)+4),\"\"))","v":""},{"$f":"IF(A1980=\"\",\"\",IF(COUNTIF(BuildingSpecificSpaceTypes,AQ1980)>0,INDIRECT(\"'Space-by-Space Method'!F\"&ROUNDDOWN((ROW(A1980)-52)/50,0)+4),\"\"))","v":""},{"$f":"IF(A1980=\"\",\"\",INDIRECT(\"'Fixture Schedule'!D\"&MOD(ROW(A1980)-52,50)+9))","v":""},{"$f":"IF(A1980=\"\",\"\",IF(AR1980=\"\",\"\",INDIRECT(\"'Fixture Schedule'!K\"&MOD(ROW(A1980)-52,50)+9)))","v":""},"",{"$f":"IF(A1980=\"\",\"\",INDIRECT(\"'Fixture Schedule'!L\"&MOD(ROW(A1980)-52,50)+9))","v":""},null,null,null,null,null,null,null,null,null,null,null,null,null,{"$f":"INDIRECT(\"'Space-by-Space Method'!\"&SUBSTITUTE(ADDRESS(1,MOD(ROW(A1980)-52,50)+10,4),\"1\",\"\")&ROUNDDOWN((ROW(A1980)-52)/50,0)+4)","v":0},{"$f":"LEFT(INDIRECT(\"'Space-by-Space Method'!BJ\"&ROUNDDOWN((ROW(A1980)-52)/50,0)+4),3)","v":""},{"$f":"INDIRECT(\"'Fixture Schedule'!L\"&MOD(ROW(A1980)-52,50)+9)","v":0},{"$f":"INDIRECT(\"'Fixture Schedule'!O\"&MOD(ROW(A1980)-52,50)+9)","v":0},{"$f":"INDIRECT(\"'Space-by-Space Method'!F\"&ROUNDDOWN((ROW(A1980)-52)/50,0)+4)","v":0},{"$f":"INDIRECT(\"'Fixture Schedule'!L\"&MOD(ROW(A1980)-52,50)+9)","v":0},{"$f":"INDIRECT(\"'Space-by-Space Method'!D\"&ROUNDDOWN((ROW(A1980)-52)/50,0)+4)","v":0},{"$f":"INDIRECT(\"'Space-by-Space Method'!E\"&ROUNDDOWN((ROW(A1980)-52)/50,0)+4)","v":1}]
[{"$f":"IF(InteriorCalcType=2,IF(OR(AM1993=0,AN1993=\"DNQ\")=TRUE,\"\",INDIRECT(\"'Fixture Schedule'!M\"&MOD(ROW(A1993)-52,50)+9)),\"\")","v":""},{"$f":"IF(A1993=\"\",\"\",INDIRECT(\"'Fixture Schedule'!E\"&MOD(ROW(A1993)-52,50)+9))","v":""},{"$f":"IF(A1993=\"\",\"\",INDIRECT(\"'Fixture Schedule'!F\"&MOD(ROW(A1993)-52,50)+9))","v":""},{"$f":"IF(A1993=\"\",\"\",INDIRECT(\"'Fixture Schedule'!L\"&MOD(ROW(A1993)-52,50)+9))","v":""},"",null,null,{"$f":"IF(A1993=\"\",\"\",IF(AP1993=1,Summary!$C$12*(AO1993)/(SUM('Space-by-Space Method'!$BO$4:$BO$78,SUM('Exterior Lighting'!$BL$5:$BL$25))),0))","v":""},{"$f":"IF(A1993=\"\",\"\",IF(START!$B$34=1,INDIRECT(\"'Space-by-Space Method'!\"&SUBSTITUTE(ADDRESS(1,MOD(ROW(A1993)-52,50)+10,4),\"1\",\"\")&ROUNDDOWN((ROW(A1993)-52)/50,0)+4),\"\"))","v":""},{"$f":"IF(A1993=\"\",\"\",IF(AP1993=1,Summary!$F$11*(AO1993)/(SUM('Space-by-Space Method'!$BO$4:$BO$78,SUM('Exterior Lighting'!$BL$5:$BL$25))),0))","v":""},{"$f":"IF(A1993=\"\",\"\",IF(AP1993=1,Summary!$E$11*(AO1993)/(SUM('Space-by-Space Method'!$BO$4:$BO$78,SUM('Exterior Lighting'!$BL$5:$BL$25))),0))","v":""},{"$f":"IF(A1993=\"\",\"\",IF(AP1993=1,Summary!$G$11*(AO1993)/(SUM('Space-by-Space Method'!$BO$4:$BO$78,SUM('Exterior Lighting'!$BL$5:$BL$25))),0))","v":""},{"$f":"IF(A1993=\"\",\"\",IF(AP1993=1,Summary!$H$11*(AO1993)/(SUM('Space-by-Space Method'!$BO$4:$BO$78)),0))","v":""},{"$f":"IF(A1993=\"\",\"\",IF(AP1993=1,Summary!$I$11*(AO1993)/(SUM('Space-by-Space Method'!$BO$4:$BO$78)),0))","v":""},null,null,null,{"$f":"IF(A1993=\"\",\"\",IF(START!$B$34=2,INDIRECT(\"'Space-by-Space Method'!\"&SUBSTITUTE(ADDRESS(1,MOD(ROW(A1993)-52,50)+10,4),\"1\",\"\")&ROUNDDOWN((ROW(A1993)-52)/50,0)+4),\"\"))","v":""},{"$f":"IF(A1993=\"\",\"\",INDIRECT(\"'Space-by-Space Method'!C\"&ROUNDDOWN((ROW(A1993)-52)/50,0)+4))","v":""},{"$f":"IF(A1993=\"\",\"\",IF(COUNTIF(CommonSpaceTypes,AQ1993)>0,INDIRECT(\"'Space-by-Space Method'!F\"&ROUNDDOWN((ROW(A1993)-52)/50,0)+4),\"\"))","v":""},{"$f":"IF(A1993=\"\",\"\",IF(COUNTIF(BuildingSpecificSpaceTypes,AQ1993)>0,INDIRECT(\"'Space-by-Space Method'!F\"&ROUNDDOWN((ROW(A1993)-52)/50,0)+4),\"\"))","v":""},{"$f":"IF(A1993=\"\",\"\",INDIRECT(\"'Fixture Schedule'!D\"&MOD(ROW(A1993)-52,50)+9))","v":""},{"$f":"IF(A1993=\"\",\"\",IF(AR1993=\"\",\"\",INDIRECT(\"'Fixture Schedule'!K\"&MOD(ROW(A1993)-52,50)+9)))","v":""},"",{"$f":"IF(A1993=\"\",\"\",INDIRECT(\"'Fixture Schedule'!L\"&MOD(ROW(A1993)-52,50)+9))","v":""},null,null,null,null,null,null,null,null,null,null,null,null,null,{"$f":"INDIRECT(\"'Space-by-Space Method'!\"&SUBSTITUTE(ADDRESS(1,MOD(ROW(A1993)-52,50)+10,4),\"1\",\"\")&ROUNDDOWN((ROW(A1993)-52)/50,0)+4)","v":0},{"$f":"LEFT(INDIRECT(\"'Space-by-Space Method'!BJ\"&ROUNDDOWN((ROW(A1993)-52)/50,0)+4),3)","v":""},{"$f":"INDIRECT(\"'Fixture Schedule'!L\"&MOD(ROW(A1993)-52,50)+9)","v":0},{"$f":"INDIRECT(\"'Fixture Schedule'!O\"&MOD(ROW(A1993)-52,50)+9)","v":0},{"$f":"INDIRECT(\"'Space-by-Space Method'!F\"&ROUNDDOWN((ROW(A1993)-52)/50,0)+4)","v":0},{"$f":"INDIRECT(\"'Fixture Schedule'!L\"&MOD(ROW(A1993)-52,50)+9)","v":0},{"$f":"INDIRECT(\"'Space-by-Space Method'!D\"&ROUNDDOWN((ROW(A1993)-52)/50,0)+4)","v":0},{"$f":"INDIRECT(\"'Space-by-Space Method'!E\"&ROUNDDOWN((ROW(A1993)-52)/50,0)+4)","v":1}]
[{"$f":"IF(InteriorCalcType=2,IF(OR(AM1999=0,AN1999=\"DNQ\")=TRUE,\"\",INDIRECT(\"'Fixture Schedule'!M\"&MOD(ROW(A1999)-52,50)+9)),\"\")","v":""},{"$f":"IF(A1999=\"\",\"\",INDIRECT(\"'Fixture Schedule'!E\"&MOD(ROW(A1999)-52,50)+9))","v":""},{"$f":"IF(A1999=\"\",\"\",INDIRECT(\"'Fixture Schedule'!F\"&MOD(ROW(A1999)-52,50)+9))","v":""},{"$f":"IF(A1999=\"\",\"\",INDIRECT(\"'Fixture Schedule'!L\"&MOD(ROW(A1999)-52,50)+9))","v":""},"",null,null,{"$f":"IF(A1999=\"\",\"\",IF(AP1999=1,Summary!$C$12*(AO1999)/(SUM('Space-by-Space Method'!$BO$4:$BO$78,SUM('Exterior Lighting'!$BL$5:$BL$25))),0))","v":""},{"$f":"IF(A1999=\"\",\"\",IF(START!$B$34=1,INDIRECT(\"'Space-by-Space Method'!\"&SUBSTITUTE(ADDRESS(1,MOD(ROW(A1999)-52,50)+10,4),\"1\",\"\")&ROUNDDOWN((ROW(A1999)-52)/50,0)+4),\"\"))","v":""},{"$f":"IF(A1999=\"\",\"\",IF(AP1999=1,Summary!$F$11*(AO1999)/(SUM('Space-by-Space Method'!$BO$4:$BO$78,SUM('Exterior Lighting'!$BL$5:$BL$25))),0))","v":""},{"$f":"IF(A1999=\"\",\"\",IF(AP1999=1,Summary!$E$11*(AO1999)/(SUM('Space-by-Space Method'!$BO$4:$BO$78,SUM('Exterior Lighting'!$BL$5:$BL$25))),0))","v":""},{"$f":"IF(A1999=\"\",\"\",IF(AP1999=1,Summary!$G$11*(AO1999)/(SUM('Space-by-Space Method'!$BO$4:$BO$78,SUM('Exterior Lighting'!$BL$5:$BL$25))),0))","v":""},{"$f":"IF(A1999=\"\",\"\",IF(AP1999=1,Summary!$H$11*(AO1999)/(SUM('Space-by-Space Method'!$BO$4:$BO$78)),0))","v":""},{"$f":"IF(A1999=\"\",\"\",IF(AP1999=1,Summary!$I$11*(AO1999)/(SUM('Space-by-Space Method'!$BO$4:$BO$78)),0))","v":""},null,null,null,{"$f":"IF(A1999=\"\",\"\",IF(START!$B$34=2,INDIRECT(\"'Space-by-Space Method'!\"&SUBSTITUTE(ADDRESS(1,MOD(ROW(A1999)-52,50)+10,4),\"1\",\"\")&ROUNDDOWN((ROW(A1999)-52)/50,0)+4),\"\"))","v":""},{"$f":"IF(A1999=\"\",\"\",INDIRECT(\"'Space-by-Space Method'!C\"&ROUNDDOWN((ROW(A1999)-52)/50,0)+4))","v":""},{"$f":"IF(A1999=\"\",\"\",IF(COUNTIF(CommonSpaceTypes,AQ1999)>0,INDIRECT(\"'Space-by-Space Method'!F\"&ROUNDDOWN((ROW(A1999)-52)/50,0)+4),\"\"))","v":""},{"$f":"IF(A1999=\"\",\"\",IF(COUNTIF(BuildingSpecificSpaceTypes,AQ1999)>0,INDIRECT(\"'Space-by-Space Method'!F\"&ROUNDDOWN((ROW(A1999)-52)/50,0)+4),\"\"))","v":""},{"$f":"IF(A1999=\"\",\"\",INDIRECT(\"'Fixture Schedule'!D\"&MOD(ROW(A1999)-52,50)+9))","v":""},{"$f":"IF(A1999=\"\",\"\",IF(AR1999=\"\",\"\",INDIRECT(\"'Fixture Schedule'!K\"&MOD(ROW(A1999)-52,50)+9)))","v":""},"",{"$f":"IF(A1999=\"\",\"\",INDIRECT(\"'Fixture Schedule'!L\"&MOD(ROW(A1999)-52,50)+9))","v":""},null,null,null,null,null,null,null,null,null,null,null,null,null,{"$f":"INDIRECT(\"'Space-by-Space Method'!\"&SUBSTITUTE(ADDRESS(1,MOD(ROW(A1999)-52,50)+10,4),\"1\",\"\")&ROUNDDOWN((ROW(A1999)-52)/50,0)+4)","v":0},{"$f":"LEFT(INDIRECT(\"'Space-by-Space Method'!BJ\"&ROUNDDOWN((ROW(A1999)-52)/50,0)+4),3)","v":""},{"$f":"INDIRECT(\"'Fixture Schedule'!L\"&MOD(ROW(A1999)-52,50)+9)","v":0},{"$f":"INDIRECT(\"'Fixture Schedule'!O\"&MOD(ROW(A1999)-52,50)+9)","v":0},{"$f":"INDIRECT(\"'Space-by-Space Method'!F\"&ROUNDDOWN((ROW(A1999)-52)/50,0)+4)","v":0},{"$f":"INDIRECT(\"'Fixture Schedule'!L\"&MOD(ROW(A1999)-52,50)+9)","v":0},{"$f":"INDIRECT(\"'Space-by-Space Method'!D\"&ROUNDDOWN((ROW(A1999)-52)/50,0)+4)","v":0},{"$f":"INDIRECT(\"'Space-by-Space Method'!E\"&ROUNDDOWN((ROW(A1999)-52)/50,0)+4)","v":1}]
[{"$f":"IF(InteriorCalcType=2,IF(OR(AM2008=0,AN2008=\"DNQ\")=TRUE,\"\",INDIRECT(\"'Fixture Schedule'!M\"&MOD(ROW(A2008)-52,50)+9)),\"\")","v":""},{"$f":"IF(A2008=\"\",\"\",INDIRECT(\"'Fixture Schedule'!E\"&MOD(ROW(A2008)-52,50)+9))","v":""},{"$f":"IF(A2008=\"\",\"\",INDIRECT(\"'Fixture Schedule'!F\"&MOD(ROW(A2008)-52,50)+9))","v":""},{"$f":"IF(A2008=\"\",\"\",INDIRECT(\"'Fixture Schedule'!L\"&MOD(ROW(A2008)-52,50)+9))","v":""},"",null,null,{"$f":"IF(A2008=\"\",\"\",IF(AP2008=1,Summary!$C$12*(AO2008)/(SUM('Space-by-Space Method'!$BO$4:$BO$78,SUM('Exterior Lighting'!$BL$5:$BL$25))),0))","v":""},{"$f":"IF(A2008=\"\",\"\",IF(START!$B$34=1,INDIRECT(\"'Space-by-Space Method'!\"&SUBSTITUTE(ADDRESS(1,MOD(ROW(A2008)-52,50)+10,4),\"1\",\"\")&ROUNDDOWN((ROW(A2008)-52)/50,0)+4),\"\"))","v":""},{"$f":"IF(A2008=\"\",\"\",IF(AP2008=1,Summary!$F$11*(AO2008)/(SUM('Space-by-Space Method'!$BO$4:$BO$78,SUM('Exterior Lighting'!$BL$5:$BL$25))),0))","v":""},{"$f":"IF(A2008=\"\",\"\",IF(AP2008=1,Summary!$E$11*(AO2008)/(SUM('Space-by-Space Method'!$BO$4:$BO$78,SUM('Exterior Lighting'!$BL$5:$BL$25))),0))","v":""},{"$f":"IF(A2008=\"\",\"\",IF(AP2008=1,Summary!$G$11*(AO2008)/(SUM('Space-by-Space Method'!$BO$4:$BO$78,SUM('Exterior Lighting'!$BL$5:$BL$25))),0))","v":""},{"$f":"IF(A2008=\"\",\"\",IF(AP2008=1,Summary!$H$11*(AO2008)/(SUM('Space-by-Space Method'!$BO$4:$BO$78)),0))","v":""},{"$f":"IF(A2008=\"\",\"\",IF(AP2008=1,Summary!$I$11*(AO2008)/(SUM('Space-by-Space Method'!$BO$4:$BO$78)),0))","v":""},null,null,null,{"$f":"IF(A2008=\"\",\"\",IF(START!$B$34=2,INDIRECT(\"'Space-by-Space Method'!\"&SUBSTITUTE(ADDRESS(1,MOD(ROW(A2008)-52,50)+10,4),\"1\",\"\")&ROUNDDOWN((ROW(A2008)-52)/50,0)+4),\"\"))","v":""},{"$f":"IF(A2008=\"\",\"\",INDIRECT(\"'Space-by-Space Method'!C\"&ROUNDDOWN((ROW(A2008)-52)/50,0)+4))","v":""},{"$f":"IF(A2008=\"\",\"\",IF(COUNTIF(CommonSpaceTypes,AQ2008)>0,INDIRECT(\"'Space-by-Space Method'!F\"&ROUNDDOWN((ROW(A2008)-52)/50,0)+4),\"\"))","v":""},{"$f":"IF(A2008=\"\",\"\",IF(COUNTIF(BuildingSpecificSpaceTypes,AQ2008)>0,INDIRECT(\"'Space-by-Space Method'!F\"&ROUNDDOWN((ROW(A2008)-52)/50,0)+4),\"\"))","v":""},{"$f":"IF(A2008=\"\",\"\",INDIRECT(\"'Fixture Schedule'!D\"&MOD(ROW(A2008)-52,50)+9))","v":""},{"$f":"IF(A2008=\"\",\"\",IF(AR2008=\"\",\"\",INDIRECT(\"'Fixture Schedule'!K\"&MOD(ROW(A2008)-52,50)+9)))","v":""},"",{"$f":"IF(A2008=\"\",\"\",INDIRECT(\"'Fixture Schedule'!L\"&MOD(ROW(A2008)-52,50)+9))","v":""},null,null,null,null,null,null,null,null,null,null,null,null,null,{"$f":"INDIRECT(\"'Space-by-Space Method'!\"&SUBSTITUTE(ADDRESS(1,MOD(ROW(A2008)-52,50)+10,4),\"1\",\"\")&ROUNDDOWN((ROW(A2008)-52)/50,0)+4)","v":0},{"$f":"LEFT(INDIRECT(\"'Space-by-Space Method'!BJ\"&ROUNDDOWN((ROW(A2008)-52)/50,0)+4),3)","v":""},{"$f":"INDIRECT(\"'Fixture Schedule'!L\"&MOD(ROW(A2008)-52,50)+9)","v":0},{"$f":"INDIRECT(\"'Fixture Schedule'!O\"&MOD(ROW(A2008)-52,50)+9)","v":0},{"$f":"INDIRECT(\"'Space-by-Space Method'!F\"&ROUNDDOWN((ROW(A2008)-52)/50,0)+4)","v":0},{"$f":"INDIRECT(\"'Fixture Schedule'!L\"&MOD(ROW(A2008)-52,50)+9)","v":0},{"$f":"INDIRECT(\"'Space-by-Space Method'!D\"&ROUNDDOWN((ROW(A2008)-52)/50,0)+4)","v":0},{"$f":"INDIRECT(\"'Space-by-Space Method'!E\"&ROUNDDOWN((ROW(A2008)-52)/50,0)+4)","v":1}]
[{"$f":"IF(InteriorCalcType=2,IF(OR(AM2013=0,AN2013=\"DNQ\")=TRUE,\"\",INDIRECT(\"'Fixture Schedule'!M\"&MOD(ROW(A2013)-52,50)+9)),\"\")","v":""},{"$f":"IF(A2013=\"\",\"\",INDIRECT(\"'Fixture Schedule'!E\"&MOD(ROW(A2013)-52,50)+9))","v":""},{"$f":"IF(A2013=\"\",\"\",INDIRECT(\"'Fixture Schedule'!F\"&MOD(ROW(A2013)-52,50)+9))","v":""},{"$f":"IF(A2013=\"\",\"\",INDIRECT(\"'Fixture Schedule'!L\"&MOD(ROW(A2013)-52,50)+9))","v":""},"",null,null,{"$f":"IF(A2013=\"\",\"\",IF(AP2013=1,Summary!$C$12*(AO2013)/(SUM('Space-by-Space Method'!$BO$4:$BO$78,SUM('Exterior Lighting'!$BL$5:$BL$25))),0))","v":""},{"$f":"IF(A2013=\"\",\"\",IF(START!$B$34=1,INDIRECT(\"'Space-by-Space Method'!\"&SUBSTITUTE(ADDRESS(1,MOD(ROW(A2013)-52,50)+10,4),\"1\",\"\")&ROUNDDOWN((ROW(A2013)-52)/50,0)+4),\"\"))","v":""},{"$f":"IF(A2013=\"\",\"\",IF(AP2013=1,Summary!$F$11*(AO2013)/(SUM('Space-by-Space Method'!$BO$4:$BO$78,SUM('Exterior Lighting'!$BL$5:$BL$25))),0))","v":""},{"$f":"IF(A2013=\"\",\"\",IF(AP2013=1,Summary!$E$11*(AO2013)/(SUM('Space-by-Space Method'!$BO$4:$BO$78,SUM('Exterior Lighting'!$BL$5:$BL$25))),0))","v":""},{"$f":"IF(A2013=\"\",\"\",IF(AP2013=1,Summary!$G$11*(AO2013)/(SUM('Space-by-Space Method'!$BO$4:$BO$78,SUM('Exterior Lighting'!$BL$5:$BL$25))),0))","v":""},{"$f":"IF(A2013=\"\",\"\",IF(AP2013=1,Summary!$H$11*(AO2013)/(SUM('Space-by-Space Method'!$BO$4:$BO$78)),0))","v":""},{"$f":"IF(A2013=\"\",\"\",IF(AP2013=1,Summary!$I$11*(AO2013)/(SUM('Space-by-Space Method'!$BO$4:$BO$78)),0))","v":""},null,null,null,{"$f":"IF(A2013=\"\",\"\",IF(START!$B$34=2,INDIRECT(\"'Space-by-Space Method'!\"&SUBSTITUTE(ADDRESS(1,MOD(ROW(A2013)-52,50)+10,4),\"1\",\"\")&ROUNDDOWN((ROW(A2013)-52)/50,0)+4),\"\"))","v":""},{"$f":"IF(A2013=\"\",\"\",INDIRECT(\"'Space-by-Space Method'!C\"&ROUNDDOWN((ROW(A2013)-52)/50,0)+4))","v":""},{"$f":"IF(A2013=\"\",\"\",IF(COUNTIF(CommonSpaceTypes,AQ2013)>0,INDIRECT(\"'Space-by-Space Method'!F\"&ROUNDDOWN((ROW(A2013)-52)/50,0)+4),\"\"))","v":""},{"$f":"IF(A2013=\"\",\"\",IF(COUNTIF(BuildingSpecificSpaceTypes,AQ2013)>0,INDIRECT(\"'Space-by-Space Method'!F\"&ROUNDDOWN((ROW(A2013)-52)/50,0)+4),\"\"))","v":""},{"$f":"IF(A2013=\"\",\"\",INDIRECT(\"'Fixture Schedule'!D\"&MOD(ROW(A2013)-52,50)+9))","v":""},{"$f":"IF(A2013=\"\",\"\",IF(AR2013=\"\",\"\",INDIRECT(\"'Fixture Schedule'!K\"&MOD(ROW(A2013)-52,50)+9)))","v":""},"",{"$f":"IF(A2013=\"\",\"\",INDIRECT(\"'Fixture Schedule'!L\"&MOD(ROW(A2013)-52,50)+9))","v":""},null,null,null,null,null,null,null,null,null,null,null,null,null,{"$f":"INDIRECT(\"'Space-by-Space Method'!\"&SUBSTITUTE(ADDRESS(1,MOD(ROW(A2013)-52,50)+10,4),\"1\",\"\")&ROUNDDOWN((ROW(A2013)-52)/50,0)+4)","v":0},{"$f":"LEFT(INDIRECT(\"'Space-by-Space Method'!BJ\"&ROUNDDOWN((ROW(A2013)-52)/50,0)+4),3)","v":""},{"$f":"INDIRECT(\"'Fixture Schedule'!L\"&MOD(ROW(A2013)-52,50)+9)","v":0},{"$f":"INDIRECT(\"'Fixture Schedule'!O\"&MOD(ROW(A2013)-52,50)+9)","v":0},{"$f":"INDIRECT(\"'Space-by-Space Method'!F\"&ROUNDDOWN((ROW(A2013)-52)/50,0)+4)","v":0},{"$f":"INDIRECT(\"'Fixture Schedule'!L\"&MOD(ROW(A2013)-52,50)+9)","v":0},{"$f":"INDIRECT(\"'Space-by-Space Method'!D\"&ROUNDDOWN((ROW(A2013)-52)/50,0)+4)","v":0},{"$f":"INDIRECT(\"'Space-by-Space Method'!E\"&ROUNDDOWN((ROW(A2013)-52)/50,0)+4)","v":1}]
[{"$f":"IF(InteriorCalcType=2,IF(OR(AM2027=0,AN2027=\"DNQ\")=TRUE,\"\",INDIRECT(\"'Fixture Schedule'!M\"&MOD(ROW(A2027)-52,50)+9)),\"\")","v":""},{"$f":"IF(A2027=\"\",\"\",INDIRECT(\"'Fixture Schedule'!E\"&MOD(ROW(A2027)-52,50)+9))","v":""},{"$f":"IF(A2027=\"\",\"\",INDIRECT(\"'Fixture Schedule'!F\"&MOD(ROW(A2027)-52,50)+9))","v":""},{"$f":"IF(A2027=\"\",\"\",INDIRECT(\"'Fixture Schedule'!L\"&MOD(ROW(A2027)-52,50)+9))","v":""},"",null,null,{"$f":"IF(A2027=\"\",\"\",IF(AP2027=1,Summary!$C$12*(AO2027)/(SUM('Space-by-Space Method'!$BO$4:$BO$78,SUM('Exterior Lighting'!$BL$5:$BL$25))),0))","v":""},{"$f":"IF(A2027=\"\",\"\",IF(START!$B$34=1,INDIRECT(\"'Space-by-Space Method'!\"&SUBSTITUTE(ADDRESS(1,MOD(ROW(A2027)-52,50)+10,4),\"1\",\"\")&ROUNDDOWN((ROW(A2027)-52)/50,0)+4),\"\"))","v":""},{"$f":"IF(A2027=\"\",\"\",IF(AP2027=1,Summary!$F$11*(AO2027)/(SUM('Space-by-Space Method'!$BO$4:$BO$78,SUM('Exterior Lighting'!$BL$5:$BL$25))),0))","v":""},{"$f":"IF(A2027=\"\",\"\",IF(AP2027=1,Summary!$E$11*(AO2027)/(SUM('Space-by-Space Method'!$BO$4:$BO$78,SUM('Exterior Lighting'!$BL$5:$BL$25))),0))","v":""},{"$f":"IF(A2027=\"\",\"\",IF(AP2027=1,Summary!$G$11*(AO2027)/(SUM('Space-by-Space Method'!$BO$4:$BO$78,SUM('Exterior Lighting'!$BL$5:$BL$25))),0))","v":""},{"$f":"IF(A2027=\"\",\"\",IF(AP2027=1,Summary!$H$11*(AO2027)/(SUM('Space-by-Space Method'!$BO$4:$BO$78)),0))","v":""},{"$f":"IF(A2027=\"\",\"\",IF(AP2027=1,Summary!$I$11*(AO2027)/(SUM('Space-by-Space Method'!$BO$4:$BO$78)),0))","v":""},null,null,null,{"$f":"IF(A2027=\"\",\"\",IF(START!$B$34=2,INDIRECT(\"'Space-by-Space Method'!\"&SUBSTITUTE(ADDRESS(1,MOD(ROW(A2027)-52,50)+10,4),\"1\",\"\")&ROUNDDOWN((ROW(A2027)-52)/50,0)+4),\"\"))","v":""},{"$f":"IF(A2027=\"\",\"\",INDIRECT(\"'Space-by-Space Method'!C\"&ROUNDDOWN((ROW(A2027)-52)/50,0)+4))","v":""},{"$f":"IF(A2027=\"\",\"\",IF(COUNTIF(CommonSpaceTypes,AQ2027)>0,INDIRECT(\"'Space-by-Space Method'!F\"&ROUNDDOWN((ROW(A2027)-52)/50,0)+4),\"\"))","v":""},{"$f":"IF(A2027=\"\",\"\",IF(COUNTIF(BuildingSpecificSpaceTypes,AQ2027)>0,INDIRECT(\"'Space-by-Space Method'!F\"&ROUNDDOWN((ROW(A2027)-52)/50,0)+4),\"\"))","v":""},{"$f":"IF(A2027=\"\",\"\",INDIRECT(\"'Fixture Schedule'!D\"&MOD(ROW(A2027)-52,50)+9))","v":""},{"$f":"IF(A2027=\"\",\"\",IF(AR2027=\"\",\"\",INDIRECT(\"'Fixture Schedule'!K\"&MOD(ROW(A2027)-52,50)+9)))","v":""},"",{"$f":"IF(A2027=\"\",\"\",INDIRECT(\"'Fixture Schedule'!L\"&MOD(ROW(A2027)-52,50)+9))","v":""},null,null,null,null,null,null,null,null,null,null,null,null,null,{"$f":"INDIRECT(\"'Space-by-Space Method'!\"&SUBSTITUTE(ADDRESS(1,MOD(ROW(A2027)-52,50)+10,4),\"1\",\"\")&ROUNDDOWN((ROW(A2027)-52)/50,0)+4)","v":0},{"$f":"LEFT(INDIRECT(\"'Space-by-Space Method'!BJ\"&ROUNDDOWN((ROW(A2027)-52)/50,0)+4),3)","v":""},{"$f":"INDIRECT(\"'Fixture Schedule'!L\"&MOD(ROW(A2027)-52,50)+9)","v":0},{"$f":"INDIRECT(\"'Fixture Schedule'!O\"&MOD(ROW(A2027)-52,50)+9)","v":0},{"$f":"INDIRECT(\"'Space-by-Space Method'!F\"&ROUNDDOWN((ROW(A2027)-52)/50,0)+4)","v":0},{"$f":"INDIRECT(\"'Fixture Schedule'!L\"&MOD(ROW(A2027)-52,50)+9)","v":0},{"$f":"INDIRECT(\"'Space-by-Space Method'!D\"&ROUNDDOWN((ROW(A2027)-52)/50,0)+4)","v":0},{"$f":"INDIRECT(\"'Space-by-Space Method'!E\"&ROUNDDOWN((ROW(A2027)-52)/50,0)+4)","v":1}]
[{"$f":"IF(InteriorCalcType=2,IF(OR(AM2031=0,AN2031=\"DNQ\")=TRUE,\"\",INDIRECT(\"'Fixture Schedule'!M\"&MOD(ROW(A2031)-52,50)+9)),\"\")","v":""},{"$f":"IF(A2031=\"\",\"\",INDIRECT(\"'Fixture Schedule'!E\"&MOD(ROW(A2031)-52,50)+9))","v":""},{"$f":"IF(A2031=\"\",\"\",INDIRECT(\"'Fixture Schedule'!F\"&MOD(ROW(A2031)-52,50)+9))","v":""},{"$f":"IF(A2031=\"\",\"\",INDIRECT(\"'Fixture Schedule'!L\"&MOD(ROW(A2031)-52,50)+9))","v":""},"",null,null,{"$f":"IF(A2031=\"\",\"\",IF(AP2031=1,Summary!$C$12*(AO2031)/(SUM('Space-by-Space Method'!$BO$4:$BO$78,SUM('Exterior Lighting'!$BL$5:$BL$25))),0))","v":""},{"$f":"IF(A2031=\"\",\"\",IF(START!$B$34=1,INDIRECT(\"'Space-by-Space Method'!\"&SUBSTITUTE(ADDRESS(1,MOD(ROW(A2031)-52,50)+10,4),\"1\",\"\")&ROUNDDOWN((ROW(A2031)-52)/50,0)+4),\"\"))","v":""},{"$f":"IF(A2031=\"\",\"\",IF(AP2031=1,Summary!$F$11*(AO2031)/(SUM('Space-by-Space Method'!$BO$4:$BO$78,SUM('Exterior Lighting'!$BL$5:$BL$25))),0))","v":""},{"$f":"IF(A2031=\"\",\"\",IF(AP2031=1,Summary!$E$11*(AO2031)/(SUM('Space-by-Space Method'!$BO$4:$BO$78,SUM('Exterior Lighting'!$BL$5:$BL$25))),0))","v":""},{"$f":"IF(A2031=\"\",\"\",IF(AP2031=1,Summary!$G$11*(AO2031)/(SUM('Space-by-Space Method'!$BO$4:$BO$78,SUM('Exterior Lighting'!$BL$5:$BL$25))),0))","v":""},{"$f":"IF(A2031=\"\",\"\",IF(AP2031=1,Summary!$H$11*(AO2031)/(SUM('Space-by-Space Method'!$BO$4:$BO$78)),0))","v":""},{"$f":"IF(A2031=\"\",\"\",IF(AP2031=1,Summary!$I$11*(AO2031)/(SUM('Space-by-Space Method'!$BO$4:$BO$78)),0))","v":""},null,null,null,{"$f":"IF(A2031=\"\",\"\",IF(START!$B$34=2,INDIRECT(\"'Space-by-Space Method'!\"&SUBSTITUTE(ADDRESS(1,MOD(ROW(A2031)-52,50)+10,4),\"1\",\"\")&ROUNDDOWN((ROW(A2031)-52)/50,0)+4),\"\"))","v":""},{"$f":"IF(A2031=\"\",\"\",INDIRECT(\"'Space-by-Space Method'!C\"&ROUNDDOWN((ROW(A2031)-52)/50,0)+4))","v":""},{"$f":"IF(A2031=\"\",\"\",IF(COUNTIF(CommonSpaceTypes,AQ2031)>0,INDIRECT(\"'Space-by-Space Method'!F\"&ROUNDDOWN((ROW(A2031)-52)/50,0)+4),\"\"))","v":""},{"$f":"IF(A2031=\"\",\"\",IF(COUNTIF(BuildingSpecificSpaceTypes,AQ2031)>0,INDIRECT(\"'Space-by-Space Method'!F\"&ROUNDDOWN((ROW(A2031)-52)/50,0)+4),\"\"))","v":""},{"$f":"IF(A2031=\"\",\"\",INDIRECT(\"'Fixture Schedule'!D\"&MOD(ROW(A2031)-52,50)+9))","v":""},{"$f":"IF(A2031=\"\",\"\",IF(AR2031=\"\",\"\",INDIRECT(\"'Fixture Schedule'!K\"&MOD(ROW(A2031)-52,50)+9)))","v":""},"",{"$f":"IF(A2031=\"\",\"\",INDIRECT(\"'Fixture Schedule'!L\"&MOD(ROW(A2031)-52,50)+9))","v":""},null,null,null,null,null,null,null,null,null,null,null,null,null,{"$f":"INDIRECT(\"'Space-by-Space Method'!\"&SUBSTITUTE(ADDRESS(1,MOD(ROW(A2031)-52,50)+10,4),\"1\",\"\")&ROUNDDOWN((ROW(A2031)-52)/50,0)+4)","v":0},{"$f":"LEFT(INDIRECT(\"'Space-by-Space Method'!BJ\"&ROUNDDOWN((ROW(A2031)-52)/50,0)+4),3)","v":""},{"$f":"INDIRECT(\"'Fixture Schedule'!L\"&MOD(ROW(A2031)-52,50)+9)","v":0},{"$f":"INDIRECT(\"'Fixture Schedule'!O\"&MOD(ROW(A2031)-52,50)+9)","v":0},{"$f":"INDIRECT(\"'Space-by-Space Method'!F\"&ROUNDDOWN((ROW(A2031)-52)/50,0)+4)","v":0},{"$f":"INDIRECT(\"'Fixture Schedule'!L\"&MOD(ROW(A2031)-52,50)+9)","v":0},{"$f":"INDIRECT(\"'Space-by-Space Method'!D\"&ROUNDDOWN((ROW(A2031)-52)/50,0)+4)","v":0},{"$f":"INDIRECT(\"'Space-by-Space Method'!E\"&ROUNDDOWN((ROW(A2031)-52)/50,0)+4)","v":1}]
[{"$f":"IF(InteriorCalcType=2,IF(OR(AM2046=0,AN2046=\"DNQ\")=TRUE,\"\",INDIRECT(\"'Fixture Schedule'!M\"&MOD(ROW(A2046)-52,50)+9)),\"\")","v":""},{"$f":"IF(A2046=\"\",\"\",INDIRECT(\"'Fixture Schedule'!E\"&MOD(ROW(A2046)-52,50)+9))","v":""},{"$f":"IF(A2046=\"\",\"\",INDIRECT(\"'Fixture Schedule'!F\"&MOD(ROW(A2046)-52,50)+9))","v":""},{"$f":"IF(A2046=\"\",\"\",INDIRECT(\"'Fixture Schedule'!L\"&MOD(ROW(A2046)-52,50)+9))","v":""},"",null,null,{"$f":"IF(A2046=\"\",\"\",IF(AP2046=1,Summary!$C$12*(AO2046)/(SUM('Space-by-Space Method'!$BO$4:$BO$78,SUM('Exterior Lighting'!$BL$5:$BL$25))),0))","v":""},{"$f":"IF(A2046=\"\",\"\",IF(START!$B$34=1,INDIRECT(\"'Space-by-Space Method'!\"&SUBSTITUTE(ADDRESS(1,MOD(ROW(A2046)-52,50)+10,4),\"1\",\"\")&ROUNDDOWN((ROW(A2046)-52)/50,0)+4),\"\"))","v":""},{"$f":"IF(A2046=\"\",\"\",IF(AP2046=1,Summary!$F$11*(AO2046)/(SUM('Space-by-Space Method'!$BO$4:$BO$78,SUM('Exterior Lighting'!$BL$5:$BL$25))),0))","v":""},{"$f":"IF(A2046=\"\",\"\",IF(AP2046=1,Summary!$E$11*(AO2046)/(SUM('Space-by-Space Method'!$BO$4:$BO$78,SUM('Exterior Lighting'!$BL$5:$BL$25))),0))","v":""},{"$f":"IF(A2046=\"\",\"\",IF(AP2046=1,Summary!$G$11*(AO2046)/(SUM('Space-by-Space Method'!$BO$4:$BO$78,SUM('Exterior Lighting'!$BL$5:$BL$25))),0))","v":""},{"$f":"IF(A2046=\"\",\"\",IF(AP2046=1,Summary!$H$11*(AO2046)/(SUM('Space-by-Space Method'!$BO$4:$BO$78)),0))","v":""},{"$f":"IF(A2046=\"\",\"\",IF(AP2046=1,Summary!$I$11*(AO2046)/(SUM('Space-by-Space Method'!$BO$4:$BO$78)),0))","v":""},null,null,null,{"$f":"IF(A2046=\"\",\"\",IF(START!$B$34=2,INDIRECT(\"'Space-by-Space Method'!\"&SUBSTITUTE(ADDRESS(1,MOD(ROW(A2046)-52,50)+10,4),\"1\",\"\")&ROUNDDOWN((ROW(A2046)-52)/50,0)+4),\"\"))","v":""},{"$f":"IF(A2046=\"\",\"\",INDIRECT(\"'Space-by-Space Method'!C\"&ROUNDDOWN((ROW(A2046)-52)/50,0)+4))","v":""},{"$f":"IF(A2046=\"\",\"\",IF(COUNTIF(CommonSpaceTypes,AQ2046)>0,INDIRECT(\"'Space-by-Space Method'!F\"&ROUNDDOWN((ROW(A2046)-52)/50,0)+4),\"\"))","v":""},{"$f":"IF(A2046=\"\",\"\",IF(COUNTIF(BuildingSpecificSpaceTypes,AQ2046)>0,INDIRECT(\"'Space-by-Space Method'!F\"&ROUNDDOWN((ROW(A2046)-52)/50,0)+4),\"\"))","v":""},{"$f":"IF(A2046=\"\",\"\",INDIRECT(\"'Fixture Schedule'!D\"&MOD(ROW(A2046)-52,50)+9))","v":""},{"$f":"IF(A2046=\"\",\"\",IF(AR2046=\"\",\"\",INDIRECT(\"'Fixture Schedule'!K\"&MOD(ROW(A2046)-52,50)+9)))","v":""},"",{"$f":"IF(A2046=\"\",\"\",INDIRECT(\"'Fixture Schedule'!L\"&MOD(ROW(A2046)-52,50)+9))","v":""},null,null,null,null,null,null,null,null,null,null,null,null,null,{"$f":"INDIRECT(\"'Space-by-Space Method'!\"&SUBSTITUTE(ADDRESS(1,MOD(ROW(A2046)-52,50)+10,4),\"1\",\"\")&ROUNDDOWN((ROW(A2046)-52)/50,0)+4)","v":0},{"$f":"LEFT(INDIRECT(\"'Space-by-Space Method'!BJ\"&ROUNDDOWN((ROW(A2046)-52)/50,0)+4),3)","v":""},{"$f":"INDIRECT(\"'Fixture Schedule'!L\"&MOD(ROW(A2046)-52,50)+9)","v":0},{"$f":"INDIRECT(\"'Fixture Schedule'!O\"&MOD(ROW(A2046)-52,50)+9)","v":0},{"$f":"INDIRECT(\"'Space-by-Space Method'!F\"&ROUNDDOWN((ROW(A2046)-52)/50,0)+4)","v":0},{"$f":"INDIRECT(\"'Fixture Schedule'!L\"&MOD(ROW(A2046)-52,50)+9)","v":0},{"$f":"INDIRECT(\"'Space-by-Space Method'!D\"&ROUNDDOWN((ROW(A2046)-52)/50,0)+4)","v":0},{"$f":"INDIRECT(\"'Space-by-Space Method'!E\"&ROUNDDOWN((ROW(A2046)-52)/50,0)+4)","v":1}]
[{"$f":"IF(InteriorCalcType=2,IF(OR(AM2054=0,AN2054=\"DNQ\")=TRUE,\"\",INDIRECT(\"'Fixture Schedule'!M\"&MOD(ROW(A2054)-52,50)+9)),\"\")","v":""},{"$f":"IF(A2054=\"\",\"\",INDIRECT(\"'Fixture Schedule'!E\"&MOD(ROW(A2054)-52,50)+9))","v":""},{"$f":"IF(A2054=\"\",\"\",INDIRECT(\"'Fixture Schedule'!F\"&MOD(ROW(A2054)-52,50)+9))","v":""},{"$f":"IF(A2054=\"\",\"\",INDIRECT(\"'Fixture Schedule'!L\"&MOD(ROW(A2054)-52,50)+9))","v":""},"",null,null,{"$f":"IF(A2054=\"\",\"\",IF(AP2054=1,Summary!$C$12*(AO2054)/(SUM('Space-by-Space Method'!$BO$4:$BO$78,SUM('Exterior Lighting'!$BL$5:$BL$25))),0))","v":""},{"$f":"IF(A2054=\"\",\"\",IF(START!$B$34=1,INDIRECT(\"'Space-by-Space Method'!\"&SUBSTITUTE(ADDRESS(1,MOD(ROW(A2054)-52,50)+10,4),\"1\",\"\")&ROUNDDOWN((ROW(A2054)-52)/50,0)+4),\"\"))","v":""},{"$f":"IF(A2054=\"\",\"\",IF(AP2054=1,Summary!$F$11*(AO2054)/(SUM('Space-by-Space Method'!$BO$4:$BO$78,SUM('Exterior Lighting'!$BL$5:$BL$25))),0))","v":""},{"$f":"IF(A2054=\"\",\"\",IF(AP2054=1,Summary!$E$11*(AO2054)/(SUM('Space-by-Space Method'!$BO$4:$BO$78,SUM('Exterior Lighting'!$BL$5:$BL$25))),0))","v":""},{"$f":"IF(A2054=\"\",\"\",IF(AP2054=1,Summary!$G$11*(AO2054)/(SUM('Space-by-Space Method'!$BO$4:$BO$78,SUM('Exterior Lighting'!$BL$5:$BL$25))),0))","v":""},{"$f":"IF(A2054=\"\",\"\",IF(AP2054=1,Summary!$H$11*(AO2054)/(SUM('Space-by-Space Method'!$BO$4:$BO$78)),0))","v":""},{"$f":"IF(A2054=\"\",\"\",IF(AP2054=1,Summary!$I$11*(AO2054)/(SUM('Space-by-Space Method'!$BO$4:$BO$78)),0))","v":""},null,null,null,{"$f":"IF(A2054=\"\",\"\",IF(START!$B$34=2,INDIRECT(\"'Space-by-Space Method'!\"&SUBSTITUTE(ADDRESS(1,MOD(ROW(A2054)-52,50)+10,4),\"1\",\"\")&ROUNDDOWN((ROW(A2054)-52)/50,0)+4),\"\"))","v":""},{"$f":"IF(A2054=\"\",\"\",INDIRECT(\"'Space-by-Space Method'!C\"&ROUNDDOWN((ROW(A2054)-52)/50,0)+4))","v":""},{"$f":"IF(A2054=\"\",\"\",IF(COUNTIF(CommonSpaceTypes,AQ2054)>0,INDIRECT(\"'Space-by-Space Method'!F\"&ROUNDDOWN((ROW(A2054)-52)/50,0)+4),\"\"))","v":""},{"$f":"IF(A2054=\"\",\"\",IF(COUNTIF(BuildingSpecificSpaceTypes,AQ2054)>0,INDIRECT(\"'Space-by-Space Method'!F\"&ROUNDDOWN((ROW(A2054)-52)/50,0)+4),\"\"))","v":""},{"$f":"IF(A2054=\"\",\"\",INDIRECT(\"'Fixture Schedule'!D\"&MOD(ROW(A2054)-52,50)+9))","v":""},{"$f":"IF(A2054=\"\",\"\",IF(AR2054=\"\",\"\",INDIRECT(\"'Fixture Schedule'!K\"&MOD(ROW(A2054)-52,50)+9)))","v":""},"",{"$f":"IF(A2054=\"\",\"\",INDIRECT(\"'Fixture Schedule'!L\"&MOD(ROW(A2054)-52,50)+9))","v":""},null,null,null,null,null,null,null,null,null,null,null,null,null,{"$f":"INDIRECT(\"'Space-by-Space Method'!\"&SUBSTITUTE(ADDRESS(1,MOD(ROW(A2054)-52,50)+10,4),\"1\",\"\")&ROUNDDOWN((ROW(A2054)-52)/50,0)+4)","v":0},{"$f":"LEFT(INDIRECT(\"'Space-by-Space Method'!BJ\"&ROUNDDOWN((ROW(A2054)-52)/50,0)+4),3)","v":""},{"$f":"INDIRECT(\"'Fixture Schedule'!L\"&MOD(ROW(A2054)-52,50)+9)","v":0},{"$f":"INDIRECT(\"'Fixture Schedule'!O\"&MOD(ROW(A2054)-52,50)+9)","v":0},{"$f":"INDIRECT(\"'Space-by-Space Method'!F\"&ROUNDDOWN((ROW(A2054)-52)/50,0)+4)","v":0},{"$f":"INDIRECT(\"'Fixture Schedule'!L\"&MOD(ROW(A2054)-52,50)+9)","v":0},{"$f":"INDIRECT(\"'Space-by-Space Method'!D\"&ROUNDDOWN((ROW(A2054)-52)/50,0)+4)","v":0},{"$f":"INDIRECT(\"'Space-by-Space Method'!E\"&ROUNDDOWN((ROW(A2054)-52)/50,0)+4)","v":1}]
[{"$f":"IF(InteriorCalcType=2,IF(OR(AM2057=0,AN2057=\"DNQ\")=TRUE,\"\",INDIRECT(\"'Fixture Schedule'!M\"&MOD(ROW(A2057)-52,50)+9)),\"\")","v":""},{"$f":"IF(A2057=\"\",\"\",INDIRECT(\"'Fixture Schedule'!E\"&MOD(ROW(A2057)-52,50)+9))","v":""},{"$f":"IF(A2057=\"\",\"\",INDIRECT(\"'Fixture Schedule'!F\"&MOD(ROW(A2057)-52,50)+9))","v":""},{"$f":"IF(A2057=\"\",\"\",INDIRECT(\"'Fixture Schedule'!L\"&MOD(ROW(A2057)-52,50)+9))","v":""},"",null,null,{"$f":"IF(A2057=\"\",\"\",IF(AP2057=1,Summary!$C$12*(AO2057)/(SUM('Space-by-Space Method'!$BO$4:$BO$78,SUM('Exterior Lighting'!$BL$5:$BL$25))),0))","v":""},{"$f":"IF(A2057=\"\",\"\",IF(START!$B$34=1,INDIRECT(\"'Space-by-Space Method'!\"&SUBSTITUTE(ADDRESS(1,MOD(ROW(A2057)-52,50)+10,4),\"1\",\"\")&ROUNDDOWN((ROW(A2057)-52)/50,0)+4),\"\"))","v":""},{"$f":"IF(A2057=\"\",\"\",IF(AP2057=1,Summary!$F$11*(AO2057)/(SUM('Space-by-Space Method'!$BO$4:$BO$78,SUM('Exterior Lighting'!$BL$5:$BL$25))),0))","v":""},{"$f":"IF(A2057=\"\",\"\",IF(AP2057=1,Summary!$E$11*(AO2057)/(SUM('Space-by-Space Method'!$BO$4:$BO$78,SUM('Exterior Lighting'!$BL$5:$BL$25))),0))","v":""},{"$f":"IF(A2057=\"\",\"\",IF(AP2057=1,Summary!$G$11*(AO2057)/(SUM('Space-by-Space Method'!$BO$4:$BO$78,SUM('Exterior Lighting'!$BL$5:$BL$25))),0))","v":""},{"$f":"IF(A2057=\"\",\"\",IF(AP2057=1,Summary!$H$11*(AO2057)/(SUM('Space-by-Space Method'!$BO$4:$BO$78)),0))","v":""},{"$f":"IF(A2057=\"\",\"\",IF(AP2057=1,Summary!$I$11*(AO2057)/(SUM('Space-by-Space Method'!$BO$4:$BO$78)),0))","v":""},null,null,null,{"$f":"IF(A2057=\"\",\"\",IF(START!$B$34=2,INDIRECT(\"'Space-by-Space Method'!\"&SUBSTITUTE(ADDRESS(1,MOD(ROW(A2057)-52,50)+10,4),\"1\",\"\")&ROUNDDOWN((ROW(A2057)-52)/50,0)+4),\"\"))","v":""},{"$f":"IF(A2057=\"\",\"\",INDIRECT(\"'Space-by-Space Method'!C\"&ROUNDDOWN((ROW(A2057)-52)/50,0)+4))","v":""},{"$f":"IF(A2057=\"\",\"\",IF(COUNTIF(CommonSpaceTypes,AQ2057)>0,INDIRECT(\"'Space-by-Space Method'!F\"&ROUNDDOWN((ROW(A2057)-52)/50,0)+4),\"\"))","v":""},{"$f":"IF(A2057=\"\",\"\",IF(COUNTIF(BuildingSpecificSpaceTypes,AQ2057)>0,INDIRECT(\"'Space-by-Space Method'!F\"&ROUNDDOWN((ROW(A2057)-52)/50,0)+4),\"\"))","v":""},{"$f":"IF(A2057=\"\",\"\",INDIRECT(\"'Fixture Schedule'!D\"&MOD(ROW(A2057)-52,50)+9))","v":""},{"$f":"IF(A2057=\"\",\"\",IF(AR2057=\"\",\"\",INDIRECT(\"'Fixture Schedule'!K\"&MOD(ROW(A2057)-52,50)+9)))","v":""},"",{"$f":"IF(A2057=\"\",\"\",INDIRECT(\"'Fixture Schedule'!L\"&MOD(ROW(A2057)-52,50)+9))","v":""},null,null,null,null,null,null,null,null,null,null,null,null,null,{"$f":"INDIRECT(\"'Space-by-Space Method'!\"&SUBSTITUTE(ADDRESS(1,MOD(ROW(A2057)-52,50)+10,4),\"1\",\"\")&ROUNDDOWN((ROW(A2057)-52)/50,0)+4)","v":0},{"$f":"LEFT(INDIRECT(\"'Space-by-Space Method'!BJ\"&ROUNDDOWN((ROW(A2057)-52)/50,0)+4),3)","v":""},{"$f":"INDIRECT(\"'Fixture Schedule'!L\"&MOD(ROW(A2057)-52,50)+9)","v":0},{"$f":"INDIRECT(\"'Fixture Schedule'!O\"&MOD(ROW(A2057)-52,50)+9)","v":0},{"$f":"INDIRECT(\"'Space-by-Space Method'!F\"&ROUNDDOWN((ROW(A2057)-52)/50,0)+4)","v":0},{"$f":"INDIRECT(\"'Fixture Schedule'!L\"&MOD(ROW(A2057)-52,50)+9)","v":0},{"$f":"INDIRECT(\"'Space-by-Space Method'!D\"&ROUNDDOWN((ROW(A2057)-52)/50,0)+4)","v":0},{"$f":"INDIRECT(\"'Space-by-Space Method'!E\"&ROUNDDOWN((ROW(A2057)-52)/50,0)+4)","v":1}]
[{"$f":"IF(InteriorCalcType=2,IF(OR(AM2072=0,AN2072=\"DNQ\")=TRUE,\"\",INDIRECT(\"'Fixture Schedule'!M\"&MOD(ROW(A2072)-52,50)+9)),\"\")","v":""},{"$f":"IF(A2072=\"\",\"\",INDIRECT(\"'Fixture Schedule'!E\"&MOD(ROW(A2072)-52,50)+9))","v":""},{"$f":"IF(A2072=\"\",\"\",INDIRECT(\"'Fixture Schedule'!F\"&MOD(ROW(A2072)-52,50)+9))","v":""},{"$f":"IF(A2072=\"\",\"\",INDIRECT(\"'Fixture Schedule'!L\"&MOD(ROW(A2072)-52,50)+9))","v":""},"",null,null,{"$f":"IF(A2072=\"\",\"\",IF(AP2072=1,Summary!$C$12*(AO2072)/(SUM('Space-by-Space Method'!$BO$4:$BO$78,SUM('Exterior Lighting'!$BL$5:$BL$25))),0))","v":""},{"$f":"IF(A2072=\"\",\"\",IF(START!$B$34=1,INDIRECT(\"'Space-by-Space Method'!\"&SUBSTITUTE(ADDRESS(1,MOD(ROW(A2072)-52,50)+10,4),\"1\",\"\")&ROUNDDOWN((ROW(A2072)-52)/50,0)+4),\"\"))","v":""},{"$f":"IF(A2072=\"\",\"\",IF(AP2072=1,Summary!$F$11*(AO2072)/(SUM('Space-by-Space Method'!$BO$4:$BO$78,SUM('Exterior Lighting'!$BL$5:$BL$25))),0))","v":""},{"$f":"IF(A2072=\"\",\"\",IF(AP2072=1,Summary!$E$11*(AO2072)/(SUM('Space-by-Space Method'!$BO$4:$BO$78,SUM('Exterior Lighting'!$BL$5:$BL$25))),0))","v":""},{"$f":"IF(A2072=\"\",\"\",IF(AP2072=1,Summary!$G$11*(AO2072)/(SUM('Space-by-Space Method'!$BO$4:$BO$78,SUM('Exterior Lighting'!$BL$5:$BL$25))),0))","v":""},{"$f":"IF(A2072=\"\",\"\",IF(AP2072=1,Summary!$H$11*(AO2072)/(SUM('Space-by-Space Method'!$BO$4:$BO$78)),0))","v":""},{"$f":"IF(A2072=\"\",\"\",IF(AP2072=1,Summary!$I$11*(AO2072)/(SUM('Space-by-Space Method'!$BO$4:$BO$78)),0))","v":""},null,null,null,{"$f":"IF(A2072=\"\",\"\",IF(START!$B$34=2,INDIRECT(\"'Space-by-Space Method'!\"&SUBSTITUTE(ADDRESS(1,MOD(ROW(A2072)-52,50)+10,4),\"1\",\"\")&ROUNDDOWN((ROW(A2072)-52)/50,0)+4),\"\"))","v":""},{"$f":"IF(A2072=\"\",\"\",INDIRECT(\"'Space-by-Space Method'!C\"&ROUNDDOWN((ROW(A2072)-52)/50,0)+4))","v":""},{"$f":"IF(A2072=\"\",\"\",IF(COUNTIF(CommonSpaceTypes,AQ2072)>0,INDIRECT(\"'Space-by-Space Method'!F\"&ROUNDDOWN((ROW(A2072)-52)/50,0)+4),\"\"))","v":""},{"$f":"IF(A2072=\"\",\"\",IF(COUNTIF(BuildingSpecificSpaceTypes,AQ2072)>0,INDIRECT(\"'Space-by-Space Method'!F\"&ROUNDDOWN((ROW(A2072)-52)/50,0)+4),\"\"))","v":""},{"$f":"IF(A2072=\"\",\"\",INDIRECT(\"'Fixture Schedule'!D\"&MOD(ROW(A2072)-52,50)+9))","v":""},{"$f":"IF(A2072=\"\",\"\",IF(AR2072=\"\",\"\",INDIRECT(\"'Fixture Schedule'!K\"&MOD(ROW(A2072)-52,50)+9)))","v":""},"",{"$f":"IF(A2072=\"\",\"\",INDIRECT(\"'Fixture Schedule'!L\"&MOD(ROW(A2072)-52,50)+9))","v":""},null,null,null,null,null,null,null,null,null,null,null,null,null,{"$f":"INDIRECT(\"'Space-by-Space Method'!\"&SUBSTITUTE(ADDRESS(1,MOD(ROW(A2072)-52,50)+10,4),\"1\",\"\")&ROUNDDOWN((ROW(A2072)-52)/50,0)+4)","v":0},{"$f":"LEFT(INDIRECT(\"'Space-by-Space Method'!BJ\"&ROUNDDOWN((ROW(A2072)-52)/50,0)+4),3)","v":""},{"$f":"INDIRECT(\"'Fixture Schedule'!L\"&MOD(ROW(A2072)-52,50)+9)","v":0},{"$f":"INDIRECT(\"'Fixture Schedule'!O\"&MOD(ROW(A2072)-52,50)+9)","v":0},{"$f":"INDIRECT(\"'Space-by-Space Method'!F\"&ROUNDDOWN((ROW(A2072)-52)/50,0)+4)","v":0},{"$f":"INDIRECT(\"'Fixture Schedule'!L\"&MOD(ROW(A2072)-52,50)+9)","v":0},{"$f":"INDIRECT(\"'Space-by-Space Method'!D\"&ROUNDDOWN((ROW(A2072)-52)/50,0)+4)","v":0},{"$f":"INDIRECT(\"'Space-by-Space Method'!E\"&ROUNDDOWN((ROW(A2072)-52)/50,0)+4)","v":1}]
[{"$f":"IF(InteriorCalcType=2,IF(OR(AM2076=0,AN2076=\"DNQ\")=TRUE,\"\",INDIRECT(\"'Fixture Schedule'!M\"&MOD(ROW(A2076)-52,50)+9)),\"\")","v":""},{"$f":"IF(A2076=\"\",\"\",INDIRECT(\"'Fixture Schedule'!E\"&MOD(ROW(A2076)-52,50)+9))","v":""},{"$f":"IF(A2076=\"\",\"\",INDIRECT(\"'Fixture Schedule'!F\"&MOD(ROW(A2076)-52,50)+9))","v":""},{"$f":"IF(A2076=\"\",\"\",INDIRECT(\"'Fixture Schedule'!L\"&MOD(ROW(A2076)-52,50)+9))","v":""},"",null,null,{"$f":"IF(A2076=\"\",\"\",IF(AP2076=1,Summary!$C$12*(AO2076)/(SUM('Space-by-Space Method'!$BO$4:$BO$78,SUM('Exterior Lighting'!$BL$5:$BL$25))),0))","v":""},{"$f":"IF(A2076=\"\",\"\",IF(START!$B$34=1,INDIRECT(\"'Space-by-Space Method'!\"&SUBSTITUTE(ADDRESS(1,MOD(ROW(A2076)-52,50)+10,4),\"1\",\"\")&ROUNDDOWN((ROW(A2076)-52)/50,0)+4),\"\"))","v":""},{"$f":"IF(A2076=\"\",\"\",IF(AP2076=1,Summary!$F$11*(AO2076)/(SUM('Space-by-Space Method'!$BO$4:$BO$78,SUM('Exterior Lighting'!$BL$5:$BL$25))),0))","v":""},{"$f":"IF(A2076=\"\",\"\",IF(AP2076=1,Summary!$E$11*(AO2076)/(SUM('Space-by-Space Method'!$BO$4:$BO$78,SUM('Exterior Lighting'!$BL$5:$BL$25))),0))","v":""},{"$f":"IF(A2076=\"\",\"\",IF(AP2076=1,Summary!$G$11*(AO2076)/(SUM('Space-by-Space Method'!$BO$4:$BO$78,SUM('Exterior Lighting'!$BL$5:$BL$25))),0))","v":""},{"$f":"IF(A2076=\"\",\"\",IF(AP2076=1,Summary!$H$11*(AO2076)/(SUM('Space-by-Space Method'!$BO$4:$BO$78)),0))","v":""},{"$f":"IF(A2076=\"\",\"\",IF(AP2076=1,Summary!$I$11*(AO2076)/(SUM('Space-by-Space Method'!$BO$4:$BO$78)),0))","v":""},null,null,null,{"$f":"IF(A2076=\"\",\"\",IF(START!$B$34=2,INDIRECT(\"'Space-by-Space Method'!\"&SUBSTITUTE(ADDRESS(1,MOD(ROW(A2076)-52,50)+10,4),\"1\",\"\")&ROUNDDOWN((ROW(A2076)-52)/50,0)+4),\"\"))","v":""},{"$f":"IF(A2076=\"\",\"\",INDIRECT(\"'Space-by-Space Method'!C\"&ROUNDDOWN((ROW(A2076)-52)/50,0)+4))","v":""},{"$f":"IF(A2076=\"\",\"\",IF(COUNTIF(CommonSpaceTypes,AQ2076)>0,INDIRECT(\"'Space-by-Space Method'!F\"&ROUNDDOWN((ROW(A2076)-52)/50,0)+4),\"\"))","v":""},{"$f":"IF(A2076=\"\",\"\",IF(COUNTIF(BuildingSpecificSpaceTypes,AQ2076)>0,INDIRECT(\"'Space-by-Space Method'!F\"&ROUNDDOWN((ROW(A2076)-52)/50,0)+4),\"\"))","v":""},{"$f":"IF(A2076=\"\",\"\",INDIRECT(\"'Fixture Schedule'!D\"&MOD(ROW(A2076)-52,50)+9))","v":""},{"$f":"IF(A2076=\"\",\"\",IF(AR2076=\"\",\"\",INDIRECT(\"'Fixture Schedule'!K\"&MOD(ROW(A2076)-52,50)+9)))","v":""},"",{"$f":"IF(A2076=\"\",\"\",INDIRECT(\"'Fixture Schedule'!L\"&MOD(ROW(A2076)-52,50)+9))","v":""},null,null,null,null,null,null,null,null,null,null,null,null,null,{"$f":"INDIRECT(\"'Space-by-Space Method'!\"&SUBSTITUTE(ADDRESS(1,MOD(ROW(A2076)-52,50)+10,4),\"1\",\"\")&ROUNDDOWN((ROW(A2076)-52)/50,0)+4)","v":0},{"$f":"LEFT(INDIRECT(\"'Space-by-Space Method'!BJ\"&ROUNDDOWN((ROW(A2076)-52)/50,0)+4),3)","v":""},{"$f":"INDIRECT(\"'Fixture Schedule'!L\"&MOD(ROW(A2076)-52,50)+9)","v":0},{"$f":"INDIRECT(\"'Fixture Schedule'!O\"&MOD(ROW(A2076)-52,50)+9)","v":0},{"$f":"INDIRECT(\"'Space-by-Space Method'!F\"&ROUNDDOWN((ROW(A2076)-52)/50,0)+4)","v":0},{"$f":"INDIRECT(\"'Fixture Schedule'!L\"&MOD(ROW(A2076)-52,50)+9)","v":0},{"$f":"INDIRECT(\"'Space-by-Space Method'!D\"&ROUNDDOWN((ROW(A2076)-52)/50,0)+4)","v":0},{"$f":"INDIRECT(\"'Space-by-Space Method'!E\"&ROUNDDOWN((ROW(A2076)-52)/50,0)+4)","v":1}]
[{"$f":"IF(InteriorCalcType=2,IF(OR(AM2085=0,AN2085=\"DNQ\")=TRUE,\"\",INDIRECT(\"'Fixture Schedule'!M\"&MOD(ROW(A2085)-52,50)+9)),\"\")","v":""},{"$f":"IF(A2085=\"\",\"\",INDIRECT(\"'Fixture Schedule'!E\"&MOD(ROW(A2085)-52,50)+9))","v":""},{"$f":"IF(A2085=\"\",\"\",INDIRECT(\"'Fixture Schedule'!F\"&MOD(ROW(A2085)-52,50)+9))","v":""},{"$f":"IF(A2085=\"\",\"\",INDIRECT(\"'Fixture Schedule'!L\"&MOD(ROW(A2085)-52,50)+9))","v":""},"",null,null,{"$f":"IF(A2085=\"\",\"\",IF(AP2085=1,Summary!$C$12*(AO2085)/(SUM('Space-by-Space Method'!$BO$4:$BO$78,SUM('Exterior Lighting'!$BL$5:$BL$25))),0))","v":""},{"$f":"IF(A2085=\"\",\"\",IF(START!$B$34=1,INDIRECT(\"'Space-by-Space Method'!\"&SUBSTITUTE(ADDRESS(1,MOD(ROW(A2085)-52,50)+10,4),\"1\",\"\")&ROUNDDOWN((ROW(A2085)-52)/50,0)+4),\"\"))","v":""},{"$f":"IF(A2085=\"\",\"\",IF(AP2085=1,Summary!$F$11*(AO2085)/(SUM('Space-by-Space Method'!$BO$4:$BO$78,SUM('Exterior Lighting'!$BL$5:$BL$25))),0))","v":""},{"$f":"IF(A2085=\"\",\"\",IF(AP2085=1,Summary!$E$11*(AO2085)/(SUM('Space-by-Space Method'!$BO$4:$BO$78,SUM('Exterior Lighting'!$BL$5:$BL$25))),0))","v":""},{"$f":"IF(A2085=\"\",\"\",IF(AP2085=1,Summary!$G$11*(AO2085)/(SUM('Space-by-Space Method'!$BO$4:$BO$78,SUM('Exterior Lighting'!$BL$5:$BL$25))),0))","v":""},{"$f":"IF(A2085=\"\",\"\",IF(AP2085=1,Summary!$H$11*(AO2085)/(SUM('Space-by-Space Method'!$BO$4:$BO$78)),0))","v":""},{"$f":"IF(A2085=\"\",\"\",IF(AP2085=1,Summary!$I$11*(AO2085)/(SUM('Space-by-Space Method'!$BO$4:$BO$78)),0))","v":""},null,null,null,{"$f":"IF(A2085=\"\",\"\",IF(START!$B$34=2,INDIRECT(\"'Space-by-Space Method'!\"&SUBSTITUTE(ADDRESS(1,MOD(ROW(A2085)-52,50)+10,4),\"1\",\"\")&ROUNDDOWN((ROW(A2085)-52)/50,0)+4),\"\"))","v":""},{"$f":"IF(A2085=\"\",\"\",INDIRECT(\"'Space-by-Space Method'!C\"&ROUNDDOWN((ROW(A2085)-52)/50,0)+4))","v":""},{"$f":"IF(A2085=\"\",\"\",IF(COUNTIF(CommonSpaceTypes,AQ2085)>0,INDIRECT(\"'Space-by-Space Method'!F\"&ROUNDDOWN((ROW(A2085)-52)/50,0)+4),\"\"))","v":""},{"$f":"IF(A2085=\"\",\"\",IF(COUNTIF(BuildingSpecificSpaceTypes,AQ2085)>0,INDIRECT(\"'Space-by-Space Method'!F\"&ROUNDDOWN((ROW(A2085)-52)/50,0)+4),\"\"))","v":""},{"$f":"IF(A2085=\"\",\"\",INDIRECT(\"'Fixture Schedule'!D\"&MOD(ROW(A2085)-52,50)+9))","v":""},{"$f":"IF(A2085=\"\",\"\",IF(AR2085=\"\",\"\",INDIRECT(\"'Fixture Schedule'!K\"&MOD(ROW(A2085)-52,50)+9)))","v":""},"",{"$f":"IF(A2085=\"\",\"\",INDIRECT(\"'Fixture Schedule'!L\"&MOD(ROW(A2085)-52,50)+9))","v":""},null,null,null,null,null,null,null,null,null,null,null,null,null,{"$f":"INDIRECT(\"'Space-by-Space Method'!\"&SUBSTITUTE(ADDRESS(1,MOD(ROW(A2085)-52,50)+10,4),\"1\",\"\")&ROUNDDOWN((ROW(A2085)-52)/50,0)+4)","v":0},{"$f":"LEFT(INDIRECT(\"'Space-by-Space Method'!BJ\"&ROUNDDOWN((ROW(A2085)-52)/50,0)+4),3)","v":""},{"$f":"INDIRECT(\"'Fixture Schedule'!L\"&MOD(ROW(A2085)-52,50)+9)","v":0},{"$f":"INDIRECT(\"'Fixture Schedule'!O\"&MOD(ROW(A2085)-52,50)+9)","v":0},{"$f":"INDIRECT(\"'Space-by-Space Method'!F\"&ROUNDDOWN((ROW(A2085)-52)/50,0)+4)","v":0},{"$f":"INDIRECT(\"'Fixture Schedule'!L\"&MOD(ROW(A2085)-52,50)+9)","v":0},{"$f":"INDIRECT(\"'Space-by-Space Method'!D\"&ROUNDDOWN((ROW(A2085)-52)/50,0)+4)","v":0},{"$f":"INDIRECT(\"'Space-by-Space Method'!E\"&ROUNDDOWN((ROW(A2085)-52)/50,0)+4)","v":1}]
[{"$f":"IF(InteriorCalcType=2,IF(OR(AM2092=0,AN2092=\"DNQ\")=TRUE,\"\",INDIRECT(\"'Fixture Schedule'!M\"&MOD(ROW(A2092)-52,50)+9)),\"\")","v":""},{"$f":"IF(A2092=\"\",\"\",INDIRECT(\"'Fixture Schedule'!E\"&MOD(ROW(A2092)-52,50)+9))","v":""},{"$f":"IF(A2092=\"\",\"\",INDIRECT(\"'Fixture Schedule'!F\"&MOD(ROW(A2092)-52,50)+9))","v":""},{"$f":"IF(A2092=\"\",\"\",INDIRECT(\"'Fixture Schedule'!L\"&MOD(ROW(A2092)-52,50)+9))","v":""},"",null,null,{"$f":"IF(A2092=\"\",\"\",IF(AP2092=1,Summary!$C$12*(AO2092)/(SUM('Space-by-Space Method'!$BO$4:$BO$78,SUM('Exterior Lighting'!$BL$5:$BL$25))),0))","v":""},{"$f":"IF(A2092=\"\",\"\",IF(START!$B$34=1,INDIRECT(\"'Space-by-Space Method'!\"&SUBSTITUTE(ADDRESS(1,MOD(ROW(A2092)-52,50)+10,4),\"1\",\"\")&ROUNDDOWN((ROW(A2092)-52)/50,0)+4),\"\"))","v":""},{"$f":"IF(A2092=\"\",\"\",IF(AP2092=1,Summary!$F$11*(AO2092)/(SUM('Space-by-Space Method'!$BO$4:$BO$78,SUM('Exterior Lighting'!$BL$5:$BL$25))),0))","v":""},{"$f":"IF(A2092=\"\",\"\",IF(AP2092=1,Summary!$E$11*(AO2092)/(SUM('Space-by-Space Method'!$BO$4:$BO$78,SUM('Exterior Lighting'!$BL$5:$BL$25))),0))","v":""},{"$f":"IF(A2092=\"\",\"\",IF(AP2092=1,Summary!$G$11*(AO2092)/(SUM('Space-by-Space Method'!$BO$4:$BO$78,SUM('Exterior Lighting'!$BL$5:$BL$25))),0))","v":""},{"$f":"IF(A2092=\"\",\"\",IF(AP2092=1,Summary!$H$11*(AO2092)/(SUM('Space-by-Space Method'!$BO$4:$BO$78)),0))","v":""},{"$f":"IF(A2092=\"\",\"\",IF(AP2092=1,Summary!$I$11*(AO2092)/(SUM('Space-by-Space Method'!$BO$4:$BO$78)),0))","v":""},null,null,null,{"$f":"IF(A2092=\"\",\"\",IF(START!$B$34=2,INDIRECT(\"'Space-by-Space Method'!\"&SUBSTITUTE(ADDRESS(1,MOD(ROW(A2092)-52,50)+10,4),\"1\",\"\")&ROUNDDOWN((ROW(A2092)-52)/50,0)+4),\"\"))","v":""},{"$f":"IF(A2092=\"\",\"\",INDIRECT(\"'Space-by-Space Method'!C\"&ROUNDDOWN((ROW(A2092)-52)/50,0)+4))","v":""},{"$f":"IF(A2092=\"\",\"\",IF(COUNTIF(CommonSpaceTypes,AQ2092)>0,INDIRECT(\"'Space-by-Space Method'!F\"&ROUNDDOWN((ROW(A2092)-52)/50,0)+4),\"\"))","v":""},{"$f":"IF(A2092=\"\",\"\",IF(COUNTIF(BuildingSpecificSpaceTypes,AQ2092)>0,INDIRECT(\"'Space-by-Space Method'!F\"&ROUNDDOWN((ROW(A2092)-52)/50,0)+4),\"\"))","v":""},{"$f":"IF(A2092=\"\",\"\",INDIRECT(\"'Fixture Schedule'!D\"&MOD(ROW(A2092)-52,50)+9))","v":""},{"$f":"IF(A2092=\"\",\"\",IF(AR2092=\"\",\"\",INDIRECT(\"'Fixture Schedule'!K\"&MOD(ROW(A2092)-52,50)+9)))","v":""},"",{"$f":"IF(A2092=\"\",\"\",INDIRECT(\"'Fixture Schedule'!L\"&MOD(ROW(A2092)-52,50)+9))","v":""},null,null,null,null,null,null,null,null,null,null,null,null,null,{"$f":"INDIRECT(\"'Space-by-Space Method'!\"&SUBSTITUTE(ADDRESS(1,MOD(ROW(A2092)-52,50)+10,4),\"1\",\"\")&ROUNDDOWN((ROW(A2092)-52)/50,0)+4)","v":0},{"$f":"LEFT(INDIRECT(\"'Space-by-Space Method'!BJ\"&ROUNDDOWN((ROW(A2092)-52)/50,0)+4),3)","v":""},{"$f":"INDIRECT(\"'Fixture Schedule'!L\"&MOD(ROW(A2092)-52,50)+9)","v":0},{"$f":"INDIRECT(\"'Fixture Schedule'!O\"&MOD(ROW(A2092)-52,50)+9)","v":0},{"$f":"INDIRECT(\"'Space-by-Space Method'!F\"&ROUNDDOWN((ROW(A2092)-52)/50,0)+4)","v":0},{"$f":"INDIRECT(\"'Fixture Schedule'!L\"&MOD(ROW(A2092)-52,50)+9)","v":0},{"$f":"INDIRECT(\"'Space-by-Space Method'!D\"&ROUNDDOWN((ROW(A2092)-52)/50,0)+4)","v":0},{"$f":"INDIRECT(\"'Space-by-Space Method'!E\"&ROUNDDOWN((ROW(A2092)-52)/50,0)+4)","v":1}]
[{"$f":"IF(InteriorCalcType=2,IF(OR(AM2104=0,AN2104=\"DNQ\")=TRUE,\"\",INDIRECT(\"'Fixture Schedule'!M\"&MOD(ROW(A2104)-52,50)+9)),\"\")","v":""},{"$f":"IF(A2104=\"\",\"\",INDIRECT(\"'Fixture Schedule'!E\"&MOD(ROW(A2104)-52,50)+9))","v":""},{"$f":"IF(A2104=\"\",\"\",INDIRECT(\"'Fixture Schedule'!F\"&MOD(ROW(A2104)-52,50)+9))","v":""},{"$f":"IF(A2104=\"\",\"\",INDIRECT(\"'Fixture Schedule'!L\"&MOD(ROW(A2104)-52,50)+9))","v":""},"",null,null,{"$f":"IF(A2104=\"\",\"\",IF(AP2104=1,Summary!$C$12*(AO2104)/(SUM('Space-by-Space Method'!$BO$4:$BO$78,SUM('Exterior Lighting'!$BL$5:$BL$25))),0))","v":""},{"$f":"IF(A2104=\"\",\"\",IF(START!$B$34=1,INDIRECT(\"'Space-by-Space Method'!\"&SUBSTITUTE(ADDRESS(1,MOD(ROW(A2104)-52,50)+10,4),\"1\",\"\")&ROUNDDOWN((ROW(A2104)-52)/50,0)+4),\"\"))","v":""},{"$f":"IF(A2104=\"\",\"\",IF(AP2104=1,Summary!$F$11*(AO2104)/(SUM('Space-by-Space Method'!$BO$4:$BO$78,SUM('Exterior Lighting'!$BL$5:$BL$25))),0))","v":""},{"$f":"IF(A2104=\"\",\"\",IF(AP2104=1,Summary!$E$11*(AO2104)/(SUM('Space-by-Space Method'!$BO$4:$BO$78,SUM('Exterior Lighting'!$BL$5:$BL$25))),0))","v":""},{"$f":"IF(A2104=\"\",\"\",IF(AP2104=1,Summary!$G$11*(AO2104)/(SUM('Space-by-Space Method'!$BO$4:$BO$78,SUM('Exterior Lighting'!$BL$5:$BL$25))),0))","v":""},{"$f":"IF(A2104=\"\",\"\",IF(AP2104=1,Summary!$H$11*(AO2104)/(SUM('Space-by-Space Method'!$BO$4:$BO$78)),0))","v":""},{"$f":"IF(A2104=\"\",\"\",IF(AP2104=1,Summary!$I$11*(AO2104)/(SUM('Space-by-Space Method'!$BO$4:$BO$78)),0))","v":""},null,null,null,{"$f":"IF(A2104=\"\",\"\",IF(START!$B$34=2,INDIRECT(\"'Space-by-Space Method'!\"&SUBSTITUTE(ADDRESS(1,MOD(ROW(A2104)-52,50)+10,4),\"1\",\"\")&ROUNDDOWN((ROW(A2104)-52)/50,0)+4),\"\"))","v":""},{"$f":"IF(A2104=\"\",\"\",INDIRECT(\"'Space-by-Space Method'!C\"&ROUNDDOWN((ROW(A2104)-52)/50,0)+4))","v":""},{"$f":"IF(A2104=\"\",\"\",IF(COUNTIF(CommonSpaceTypes,AQ2104)>0,INDIRECT(\"'Space-by-Space Method'!F\"&ROUNDDOWN((ROW(A2104)-52)/50,0)+4),\"\"))","v":""},{"$f":"IF(A2104=\"\",\"\",IF(COUNTIF(BuildingSpecificSpaceTypes,AQ2104)>0,INDIRECT(\"'Space-by-Space Method'!F\"&ROUNDDOWN((ROW(A2104)-52)/50,0)+4),\"\"))","v":""},{"$f":"IF(A2104=\"\",\"\",INDIRECT(\"'Fixture Schedule'!D\"&MOD(ROW(A2104)-52,50)+9))","v":""},{"$f":"IF(A2104=\"\",\"\",IF(AR2104=\"\",\"\",INDIRECT(\"'Fixture Schedule'!K\"&MOD(ROW(A2104)-52,50)+9)))","v":""},"",{"$f":"IF(A2104=\"\",\"\",INDIRECT(\"'Fixture Schedule'!L\"&MOD(ROW(A2104)-52,50)+9))","v":""},null,null,null,null,null,null,null,null,null,null,null,null,null,{"$f":"INDIRECT(\"'Space-by-Space Method'!\"&SUBSTITUTE(ADDRESS(1,MOD(ROW(A2104)-52,50)+10,4),\"1\",\"\")&ROUNDDOWN((ROW(A2104)-52)/50,0)+4)","v":0},{"$f":"LEFT(INDIRECT(\"'Space-by-Space Method'!BJ\"&ROUNDDOWN((ROW(A2104)-52)/50,0)+4),3)","v":""},{"$f":"INDIRECT(\"'Fixture Schedule'!L\"&MOD(ROW(A2104)-52,50)+9)","v":0},{"$f":"INDIRECT(\"'Fixture Schedule'!O\"&MOD(ROW(A2104)-52,50)+9)","v":0},{"$f":"INDIRECT(\"'Space-by-Space Method'!F\"&ROUNDDOWN((ROW(A2104)-52)/50,0)+4)","v":0},{"$f":"INDIRECT(\"'Fixture Schedule'!L\"&MOD(ROW(A2104)-52,50)+9)","v":0},{"$f":"INDIRECT(\"'Space-by-Space Method'!D\"&ROUNDDOWN((ROW(A2104)-52)/50,0)+4)","v":0},{"$f":"INDIRECT(\"'Space-by-Space Method'!E\"&ROUNDDOWN((ROW(A2104)-52)/50,0)+4)","v":1}]
[{"$f":"IF(InteriorCalcType=2,IF(OR(AM2110=0,AN2110=\"DNQ\")=TRUE,\"\",INDIRECT(\"'Fixture Schedule'!M\"&MOD(ROW(A2110)-52,50)+9)),\"\")","v":""},{"$f":"IF(A2110=\"\",\"\",INDIRECT(\"'Fixture Schedule'!E\"&MOD(ROW(A2110)-52,50)+9))","v":""},{"$f":"IF(A2110=\"\",\"\",INDIRECT(\"'Fixture Schedule'!F\"&MOD(ROW(A2110)-52,50)+9))","v":""},{"$f":"IF(A2110=\"\",\"\",INDIRECT(\"'Fixture Schedule'!L\"&MOD(ROW(A2110)-52,50)+9))","v":""},"",null,null,{"$f":"IF(A2110=\"\",\"\",IF(AP2110=1,Summary!$C$12*(AO2110)/(SUM('Space-by-Space Method'!$BO$4:$BO$78,SUM('Exterior Lighting'!$BL$5:$BL$25))),0))","v":""},{"$f":"IF(A2110=\"\",\"\",IF(START!$B$34=1,INDIRECT(\"'Space-by-Space Method'!\"&SUBSTITUTE(ADDRESS(1,MOD(ROW(A2110)-52,50)+10,4),\"1\",\"\")&ROUNDDOWN((ROW(A2110)-52)/50,0)+4),\"\"))","v":""},{"$f":"IF(A2110=\"\",\"\",IF(AP2110=1,Summary!$F$11*(AO2110)/(SUM('Space-by-Space Method'!$BO$4:$BO$78,SUM('Exterior Lighting'!$BL$5:$BL$25))),0))","v":""},{"$f":"IF(A2110=\"\",\"\",IF(AP2110=1,Summary!$E$11*(AO2110)/(SUM('Space-by-Space Method'!$BO$4:$BO$78,SUM('Exterior Lighting'!$BL$5:$BL$25))),0))","v":""},{"$f":"IF(A2110=\"\",\"\",IF(AP2110=1,Summary!$G$11*(AO2110)/(SUM('Space-by-Space Method'!$BO$4:$BO$78,SUM('Exterior Lighting'!$BL$5:$BL$25))),0))","v":""},{"$f":"IF(A2110=\"\",\"\",IF(AP2110=1,Summary!$H$11*(AO2110)/(SUM('Space-by-Space Method'!$BO$4:$BO$78)),0))","v":""},{"$f":"IF(A2110=\"\",\"\",IF(AP2110=1,Summary!$I$11*(AO2110)/(SUM('Space-by-Space Method'!$BO$4:$BO$78)),0))","v":""},null,null,null,{"$f":"IF(A2110=\"\",\"\",IF(START!$B$34=2,INDIRECT(\"'Space-by-Space Method'!\"&SUBSTITUTE(ADDRESS(1,MOD(ROW(A2110)-52,50)+10,4),\"1\",\"\")&ROUNDDOWN((ROW(A2110)-52)/50,0)+4),\"\"))","v":""},{"$f":"IF(A2110=\"\",\"\",INDIRECT(\"'Space-by-Space Method'!C\"&ROUNDDOWN((ROW(A2110)-52)/50,0)+4))","v":""},{"$f":"IF(A2110=\"\",\"\",IF(COUNTIF(CommonSpaceTypes,AQ2110)>0,INDIRECT(\"'Space-by-Space Method'!F\"&ROUNDDOWN((ROW(A2110)-52)/50,0)+4),\"\"))","v":""},{"$f":"IF(A2110=\"\",\"\",IF(COUNTIF(BuildingSpecificSpaceTypes,AQ2110)>0,INDIRECT(\"'Space-by-Space Method'!F\"&ROUNDDOWN((ROW(A2110)-52)/50,0)+4),\"\"))","v":""},{"$f":"IF(A2110=\"\",\"\",INDIRECT(\"'Fixture Schedule'!D\"&MOD(ROW(A2110)-52,50)+9))","v":""},{"$f":"IF(A2110=\"\",\"\",IF(AR2110=\"\",\"\",INDIRECT(\"'Fixture Schedule'!K\"&MOD(ROW(A2110)-52,50)+9)))","v":""},"",{"$f":"IF(A2110=\"\",\"\",INDIRECT(\"'Fixture Schedule'!L\"&MOD(ROW(A2110)-52,50)+9))","v":""},null,null,null,null,null,null,null,null,null,null,null,null,null,{"$f":"INDIRECT(\"'Space-by-Space Method'!\"&SUBSTITUTE(ADDRESS(1,MOD(ROW(A2110)-52,50)+10,4),\"1\",\"\")&ROUNDDOWN((ROW(A2110)-52)/50,0)+4)","v":0},{"$f":"LEFT(INDIRECT(\"'Space-by-Space Method'!BJ\"&ROUNDDOWN((ROW(A2110)-52)/50,0)+4),3)","v":""},{"$f":"INDIRECT(\"'Fixture Schedule'!L\"&MOD(ROW(A2110)-52,50)+9)","v":0},{"$f":"INDIRECT(\"'Fixture Schedule'!O\"&MOD(ROW(A2110)-52,50)+9)","v":0},{"$f":"INDIRECT(\"'Space-by-Space Method'!F\"&ROUNDDOWN((ROW(A2110)-52)/50,0)+4)","v":0},{"$f":"INDIRECT(\"'Fixture Schedule'!L\"&MOD(ROW(A2110)-52,50)+9)","v":0},{"$f":"INDIRECT(\"'Space-by-Space Method'!D\"&ROUNDDOWN((ROW(A2110)-52)/50,0)+4)","v":0},{"$f":"INDIRECT(\"'Space-by-Space Method'!E\"&ROUNDDOWN((ROW(A2110)-52)/50,0)+4)","v":1}]
[{"$f":"IF(InteriorCalcType=2,IF(OR(AM2115=0,AN2115=\"DNQ\")=TRUE,\"\",INDIRECT(\"'Fixture Schedule'!M\"&MOD(ROW(A2115)-52,50)+9)),\"\")","v":""},{"$f":"IF(A2115=\"\",\"\",INDIRECT(\"'Fixture Schedule'!E\"&MOD(ROW(A2115)-52,50)+9))","v":""},{"$f":"IF(A2115=\"\",\"\",INDIRECT(\"'Fixture Schedule'!F\"&MOD(ROW(A2115)-52,50)+9))","v":""},{"$f":"IF(A2115=\"\",\"\",INDIRECT(\"'Fixture Schedule'!L\"&MOD(ROW(A2115)-52,50)+9))","v":""},"",null,null,{"$f":"IF(A2115=\"\",\"\",IF(AP2115=1,Summary!$C$12*(AO2115)/(SUM('Space-by-Space Method'!$BO$4:$BO$78,SUM('Exterior Lighting'!$BL$5:$BL$25))),0))","v":""},{"$f":"IF(A2115=\"\",\"\",IF(START!$B$34=1,INDIRECT(\"'Space-by-Space Method'!\"&SUBSTITUTE(ADDRESS(1,MOD(ROW(A2115)-52,50)+10,4),\"1\",\"\")&ROUNDDOWN((ROW(A2115)-52)/50,0)+4),\"\"))","v":""},{"$f":"IF(A2115=\"\",\"\",IF(AP2115=1,Summary!$F$11*(AO2115)/(SUM('Space-by-Space Method'!$BO$4:$BO$78,SUM('Exterior Lighting'!$BL$5:$BL$25))),0))","v":""},{"$f":"IF(A2115=\"\",\"\",IF(AP2115=1,Summary!$E$11*(AO2115)/(SUM('Space-by-Space Method'!$BO$4:$BO$78,SUM('Exterior Lighting'!$BL$5:$BL$25))),0))","v":""},{"$f":"IF(A2115=\"\",\"\",IF(AP2115=1,Summary!$G$11*(AO2115)/(SUM('Space-by-Space Method'!$BO$4:$BO$78,SUM('Exterior Lighting'!$BL$5:$BL$25))),0))","v":""},{"$f":"IF(A2115=\"\",\"\",IF(AP2115=1,Summary!$H$11*(AO2115)/(SUM('Space-by-Space Method'!$BO$4:$BO$78)),0))","v":""},{"$f":"IF(A2115=\"\",\"\",IF(AP2115=1,Summary!$I$11*(AO2115)/(SUM('Space-by-Space Method'!$BO$4:$BO$78)),0))","v":""},null,null,null,{"$f":"IF(A2115=\"\",\"\",IF(START!$B$34=2,INDIRECT(\"'Space-by-Space Method'!\"&SUBSTITUTE(ADDRESS(1,MOD(ROW(A2115)-52,50)+10,4),\"1\",\"\")&ROUNDDOWN((ROW(A2115)-52)/50,0)+4),\"\"))","v":""},{"$f":"IF(A2115=\"\",\"\",INDIRECT(\"'Space-by-Space Method'!C\"&ROUNDDOWN((ROW(A2115)-52)/50,0)+4))","v":""},{"$f":"IF(A2115=\"\",\"\",IF(COUNTIF(CommonSpaceTypes,AQ2115)>0,INDIRECT(\"'Space-by-Space Method'!F\"&ROUNDDOWN((ROW(A2115)-52)/50,0)+4),\"\"))","v":""},{"$f":"IF(A2115=\"\",\"\",IF(COUNTIF(BuildingSpecificSpaceTypes,AQ2115)>0,INDIRECT(\"'Space-by-Space Method'!F\"&ROUNDDOWN((ROW(A2115)-52)/50,0)+4),\"\"))","v":""},{"$f":"IF(A2115=\"\",\"\",INDIRECT(\"'Fixture Schedule'!D\"&MOD(ROW(A2115)-52,50)+9))","v":""},{"$f":"IF(A2115=\"\",\"\",IF(AR2115=\"\",\"\",INDIRECT(\"'Fixture Schedule'!K\"&MOD(ROW(A2115)-52,50)+9)))","v":""},"",{"$f":"IF(A2115=\"\",\"\",INDIRECT(\"'Fixture Schedule'!L\"&MOD(ROW(A2115)-52,50)+9))","v":""},null,null,null,null,null,null,null,null,null,null,null,null,null,{"$f":"INDIRECT(\"'Space-by-Space Method'!\"&SUBSTITUTE(ADDRESS(1,MOD(ROW(A2115)-52,50)+10,4),\"1\",\"\")&ROUNDDOWN((ROW(A2115)-52)/50,0)+4)","v":0},{"$f":"LEFT(INDIRECT(\"'Space-by-Space Method'!BJ\"&ROUNDDOWN((ROW(A2115)-52)/50,0)+4),3)","v":""},{"$f":"INDIRECT(\"'Fixture Schedule'!L\"&MOD(ROW(A2115)-52,50)+9)","v":0},{"$f":"INDIRECT(\"'Fixture Schedule'!O\"&MOD(ROW(A2115)-52,50)+9)","v":0},{"$f":"INDIRECT(\"'Space-by-Space Method'!F\"&ROUNDDOWN((ROW(A2115)-52)/50,0)+4)","v":0},{"$f":"INDIRECT(\"'Fixture Schedule'!L\"&MOD(ROW(A2115)-52,50)+9)","v":0},{"$f":"INDIRECT(\"'Space-by-Space Method'!D\"&ROUNDDOWN((ROW(A2115)-52)/50,0)+4)","v":0},{"$f":"INDIRECT(\"'Space-by-Space Method'!E\"&ROUNDDOWN((ROW(A2115)-52)/50,0)+4)","v":1}]
[{"$f":"IF(InteriorCalcType=2,IF(OR(AM2128=0,AN2128=\"DNQ\")=TRUE,\"\",INDIRECT(\"'Fixture Schedule'!M\"&MOD(ROW(A2128)-52,50)+9)),\"\")","v":""},{"$f":"IF(A2128=\"\",\"\",INDIRECT(\"'Fixture Schedule'!E\"&MOD(ROW(A2128)-52,50)+9))","v":""},{"$f":"IF(A2128=\"\",\"\",INDIRECT(\"'Fixture Schedule'!F\"&MOD(ROW(A2128)-52,50)+9))","v":""},{"$f":"IF(A2128=\"\",\"\",INDIRECT(\"'Fixture Schedule'!L\"&MOD(ROW(A2128)-52,50)+9))","v":""},"",null,null,{"$f":"IF(A2128=\"\",\"\",IF(AP2128=1,Summary!$C$12*(AO2128)/(SUM('Space-by-Space Method'!$BO$4:$BO$78,SUM('Exterior Lighting'!$BL$5:$BL$25))),0))","v":""},{"$f":"IF(A2128=\"\",\"\",IF(START!$B$34=1,INDIRECT(\"'Space-by-Space Method'!\"&SUBSTITUTE(ADDRESS(1,MOD(ROW(A2128)-52,50)+10,4),\"1\",\"\")&ROUNDDOWN((ROW(A2128)-52)/50,0)+4),\"\"))","v":""},{"$f":"IF(A2128=\"\",\"\",IF(AP2128=1,Summary!$F$11*(AO2128)/(SUM('Space-by-Space Method'!$BO$4:$BO$78,SUM('Exterior Lighting'!$BL$5:$BL$25))),0))","v":""},{"$f":"IF(A2128=\"\",\"\",IF(AP2128=1,Summary!$E$11*(AO2128)/(SUM('Space-by-Space Method'!$BO$4:$BO$78,SUM('Exterior Lighting'!$BL$5:$BL$25))),0))","v":""},{"$f":"IF(A2128=\"\",\"\",IF(AP2128=1,Summary!$G$11*(AO2128)/(SUM('Space-by-Space Method'!$BO$4:$BO$78,SUM('Exterior Lighting'!$BL$5:$BL$25))),0))","v":""},{"$f":"IF(A2128=\"\",\"\",IF(AP2128=1,Summary!$H$11*(AO2128)/(SUM('Space-by-Space Method'!$BO$4:$BO$78)),0))","v":""},{"$f":"IF(A2128=\"\",\"\",IF(AP2128=1,Summary!$I$11*(AO2128)/(SUM('Space-by-Space Method'!$BO$4:$BO$78)),0))","v":""},null,null,null,{"$f":"IF(A2128=\"\",\"\",IF(START!$B$34=2,INDIRECT(\"'Space-by-Space Method'!\"&SUBSTITUTE(ADDRESS(1,MOD(ROW(A2128)-52,50)+10,4),\"1\",\"\")&ROUNDDOWN((ROW(A2128)-52)/50,0)+4),\"\"))","v":""},{"$f":"IF(A2128=\"\",\"\",INDIRECT(\"'Space-by-Space Method'!C\"&ROUNDDOWN((ROW(A2128)-52)/50,0)+4))","v":""},{"$f":"IF(A2128=\"\",\"\",IF(COUNTIF(CommonSpaceTypes,AQ2128)>0,INDIRECT(\"'Space-by-Space Method'!F\"&ROUNDDOWN((ROW(A2128)-52)/50,0)+4),\"\"))","v":""},{"$f":"IF(A2128=\"\",\"\",IF(COUNTIF(BuildingSpecificSpaceTypes,AQ2128)>0,INDIRECT(\"'Space-by-Space Method'!F\"&ROUNDDOWN((ROW(A2128)-52)/50,0)+4),\"\"))","v":""},{"$f":"IF(A2128=\"\",\"\",INDIRECT(\"'Fixture Schedule'!D\"&MOD(ROW(A2128)-52,50)+9))","v":""},{"$f":"IF(A2128=\"\",\"\",IF(AR2128=\"\",\"\",INDIRECT(\"'Fixture Schedule'!K\"&MOD(ROW(A2128)-52,50)+9)))","v":""},"",{"$f":"IF(A2128=\"\",\"\",INDIRECT(\"'Fixture Schedule'!L\"&MOD(ROW(A2128)-52,50)+9))","v":""},null,null,null,null,null,null,null,null,null,null,null,null,null,{"$f":"INDIRECT(\"'Space-by-Space Method'!\"&SUBSTITUTE(ADDRESS(1,MOD(ROW(A2128)-52,50)+10,4),\"1\",\"\")&ROUNDDOWN((ROW(A2128)-52)/50,0)+4)","v":0},{"$f":"LEFT(INDIRECT(\"'Space-by-Space Method'!BJ\"&ROUNDDOWN((ROW(A2128)-52)/50,0)+4),3)","v":""},{"$f":"INDIRECT(\"'Fixture Schedule'!L\"&MOD(ROW(A2128)-52,50)+9)","v":0},{"$f":"INDIRECT(\"'Fixture Schedule'!O\"&MOD(ROW(A2128)-52,50)+9)","v":0},{"$f":"INDIRECT(\"'Space-by-Space Method'!F\"&ROUNDDOWN((ROW(A2128)-52)/50,0)+4)","v":0},{"$f":"INDIRECT(\"'Fixture Schedule'!L\"&MOD(ROW(A2128)-52,50)+9)","v":0},{"$f":"INDIRECT(\"'Space-by-Space Method'!D\"&ROUNDDOWN((ROW(A2128)-52)/50,0)+4)","v":0},{"$f":"INDIRECT(\"'Space-by-Space Method'!E\"&ROUNDDOWN((ROW(A2128)-52)/50,0)+4)","v":1}]
[{"$f":"IF(InteriorCalcType=2,IF(OR(AM2134=0,AN2134=\"DNQ\")=TRUE,\"\",INDIRECT(\"'Fixture Schedule'!M\"&MOD(ROW(A2134)-52,50)+9)),\"\")","v":""},{"$f":"IF(A2134=\"\",\"\",INDIRECT(\"'Fixture Schedule'!E\"&MOD(ROW(A2134)-52,50)+9))","v":""},{"$f":"IF(A2134=\"\",\"\",INDIRECT(\"'Fixture Schedule'!F\"&MOD(ROW(A2134)-52,50)+9))","v":""},{"$f":"IF(A2134=\"\",\"\",INDIRECT(\"'Fixture Schedule'!L\"&MOD(ROW(A2134)-52,50)+9))","v":""},"",null,null,{"$f":"IF(A2134=\"\",\"\",IF(AP2134=1,Summary!$C$12*(AO2134)/(SUM('Space-by-Space Method'!$BO$4:$BO$78,SUM('Exterior Lighting'!$BL$5:$BL$25))),0))","v":""},{"$f":"IF(A2134=\"\",\"\",IF(START!$B$34=1,INDIRECT(\"'Space-by-Space Method'!\"&SUBSTITUTE(ADDRESS(1,MOD(ROW(A2134)-52,50)+10,4),\"1\",\"\")&ROUNDDOWN((ROW(A2134)-52)/50,0)+4),\"\"))","v":""},{"$f":"IF(A2134=\"\",\"\",IF(AP2134=1,Summary!$F$11*(AO2134)/(SUM('Space-by-Space Method'!$BO$4:$BO$78,SUM('Exterior Lighting'!$BL$5:$BL$25))),0))","v":""},{"$f":"IF(A2134=\"\",\"\",IF(AP2134=1,Summary!$E$11*(AO2134)/(SUM('Space-by-Space Method'!$BO$4:$BO$78,SUM('Exterior Lighting'!$BL$5:$BL$25))),0))","v":""},{"$f":"IF(A2134=\"\",\"\",IF(AP2134=1,Summary!$G$11*(AO2134)/(SUM('Space-by-Space Method'!$BO$4:$BO$78,SUM('Exterior Lighting'!$BL$5:$BL$25))),0))","v":""},{"$f":"IF(A2134=\"\",\"\",IF(AP2134=1,Summary!$H$11*(AO2134)/(SUM('Space-by-Space Method'!$BO$4:$BO$78)),0))","v":""},{"$f":"IF(A2134=\"\",\"\",IF(AP2134=1,Summary!$I$11*(AO2134)/(SUM('Space-by-Space Method'!$BO$4:$BO$78)),0))","v":""},null,null,null,{"$f":"IF(A2134=\"\",\"\",IF(START!$B$34=2,INDIRECT(\"'Space-by-Space Method'!\"&SUBSTITUTE(ADDRESS(1,MOD(ROW(A2134)-52,50)+10,4),\"1\",\"\")&ROUNDDOWN((ROW(A2134)-52)/50,0)+4),\"\"))","v":""},{"$f":"IF(A2134=\"\",\"\",INDIRECT(\"'Space-by-Space Method'!C\"&ROUNDDOWN((ROW(A2134)-52)/50,0)+4))","v":""},{"$f":"IF(A2134=\"\",\"\",IF(COUNTIF(CommonSpaceTypes,AQ2134)>0,INDIRECT(\"'Space-by-Space Method'!F\"&ROUNDDOWN((ROW(A2134)-52)/50,0)+4),\"\"))","v":""},{"$f":"IF(A2134=\"\",\"\",IF(COUNTIF(BuildingSpecificSpaceTypes,AQ2134)>0,INDIRECT(\"'Space-by-Space Method'!F\"&ROUNDDOWN((ROW(A2134)-52)/50,0)+4),\"\"))","v":""},{"$f":"IF(A2134=\"\",\"\",INDIRECT(\"'Fixture Schedule'!D\"&MOD(ROW(A2134)-52,50)+9))","v":""},{"$f":"IF(A2134=\"\",\"\",IF(AR2134=\"\",\"\",INDIRECT(\"'Fixture Schedule'!K\"&MOD(ROW(A2134)-52,50)+9)))","v":""},"",{"$f":"IF(A2134=\"\",\"\",INDIRECT(\"'Fixture Schedule'!L\"&MOD(ROW(A2134)-52,50)+9))","v":""},null,null,null,null,null,null,null,null,null,null,null,null,null,{"$f":"INDIRECT(\"'Space-by-Space Method'!\"&SUBSTITUTE(ADDRESS(1,MOD(ROW(A2134)-52,50)+10,4),\"1\",\"\")&ROUNDDOWN((ROW(A2134)-52)/50,0)+4)","v":0},{"$f":"LEFT(INDIRECT(\"'Space-by-Space Method'!BJ\"&ROUNDDOWN((ROW(A2134)-52)/50,0)+4),3)","v":""},{"$f":"INDIRECT(\"'Fixture Schedule'!L\"&MOD(ROW(A2134)-52,50)+9)","v":0},{"$f":"INDIRECT(\"'Fixture Schedule'!O\"&MOD(ROW(A2134)-52,50)+9)","v":0},{"$f":"INDIRECT(\"'Space-by-Space Method'!F\"&ROUNDDOWN((ROW(A2134)-52)/50,0)+4)","v":0},{"$f":"INDIRECT(\"'Fixture Schedule'!L\"&MOD(ROW(A2134)-52,50)+9)","v":0},{"$f":"INDIRECT(\"'Space-by-Space Method'!D\"&ROUNDDOWN((ROW(A2134)-52)/50,0)+4)","v":0},{"$f":"INDIRECT(\"'Space-by-Space Method'!E\"&ROUNDDOWN((ROW(A2134)-52)/50,0)+4)","v":1}]
[{"$f":"IF(InteriorCalcType=2,IF(OR(AM2146=0,AN2146=\"DNQ\")=TRUE,\"\",INDIRECT(\"'Fixture Schedule'!M\"&MOD(ROW(A2146)-52,50)+9)),\"\")","v":""},{"$f":"IF(A2146=\"\",\"\",INDIRECT(\"'Fixture Schedule'!E\"&MOD(ROW(A2146)-52,50)+9))","v":""},{"$f":"IF(A2146=\"\",\"\",INDIRECT(\"'Fixture Schedule'!F\"&MOD(ROW(A2146)-52,50)+9))","v":""},{"$f":"IF(A2146=\"\",\"\",INDIRECT(\"'Fixture Schedule'!L\"&MOD(ROW(A2146)-52,50)+9))","v":""},"",null,null,{"$f":"IF(A2146=\"\",\"\",IF(AP2146=1,Summary!$C$12*(AO2146)/(SUM('Space-by-Space Method'!$BO$4:$BO$78,SUM('Exterior Lighting'!$BL$5:$BL$25))),0))","v":""},{"$f":"IF(A2146=\"\",\"\",IF(START!$B$34=1,INDIRECT(\"'Space-by-Space Method'!\"&SUBSTITUTE(ADDRESS(1,MOD(ROW(A2146)-52,50)+10,4),\"1\",\"\")&ROUNDDOWN((ROW(A2146)-52)/50,0)+4),\"\"))","v":""},{"$f":"IF(A2146=\"\",\"\",IF(AP2146=1,Summary!$F$11*(AO2146)/(SUM('Space-by-Space Method'!$BO$4:$BO$78,SUM('Exterior Lighting'!$BL$5:$BL$25))),0))","v":""},{"$f":"IF(A2146=\"\",\"\",IF(AP2146=1,Summary!$E$11*(AO2146)/(SUM('Space-by-Space Method'!$BO$4:$BO$78,SUM('Exterior Lighting'!$BL$5:$BL$25))),0))","v":""},{"$f":"IF(A2146=\"\",\"\",IF(AP2146=1,Summary!$G$11*(AO2146)/(SUM('Space-by-Space Method'!$BO$4:$BO$78,SUM('Exterior Lighting'!$BL$5:$BL$25))),0))","v":""},{"$f":"IF(A2146=\"\",\"\",IF(AP2146=1,Summary!$H$11*(AO2146)/(SUM('Space-by-Space Method'!$BO$4:$BO$78)),0))","v":""},{"$f":"IF(A2146=\"\",\"\",IF(AP2146=1,Summary!$I$11*(AO2146)/(SUM('Space-by-Space Method'!$BO$4:$BO$78)),0))","v":""},null,null,null,{"$f":"IF(A2146=\"\",\"\",IF(START!$B$34=2,INDIRECT(\"'Space-by-Space Method'!\"&SUBSTITUTE(ADDRESS(1,MOD(ROW(A2146)-52,50)+10,4),\"1\",\"\")&ROUNDDOWN((ROW(A2146)-52)/50,0)+4),\"\"))","v":""},{"$f":"IF(A2146=\"\",\"\",INDIRECT(\"'Space-by-Space Method'!C\"&ROUNDDOWN((ROW(A2146)-52)/50,0)+4))","v":""},{"$f":"IF(A2146=\"\",\"\",IF(COUNTIF(CommonSpaceTypes,AQ2146)>0,INDIRECT(\"'Space-by-Space Method'!F\"&ROUNDDOWN((ROW(A2146)-52)/50,0)+4),\"\"))","v":""},{"$f":"IF(A2146=\"\",\"\",IF(COUNTIF(BuildingSpecificSpaceTypes,AQ2146)>0,INDIRECT(\"'Space-by-Space Method'!F\"&ROUNDDOWN((ROW(A2146)-52)/50,0)+4),\"\"))","v":""},{"$f":"IF(A2146=\"\",\"\",INDIRECT(\"'Fixture Schedule'!D\"&MOD(ROW(A2146)-52,50)+9))","v":""},{"$f":"IF(A2146=\"\",\"\",IF(AR2146=\"\",\"\",INDIRECT(\"'Fixture Schedule'!K\"&MOD(ROW(A2146)-52,50)+9)))","v":""},"",{"$f":"IF(A2146=\"\",\"\",INDIRECT(\"'Fixture Schedule'!L\"&MOD(ROW(A2146)-52,50)+9))","v":""},null,null,null,null,null,null,null,null,null,null,null,null,null,{"$f":"INDIRECT(\"'Space-by-Space Method'!\"&SUBSTITUTE(ADDRESS(1,MOD(ROW(A2146)-52,50)+10,4),\"1\",\"\")&ROUNDDOWN((ROW(A2146)-52)/50,0)+4)","v":0},{"$f":"LEFT(INDIRECT(\"'Space-by-Space Method'!BJ\"&ROUNDDOWN((ROW(A2146)-52)/50,0)+4),3)","v":""},{"$f":"INDIRECT(\"'Fixture Schedule'!L\"&MOD(ROW(A2146)-52,50)+9)","v":0},{"$f":"INDIRECT(\"'Fixture Schedule'!O\"&MOD(ROW(A2146)-52,50)+9)","v":0},{"$f":"INDIRECT(\"'Space-by-Space Method'!F\"&ROUNDDOWN((ROW(A2146)-52)/50,0)+4)","v":0},{"$f":"INDIRECT(\"'Fixture Schedule'!L\"&MOD(ROW(A2146)-52,50)+9)","v":0},{"$f":"INDIRECT(\"'Space-by-Space Method'!D\"&ROUNDDOWN((ROW(A2146)-52)/50,0)+4)","v":0},{"$f":"INDIRECT(\"'Space-by-Space Method'!E\"&ROUNDDOWN((ROW(A2146)-52)/50,0)+4)","v":1}]
[{"$f":"IF(InteriorCalcType=2,IF(OR(AM2153=0,AN2153=\"DNQ\")=TRUE,\"\",INDIRECT(\"'Fixture Schedule'!M\"&MOD(ROW(A2153)-52,50)+9)),\"\")","v":""},{"$f":"IF(A2153=\"\",\"\",INDIRECT(\"'Fixture Schedule'!E\"&MOD(ROW(A2153)-52,50)+9))","v":""},{"$f":"IF(A2153=\"\",\"\",INDIRECT(\"'Fixture Schedule'!F\"&MOD(ROW(A2153)-52,50)+9))","v":""},{"$f":"IF(A2153=\"\",\"\",INDIRECT(\"'Fixture Schedule'!L\"&MOD(ROW(A2153)-52,50)+9))","v":""},"",null,null,{"$f":"IF(A2153=\"\",\"\",IF(AP2153=1,Summary!$C$12*(AO2153)/(SUM('Space-by-Space Method'!$BO$4:$BO$78,SUM('Exterior Lighting'!$BL$5:$BL$25))),0))","v":""},{"$f":"IF(A2153=\"\",\"\",IF(START!$B$34=1,INDIRECT(\"'Space-by-Space Method'!\"&SUBSTITUTE(ADDRESS(1,MOD(ROW(A2153)-52,50)+10,4),\"1\",\"\")&ROUNDDOWN((ROW(A2153)-52)/50,0)+4),\"\"))","v":""},{"$f":"IF(A2153=\"\",\"\",IF(AP2153=1,Summary!$F$11*(AO2153)/(SUM('Space-by-Space Method'!$BO$4:$BO$78,SUM('Exterior Lighting'!$BL$5:$BL$25))),0))","v":""},{"$f":"IF(A2153=\"\",\"\",IF(AP2153=1,Summary!$E$11*(AO2153)/(SUM('Space-by-Space Method'!$BO$4:$BO$78,SUM('Exterior Lighting'!$BL$5:$BL$25))),0))","v":""},{"$f":"IF(A2153=\"\",\"\",IF(AP2153=1,Summary!$G$11*(AO2153)/(SUM('Space-by-Space Method'!$BO$4:$BO$78,SUM('Exterior Lighting'!$BL$5:$BL$25))),0))","v":""},{"$f":"IF(A2153=\"\",\"\",IF(AP2153=1,Summary!$H$11*(AO2153)/(SUM('Space-by-Space Method'!$BO$4:$BO$78)),0))","v":""},{"$f":"IF(A2153=\"\",\"\",IF(AP2153=1,Summary!$I$11*(AO2153)/(SUM('Space-by-Space Method'!$BO$4:$BO$78)),0))","v":""},null,null,null,{"$f":"IF(A2153=\"\",\"\",IF(START!$B$34=2,INDIRECT(\"'Space-by-Space Method'!\"&SUBSTITUTE(ADDRESS(1,MOD(ROW(A2153)-52,50)+10,4),\"1\",\"\")&ROUNDDOWN((ROW(A2153)-52)/50,0)+4),\"\"))","v":""},{"$f":"IF(A2153=\"\",\"\",INDIRECT(\"'Space-by-Space Method'!C\"&ROUNDDOWN((ROW(A2153)-52)/50,0)+4))","v":""},{"$f":"IF(A2153=\"\",\"\",IF(COUNTIF(CommonSpaceTypes,AQ2153)>0,INDIRECT(\"'Space-by-Space Method'!F\"&ROUNDDOWN((ROW(A2153)-52)/50,0)+4),\"\"))","v":""},{"$f":"IF(A2153=\"\",\"\",IF(COUNTIF(BuildingSpecificSpaceTypes,AQ2153)>0,INDIRECT(\"'Space-by-Space Method'!F\"&ROUNDDOWN((ROW(A2153)-52)/50,0)+4),\"\"))","v":""},{"$f":"IF(A2153=\"\",\"\",INDIRECT(\"'Fixture Schedule'!D\"&MOD(ROW(A2153)-52,50)+9))","v":""},{"$f":"IF(A2153=\"\",\"\",IF(AR2153=\"\",\"\",INDIRECT(\"'Fixture Schedule'!K\"&MOD(ROW(A2153)-52,50)+9)))","v":""},"",{"$f":"IF(A2153=\"\",\"\",INDIRECT(\"'Fixture Schedule'!L\"&MOD(ROW(A2153)-52,50)+9))","v":""},null,null,null,null,null,null,null,null,null,null,null,null,null,{"$f":"INDIRECT(\"'Space-by-Space Method'!\"&SUBSTITUTE(ADDRESS(1,MOD(ROW(A2153)-52,50)+10,4),\"1\",\"\")&ROUNDDOWN((ROW(A2153)-52)/50,0)+4)","v":0},{"$f":"LEFT(INDIRECT(\"'Space-by-Space Method'!BJ\"&ROUNDDOWN((ROW(A2153)-52)/50,0)+4),3)","v":""},{"$f":"INDIRECT(\"'Fixture Schedule'!L\"&MOD(ROW(A2153)-52,50)+9)","v":0},{"$f":"INDIRECT(\"'Fixture Schedule'!O\"&MOD(ROW(A2153)-52,50)+9)","v":0},{"$f":"INDIRECT(\"'Space-by-Space Method'!F\"&ROUNDDOWN((ROW(A2153)-52)/50,0)+4)","v":0},{"$f":"INDIRECT(\"'Fixture Schedule'!L\"&MOD(ROW(A2153)-52,50)+9)","v":0},{"$f":"INDIRECT(\"'Space-by-Space Method'!D\"&ROUNDDOWN((ROW(A2153)-52)/50,0)+4)","v":0},{"$f":"INDIRECT(\"'Space-by-Space Method'!E\"&ROUNDDOWN((ROW(A2153)-52)/50,0)+4)","v":1}]
[{"$f":"IF(InteriorCalcType=2,IF(OR(AM2160=0,AN2160=\"DNQ\")=TRUE,\"\",INDIRECT(\"'Fixture Schedule'!M\"&MOD(ROW(A2160)-52,50)+9)),\"\")","v":""},{"$f":"IF(A2160=\"\",\"\",INDIRECT(\"'Fixture Schedule'!E\"&MOD(ROW(A2160)-52,50)+9))","v":""},{"$f":"IF(A2160=\"\",\"\",INDIRECT(\"'Fixture Schedule'!F\"&MOD(ROW(A2160)-52,50)+9))","v":""},{"$f":"IF(A2160=\"\",\"\",INDIRECT(\"'Fixture Schedule'!L\"&MOD(ROW(A2160)-52,50)+9))","v":""},"",null,null,{"$f":"IF(A2160=\"\",\"\",IF(AP2160=1,Summary!$C$12*(AO2160)/(SUM('Space-by-Space Method'!$BO$4:$BO$78,SUM('Exterior Lighting'!$BL$5:$BL$25))),0))","v":""},{"$f":"IF(A2160=\"\",\"\",IF(START!$B$34=1,INDIRECT(\"'Space-by-Space Method'!\"&SUBSTITUTE(ADDRESS(1,MOD(ROW(A2160)-52,50)+10,4),\"1\",\"\")&ROUNDDOWN((ROW(A2160)-52)/50,0)+4),\"\"))","v":""},{"$f":"IF(A2160=\"\",\"\",IF(AP2160=1,Summary!$F$11*(AO2160)/(SUM('Space-by-Space Method'!$BO$4:$BO$78,SUM('Exterior Lighting'!$BL$5:$BL$25))),0))","v":""},{"$f":"IF(A2160=\"\",\"\",IF(AP2160=1,Summary!$E$11*(AO2160)/(SUM('Space-by-Space Method'!$BO$4:$BO$78,SUM('Exterior Lighting'!$BL$5:$BL$25))),0))","v":""},{"$f":"IF(A2160=\"\",\"\",IF(AP2160=1,Summary!$G$11*(AO2160)/(SUM('Space-by-Space Method'!$BO$4:$BO$78,SUM('Exterior Lighting'!$BL$5:$BL$25))),0))","v":""},{"$f":"IF(A2160=\"\",\"\",IF(AP2160=1,Summary!$H$11*(AO2160)/(SUM('Space-by-Space Method'!$BO$4:$BO$78)),0))","v":""},{"$f":"IF(A2160=\"\",\"\",IF(AP2160=1,Summary!$I$11*(AO2160)/(SUM('Space-by-Space Method'!$BO$4:$BO$78)),0))","v":""},null,null,null,{"$f":"IF(A2160=\"\",\"\",IF(START!$B$34=2,INDIRECT(\"'Space-by-Space Method'!\"&SUBSTITUTE(ADDRESS(1,MOD(ROW(A2160)-52,50)+10,4),\"1\",\"\")&ROUNDDOWN((ROW(A2160)-52)/50,0)+4),\"\"))","v":""},{"$f":"IF(A2160=\"\",\"\",INDIRECT(\"'Space-by-Space Method'!C\"&ROUNDDOWN((ROW(A2160)-52)/50,0)+4))","v":""},{"$f":"IF(A2160=\"\",\"\",IF(COUNTIF(CommonSpaceTypes,AQ2160)>0,INDIRECT(\"'Space-by-Space Method'!F\"&ROUNDDOWN((ROW(A2160)-52)/50,0)+4),\"\"))","v":""},{"$f":"IF(A2160=\"\",\"\",IF(COUNTIF(BuildingSpecificSpaceTypes,AQ2160)>0,INDIRECT(\"'Space-by-Space Method'!F\"&ROUNDDOWN((ROW(A2160)-52)/50,0)+4),\"\"))","v":""},{"$f":"IF(A2160=\"\",\"\",INDIRECT(\"'Fixture Schedule'!D\"&MOD(ROW(A2160)-52,50)+9))","v":""},{"$f":"IF(A2160=\"\",\"\",IF(AR2160=\"\",\"\",INDIRECT(\"'Fixture Schedule'!K\"&MOD(ROW(A2160)-52,50)+9)))","v":""},"",{"$f":"IF(A2160=\"\",\"\",INDIRECT(\"'Fixture Schedule'!L\"&MOD(ROW(A2160)-52,50)+9))","v":""},null,null,null,null,null,null,null,null,null,null,null,null,null,{"$f":"INDIRECT(\"'Space-by-Space Method'!\"&SUBSTITUTE(ADDRESS(1,MOD(ROW(A2160)-52,50)+10,4),\"1\",\"\")&ROUNDDOWN((ROW(A2160)-52)/50,0)+4)","v":0},{"$f":"LEFT(INDIRECT(\"'Space-by-Space Method'!BJ\"&ROUNDDOWN((ROW(A2160)-52)/50,0)+4),3)","v":""},{"$f":"INDIRECT(\"'Fixture Schedule'!L\"&MOD(ROW(A2160)-52,50)+9)","v":0},{"$f":"INDIRECT(\"'Fixture Schedule'!O\"&MOD(ROW(A2160)-52,50)+9)","v":0},{"$f":"INDIRECT(\"'Space-by-Space Method'!F\"&ROUNDDOWN((ROW(A2160)-52)/50,0)+4)","v":0},{"$f":"INDIRECT(\"'Fixture Schedule'!L\"&MOD(ROW(A2160)-52,50)+9)","v":0},{"$f":"INDIRECT(\"'Space-by-Space Method'!D\"&ROUNDDOWN((ROW(A2160)-52)/50,0)+4)","v":0},{"$f":"INDIRECT(\"'Space-by-Space Method'!E\"&ROUNDDOWN((ROW(A2160)-52)/50,0)+4)","v":1}]
[{"$f":"IF(InteriorCalcType=2,IF(OR(AM2172=0,AN2172=\"DNQ\")=TRUE,\"\",INDIRECT(\"'Fixture Schedule'!M\"&MOD(ROW(A2172)-52,50)+9)),\"\")","v":""},{"$f":"IF(A2172=\"\",\"\",INDIRECT(\"'Fixture Schedule'!E\"&MOD(ROW(A2172)-52,50)+9))","v":""},{"$f":"IF(A2172=\"\",\"\",INDIRECT(\"'Fixture Schedule'!F\"&MOD(ROW(A2172)-52,50)+9))","v":""},{"$f":"IF(A2172=\"\",\"\",INDIRECT(\"'Fixture Schedule'!L\"&MOD(ROW(A2172)-52,50)+9))","v":""},"",null,null,{"$f":"IF(A2172=\"\",\"\",IF(AP2172=1,Summary!$C$12*(AO2172)/(SUM('Space-by-Space Method'!$BO$4:$BO$78,SUM('Exterior Lighting'!$BL$5:$BL$25))),0))","v":""},{"$f":"IF(A2172=\"\",\"\",IF(START!$B$34=1,INDIRECT(\"'Space-by-Space Method'!\"&SUBSTITUTE(ADDRESS(1,MOD(ROW(A2172)-52,50)+10,4),\"1\",\"\")&ROUNDDOWN((ROW(A2172)-52)/50,0)+4),\"\"))","v":""},{"$f":"IF(A2172=\"\",\"\",IF(AP2172=1,Summary!$F$11*(AO2172)/(SUM('Space-by-Space Method'!$BO$4:$BO$78,SUM('Exterior Lighting'!$BL$5:$BL$25))),0))","v":""},{"$f":"IF(A2172=\"\",\"\",IF(AP2172=1,Summary!$E$11*(AO2172)/(SUM('Space-by-Space Method'!$BO$4:$BO$78,SUM('Exterior Lighting'!$BL$5:$BL$25))),0))","v":""},{"$f":"IF(A2172=\"\",\"\",IF(AP2172=1,Summary!$G$11*(AO2172)/(SUM('Space-by-Space Method'!$BO$4:$BO$78,SUM('Exterior Lighting'!$BL$5:$BL$25))),0))","v":""},{"$f":"IF(A2172=\"\",\"\",IF(AP2172=1,Summary!$H$11*(AO2172)/(SUM('Space-by-Space Method'!$BO$4:$BO$78)),0))","v":""},{"$f":"IF(A2172=\"\",\"\",IF(AP2172=1,Summary!$I$11*(AO2172)/(SUM('Space-by-Space Method'!$BO$4:$BO$78)),0))","v":""},null,null,null,{"$f":"IF(A2172=\"\",\"\",IF(START!$B$34=2,INDIRECT(\"'Space-by-Space Method'!\"&SUBSTITUTE(ADDRESS(1,MOD(ROW(A2172)-52,50)+10,4),\"1\",\"\")&ROUNDDOWN((ROW(A2172)-52)/50,0)+4),\"\"))","v":""},{"$f":"IF(A2172=\"\",\"\",INDIRECT(\"'Space-by-Space Method'!C\"&ROUNDDOWN((ROW(A2172)-52)/50,0)+4))","v":""},{"$f":"IF(A2172=\"\",\"\",IF(COUNTIF(CommonSpaceTypes,AQ2172)>0,INDIRECT(\"'Space-by-Space Method'!F\"&ROUNDDOWN((ROW(A2172)-52)/50,0)+4),\"\"))","v":""},{"$f":"IF(A2172=\"\",\"\",IF(COUNTIF(BuildingSpecificSpaceTypes,AQ2172)>0,INDIRECT(\"'Space-by-Space Method'!F\"&ROUNDDOWN((ROW(A2172)-52)/50,0)+4),\"\"))","v":""},{"$f":"IF(A2172=\"\",\"\",INDIRECT(\"'Fixture Schedule'!D\"&MOD(ROW(A2172)-52,50)+9))","v":""},{"$f":"IF(A2172=\"\",\"\",IF(AR2172=\"\",\"\",INDIRECT(\"'Fixture Schedule'!K\"&MOD(ROW(A2172)-52,50)+9)))","v":""},"",{"$f":"IF(A2172=\"\",\"\",INDIRECT(\"'Fixture Schedule'!L\"&MOD(ROW(A2172)-52,50)+9))","v":""},null,null,null,null,null,null,null,null,null,null,null,null,null,{"$f":"INDIRECT(\"'Space-by-Space Method'!\"&SUBSTITUTE(ADDRESS(1,MOD(ROW(A2172)-52,50)+10,4),\"1\",\"\")&ROUNDDOWN((ROW(A2172)-52)/50,0)+4)","v":0},{"$f":"LEFT(INDIRECT(\"'Space-by-Space Method'!BJ\"&ROUNDDOWN((ROW(A2172)-52)/50,0)+4),3)","v":""},{"$f":"INDIRECT(\"'Fixture Schedule'!L\"&MOD(ROW(A2172)-52,50)+9)","v":0},{"$f":"INDIRECT(\"'Fixture Schedule'!O\"&MOD(ROW(A2172)-52,50)+9)","v":0},{"$f":"INDIRECT(\"'Space-by-Space Method'!F\"&ROUNDDOWN((ROW(A2172)-52)/50,0)+4)","v":0},{"$f":"INDIRECT(\"'Fixture Schedule'!L\"&MOD(ROW(A2172)-52,50)+9)","v":0},{"$f":"INDIRECT(\"'Space-by-Space Method'!D\"&ROUNDDOWN((ROW(A2172)-52)/50,0)+4)","v":0},{"$f":"INDIRECT(\"'Space-by-Space Method'!E\"&ROUNDDOWN((ROW(A2172)-52)/50,0)+4)","v":1}]
[{"$f":"IF(InteriorCalcType=2,IF(OR(AM2181=0,AN2181=\"DNQ\")=TRUE,\"\",INDIRECT(\"'Fixture Schedule'!M\"&MOD(ROW(A2181)-52,50)+9)),\"\")","v":""},{"$f":"IF(A2181=\"\",\"\",INDIRECT(\"'Fixture Schedule'!E\"&MOD(ROW(A2181)-52,50)+9))","v":""},{"$f":"IF(A2181=\"\",\"\",INDIRECT(\"'Fixture Schedule'!F\"&MOD(ROW(A2181)-52,50)+9))","v":""},{"$f":"IF(A2181=\"\",\"\",INDIRECT(\"'Fixture Schedule'!L\"&MOD(ROW(A2181)-52,50)+9))","v":""},"",null,null,{"$f":"IF(A2181=\"\",\"\",IF(AP2181=1,Summary!$C$12*(AO2181)/(SUM('Space-by-Space Method'!$BO$4:$BO$78,SUM('Exterior Lighting'!$BL$5:$BL$25))),0))","v":""},{"$f":"IF(A2181=\"\",\"\",IF(START!$B$34=1,INDIRECT(\"'Space-by-Space Method'!\"&SUBSTITUTE(ADDRESS(1,MOD(ROW(A2181)-52,50)+10,4),\"1\",\"\")&ROUNDDOWN((ROW(A2181)-52)/50,0)+4),\"\"))","v":""},{"$f":"IF(A2181=\"\",\"\",IF(AP2181=1,Summary!$F$11*(AO2181)/(SUM('Space-by-Space Method'!$BO$4:$BO$78,SUM('Exterior Lighting'!$BL$5:$BL$25))),0))","v":""},{"$f":"IF(A2181=\"\",\"\",IF(AP2181=1,Summary!$E$11*(AO2181)/(SUM('Space-by-Space Method'!$BO$4:$BO$78,SUM('Exterior Lighting'!$BL$5:$BL$25))),0))","v":""},{"$f":"IF(A2181=\"\",\"\",IF(AP2181=1,Summary!$G$11*(AO2181)/(SUM('Space-by-Space Method'!$BO$4:$BO$78,SUM('Exterior Lighting'!$BL$5:$BL$25))),0))","v":""},{"$f":"IF(A2181=\"\",\"\",IF(AP2181=1,Summary!$H$11*(AO2181)/(SUM('Space-by-Space Method'!$BO$4:$BO$78)),0))","v":""},{"$f":"IF(A2181=\"\",\"\",IF(AP2181=1,Summary!$I$11*(AO2181)/(SUM('Space-by-Space Method'!$BO$4:$BO$78)),0))","v":""},null,null,null,{"$f":"IF(A2181=\"\",\"\",IF(START!$B$34=2,INDIRECT(\"'Space-by-Space Method'!\"&SUBSTITUTE(ADDRESS(1,MOD(ROW(A2181)-52,50)+10,4),\"1\",\"\")&ROUNDDOWN((ROW(A2181)-52)/50,0)+4),\"\"))","v":""},{"$f":"IF(A2181=\"\",\"\",INDIRECT(\"'Space-by-Space Method'!C\"&ROUNDDOWN((ROW(A2181)-52)/50,0)+4))","v":""},{"$f":"IF(A2181=\"\",\"\",IF(COUNTIF(CommonSpaceTypes,AQ2181)>0,INDIRECT(\"'Space-by-Space Method'!F\"&ROUNDDOWN((ROW(A2181)-52)/50,0)+4),\"\"))","v":""},{"$f":"IF(A2181=\"\",\"\",IF(COUNTIF(BuildingSpecificSpaceTypes,AQ2181)>0,INDIRECT(\"'Space-by-Space Method'!F\"&ROUNDDOWN((ROW(A2181)-52)/50,0)+4),\"\"))","v":""},{"$f":"IF(A2181=\"\",\"\",INDIRECT(\"'Fixture Schedule'!D\"&MOD(ROW(A2181)-52,50)+9))","v":""},{"$f":"IF(A2181=\"\",\"\",IF(AR2181=\"\",\"\",INDIRECT(\"'Fixture Schedule'!K\"&MOD(ROW(A2181)-52,50)+9)))","v":""},"",{"$f":"IF(A2181=\"\",\"\",INDIRECT(\"'Fixture Schedule'!L\"&MOD(ROW(A2181)-52,50)+9))","v":""},null,null,null,null,null,null,null,null,null,null,null,null,null,{"$f":"INDIRECT(\"'Space-by-Space Method'!\"&SUBSTITUTE(ADDRESS(1,MOD(ROW(A2181)-52,50)+10,4),\"1\",\"\")&ROUNDDOWN((ROW(A2181)-52)/50,0)+4)","v":0},{"$f":"LEFT(INDIRECT(\"'Space-by-Space Method'!BJ\"&ROUNDDOWN((ROW(A2181)-52)/50,0)+4),3)","v":""},{"$f":"INDIRECT(\"'Fixture Schedule'!L\"&MOD(ROW(A2181)-52,50)+9)","v":0},{"$f":"INDIRECT(\"'Fixture Schedule'!O\"&MOD(ROW(A2181)-52,50)+9)","v":0},{"$f":"INDIRECT(\"'Space-by-Space Method'!F\"&ROUNDDOWN((ROW(A2181)-52)/50,0)+4)","v":0},{"$f":"INDIRECT(\"'Fixture Schedule'!L\"&MOD(ROW(A2181)-52,50)+9)","v":0},{"$f":"INDIRECT(\"'Space-by-Space Method'!D\"&ROUNDDOWN((ROW(A2181)-52)/50,0)+4)","v":0},{"$f":"INDIRECT(\"'Space-by-Space Method'!E\"&ROUNDDOWN((ROW(A2181)-52)/50,0)+4)","v":1}]
[{"$f":"IF(InteriorCalcType=2,IF(OR(AM2184=0,AN2184=\"DNQ\")=TRUE,\"\",INDIRECT(\"'Fixture Schedule'!M\"&MOD(ROW(A2184)-52,50)+9)),\"\")","v":""},{"$f":"IF(A2184=\"\",\"\",INDIRECT(\"'Fixture Schedule'!E\"&MOD(ROW(A2184)-52,50)+9))","v":""},{"$f":"IF(A2184=\"\",\"\",INDIRECT(\"'Fixture Schedule'!F\"&MOD(ROW(A2184)-52,50)+9))","v":""},{"$f":"IF(A2184=\"\",\"\",INDIRECT(\"'Fixture Schedule'!L\"&MOD(ROW(A2184)-52,50)+9))","v":""},"",null,null,{"$f":"IF(A2184=\"\",\"\",IF(AP2184=1,Summary!$C$12*(AO2184)/(SUM('Space-by-Space Method'!$BO$4:$BO$78,SUM('Exterior Lighting'!$BL$5:$BL$25))),0))","v":""},{"$f":"IF(A2184=\"\",\"\",IF(START!$B$34=1,INDIRECT(\"'Space-by-Space Method'!\"&SUBSTITUTE(ADDRESS(1,MOD(ROW(A2184)-52,50)+10,4),\"1\",\"\")&ROUNDDOWN((ROW(A2184)-52)/50,0)+4),\"\"))","v":""},{"$f":"IF(A2184=\"\",\"\",IF(AP2184=1,Summary!$F$11*(AO2184)/(SUM('Space-by-Space Method'!$BO$4:$BO$78,SUM('Exterior Lighting'!$BL$5:$BL$25))),0))","v":""},{"$f":"IF(A2184=\"\",\"\",IF(AP2184=1,Summary!$E$11*(AO2184)/(SUM('Space-by-Space Method'!$BO$4:$BO$78,SUM('Exterior Lighting'!$BL$5:$BL$25))),0))","v":""},{"$f":"IF(A2184=\"\",\"\",IF(AP2184=1,Summary!$G$11*(AO2184)/(SUM('Space-by-Space Method'!$BO$4:$BO$78,SUM('Exterior Lighting'!$BL$5:$BL$25))),0))","v":""},{"$f":"IF(A2184=\"\",\"\",IF(AP2184=1,Summary!$H$11*(AO2184)/(SUM('Space-by-Space Method'!$BO$4:$BO$78)),0))","v":""},{"$f":"IF(A2184=\"\",\"\",IF(AP2184=1,Summary!$I$11*(AO2184)/(SUM('Space-by-Space Method'!$BO$4:$BO$78)),0))","v":""},null,null,null,{"$f":"IF(A2184=\"\",\"\",IF(START!$B$34=2,INDIRECT(\"'Space-by-Space Method'!\"&SUBSTITUTE(ADDRESS(1,MOD(ROW(A2184)-52,50)+10,4),\"1\",\"\")&ROUNDDOWN((ROW(A2184)-52)/50,0)+4),\"\"))","v":""},{"$f":"IF(A2184=\"\",\"\",INDIRECT(\"'Space-by-Space Method'!C\"&ROUNDDOWN((ROW(A2184)-52)/50,0)+4))","v":""},{"$f":"IF(A2184=\"\",\"\",IF(COUNTIF(CommonSpaceTypes,AQ2184)>0,INDIRECT(\"'Space-by-Space Method'!F\"&ROUNDDOWN((ROW(A2184)-52)/50,0)+4),\"\"))","v":""},{"$f":"IF(A2184=\"\",\"\",IF(COUNTIF(BuildingSpecificSpaceTypes,AQ2184)>0,INDIRECT(\"'Space-by-Space Method'!F\"&ROUNDDOWN((ROW(A2184)-52)/50,0)+4),\"\"))","v":""},{"$f":"IF(A2184=\"\",\"\",INDIRECT(\"'Fixture Schedule'!D\"&MOD(ROW(A2184)-52,50)+9))","v":""},{"$f":"IF(A2184=\"\",\"\",IF(AR2184=\"\",\"\",INDIRECT(\"'Fixture Schedule'!K\"&MOD(ROW(A2184)-52,50)+9)))","v":""},"",{"$f":"IF(A2184=\"\",\"\",INDIRECT(\"'Fixture Schedule'!L\"&MOD(ROW(A2184)-52,50)+9))","v":""},null,null,null,null,null,null,null,null,null,null,null,null,null,{"$f":"INDIRECT(\"'Space-by-Space Method'!\"&SUBSTITUTE(ADDRESS(1,MOD(ROW(A2184)-52,50)+10,4),\"1\",\"\")&ROUNDDOWN((ROW(A2184)-52)/50,0)+4)","v":0},{"$f":"LEFT(INDIRECT(\"'Space-by-Space Method'!BJ\"&ROUNDDOWN((ROW(A2184)-52)/50,0)+4),3)","v":""},{"$f":"INDIRECT(\"'Fixture Schedule'!L\"&MOD(ROW(A2184)-52,50)+9)","v":0},{"$f":"INDIRECT(\"'Fixture Schedule'!O\"&MOD(ROW(A2184)-52,50)+9)","v":0},{"$f":"INDIRECT(\"'Space-by-Space Method'!F\"&ROUNDDOWN((ROW(A2184)-52)/50,0)+4)","v":0},{"$f":"INDIRECT(\"'Fixture Schedule'!L\"&MOD(ROW(A2184)-52,50)+9)","v":0},{"$f":"INDIRECT(\"'Space-by-Space Method'!D\"&ROUNDDOWN((ROW(A2184)-52)/50,0)+4)","v":0},{"$f":"INDIRECT(\"'Space-by-Space Method'!E\"&ROUNDDOWN((ROW(A2184)-52)/50,0)+4)","v":1}]
[{"$f":"IF(InteriorCalcType=2,IF(OR(AM2192=0,AN2192=\"DNQ\")=TRUE,\"\",INDIRECT(\"'Fixture Schedule'!M\"&MOD(ROW(A2192)-52,50)+9)),\"\")","v":""},{"$f":"IF(A2192=\"\",\"\",INDIRECT(\"'Fixture Schedule'!E\"&MOD(ROW(A2192)-52,50)+9))","v":""},{"$f":"IF(A2192=\"\",\"\",INDIRECT(\"'Fixture Schedule'!F\"&MOD(ROW(A2192)-52,50)+9))","v":""},{"$f":"IF(A2192=\"\",\"\",INDIRECT(\"'Fixture Schedule'!L\"&MOD(ROW(A2192)-52,50)+9))","v":""},"",null,null,{"$f":"IF(A2192=\"\",\"\",IF(AP2192=1,Summary!$C$12*(AO2192)/(SUM('Space-by-Space Method'!$BO$4:$BO$78,SUM('Exterior Lighting'!$BL$5:$BL$25))),0))","v":""},{"$f":"IF(A2192=\"\",\"\",IF(START!$B$34=1,INDIRECT(\"'Space-by-Space Method'!\"&SUBSTITUTE(ADDRESS(1,MOD(ROW(A2192)-52,50)+10,4),\"1\",\"\")&ROUNDDOWN((ROW(A2192)-52)/50,0)+4),\"\"))","v":""},{"$f":"IF(A2192=\"\",\"\",IF(AP2192=1,Summary!$F$11*(AO2192)/(SUM('Space-by-Space Method'!$BO$4:$BO$78,SUM('Exterior Lighting'!$BL$5:$BL$25))),0))","v":""},{"$f":"IF(A2192=\"\",\"\",IF(AP2192=1,Summary!$E$11*(AO2192)/(SUM('Space-by-Space Method'!$BO$4:$BO$78,SUM('Exterior Lighting'!$BL$5:$BL$25))),0))","v":""},{"$f":"IF(A2192=\"\",\"\",IF(AP2192=1,Summary!$G$11*(AO2192)/(SUM('Space-by-Space Method'!$BO$4:$BO$78,SUM('Exterior Lighting'!$BL$5:$BL$25))),0))","v":""},{"$f":"IF(A2192=\"\",\"\",IF(AP2192=1,Summary!$H$11*(AO2192)/(SUM('Space-by-Space Method'!$BO$4:$BO$78)),0))","v":""},{"$f":"IF(A2192=\"\",\"\",IF(AP2192=1,Summary!$I$11*(AO2192)/(SUM('Space-by-Space Method'!$BO$4:$BO$78)),0))","v":""},null,null,null,{"$f":"IF(A2192=\"\",\"\",IF(START!$B$34=2,INDIRECT(\"'Space-by-Space Method'!\"&SUBSTITUTE(ADDRESS(1,MOD(ROW(A2192)-52,50)+10,4),\"1\",\"\")&ROUNDDOWN((ROW(A2192)-52)/50,0)+4),\"\"))","v":""},{"$f":"IF(A2192=\"\",\"\",INDIRECT(\"'Space-by-Space Method'!C\"&ROUNDDOWN((ROW(A2192)-52)/50,0)+4))","v":""},{"$f":"IF(A2192=\"\",\"\",IF(COUNTIF(CommonSpaceTypes,AQ2192)>0,INDIRECT(\"'Space-by-Space Method'!F\"&ROUNDDOWN((ROW(A2192)-52)/50,0)+4),\"\"))","v":""},{"$f":"IF(A2192=\"\",\"\",IF(COUNTIF(BuildingSpecificSpaceTypes,AQ2192)>0,INDIRECT(\"'Space-by-Space Method'!F\"&ROUNDDOWN((ROW(A2192)-52)/50,0)+4),\"\"))","v":""},{"$f":"IF(A2192=\"\",\"\",INDIRECT(\"'Fixture Schedule'!D\"&MOD(ROW(A2192)-52,50)+9))","v":""},{"$f":"IF(A2192=\"\",\"\",IF(AR2192=\"\",\"\",INDIRECT(\"'Fixture Schedule'!K\"&MOD(ROW(A2192)-52,50)+9)))","v":""},"",{"$f":"IF(A2192=\"\",\"\",INDIRECT(\"'Fixture Schedule'!L\"&MOD(ROW(A2192)-52,50)+9))","v":""},null,null,null,null,null,null,null,null,null,null,null,null,null,{"$f":"INDIRECT(\"'Space-by-Space Method'!\"&SUBSTITUTE(ADDRESS(1,MOD(ROW(A2192)-52,50)+10,4),\"1\",\"\")&ROUNDDOWN((ROW(A2192)-52)/50,0)+4)","v":0},{"$f":"LEFT(INDIRECT(\"'Space-by-Space Method'!BJ\"&ROUNDDOWN((ROW(A2192)-52)/50,0)+4),3)","v":""},{"$f":"INDIRECT(\"'Fixture Schedule'!L\"&MOD(ROW(A2192)-52,50)+9)","v":0},{"$f":"INDIRECT(\"'Fixture Schedule'!O\"&MOD(ROW(A2192)-52,50)+9)","v":0},{"$f":"INDIRECT(\"'Space-by-Space Method'!F\"&ROUNDDOWN((ROW(A2192)-52)/50,0)+4)","v":0},{"$f":"INDIRECT(\"'Fixture Schedule'!L\"&MOD(ROW(A2192)-52,50)+9)","v":0},{"$f":"INDIRECT(\"'Space-by-Space Method'!D\"&ROUNDDOWN((ROW(A2192)-52)/50,0)+4)","v":0},{"$f":"INDIRECT(\"'Space-by-Space Method'!E\"&ROUNDDOWN((ROW(A2192)-52)/50,0)+4)","v":1}]
[{"$f":"IF(InteriorCalcType=2,IF(OR(AM2207=0,AN2207=\"DNQ\")=TRUE,\"\",INDIRECT(\"'Fixture Schedule'!M\"&MOD(ROW(A2207)-52,50)+9)),\"\")","v":""},{"$f":"IF(A2207=\"\",\"\",INDIRECT(\"'Fixture Schedule'!E\"&MOD(ROW(A2207)-52,50)+9))","v":""},{"$f":"IF(A2207=\"\",\"\",INDIRECT(\"'Fixture Schedule'!F\"&MOD(ROW(A2207)-52,50)+9))","v":""},{"$f":"IF(A2207=\"\",\"\",INDIRECT(\"'Fixture Schedule'!L\"&MOD(ROW(A2207)-52,50)+9))","v":""},"",null,null,{"$f":"IF(A2207=\"\",\"\",IF(AP2207=1,Summary!$C$12*(AO2207)/(SUM('Space-by-Space Method'!$BO$4:$BO$78,SUM('Exterior Lighting'!$BL$5:$BL$25))),0))","v":""},{"$f":"IF(A2207=\"\",\"\",IF(START!$B$34=1,INDIRECT(\"'Space-by-Space Method'!\"&SUBSTITUTE(ADDRESS(1,MOD(ROW(A2207)-52,50)+10,4),\"1\",\"\")&ROUNDDOWN((ROW(A2207)-52)/50,0)+4),\"\"))","v":""},{"$f":"IF(A2207=\"\",\"\",IF(AP2207=1,Summary!$F$11*(AO2207)/(SUM('Space-by-Space Method'!$BO$4:$BO$78,SUM('Exterior Lighting'!$BL$5:$BL$25))),0))","v":""},{"$f":"IF(A2207=\"\",\"\",IF(AP2207=1,Summary!$E$11*(AO2207)/(SUM('Space-by-Space Method'!$BO$4:$BO$78,SUM('Exterior Lighting'!$BL$5:$BL$25))),0))","v":""},{"$f":"IF(A2207=\"\",\"\",IF(AP2207=1,Summary!$G$11*(AO2207)/(SUM('Space-by-Space Method'!$BO$4:$BO$78,SUM('Exterior Lighting'!$BL$5:$BL$25))),0))","v":""},{"$f":"IF(A2207=\"\",\"\",IF(AP2207=1,Summary!$H$11*(AO2207)/(SUM('Space-by-Space Method'!$BO$4:$BO$78)),0))","v":""},{"$f":"IF(A2207=\"\",\"\",IF(AP2207=1,Summary!$I$11*(AO2207)/(SUM('Space-by-Space Method'!$BO$4:$BO$78)),0))","v":""},null,null,null,{"$f":"IF(A2207=\"\",\"\",IF(START!$B$34=2,INDIRECT(\"'Space-by-Space Method'!\"&SUBSTITUTE(ADDRESS(1,MOD(ROW(A2207)-52,50)+10,4),\"1\",\"\")&ROUNDDOWN((ROW(A2207)-52)/50,0)+4),\"\"))","v":""},{"$f":"IF(A2207=\"\",\"\",INDIRECT(\"'Space-by-Space Method'!C\"&ROUNDDOWN((ROW(A2207)-52)/50,0)+4))","v":""},{"$f":"IF(A2207=\"\",\"\",IF(COUNTIF(CommonSpaceTypes,AQ2207)>0,INDIRECT(\"'Space-by-Space Method'!F\"&ROUNDDOWN((ROW(A2207)-52)/50,0)+4),\"\"))","v":""},{"$f":"IF(A2207=\"\",\"\",IF(COUNTIF(BuildingSpecificSpaceTypes,AQ2207)>0,INDIRECT(\"'Space-by-Space Method'!F\"&ROUNDDOWN((ROW(A2207)-52)/50,0)+4),\"\"))","v":""},{"$f":"IF(A2207=\"\",\"\",INDIRECT(\"'Fixture Schedule'!D\"&MOD(ROW(A2207)-52,50)+9))","v":""},{"$f":"IF(A2207=\"\",\"\",IF(AR2207=\"\",\"\",INDIRECT(\"'Fixture Schedule'!K\"&MOD(ROW(A2207)-52,50)+9)))","v":""},"",{"$f":"IF(A2207=\"\",\"\",INDIRECT(\"'Fixture Schedule'!L\"&MOD(ROW(A2207)-52,50)+9))","v":""},null,null,null,null,null,null,null,null,null,null,null,null,null,{"$f":"INDIRECT(\"'Space-by-Space Method'!\"&SUBSTITUTE(ADDRESS(1,MOD(ROW(A2207)-52,50)+10,4),\"1\",\"\")&ROUNDDOWN((ROW(A2207)-52)/50,0)+4)","v":0},{"$f":"LEFT(INDIRECT(\"'Space-by-Space Method'!BJ\"&ROUNDDOWN((ROW(A2207)-52)/50,0)+4),3)","v":""},{"$f":"INDIRECT(\"'Fixture Schedule'!L\"&MOD(ROW(A2207)-52,50)+9)","v":0},{"$f":"INDIRECT(\"'Fixture Schedule'!O\"&MOD(ROW(A2207)-52,50)+9)","v":0},{"$f":"INDIRECT(\"'Space-by-Space Method'!F\"&ROUNDDOWN((ROW(A2207)-52)/50,0)+4)","v":0},{"$f":"INDIRECT(\"'Fixture Schedule'!L\"&MOD(ROW(A2207)-52,50)+9)","v":0},{"$f":"INDIRECT(\"'Space-by-Space Method'!D\"&ROUNDDOWN((ROW(A2207)-52)/50,0)+4)","v":0},{"$f":"INDIRECT(\"'Space-by-Space Method'!E\"&ROUNDDOWN((ROW(A2207)-52)/50,0)+4)","v":1}]
[{"$f":"IF(InteriorCalcType=2,IF(OR(AM2211=0,AN2211=\"DNQ\")=TRUE,\"\",INDIRECT(\"'Fixture Schedule'!M\"&MOD(ROW(A2211)-52,50)+9)),\"\")","v":""},{"$f":"IF(A2211=\"\",\"\",INDIRECT(\"'Fixture Schedule'!E\"&MOD(ROW(A2211)-52,50)+9))","v":""},{"$f":"IF(A2211=\"\",\"\",INDIRECT(\"'Fixture Schedule'!F\"&MOD(ROW(A2211)-52,50)+9))","v":""},{"$f":"IF(A2211=\"\",\"\",INDIRECT(\"'Fixture Schedule'!L\"&MOD(ROW(A2211)-52,50)+9))","v":""},"",null,null,{"$f":"IF(A2211=\"\",\"\",IF(AP2211=1,Summary!$C$12*(AO2211)/(SUM('Space-by-Space Method'!$BO$4:$BO$78,SUM('Exterior Lighting'!$BL$5:$BL$25))),0))","v":""},{"$f":"IF(A2211=\"\",\"\",IF(START!$B$34=1,INDIRECT(\"'Space-by-Space Method'!\"&SUBSTITUTE(ADDRESS(1,MOD(ROW(A2211)-52,50)+10,4),\"1\",\"\")&ROUNDDOWN((ROW(A2211)-52)/50,0)+4),\"\"))","v":""},{"$f":"IF(A2211=\"\",\"\",IF(AP2211=1,Summary!$F$11*(AO2211)/(SUM('Space-by-Space Method'!$BO$4:$BO$78,SUM('Exterior Lighting'!$BL$5:$BL$25))),0))","v":""},{"$f":"IF(A2211=\"\",\"\",IF(AP2211=1,Summary!$E$11*(AO2211)/(SUM('Space-by-Space Method'!$BO$4:$BO$78,SUM('Exterior Lighting'!$BL$5:$BL$25))),0))","v":""},{"$f":"IF(A2211=\"\",\"\",IF(AP2211=1,Summary!$G$11*(AO2211)/(SUM('Space-by-Space Method'!$BO$4:$BO$78,SUM('Exterior Lighting'!$BL$5:$BL$25))),0))","v":""},{"$f":"IF(A2211=\"\",\"\",IF(AP2211=1,Summary!$H$11*(AO2211)/(SUM('Space-by-Space Method'!$BO$4:$BO$78)),0))","v":""},{"$f":"IF(A2211=\"\",\"\",IF(AP2211=1,Summary!$I$11*(AO2211)/(SUM('Space-by-Space Method'!$BO$4:$BO$78)),0))","v":""},null,null,null,{"$f":"IF(A2211=\"\",\"\",IF(START!$B$34=2,INDIRECT(\"'Space-by-Space Method'!\"&SUBSTITUTE(ADDRESS(1,MOD(ROW(A2211)-52,50)+10,4),\"1\",\"\")&ROUNDDOWN((ROW(A2211)-52)/50,0)+4),\"\"))","v":""},{"$f":"IF(A2211=\"\",\"\",INDIRECT(\"'Space-by-Space Method'!C\"&ROUNDDOWN((ROW(A2211)-52)/50,0)+4))","v":""},{"$f":"IF(A2211=\"\",\"\",IF(COUNTIF(CommonSpaceTypes,AQ2211)>0,INDIRECT(\"'Space-by-Space Method'!F\"&ROUNDDOWN((ROW(A2211)-52)/50,0)+4),\"\"))","v":""},{"$f":"IF(A2211=\"\",\"\",IF(COUNTIF(BuildingSpecificSpaceTypes,AQ2211)>0,INDIRECT(\"'Space-by-Space Method'!F\"&ROUNDDOWN((ROW(A2211)-52)/50,0)+4),\"\"))","v":""},{"$f":"IF(A2211=\"\",\"\",INDIRECT(\"'Fixture Schedule'!D\"&MOD(ROW(A2211)-52,50)+9))","v":""},{"$f":"IF(A2211=\"\",\"\",IF(AR2211=\"\",\"\",INDIRECT(\"'Fixture Schedule'!K\"&MOD(ROW(A2211)-52,50)+9)))","v":""},"",{"$f":"IF(A2211=\"\",\"\",INDIRECT(\"'Fixture Schedule'!L\"&MOD(ROW(A2211)-52,50)+9))","v":""},null,null,null,null,null,null,null,null,null,null,null,null,null,{"$f":"INDIRECT(\"'Space-by-Space Method'!\"&SUBSTITUTE(ADDRESS(1,MOD(ROW(A2211)-52,50)+10,4),\"1\",\"\")&ROUNDDOWN((ROW(A2211)-52)/50,0)+4)","v":0},{"$f":"LEFT(INDIRECT(\"'Space-by-Space Method'!BJ\"&ROUNDDOWN((ROW(A2211)-52)/50,0)+4),3)","v":""},{"$f":"INDIRECT(\"'Fixture Schedule'!L\"&MOD(ROW(A2211)-52,50)+9)","v":0},{"$f":"INDIRECT(\"'Fixture Schedule'!O\"&MOD(ROW(A2211)-52,50)+9)","v":0},{"$f":"INDIRECT(\"'Space-by-Space Method'!F\"&ROUNDDOWN((ROW(A2211)-52)/50,0)+4)","v":0},{"$f":"INDIRECT(\"'Fixture Schedule'!L\"&MOD(ROW(A2211)-52,50)+9)","v":0},{"$f":"INDIRECT(\"'Space-by-Space Method'!D\"&ROUNDDOWN((ROW(A2211)-52)/50,0)+4)","v":0},{"$f":"INDIRECT(\"'Space-by-Space Method'!E\"&ROUNDDOWN((ROW(A2211)-52)/50,0)+4)","v":1}]
[{"$f":"IF(InteriorCalcType=2,IF(OR(AM2216=0,AN2216=\"DNQ\")=TRUE,\"\",INDIRECT(\"'Fixture Schedule'!M\"&MOD(ROW(A2216)-52,50)+9)),\"\")","v":""},{"$f":"IF(A2216=\"\",\"\",INDIRECT(\"'Fixture Schedule'!E\"&MOD(ROW(A2216)-52,50)+9))","v":""},{"$f":"IF(A2216=\"\",\"\",INDIRECT(\"'Fixture Schedule'!F\"&MOD(ROW(A2216)-52,50)+9))","v":""},{"$f":"IF(A2216=\"\",\"\",INDIRECT(\"'Fixture Schedule'!L\"&MOD(ROW(A2216)-52,50)+9))","v":""},"",null,null,{"$f":"IF(A2216=\"\",\"\",IF(AP2216=1,Summary!$C$12*(AO2216)/(SUM('Space-by-Space Method'!$BO$4:$BO$78,SUM('Exterior Lighting'!$BL$5:$BL$25))),0))","v":""},{"$f":"IF(A2216=\"\",\"\",IF(START!$B$34=1,INDIRECT(\"'Space-by-Space Method'!\"&SUBSTITUTE(ADDRESS(1,MOD(ROW(A2216)-52,50)+10,4),\"1\",\"\")&ROUNDDOWN((ROW(A2216)-52)/50,0)+4),\"\"))","v":""},{"$f":"IF(A2216=\"\",\"\",IF(AP2216=1,Summary!$F$11*(AO2216)/(SUM('Space-by-Space Method'!$BO$4:$BO$78,SUM('Exterior Lighting'!$BL$5:$BL$25))),0))","v":""},{"$f":"IF(A2216=\"\",\"\",IF(AP2216=1,Summary!$E$11*(AO2216)/(SUM('Space-by-Space Method'!$BO$4:$BO$78,SUM('Exterior Lighting'!$BL$5:$BL$25))),0))","v":""},{"$f":"IF(A2216=\"\",\"\",IF(AP2216=1,Summary!$G$11*(AO2216)/(SUM('Space-by-Space Method'!$BO$4:$BO$78,SUM('Exterior Lighting'!$BL$5:$BL$25))),0))","v":""},{"$f":"IF(A2216=\"\",\"\",IF(AP2216=1,Summary!$H$11*(AO2216)/(SUM('Space-by-Space Method'!$BO$4:$BO$78)),0))","v":""},{"$f":"IF(A2216=\"\",\"\",IF(AP2216=1,Summary!$I$11*(AO2216)/(SUM('Space-by-Space Method'!$BO$4:$BO$78)),0))","v":""},null,null,null,{"$f":"IF(A2216=\"\",\"\",IF(START!$B$34=2,INDIRECT(\"'Space-by-Space Method'!\"&SUBSTITUTE(ADDRESS(1,MOD(ROW(A2216)-52,50)+10,4),\"1\",\"\")&ROUNDDOWN((ROW(A2216)-52)/50,0)+4),\"\"))","v":""},{"$f":"IF(A2216=\"\",\"\",INDIRECT(\"'Space-by-Space Method'!C\"&ROUNDDOWN((ROW(A2216)-52)/50,0)+4))","v":""},{"$f":"IF(A2216=\"\",\"\",IF(COUNTIF(CommonSpaceTypes,AQ2216)>0,INDIRECT(\"'Space-by-Space Method'!F\"&ROUNDDOWN((ROW(A2216)-52)/50,0)+4),\"\"))","v":""},{"$f":"IF(A2216=\"\",\"\",IF(COUNTIF(BuildingSpecificSpaceTypes,AQ2216)>0,INDIRECT(\"'Space-by-Space Method'!F\"&ROUNDDOWN((ROW(A2216)-52)/50,0)+4),\"\"))","v":""},{"$f":"IF(A2216=\"\",\"\",INDIRECT(\"'Fixture Schedule'!D\"&MOD(ROW(A2216)-52,50)+9))","v":""},{"$f":"IF(A2216=\"\",\"\",IF(AR2216=\"\",\"\",INDIRECT(\"'Fixture Schedule'!K\"&MOD(ROW(A2216)-52,50)+9)))","v":""},"",{"$f":"IF(A2216=\"\",\"\",INDIRECT(\"'Fixture Schedule'!L\"&MOD(ROW(A2216)-52,50)+9))","v":""},null,null,null,null,null,null,null,null,null,null,null,null,null,{"$f":"INDIRECT(\"'Space-by-Space Method'!\"&SUBSTITUTE(ADDRESS(1,MOD(ROW(A2216)-52,50)+10,4),\"1\",\"\")&ROUNDDOWN((ROW(A2216)-52)/50,0)+4)","v":0},{"$f":"LEFT(INDIRECT(\"'Space-by-Space Method'!BJ\"&ROUNDDOWN((ROW(A2216)-52)/50,0)+4),3)","v":""},{"$f":"INDIRECT(\"'Fixture Schedule'!L\"&MOD(ROW(A2216)-52,50)+9)","v":0},{"$f":"INDIRECT(\"'Fixture Schedule'!O\"&MOD(ROW(A2216)-52,50)+9)","v":0},{"$f":"INDIRECT(\"'Space-by-Space Method'!F\"&ROUNDDOWN((ROW(A2216)-52)/50,0)+4)","v":0},{"$f":"INDIRECT(\"'Fixture Schedule'!L\"&MOD(ROW(A2216)-52,50)+9)","v":0},{"$f":"INDIRECT(\"'Space-by-Space Method'!D\"&ROUNDDOWN((ROW(A2216)-52)/50,0)+4)","v":0},{"$f":"INDIRECT(\"'Space-by-Space Method'!E\"&ROUNDDOWN((ROW(A2216)-52)/50,0)+4)","v":1}]
[{"$f":"IF(InteriorCalcType=2,IF(OR(AM2230=0,AN2230=\"DNQ\")=TRUE,\"\",INDIRECT(\"'Fixture Schedule'!M\"&MOD(ROW(A2230)-52,50)+9)),\"\")","v":""},{"$f":"IF(A2230=\"\",\"\",INDIRECT(\"'Fixture Schedule'!E\"&MOD(ROW(A2230)-52,50)+9))","v":""},{"$f":"IF(A2230=\"\",\"\",INDIRECT(\"'Fixture Schedule'!F\"&MOD(ROW(A2230)-52,50)+9))","v":""},{"$f":"IF(A2230=\"\",\"\",INDIRECT(\"'Fixture Schedule'!L\"&MOD(ROW(A2230)-52,50)+9))","v":""},"",null,null,{"$f":"IF(A2230=\"\",\"\",IF(AP2230=1,Summary!$C$12*(AO2230)/(SUM('Space-by-Space Method'!$BO$4:$BO$78,SUM('Exterior Lighting'!$BL$5:$BL$25))),0))","v":""},{"$f":"IF(A2230=\"\",\"\",IF(START!$B$34=1,INDIRECT(\"'Space-by-Space Method'!\"&SUBSTITUTE(ADDRESS(1,MOD(ROW(A2230)-52,50)+10,4),\"1\",\"\")&ROUNDDOWN((ROW(A2230)-52)/50,0)+4),\"\"))","v":""},{"$f":"IF(A2230=\"\",\"\",IF(AP2230=1,Summary!$F$11*(AO2230)/(SUM('Space-by-Space Method'!$BO$4:$BO$78,SUM('Exterior Lighting'!$BL$5:$BL$25))),0))","v":""},{"$f":"IF(A2230=\"\",\"\",IF(AP2230=1,Summary!$E$11*(AO2230)/(SUM('Space-by-Space Method'!$BO$4:$BO$78,SUM('Exterior Lighting'!$BL$5:$BL$25))),0))","v":""},{"$f":"IF(A2230=\"\",\"\",IF(AP2230=1,Summary!$G$11*(AO2230)/(SUM('Space-by-Space Method'!$BO$4:$BO$78,SUM('Exterior Lighting'!$BL$5:$BL$25))),0))","v":""},{"$f":"IF(A2230=\"\",\"\",IF(AP2230=1,Summary!$H$11*(AO2230)/(SUM('Space-by-Space Method'!$BO$4:$BO$78)),0))","v":""},{"$f":"IF(A2230=\"\",\"\",IF(AP2230=1,Summary!$I$11*(AO2230)/(SUM('Space-by-Space Method'!$BO$4:$BO$78)),0))","v":""},null,null,null,{"$f":"IF(A2230=\"\",\"\",IF(START!$B$34=2,INDIRECT(\"'Space-by-Space Method'!\"&SUBSTITUTE(ADDRESS(1,MOD(ROW(A2230)-52,50)+10,4),\"1\",\"\")&ROUNDDOWN((ROW(A2230)-52)/50,0)+4),\"\"))","v":""},{"$f":"IF(A2230=\"\",\"\",INDIRECT(\"'Space-by-Space Method'!C\"&ROUNDDOWN((ROW(A2230)-52)/50,0)+4))","v":""},{"$f":"IF(A2230=\"\",\"\",IF(COUNTIF(CommonSpaceTypes,AQ2230)>0,INDIRECT(\"'Space-by-Space Method'!F\"&ROUNDDOWN((ROW(A2230)-52)/50,0)+4),\"\"))","v":""},{"$f":"IF(A2230=\"\",\"\",IF(COUNTIF(BuildingSpecificSpaceTypes,AQ2230)>0,INDIRECT(\"'Space-by-Space Method'!F\"&ROUNDDOWN((ROW(A2230)-52)/50,0)+4),\"\"))","v":""},{"$f":"IF(A2230=\"\",\"\",INDIRECT(\"'Fixture Schedule'!D\"&MOD(ROW(A2230)-52,50)+9))","v":""},{"$f":"IF(A2230=\"\",\"\",IF(AR2230=\"\",\"\",INDIRECT(\"'Fixture Schedule'!K\"&MOD(ROW(A2230)-52,50)+9)))","v":""},"",{"$f":"IF(A2230=\"\",\"\",INDIRECT(\"'Fixture Schedule'!L\"&MOD(ROW(A2230)-52,50)+9))","v":""},null,null,null,null,null,null,null,null,null,null,null,null,null,{"$f":"INDIRECT(\"'Space-by-Space Method'!\"&SUBSTITUTE(ADDRESS(1,MOD(ROW(A2230)-52,50)+10,4),\"1\",\"\")&ROUNDDOWN((ROW(A2230)-52)/50,0)+4)","v":0},{"$f":"LEFT(INDIRECT(\"'Space-by-Space Method'!BJ\"&ROUNDDOWN((ROW(A2230)-52)/50,0)+4),3)","v":""},{"$f":"INDIRECT(\"'Fixture Schedule'!L\"&MOD(ROW(A2230)-52,50)+9)","v":0},{"$f":"INDIRECT(\"'Fixture Schedule'!O\"&MOD(ROW(A2230)-52,50)+9)","v":0},{"$f":"INDIRECT(\"'Space-by-Space Method'!F\"&ROUNDDOWN((ROW(A2230)-52)/50,0)+4)","v":0},{"$f":"INDIRECT(\"'Fixture Schedule'!L\"&MOD(ROW(A2230)-52,50)+9)","v":0},{"$f":"INDIRECT(\"'Space-by-Space Method'!D\"&ROUNDDOWN((ROW(A2230)-52)/50,0)+4)","v":0},{"$f":"INDIRECT(\"'Space-by-Space Method'!E\"&ROUNDDOWN((ROW(A2230)-52)/50,0)+4)","v":1}]
[{"$f":"IF(InteriorCalcType=2,IF(OR(AM2234=0,AN2234=\"DNQ\")=TRUE,\"\",INDIRECT(\"'Fixture Schedule'!M\"&MOD(ROW(A2234)-52,50)+9)),\"\")","v":""},{"$f":"IF(A2234=\"\",\"\",INDIRECT(\"'Fixture Schedule'!E\"&MOD(ROW(A2234)-52,50)+9))","v":""},{"$f":"IF(A2234=\"\",\"\",INDIRECT(\"'Fixture Schedule'!F\"&MOD(ROW(A2234)-52,50)+9))","v":""},{"$f":"IF(A2234=\"\",\"\",INDIRECT(\"'Fixture Schedule'!L\"&MOD(ROW(A2234)-52,50)+9))","v":""},"",null,null,{"$f":"IF(A2234=\"\",\"\",IF(AP2234=1,Summary!$C$12*(AO2234)/(SUM('Space-by-Space Method'!$BO$4:$BO$78,SUM('Exterior Lighting'!$BL$5:$BL$25))),0))","v":""},{"$f":"IF(A2234=\"\",\"\",IF(START!$B$34=1,INDIRECT(\"'Space-by-Space Method'!\"&SUBSTITUTE(ADDRESS(1,MOD(ROW(A2234)-52,50)+10,4),\"1\",\"\")&ROUNDDOWN((ROW(A2234)-52)/50,0)+4),\"\"))","v":""},{"$f":"IF(A2234=\"\",\"\",IF(AP2234=1,Summary!$F$11*(AO2234)/(SUM('Space-by-Space Method'!$BO$4:$BO$78,SUM('Exterior Lighting'!$BL$5:$BL$25))),0))","v":""},{"$f":"IF(A2234=\"\",\"\",IF(AP2234=1,Summary!$E$11*(AO2234)/(SUM('Space-by-Space Method'!$BO$4:$BO$78,SUM('Exterior Lighting'!$BL$5:$BL$25))),0))","v":""},{"$f":"IF(A2234=\"\",\"\",IF(AP2234=1,Summary!$G$11*(AO2234)/(SUM('Space-by-Space Method'!$BO$4:$BO$78,SUM('Exterior Lighting'!$BL$5:$BL$25))),0))","v":""},{"$f":"IF(A2234=\"\",\"\",IF(AP2234=1,Summary!$H$11*(AO2234)/(SUM('Space-by-Space Method'!$BO$4:$BO$78)),0))","v":""},{"$f":"IF(A2234=\"\",\"\",IF(AP2234=1,Summary!$I$11*(AO2234)/(SUM('Space-by-Space Method'!$BO$4:$BO$78)),0))","v":""},null,null,null,{"$f":"IF(A2234=\"\",\"\",IF(START!$B$34=2,INDIRECT(\"'Space-by-Space Method'!\"&SUBSTITUTE(ADDRESS(1,MOD(ROW(A2234)-52,50)+10,4),\"1\",\"\")&ROUNDDOWN((ROW(A2234)-52)/50,0)+4),\"\"))","v":""},{"$f":"IF(A2234=\"\",\"\",INDIRECT(\"'Space-by-Space Method'!C\"&ROUNDDOWN((ROW(A2234)-52)/50,0)+4))","v":""},{"$f":"IF(A2234=\"\",\"\",IF(COUNTIF(CommonSpaceTypes,AQ2234)>0,INDIRECT(\"'Space-by-Space Method'!F\"&ROUNDDOWN((ROW(A2234)-52)/50,0)+4),\"\"))","v":""},{"$f":"IF(A2234=\"\",\"\",IF(COUNTIF(BuildingSpecificSpaceTypes,AQ2234)>0,INDIRECT(\"'Space-by-Space Method'!F\"&ROUNDDOWN((ROW(A2234)-52)/50,0)+4),\"\"))","v":""},{"$f":"IF(A2234=\"\",\"\",INDIRECT(\"'Fixture Schedule'!D\"&MOD(ROW(A2234)-52,50)+9))","v":""},{"$f":"IF(A2234=\"\",\"\",IF(AR2234=\"\",\"\",INDIRECT(\"'Fixture Schedule'!K\"&MOD(ROW(A2234)-52,50)+9)))","v":""},"",{"$f":"IF(A2234=\"\",\"\",INDIRECT(\"'Fixture Schedule'!L\"&MOD(ROW(A2234)-52,50)+9))","v":""},null,null,null,null,null,null,null,null,null,null,null,null,null,{"$f":"INDIRECT(\"'Space-by-Space Method'!\"&SUBSTITUTE(ADDRESS(1,MOD(ROW(A2234)-52,50)+10,4),\"1\",\"\")&ROUNDDOWN((ROW(A2234)-52)/50,0)+4)","v":0},{"$f":"LEFT(INDIRECT(\"'Space-by-Space Method'!BJ\"&ROUNDDOWN((ROW(A2234)-52)/50,0)+4),3)","v":""},{"$f":"INDIRECT(\"'Fixture Schedule'!L\"&MOD(ROW(A2234)-52,50)+9)","v":0},{"$f":"INDIRECT(\"'Fixture Schedule'!O\"&MOD(ROW(A2234)-52,50)+9)","v":0},{"$f":"INDIRECT(\"'Space-by-Space Method'!F\"&ROUNDDOWN((ROW(A2234)-52)/50,0)+4)","v":0},{"$f":"INDIRECT(\"'Fixture Schedule'!L\"&MOD(ROW(A2234)-52,50)+9)","v":0},{"$f":"INDIRECT(\"'Space-by-Space Method'!D\"&ROUNDDOWN((ROW(A2234)-52)/50,0)+4)","v":0},{"$f":"INDIRECT(\"'Space-by-Space Method'!E\"&ROUNDDOWN((ROW(A2234)-52)/50,0)+4)","v":1}]
[{"$f":"IF(InteriorCalcType=2,IF(OR(AM2249=0,AN2249=\"DNQ\")=TRUE,\"\",INDIRECT(\"'Fixture Schedule'!M\"&MOD(ROW(A2249)-52,50)+9)),\"\")","v":""},{"$f":"IF(A2249=\"\",\"\",INDIRECT(\"'Fixture Schedule'!E\"&MOD(ROW(A2249)-52,50)+9))","v":""},{"$f":"IF(A2249=\"\",\"\",INDIRECT(\"'Fixture Schedule'!F\"&MOD(ROW(A2249)-52,50)+9))","v":""},{"$f":"IF(A2249=\"\",\"\",INDIRECT(\"'Fixture Schedule'!L\"&MOD(ROW(A2249)-52,50)+9))","v":""},"",null,null,{"$f":"IF(A2249=\"\",\"\",IF(AP2249=1,Summary!$C$12*(AO2249)/(SUM('Space-by-Space Method'!$BO$4:$BO$78,SUM('Exterior Lighting'!$BL$5:$BL$25))),0))","v":""},{"$f":"IF(A2249=\"\",\"\",IF(START!$B$34=1,INDIRECT(\"'Space-by-Space Method'!\"&SUBSTITUTE(ADDRESS(1,MOD(ROW(A2249)-52,50)+10,4),\"1\",\"\")&ROUNDDOWN((ROW(A2249)-52)/50,0)+4),\"\"))","v":""},{"$f":"IF(A2249=\"\",\"\",IF(AP2249=1,Summary!$F$11*(AO2249)/(SUM('Space-by-Space Method'!$BO$4:$BO$78,SUM('Exterior Lighting'!$BL$5:$BL$25))),0))","v":""},{"$f":"IF(A2249=\"\",\"\",IF(AP2249=1,Summary!$E$11*(AO2249)/(SUM('Space-by-Space Method'!$BO$4:$BO$78,SUM('Exterior Lighting'!$BL$5:$BL$25))),0))","v":""},{"$f":"IF(A2249=\"\",\"\",IF(AP2249=1,Summary!$G$11*(AO2249)/(SUM('Space-by-Space Method'!$BO$4:$BO$78,SUM('Exterior Lighting'!$BL$5:$BL$25))),0))","v":""},{"$f":"IF(A2249=\"\",\"\",IF(AP2249=1,Summary!$H$11*(AO2249)/(SUM('Space-by-Space Method'!$BO$4:$BO$78)),0))","v":""},{"$f":"IF(A2249=\"\",\"\",IF(AP2249=1,Summary!$I$11*(AO2249)/(SUM('Space-by-Space Method'!$BO$4:$BO$78)),0))","v":""},null,null,null,{"$f":"IF(A2249=\"\",\"\",IF(START!$B$34=2,INDIRECT(\"'Space-by-Space Method'!\"&SUBSTITUTE(ADDRESS(1,MOD(ROW(A2249)-52,50)+10,4),\"1\",\"\")&ROUNDDOWN((ROW(A2249)-52)/50,0)+4),\"\"))","v":""},{"$f":"IF(A2249=\"\",\"\",INDIRECT(\"'Space-by-Space Method'!C\"&ROUNDDOWN((ROW(A2249)-52)/50,0)+4))","v":""},{"$f":"IF(A2249=\"\",\"\",IF(COUNTIF(CommonSpaceTypes,AQ2249)>0,INDIRECT(\"'Space-by-Space Method'!F\"&ROUNDDOWN((ROW(A2249)-52)/50,0)+4),\"\"))","v":""},{"$f":"IF(A2249=\"\",\"\",IF(COUNTIF(BuildingSpecificSpaceTypes,AQ2249)>0,INDIRECT(\"'Space-by-Space Method'!F\"&ROUNDDOWN((ROW(A2249)-52)/50,0)+4),\"\"))","v":""},{"$f":"IF(A2249=\"\",\"\",INDIRECT(\"'Fixture Schedule'!D\"&MOD(ROW(A2249)-52,50)+9))","v":""},{"$f":"IF(A2249=\"\",\"\",IF(AR2249=\"\",\"\",INDIRECT(\"'Fixture Schedule'!K\"&MOD(ROW(A2249)-52,50)+9)))","v":""},"",{"$f":"IF(A2249=\"\",\"\",INDIRECT(\"'Fixture Schedule'!L\"&MOD(ROW(A2249)-52,50)+9))","v":""},null,null,null,null,null,null,null,null,null,null,null,null,null,{"$f":"INDIRECT(\"'Space-by-Space Method'!\"&SUBSTITUTE(ADDRESS(1,MOD(ROW(A2249)-52,50)+10,4),\"1\",\"\")&ROUNDDOWN((ROW(A2249)-52)/50,0)+4)","v":0},{"$f":"LEFT(INDIRECT(\"'Space-by-Space Method'!BJ\"&ROUNDDOWN((ROW(A2249)-52)/50,0)+4),3)","v":""},{"$f":"INDIRECT(\"'Fixture Schedule'!L\"&MOD(ROW(A2249)-52,50)+9)","v":0},{"$f":"INDIRECT(\"'Fixture Schedule'!O\"&MOD(ROW(A2249)-52,50)+9)","v":0},{"$f":"INDIRECT(\"'Space-by-Space Method'!F\"&ROUNDDOWN((ROW(A2249)-52)/50,0)+4)","v":0},{"$f":"INDIRECT(\"'Fixture Schedule'!L\"&MOD(ROW(A2249)-52,50)+9)","v":0},{"$f":"INDIRECT(\"'Space-by-Space Method'!D\"&ROUNDDOWN((ROW(A2249)-52)/50,0)+4)","v":0},{"$f":"INDIRECT(\"'Space-by-Space Method'!E\"&ROUNDDOWN((ROW(A2249)-52)/50,0)+4)","v":1}]
[{"$f":"IF(InteriorCalcType=2,IF(OR(AM2252=0,AN2252=\"DNQ\")=TRUE,\"\",INDIRECT(\"'Fixture Schedule'!M\"&MOD(ROW(A2252)-52,50)+9)),\"\")","v":""},{"$f":"IF(A2252=\"\",\"\",INDIRECT(\"'Fixture Schedule'!E\"&MOD(ROW(A2252)-52,50)+9))","v":""},{"$f":"IF(A2252=\"\",\"\",INDIRECT(\"'Fixture Schedule'!F\"&MOD(ROW(A2252)-52,50)+9))","v":""},{"$f":"IF(A2252=\"\",\"\",INDIRECT(\"'Fixture Schedule'!L\"&MOD(ROW(A2252)-52,50)+9))","v":""},"",null,null,{"$f":"IF(A2252=\"\",\"\",IF(AP2252=1,Summary!$C$12*(AO2252)/(SUM('Space-by-Space Method'!$BO$4:$BO$78,SUM('Exterior Lighting'!$BL$5:$BL$25))),0))","v":""},{"$f":"IF(A2252=\"\",\"\",IF(START!$B$34=1,INDIRECT(\"'Space-by-Space Method'!\"&SUBSTITUTE(ADDRESS(1,MOD(ROW(A2252)-52,50)+10,4),\"1\",\"\")&ROUNDDOWN((ROW(A2252)-52)/50,0)+4),\"\"))","v":""},{"$f":"IF(A2252=\"\",\"\",IF(AP2252=1,Summary!$F$11*(AO2252)/(SUM('Space-by-Space Method'!$BO$4:$BO$78,SUM('Exterior Lighting'!$BL$5:$BL$25))),0))","v":""},{"$f":"IF(A2252=\"\",\"\",IF(AP2252=1,Summary!$E$11*(AO2252)/(SUM('Space-by-Space Method'!$BO$4:$BO$78,SUM('Exterior Lighting'!$BL$5:$BL$25))),0))","v":""},{"$f":"IF(A2252=\"\",\"\",IF(AP2252=1,Summary!$G$11*(AO2252)/(SUM('Space-by-Space Method'!$BO$4:$BO$78,SUM('Exterior Lighting'!$BL$5:$BL$25))),0))","v":""},{"$f":"IF(A2252=\"\",\"\",IF(AP2252=1,Summary!$H$11*(AO2252)/(SUM('Space-by-Space Method'!$BO$4:$BO$78)),0))","v":""},{"$f":"IF(A2252=\"\",\"\",IF(AP2252=1,Summary!$I$11*(AO2252)/(SUM('Space-by-Space Method'!$BO$4:$BO$78)),0))","v":""},null,null,null,{"$f":"IF(A2252=\"\",\"\",IF(START!$B$34=2,INDIRECT(\"'Space-by-Space Method'!\"&SUBSTITUTE(ADDRESS(1,MOD(ROW(A2252)-52,50)+10,4),\"1\",\"\")&ROUNDDOWN((ROW(A2252)-52)/50,0)+4),\"\"))","v":""},{"$f":"IF(A2252=\"\",\"\",INDIRECT(\"'Space-by-Space Method'!C\"&ROUNDDOWN((ROW(A2252)-52)/50,0)+4))","v":""},{"$f":"IF(A2252=\"\",\"\",IF(COUNTIF(CommonSpaceTypes,AQ2252)>0,INDIRECT(\"'Space-by-Space Method'!F\"&ROUNDDOWN((ROW(A2252)-52)/50,0)+4),\"\"))","v":""},{"$f":"IF(A2252=\"\",\"\",IF(COUNTIF(BuildingSpecificSpaceTypes,AQ2252)>0,INDIRECT(\"'Space-by-Space Method'!F\"&ROUNDDOWN((ROW(A2252)-52)/50,0)+4),\"\"))","v":""},{"$f":"IF(A2252=\"\",\"\",INDIRECT(\"'Fixture Schedule'!D\"&MOD(ROW(A2252)-52,50)+9))","v":""},{"$f":"IF(A2252=\"\",\"\",IF(AR2252=\"\",\"\",INDIRECT(\"'Fixture Schedule'!K\"&MOD(ROW(A2252)-52,50)+9)))","v":""},"",{"$f":"IF(A2252=\"\",\"\",INDIRECT(\"'Fixture Schedule'!L\"&MOD(ROW(A2252)-52,50)+9))","v":""},null,null,null,null,null,null,null,null,null,null,null,null,null,{"$f":"INDIRECT(\"'Space-by-Space Method'!\"&SUBSTITUTE(ADDRESS(1,MOD(ROW(A2252)-52,50)+10,4),\"1\",\"\")&ROUNDDOWN((ROW(A2252)-52)/50,0)+4)","v":0},{"$f":"LEFT(INDIRECT(\"'Space-by-Space Method'!BJ\"&ROUNDDOWN((ROW(A2252)-52)/50,0)+4),3)","v":""},{"$f":"INDIRECT(\"'Fixture Schedule'!L\"&MOD(ROW(A2252)-52,50)+9)","v":0},{"$f":"INDIRECT(\"'Fixture Schedule'!O\"&MOD(ROW(A2252)-52,50)+9)","v":0},{"$f":"INDIRECT(\"'Space-by-Space Method'!F\"&ROUNDDOWN((ROW(A2252)-52)/50,0)+4)","v":0},{"$f":"INDIRECT(\"'Fixture Schedule'!L\"&MOD(ROW(A2252)-52,50)+9)","v":0},{"$f":"INDIRECT(\"'Space-by-Space Method'!D\"&ROUNDDOWN((ROW(A2252)-52)/50,0)+4)","v":0},{"$f":"INDIRECT(\"'Space-by-Space Method'!E\"&ROUNDDOWN((ROW(A2252)-52)/50,0)+4)","v":1}]
[{"$f":"IF(InteriorCalcType=2,IF(OR(AM2260=0,AN2260=\"DNQ\")=TRUE,\"\",INDIRECT(\"'Fixture Schedule'!M\"&MOD(ROW(A2260)-52,50)+9)),\"\")","v":""},{"$f":"IF(A2260=\"\",\"\",INDIRECT(\"'Fixture Schedule'!E\"&MOD(ROW(A2260)-52,50)+9))","v":""},{"$f":"IF(A2260=\"\",\"\",INDIRECT(\"'Fixture Schedule'!F\"&MOD(ROW(A2260)-52,50)+9))","v":""},{"$f":"IF(A2260=\"\",\"\",INDIRECT(\"'Fixture Schedule'!L\"&MOD(ROW(A2260)-52,50)+9))","v":""},"",null,null,{"$f":"IF(A2260=\"\",\"\",IF(AP2260=1,Summary!$C$12*(AO2260)/(SUM('Space-by-Space Method'!$BO$4:$BO$78,SUM('Exterior Lighting'!$BL$5:$BL$25))),0))","v":""},{"$f":"IF(A2260=\"\",\"\",IF(START!$B$34=1,INDIRECT(\"'Space-by-Space Method'!\"&SUBSTITUTE(ADDRESS(1,MOD(ROW(A2260)-52,50)+10,4),\"1\",\"\")&ROUNDDOWN((ROW(A2260)-52)/50,0)+4),\"\"))","v":""},{"$f":"IF(A2260=\"\",\"\",IF(AP2260=1,Summary!$F$11*(AO2260)/(SUM('Space-by-Space Method'!$BO$4:$BO$78,SUM('Exterior Lighting'!$BL$5:$BL$25))),0))","v":""},{"$f":"IF(A2260=\"\",\"\",IF(AP2260=1,Summary!$E$11*(AO2260)/(SUM('Space-by-Space Method'!$BO$4:$BO$78,SUM('Exterior Lighting'!$BL$5:$BL$25))),0))","v":""},{"$f":"IF(A2260=\"\",\"\",IF(AP2260=1,Summary!$G$11*(AO2260)/(SUM('Space-by-Space Method'!$BO$4:$BO$78,SUM('Exterior Lighting'!$BL$5:$BL$25))),0))","v":""},{"$f":"IF(A2260=\"\",\"\",IF(AP2260=1,Summary!$H$11*(AO2260)/(SUM('Space-by-Space Method'!$BO$4:$BO$78)),0))","v":""},{"$f":"IF(A2260=\"\",\"\",IF(AP2260=1,Summary!$I$11*(AO2260)/(SUM('Space-by-Space Method'!$BO$4:$BO$78)),0))","v":""},null,null,null,{"$f":"IF(A2260=\"\",\"\",IF(START!$B$34=2,INDIRECT(\"'Space-by-Space Method'!\"&SUBSTITUTE(ADDRESS(1,MOD(ROW(A2260)-52,50)+10,4),\"1\",\"\")&ROUNDDOWN((ROW(A2260)-52)/50,0)+4),\"\"))","v":""},{"$f":"IF(A2260=\"\",\"\",INDIRECT(\"'Space-by-Space Method'!C\"&ROUNDDOWN((ROW(A2260)-52)/50,0)+4))","v":""},{"$f":"IF(A2260=\"\",\"\",IF(COUNTIF(CommonSpaceTypes,AQ2260)>0,INDIRECT(\"'Space-by-Space Method'!F\"&ROUNDDOWN((ROW(A2260)-52)/50,0)+4),\"\"))","v":""},{"$f":"IF(A2260=\"\",\"\",IF(COUNTIF(BuildingSpecificSpaceTypes,AQ2260)>0,INDIRECT(\"'Space-by-Space Method'!F\"&ROUNDDOWN((ROW(A2260)-52)/50,0)+4),\"\"))","v":""},{"$f":"IF(A2260=\"\",\"\",INDIRECT(\"'Fixture Schedule'!D\"&MOD(ROW(A2260)-52,50)+9))","v":""},{"$f":"IF(A2260=\"\",\"\",IF(AR2260=\"\",\"\",INDIRECT(\"'Fixture Schedule'!K\"&MOD(ROW(A2260)-52,50)+9)))","v":""},"",{"$f":"IF(A2260=\"\",\"\",INDIRECT(\"'Fixture Schedule'!L\"&MOD(ROW(A2260)-52,50)+9))","v":""},null,null,null,null,null,null,null,null,null,null,null,null,null,{"$f":"INDIRECT(\"'Space-by-Space Method'!\"&SUBSTITUTE(ADDRESS(1,MOD(ROW(A2260)-52,50)+10,4),\"1\",\"\")&ROUNDDOWN((ROW(A2260)-52)/50,0)+4)","v":0},{"$f":"LEFT(INDIRECT(\"'Space-by-Space Method'!BJ\"&ROUNDDOWN((ROW(A2260)-52)/50,0)+4),3)","v":""},{"$f":"INDIRECT(\"'Fixture Schedule'!L\"&MOD(ROW(A2260)-52,50)+9)","v":0},{"$f":"INDIRECT(\"'Fixture Schedule'!O\"&MOD(ROW(A2260)-52,50)+9)","v":0},{"$f":"INDIRECT(\"'Space-by-Space Method'!F\"&ROUNDDOWN((ROW(A2260)-52)/50,0)+4)","v":0},{"$f":"INDIRECT(\"'Fixture Schedule'!L\"&MOD(ROW(A2260)-52,50)+9)","v":0},{"$f":"INDIRECT(\"'Space-by-Space Method'!D\"&ROUNDDOWN((ROW(A2260)-52)/50,0)+4)","v":0},{"$f":"INDIRECT(\"'Space-by-Space Method'!E\"&ROUNDDOWN((ROW(A2260)-52)/50,0)+4)","v":1}]
[{"$f":"IF(InteriorCalcType=2,IF(OR(AM2269=0,AN2269=\"DNQ\")=TRUE,\"\",INDIRECT(\"'Fixture Schedule'!M\"&MOD(ROW(A2269)-52,50)+9)),\"\")","v":""},{"$f":"IF(A2269=\"\",\"\",INDIRECT(\"'Fixture Schedule'!E\"&MOD(ROW(A2269)-52,50)+9))","v":""},{"$f":"IF(A2269=\"\",\"\",INDIRECT(\"'Fixture Schedule'!F\"&MOD(ROW(A2269)-52,50)+9))","v":""},{"$f":"IF(A2269=\"\",\"\",INDIRECT(\"'Fixture Schedule'!L\"&MOD(ROW(A2269)-52,50)+9))","v":""},"",null,null,{"$f":"IF(A2269=\"\",\"\",IF(AP2269=1,Summary!$C$12*(AO2269)/(SUM('Space-by-Space Method'!$BO$4:$BO$78,SUM('Exterior Lighting'!$BL$5:$BL$25))),0))","v":""},{"$f":"IF(A2269=\"\",\"\",IF(START!$B$34=1,INDIRECT(\"'Space-by-Space Method'!\"&SUBSTITUTE(ADDRESS(1,MOD(ROW(A2269)-52,50)+10,4),\"1\",\"\")&ROUNDDOWN((ROW(A2269)-52)/50,0)+4),\"\"))","v":""},{"$f":"IF(A2269=\"\",\"\",IF(AP2269=1,Summary!$F$11*(AO2269)/(SUM('Space-by-Space Method'!$BO$4:$BO$78,SUM('Exterior Lighting'!$BL$5:$BL$25))),0))","v":""},{"$f":"IF(A2269=\"\",\"\",IF(AP2269=1,Summary!$E$11*(AO2269)/(SUM('Space-by-Space Method'!$BO$4:$BO$78,SUM('Exterior Lighting'!$BL$5:$BL$25))),0))","v":""},{"$f":"IF(A2269=\"\",\"\",IF(AP2269=1,Summary!$G$11*(AO2269)/(SUM('Space-by-Space Method'!$BO$4:$BO$78,SUM('Exterior Lighting'!$BL$5:$BL$25))),0))","v":""},{"$f":"IF(A2269=\"\",\"\",IF(AP2269=1,Summary!$H$11*(AO2269)/(SUM('Space-by-Space Method'!$BO$4:$BO$78)),0))","v":""},{"$f":"IF(A2269=\"\",\"\",IF(AP2269=1,Summary!$I$11*(AO2269)/(SUM('Space-by-Space Method'!$BO$4:$BO$78)),0))","v":""},null,null,null,{"$f":"IF(A2269=\"\",\"\",IF(START!$B$34=2,INDIRECT(\"'Space-by-Space Method'!\"&SUBSTITUTE(ADDRESS(1,MOD(ROW(A2269)-52,50)+10,4),\"1\",\"\")&ROUNDDOWN((ROW(A2269)-52)/50,0)+4),\"\"))","v":""},{"$f":"IF(A2269=\"\",\"\",INDIRECT(\"'Space-by-Space Method'!C\"&ROUNDDOWN((ROW(A2269)-52)/50,0)+4))","v":""},{"$f":"IF(A2269=\"\",\"\",IF(COUNTIF(CommonSpaceTypes,AQ2269)>0,INDIRECT(\"'Space-by-Space Method'!F\"&ROUNDDOWN((ROW(A2269)-52)/50,0)+4),\"\"))","v":""},{"$f":"IF(A2269=\"\",\"\",IF(COUNTIF(BuildingSpecificSpaceTypes,AQ2269)>0,INDIRECT(\"'Space-by-Space Method'!F\"&ROUNDDOWN((ROW(A2269)-52)/50,0)+4),\"\"))","v":""},{"$f":"IF(A2269=\"\",\"\",INDIRECT(\"'Fixture Schedule'!D\"&MOD(ROW(A2269)-52,50)+9))","v":""},{"$f":"IF(A2269=\"\",\"\",IF(AR2269=\"\",\"\",INDIRECT(\"'Fixture Schedule'!K\"&MOD(ROW(A2269)-52,50)+9)))","v":""},"",{"$f":"IF(A2269=\"\",\"\",INDIRECT(\"'Fixture Schedule'!L\"&MOD(ROW(A2269)-52,50)+9))","v":""},null,null,null,null,null,null,null,null,null,null,null,null,null,{"$f":"INDIRECT(\"'Space-by-Space Method'!\"&SUBSTITUTE(ADDRESS(1,MOD(ROW(A2269)-52,50)+10,4),\"1\",\"\")&ROUNDDOWN((ROW(A2269)-52)/50,0)+4)","v":0},{"$f":"LEFT(INDIRECT(\"'Space-by-Space Method'!BJ\"&ROUNDDOWN((ROW(A2269)-52)/50,0)+4),3)","v":""},{"$f":"INDIRECT(\"'Fixture Schedule'!L\"&MOD(ROW(A2269)-52,50)+9)","v":0},{"$f":"INDIRECT(\"'Fixture Schedule'!O\"&MOD(ROW(A2269)-52,50)+9)","v":0},{"$f":"INDIRECT(\"'Space-by-Space Method'!F\"&ROUNDDOWN((ROW(A2269)-52)/50,0)+4)","v":0},{"$f":"INDIRECT(\"'Fixture Schedule'!L\"&MOD(ROW(A2269)-52,50)+9)","v":0},{"$f":"INDIRECT(\"'Space-by-Space Method'!D\"&ROUNDDOWN((ROW(A2269)-52)/50,0)+4)","v":0},{"$f":"INDIRECT(\"'Space-by-Space Method'!E\"&ROUNDDOWN((ROW(A2269)-52)/50,0)+4)","v":1}]
[{"$f":"IF(InteriorCalcType=2,IF(OR(AM2281=0,AN2281=\"DNQ\")=TRUE,\"\",INDIRECT(\"'Fixture Schedule'!M\"&MOD(ROW(A2281)-52,50)+9)),\"\")","v":""},{"$f":"IF(A2281=\"\",\"\",INDIRECT(\"'Fixture Schedule'!E\"&MOD(ROW(A2281)-52,50)+9))","v":""},{"$f":"IF(A2281=\"\",\"\",INDIRECT(\"'Fixture Schedule'!F\"&MOD(ROW(A2281)-52,50)+9))","v":""},{"$f":"IF(A2281=\"\",\"\",INDIRECT(\"'Fixture Schedule'!L\"&MOD(ROW(A2281)-52,50)+9))","v":""},"",null,null,{"$f":"IF(A2281=\"\",\"\",IF(AP2281=1,Summary!$C$12*(AO2281)/(SUM('Space-by-Space Method'!$BO$4:$BO$78,SUM('Exterior Lighting'!$BL$5:$BL$25))),0))","v":""},{"$f":"IF(A2281=\"\",\"\",IF(START!$B$34=1,INDIRECT(\"'Space-by-Space Method'!\"&SUBSTITUTE(ADDRESS(1,MOD(ROW(A2281)-52,50)+10,4),\"1\",\"\")&ROUNDDOWN((ROW(A2281)-52)/50,0)+4),\"\"))","v":""},{"$f":"IF(A2281=\"\",\"\",IF(AP2281=1,Summary!$F$11*(AO2281)/(SUM('Space-by-Space Method'!$BO$4:$BO$78,SUM('Exterior Lighting'!$BL$5:$BL$25))),0))","v":""},{"$f":"IF(A2281=\"\",\"\",IF(AP2281=1,Summary!$E$11*(AO2281)/(SUM('Space-by-Space Method'!$BO$4:$BO$78,SUM('Exterior Lighting'!$BL$5:$BL$25))),0))","v":""},{"$f":"IF(A2281=\"\",\"\",IF(AP2281=1,Summary!$G$11*(AO2281)/(SUM('Space-by-Space Method'!$BO$4:$BO$78,SUM('Exterior Lighting'!$BL$5:$BL$25))),0))","v":""},{"$f":"IF(A2281=\"\",\"\",IF(AP2281=1,Summary!$H$11*(AO2281)/(SUM('Space-by-Space Method'!$BO$4:$BO$78)),0))","v":""},{"$f":"IF(A2281=\"\",\"\",IF(AP2281=1,Summary!$I$11*(AO2281)/(SUM('Space-by-Space Method'!$BO$4:$BO$78)),0))","v":""},null,null,null,{"$f":"IF(A2281=\"\",\"\",IF(START!$B$34=2,INDIRECT(\"'Space-by-Space Method'!\"&SUBSTITUTE(ADDRESS(1,MOD(ROW(A2281)-52,50)+10,4),\"1\",\"\")&ROUNDDOWN((ROW(A2281)-52)/50,0)+4),\"\"))","v":""},{"$f":"IF(A2281=\"\",\"\",INDIRECT(\"'Space-by-Space Method'!C\"&ROUNDDOWN((ROW(A2281)-52)/50,0)+4))","v":""},{"$f":"IF(A2281=\"\",\"\",IF(COUNTIF(CommonSpaceTypes,AQ2281)>0,INDIRECT(\"'Space-by-Space Method'!F\"&ROUNDDOWN((ROW(A2281)-52)/50,0)+4),\"\"))","v":""},{"$f":"IF(A2281=\"\",\"\",IF(COUNTIF(BuildingSpecificSpaceTypes,AQ2281)>0,INDIRECT(\"'Space-by-Space Method'!F\"&ROUNDDOWN((ROW(A2281)-52)/50,0)+4),\"\"))","v":""},{"$f":"IF(A2281=\"\",\"\",INDIRECT(\"'Fixture Schedule'!D\"&MOD(ROW(A2281)-52,50)+9))","v":""},{"$f":"IF(A2281=\"\",\"\",IF(AR2281=\"\",\"\",INDIRECT(\"'Fixture Schedule'!K\"&MOD(ROW(A2281)-52,50)+9)))","v":""},"",{"$f":"IF(A2281=\"\",\"\",INDIRECT(\"'Fixture Schedule'!L\"&MOD(ROW(A2281)-52,50)+9))","v":""},null,null,null,null,null,null,null,null,null,null,null,null,null,{"$f":"INDIRECT(\"'Space-by-Space Method'!\"&SUBSTITUTE(ADDRESS(1,MOD(ROW(A2281)-52,50)+10,4),\"1\",\"\")&ROUNDDOWN((ROW(A2281)-52)/50,0)+4)","v":0},{"$f":"LEFT(INDIRECT(\"'Space-by-Space Method'!BJ\"&ROUNDDOWN((ROW(A2281)-52)/50,0)+4),3)","v":""},{"$f":"INDIRECT(\"'Fixture Schedule'!L\"&MOD(ROW(A2281)-52,50)+9)","v":0},{"$f":"INDIRECT(\"'Fixture Schedule'!O\"&MOD(ROW(A2281)-52,50)+9)","v":0},{"$f":"INDIRECT(\"'Space-by-Space Method'!F\"&ROUNDDOWN((ROW(A2281)-52)/50,0)+4)","v":0},{"$f":"INDIRECT(\"'Fixture Schedule'!L\"&MOD(ROW(A2281)-52,50)+9)","v":0},{"$f":"INDIRECT(\"'Space-by-Space Method'!D\"&ROUNDDOWN((ROW(A2281)-52)/50,0)+4)","v":0},{"$f":"INDIRECT(\"'Space-by-Space Method'!E\"&ROUNDDOWN((ROW(A2281)-52)/50,0)+4)","v":1}]
[{"$f":"IF(InteriorCalcType=2,IF(OR(AM2288=0,AN2288=\"DNQ\")=TRUE,\"\",INDIRECT(\"'Fixture Schedule'!M\"&MOD(ROW(A2288)-52,50)+9)),\"\")","v":""},{"$f":"IF(A2288=\"\",\"\",INDIRECT(\"'Fixture Schedule'!E\"&MOD(ROW(A2288)-52,50)+9))","v":""},{"$f":"IF(A2288=\"\",\"\",INDIRECT(\"'Fixture Schedule'!F\"&MOD(ROW(A2288)-52,50)+9))","v":""},{"$f":"IF(A2288=\"\",\"\",INDIRECT(\"'Fixture Schedule'!L\"&MOD(ROW(A2288)-52,50)+9))","v":""},"",null,null,{"$f":"IF(A2288=\"\",\"\",IF(AP2288=1,Summary!$C$12*(AO2288)/(SUM('Space-by-Space Method'!$BO$4:$BO$78,SUM('Exterior Lighting'!$BL$5:$BL$25))),0))","v":""},{"$f":"IF(A2288=\"\",\"\",IF(START!$B$34=1,INDIRECT(\"'Space-by-Space Method'!\"&SUBSTITUTE(ADDRESS(1,MOD(ROW(A2288)-52,50)+10,4),\"1\",\"\")&ROUNDDOWN((ROW(A2288)-52)/50,0)+4),\"\"))","v":""},{"$f":"IF(A2288=\"\",\"\",IF(AP2288=1,Summary!$F$11*(AO2288)/(SUM('Space-by-Space Method'!$BO$4:$BO$78,SUM('Exterior Lighting'!$BL$5:$BL$25))),0))","v":""},{"$f":"IF(A2288=\"\",\"\",IF(AP2288=1,Summary!$E$11*(AO2288)/(SUM('Space-by-Space Method'!$BO$4:$BO$78,SUM('Exterior Lighting'!$BL$5:$BL$25))),0))","v":""},{"$f":"IF(A2288=\"\",\"\",IF(AP2288=1,Summary!$G$11*(AO2288)/(SUM('Space-by-Space Method'!$BO$4:$BO$78,SUM('Exterior Lighting'!$BL$5:$BL$25))),0))","v":""},{"$f":"IF(A2288=\"\",\"\",IF(AP2288=1,Summary!$H$11*(AO2288)/(SUM('Space-by-Space Method'!$BO$4:$BO$78)),0))","v":""},{"$f":"IF(A2288=\"\",\"\",IF(AP2288=1,Summary!$I$11*(AO2288)/(SUM('Space-by-Space Method'!$BO$4:$BO$78)),0))","v":""},null,null,null,{"$f":"IF(A2288=\"\",\"\",IF(START!$B$34=2,INDIRECT(\"'Space-by-Space Method'!\"&SUBSTITUTE(ADDRESS(1,MOD(ROW(A2288)-52,50)+10,4),\"1\",\"\")&ROUNDDOWN((ROW(A2288)-52)/50,0)+4),\"\"))","v":""},{"$f":"IF(A2288=\"\",\"\",INDIRECT(\"'Space-by-Space Method'!C\"&ROUNDDOWN((ROW(A2288)-52)/50,0)+4))","v":""},{"$f":"IF(A2288=\"\",\"\",IF(COUNTIF(CommonSpaceTypes,AQ2288)>0,INDIRECT(\"'Space-by-Space Method'!F\"&ROUNDDOWN((ROW(A2288)-52)/50,0)+4),\"\"))","v":""},{"$f":"IF(A2288=\"\",\"\",IF(COUNTIF(BuildingSpecificSpaceTypes,AQ2288)>0,INDIRECT(\"'Space-by-Space Method'!F\"&ROUNDDOWN((ROW(A2288)-52)/50,0)+4),\"\"))","v":""},{"$f":"IF(A2288=\"\",\"\",INDIRECT(\"'Fixture Schedule'!D\"&MOD(ROW(A2288)-52,50)+9))","v":""},{"$f":"IF(A2288=\"\",\"\",IF(AR2288=\"\",\"\",INDIRECT(\"'Fixture Schedule'!K\"&MOD(ROW(A2288)-52,50)+9)))","v":""},"",{"$f":"IF(A2288=\"\",\"\",INDIRECT(\"'Fixture Schedule'!L\"&MOD(ROW(A2288)-52,50)+9))","v":""},null,null,null,null,null,null,null,null,null,null,null,null,null,{"$f":"INDIRECT(\"'Space-by-Space Method'!\"&SUBSTITUTE(ADDRESS(1,MOD(ROW(A2288)-52,50)+10,4),\"1\",\"\")&ROUNDDOWN((ROW(A2288)-52)/50,0)+4)","v":0},{"$f":"LEFT(INDIRECT(\"'Space-by-Space Method'!BJ\"&ROUNDDOWN((ROW(A2288)-52)/50,0)+4),3)","v":""},{"$f":"INDIRECT(\"'Fixture Schedule'!L\"&MOD(ROW(A2288)-52,50)+9)","v":0},{"$f":"INDIRECT(\"'Fixture Schedule'!O\"&MOD(ROW(A2288)-52,50)+9)","v":0},{"$f":"INDIRECT(\"'Space-by-Space Method'!F\"&ROUNDDOWN((ROW(A2288)-52)/50,0)+4)","v":0},{"$f":"INDIRECT(\"'Fixture Schedule'!L\"&MOD(ROW(A2288)-52,50)+9)","v":0},{"$f":"INDIRECT(\"'Space-by-Space Method'!D\"&ROUNDDOWN((ROW(A2288)-52)/50,0)+4)","v":0},{"$f":"INDIRECT(\"'Space-by-Space Method'!E\"&ROUNDDOWN((ROW(A2288)-52)/50,0)+4)","v":1}]
[{"$f":"IF(InteriorCalcType=2,IF(OR(AM2295=0,AN2295=\"DNQ\")=TRUE,\"\",INDIRECT(\"'Fixture Schedule'!M\"&MOD(ROW(A2295)-52,50)+9)),\"\")","v":""},{"$f":"IF(A2295=\"\",\"\",INDIRECT(\"'Fixture Schedule'!E\"&MOD(ROW(A2295)-52,50)+9))","v":""},{"$f":"IF(A2295=\"\",\"\",INDIRECT(\"'Fixture Schedule'!F\"&MOD(ROW(A2295)-52,50)+9))","v":""},{"$f":"IF(A2295=\"\",\"\",INDIRECT(\"'Fixture Schedule'!L\"&MOD(ROW(A2295)-52,50)+9))","v":""},"",null,null,{"$f":"IF(A2295=\"\",\"\",IF(AP2295=1,Summary!$C$12*(AO2295)/(SUM('Space-by-Space Method'!$BO$4:$BO$78,SUM('Exterior Lighting'!$BL$5:$BL$25))),0))","v":""},{"$f":"IF(A2295=\"\",\"\",IF(START!$B$34=1,INDIRECT(\"'Space-by-Space Method'!\"&SUBSTITUTE(ADDRESS(1,MOD(ROW(A2295)-52,50)+10,4),\"1\",\"\")&ROUNDDOWN((ROW(A2295)-52)/50,0)+4),\"\"))","v":""},{"$f":"IF(A2295=\"\",\"\",IF(AP2295=1,Summary!$F$11*(AO2295)/(SUM('Space-by-Space Method'!$BO$4:$BO$78,SUM('Exterior Lighting'!$BL$5:$BL$25))),0))","v":""},{"$f":"IF(A2295=\"\",\"\",IF(AP2295=1,Summary!$E$11*(AO2295)/(SUM('Space-by-Space Method'!$BO$4:$BO$78,SUM('Exterior Lighting'!$BL$5:$BL$25))),0))","v":""},{"$f":"IF(A2295=\"\",\"\",IF(AP2295=1,Summary!$G$11*(AO2295)/(SUM('Space-by-Space Method'!$BO$4:$BO$78,SUM('Exterior Lighting'!$BL$5:$BL$25))),0))","v":""},{"$f":"IF(A2295=\"\",\"\",IF(AP2295=1,Summary!$H$11*(AO2295)/(SUM('Space-by-Space Method'!$BO$4:$BO$78)),0))","v":""},{"$f":"IF(A2295=\"\",\"\",IF(AP2295=1,Summary!$I$11*(AO2295)/(SUM('Space-by-Space Method'!$BO$4:$BO$78)),0))","v":""},null,null,null,{"$f":"IF(A2295=\"\",\"\",IF(START!$B$34=2,INDIRECT(\"'Space-by-Space Method'!\"&SUBSTITUTE(ADDRESS(1,MOD(ROW(A2295)-52,50)+10,4),\"1\",\"\")&ROUNDDOWN((ROW(A2295)-52)/50,0)+4),\"\"))","v":""},{"$f":"IF(A2295=\"\",\"\",INDIRECT(\"'Space-by-Space Method'!C\"&ROUNDDOWN((ROW(A2295)-52)/50,0)+4))","v":""},{"$f":"IF(A2295=\"\",\"\",IF(COUNTIF(CommonSpaceTypes,AQ2295)>0,INDIRECT(\"'Space-by-Space Method'!F\"&ROUNDDOWN((ROW(A2295)-52)/50,0)+4),\"\"))","v":""},{"$f":"IF(A2295=\"\",\"\",IF(COUNTIF(BuildingSpecificSpaceTypes,AQ2295)>0,INDIRECT(\"'Space-by-Space Method'!F\"&ROUNDDOWN((ROW(A2295)-52)/50,0)+4),\"\"))","v":""},{"$f":"IF(A2295=\"\",\"\",INDIRECT(\"'Fixture Schedule'!D\"&MOD(ROW(A2295)-52,50)+9))","v":""},{"$f":"IF(A2295=\"\",\"\",IF(AR2295=\"\",\"\",INDIRECT(\"'Fixture Schedule'!K\"&MOD(ROW(A2295)-52,50)+9)))","v":""},"",{"$f":"IF(A2295=\"\",\"\",INDIRECT(\"'Fixture Schedule'!L\"&MOD(ROW(A2295)-52,50)+9))","v":""},null,null,null,null,null,null,null,null,null,null,null,null,null,{"$f":"INDIRECT(\"'Space-by-Space Method'!\"&SUBSTITUTE(ADDRESS(1,MOD(ROW(A2295)-52,50)+10,4),\"1\",\"\")&ROUNDDOWN((ROW(A2295)-52)/50,0)+4)","v":0},{"$f":"LEFT(INDIRECT(\"'Space-by-Space Method'!BJ\"&ROUNDDOWN((ROW(A2295)-52)/50,0)+4),3)","v":""},{"$f":"INDIRECT(\"'Fixture Schedule'!L\"&MOD(ROW(A2295)-52,50)+9)","v":0},{"$f":"INDIRECT(\"'Fixture Schedule'!O\"&MOD(ROW(A2295)-52,50)+9)","v":0},{"$f":"INDIRECT(\"'Space-by-Space Method'!F\"&ROUNDDOWN((ROW(A2295)-52)/50,0)+4)","v":0},{"$f":"INDIRECT(\"'Fixture Schedule'!L\"&MOD(ROW(A2295)-52,50)+9)","v":0},{"$f":"INDIRECT(\"'Space-by-Space Method'!D\"&ROUNDDOWN((ROW(A2295)-52)/50,0)+4)","v":0},{"$f":"INDIRECT(\"'Space-by-Space Method'!E\"&ROUNDDOWN((ROW(A2295)-52)/50,0)+4)","v":1}]
[{"$f":"IF(InteriorCalcType=2,IF(OR(AM2307=0,AN2307=\"DNQ\")=TRUE,\"\",INDIRECT(\"'Fixture Schedule'!M\"&MOD(ROW(A2307)-52,50)+9)),\"\")","v":""},{"$f":"IF(A2307=\"\",\"\",INDIRECT(\"'Fixture Schedule'!E\"&MOD(ROW(A2307)-52,50)+9))","v":""},{"$f":"IF(A2307=\"\",\"\",INDIRECT(\"'Fixture Schedule'!F\"&MOD(ROW(A2307)-52,50)+9))","v":""},{"$f":"IF(A2307=\"\",\"\",INDIRECT(\"'Fixture Schedule'!L\"&MOD(ROW(A2307)-52,50)+9))","v":""},"",null,null,{"$f":"IF(A2307=\"\",\"\",IF(AP2307=1,Summary!$C$12*(AO2307)/(SUM('Space-by-Space Method'!$BO$4:$BO$78,SUM('Exterior Lighting'!$BL$5:$BL$25))),0))","v":""},{"$f":"IF(A2307=\"\",\"\",IF(START!$B$34=1,INDIRECT(\"'Space-by-Space Method'!\"&SUBSTITUTE(ADDRESS(1,MOD(ROW(A2307)-52,50)+10,4),\"1\",\"\")&ROUNDDOWN((ROW(A2307)-52)/50,0)+4),\"\"))","v":""},{"$f":"IF(A2307=\"\",\"\",IF(AP2307=1,Summary!$F$11*(AO2307)/(SUM('Space-by-Space Method'!$BO$4:$BO$78,SUM('Exterior Lighting'!$BL$5:$BL$25))),0))","v":""},{"$f":"IF(A2307=\"\",\"\",IF(AP2307=1,Summary!$E$11*(AO2307)/(SUM('Space-by-Space Method'!$BO$4:$BO$78,SUM('Exterior Lighting'!$BL$5:$BL$25))),0))","v":""},{"$f":"IF(A2307=\"\",\"\",IF(AP2307=1,Summary!$G$11*(AO2307)/(SUM('Space-by-Space Method'!$BO$4:$BO$78,SUM('Exterior Lighting'!$BL$5:$BL$25))),0))","v":""},{"$f":"IF(A2307=\"\",\"\",IF(AP2307=1,Summary!$H$11*(AO2307)/(SUM('Space-by-Space Method'!$BO$4:$BO$78)),0))","v":""},{"$f":"IF(A2307=\"\",\"\",IF(AP2307=1,Summary!$I$11*(AO2307)/(SUM('Space-by-Space Method'!$BO$4:$BO$78)),0))","v":""},null,null,null,{"$f":"IF(A2307=\"\",\"\",IF(START!$B$34=2,INDIRECT(\"'Space-by-Space Method'!\"&SUBSTITUTE(ADDRESS(1,MOD(ROW(A2307)-52,50)+10,4),\"1\",\"\")&ROUNDDOWN((ROW(A2307)-52)/50,0)+4),\"\"))","v":""},{"$f":"IF(A2307=\"\",\"\",INDIRECT(\"'Space-by-Space Method'!C\"&ROUNDDOWN((ROW(A2307)-52)/50,0)+4))","v":""},{"$f":"IF(A2307=\"\",\"\",IF(COUNTIF(CommonSpaceTypes,AQ2307)>0,INDIRECT(\"'Space-by-Space Method'!F\"&ROUNDDOWN((ROW(A2307)-52)/50,0)+4),\"\"))","v":""},{"$f":"IF(A2307=\"\",\"\",IF(COUNTIF(BuildingSpecificSpaceTypes,AQ2307)>0,INDIRECT(\"'Space-by-Space Method'!F\"&ROUNDDOWN((ROW(A2307)-52)/50,0)+4),\"\"))","v":""},{"$f":"IF(A2307=\"\",\"\",INDIRECT(\"'Fixture Schedule'!D\"&MOD(ROW(A2307)-52,50)+9))","v":""},{"$f":"IF(A2307=\"\",\"\",IF(AR2307=\"\",\"\",INDIRECT(\"'Fixture Schedule'!K\"&MOD(ROW(A2307)-52,50)+9)))","v":""},"",{"$f":"IF(A2307=\"\",\"\",INDIRECT(\"'Fixture Schedule'!L\"&MOD(ROW(A2307)-52,50)+9))","v":""},null,null,null,null,null,null,null,null,null,null,null,null,null,{"$f":"INDIRECT(\"'Space-by-Space Method'!\"&SUBSTITUTE(ADDRESS(1,MOD(ROW(A2307)-52,50)+10,4),\"1\",\"\")&ROUNDDOWN((ROW(A2307)-52)/50,0)+4)","v":0},{"$f":"LEFT(INDIRECT(\"'Space-by-Space Method'!BJ\"&ROUNDDOWN((ROW(A2307)-52)/50,0)+4),3)","v":""},{"$f":"INDIRECT(\"'Fixture Schedule'!L\"&MOD(ROW(A2307)-52,50)+9)","v":0},{"$f":"INDIRECT(\"'Fixture Schedule'!O\"&MOD(ROW(A2307)-52,50)+9)","v":0},{"$f":"INDIRECT(\"'Space-by-Space Method'!F\"&ROUNDDOWN((ROW(A2307)-52)/50,0)+4)","v":0},{"$f":"INDIRECT(\"'Fixture Schedule'!L\"&MOD(ROW(A2307)-52,50)+9)","v":0},{"$f":"INDIRECT(\"'Space-by-Space Method'!D\"&ROUNDDOWN((ROW(A2307)-52)/50,0)+4)","v":0},{"$f":"INDIRECT(\"'Space-by-Space Method'!E\"&ROUNDDOWN((ROW(A2307)-52)/50,0)+4)","v":1}]
[{"$f":"IF(InteriorCalcType=2,IF(OR(AM2313=0,AN2313=\"DNQ\")=TRUE,\"\",INDIRECT(\"'Fixture Schedule'!M\"&MOD(ROW(A2313)-52,50)+9)),\"\")","v":""},{"$f":"IF(A2313=\"\",\"\",INDIRECT(\"'Fixture Schedule'!E\"&MOD(ROW(A2313)-52,50)+9))","v":""},{"$f":"IF(A2313=\"\",\"\",INDIRECT(\"'Fixture Schedule'!F\"&MOD(ROW(A2313)-52,50)+9))","v":""},{"$f":"IF(A2313=\"\",\"\",INDIRECT(\"'Fixture Schedule'!L\"&MOD(ROW(A2313)-52,50)+9))","v":""},"",null,null,{"$f":"IF(A2313=\"\",\"\",IF(AP2313=1,Summary!$C$12*(AO2313)/(SUM('Space-by-Space Method'!$BO$4:$BO$78,SUM('Exterior Lighting'!$BL$5:$BL$25))),0))","v":""},{"$f":"IF(A2313=\"\",\"\",IF(START!$B$34=1,INDIRECT(\"'Space-by-Space Method'!\"&SUBSTITUTE(ADDRESS(1,MOD(ROW(A2313)-52,50)+10,4),\"1\",\"\")&ROUNDDOWN((ROW(A2313)-52)/50,0)+4),\"\"))","v":""},{"$f":"IF(A2313=\"\",\"\",IF(AP2313=1,Summary!$F$11*(AO2313)/(SUM('Space-by-Space Method'!$BO$4:$BO$78,SUM('Exterior Lighting'!$BL$5:$BL$25))),0))","v":""},{"$f":"IF(A2313=\"\",\"\",IF(AP2313=1,Summary!$E$11*(AO2313)/(SUM('Space-by-Space Method'!$BO$4:$BO$78,SUM('Exterior Lighting'!$BL$5:$BL$25))),0))","v":""},{"$f":"IF(A2313=\"\",\"\",IF(AP2313=1,Summary!$G$11*(AO2313)/(SUM('Space-by-Space Method'!$BO$4:$BO$78,SUM('Exterior Lighting'!$BL$5:$BL$25))),0))","v":""},{"$f":"IF(A2313=\"\",\"\",IF(AP2313=1,Summary!$H$11*(AO2313)/(SUM('Space-by-Space Method'!$BO$4:$BO$78)),0))","v":""},{"$f":"IF(A2313=\"\",\"\",IF(AP2313=1,Summary!$I$11*(AO2313)/(SUM('Space-by-Space Method'!$BO$4:$BO$78)),0))","v":""},null,null,null,{"$f":"IF(A2313=\"\",\"\",IF(START!$B$34=2,INDIRECT(\"'Space-by-Space Method'!\"&SUBSTITUTE(ADDRESS(1,MOD(ROW(A2313)-52,50)+10,4),\"1\",\"\")&ROUNDDOWN((ROW(A2313)-52)/50,0)+4),\"\"))","v":""},{"$f":"IF(A2313=\"\",\"\",INDIRECT(\"'Space-by-Space Method'!C\"&ROUNDDOWN((ROW(A2313)-52)/50,0)+4))","v":""},{"$f":"IF(A2313=\"\",\"\",IF(COUNTIF(CommonSpaceTypes,AQ2313)>0,INDIRECT(\"'Space-by-Space Method'!F\"&ROUNDDOWN((ROW(A2313)-52)/50,0)+4),\"\"))","v":""},{"$f":"IF(A2313=\"\",\"\",IF(COUNTIF(BuildingSpecificSpaceTypes,AQ2313)>0,INDIRECT(\"'Space-by-Space Method'!F\"&ROUNDDOWN((ROW(A2313)-52)/50,0)+4),\"\"))","v":""},{"$f":"IF(A2313=\"\",\"\",INDIRECT(\"'Fixture Schedule'!D\"&MOD(ROW(A2313)-52,50)+9))","v":""},{"$f":"IF(A2313=\"\",\"\",IF(AR2313=\"\",\"\",INDIRECT(\"'Fixture Schedule'!K\"&MOD(ROW(A2313)-52,50)+9)))","v":""},"",{"$f":"IF(A2313=\"\",\"\",INDIRECT(\"'Fixture Schedule'!L\"&MOD(ROW(A2313)-52,50)+9))","v":""},null,null,null,null,null,null,null,null,null,null,null,null,null,{"$f":"INDIRECT(\"'Space-by-Space Method'!\"&SUBSTITUTE(ADDRESS(1,MOD(ROW(A2313)-52,50)+10,4),\"1\",\"\")&ROUNDDOWN((ROW(A2313)-52)/50,0)+4)","v":0},{"$f":"LEFT(INDIRECT(\"'Space-by-Space Method'!BJ\"&ROUNDDOWN((ROW(A2313)-52)/50,0)+4),3)","v":""},{"$f":"INDIRECT(\"'Fixture Schedule'!L\"&MOD(ROW(A2313)-52,50)+9)","v":0},{"$f":"INDIRECT(\"'Fixture Schedule'!O\"&MOD(ROW(A2313)-52,50)+9)","v":0},{"$f":"INDIRECT(\"'Space-by-Space Method'!F\"&ROUNDDOWN((ROW(A2313)-52)/50,0)+4)","v":0},{"$f":"INDIRECT(\"'Fixture Schedule'!L\"&MOD(ROW(A2313)-52,50)+9)","v":0},{"$f":"INDIRECT(\"'Space-by-Space Method'!D\"&ROUNDDOWN((ROW(A2313)-52)/50,0)+4)","v":0},{"$f":"INDIRECT(\"'Space-by-Space Method'!E\"&ROUNDDOWN((ROW(A2313)-52)/50,0)+4)","v":1}]
[{"$f":"IF(InteriorCalcType=2,IF(OR(AM2318=0,AN2318=\"DNQ\")=TRUE,\"\",INDIRECT(\"'Fixture Schedule'!M\"&MOD(ROW(A2318)-52,50)+9)),\"\")","v":""},{"$f":"IF(A2318=\"\",\"\",INDIRECT(\"'Fixture Schedule'!E\"&MOD(ROW(A2318)-52,50)+9))","v":""},{"$f":"IF(A2318=\"\",\"\",INDIRECT(\"'Fixture Schedule'!F\"&MOD(ROW(A2318)-52,50)+9))","v":""},{"$f":"IF(A2318=\"\",\"\",INDIRECT(\"'Fixture Schedule'!L\"&MOD(ROW(A2318)-52,50)+9))","v":""},"",null,null,{"$f":"IF(A2318=\"\",\"\",IF(AP2318=1,Summary!$C$12*(AO2318)/(SUM('Space-by-Space Method'!$BO$4:$BO$78,SUM('Exterior Lighting'!$BL$5:$BL$25))),0))","v":""},{"$f":"IF(A2318=\"\",\"\",IF(START!$B$34=1,INDIRECT(\"'Space-by-Space Method'!\"&SUBSTITUTE(ADDRESS(1,MOD(ROW(A2318)-52,50)+10,4),\"1\",\"\")&ROUNDDOWN((ROW(A2318)-52)/50,0)+4),\"\"))","v":""},{"$f":"IF(A2318=\"\",\"\",IF(AP2318=1,Summary!$F$11*(AO2318)/(SUM('Space-by-Space Method'!$BO$4:$BO$78,SUM('Exterior Lighting'!$BL$5:$BL$25))),0))","v":""},{"$f":"IF(A2318=\"\",\"\",IF(AP2318=1,Summary!$E$11*(AO2318)/(SUM('Space-by-Space Method'!$BO$4:$BO$78,SUM('Exterior Lighting'!$BL$5:$BL$25))),0))","v":""},{"$f":"IF(A2318=\"\",\"\",IF(AP2318=1,Summary!$G$11*(AO2318)/(SUM('Space-by-Space Method'!$BO$4:$BO$78,SUM('Exterior Lighting'!$BL$5:$BL$25))),0))","v":""},{"$f":"IF(A2318=\"\",\"\",IF(AP2318=1,Summary!$H$11*(AO2318)/(SUM('Space-by-Space Method'!$BO$4:$BO$78)),0))","v":""},{"$f":"IF(A2318=\"\",\"\",IF(AP2318=1,Summary!$I$11*(AO2318)/(SUM('Space-by-Space Method'!$BO$4:$BO$78)),0))","v":""},null,null,null,{"$f":"IF(A2318=\"\",\"\",IF(START!$B$34=2,INDIRECT(\"'Space-by-Space Method'!\"&SUBSTITUTE(ADDRESS(1,MOD(ROW(A2318)-52,50)+10,4),\"1\",\"\")&ROUNDDOWN((ROW(A2318)-52)/50,0)+4),\"\"))","v":""},{"$f":"IF(A2318=\"\",\"\",INDIRECT(\"'Space-by-Space Method'!C\"&ROUNDDOWN((ROW(A2318)-52)/50,0)+4))","v":""},{"$f":"IF(A2318=\"\",\"\",IF(COUNTIF(CommonSpaceTypes,AQ2318)>0,INDIRECT(\"'Space-by-Space Method'!F\"&ROUNDDOWN((ROW(A2318)-52)/50,0)+4),\"\"))","v":""},{"$f":"IF(A2318=\"\",\"\",IF(COUNTIF(BuildingSpecificSpaceTypes,AQ2318)>0,INDIRECT(\"'Space-by-Space Method'!F\"&ROUNDDOWN((ROW(A2318)-52)/50,0)+4),\"\"))","v":""},{"$f":"IF(A2318=\"\",\"\",INDIRECT(\"'Fixture Schedule'!D\"&MOD(ROW(A2318)-52,50)+9))","v":""},{"$f":"IF(A2318=\"\",\"\",IF(AR2318=\"\",\"\",INDIRECT(\"'Fixture Schedule'!K\"&MOD(ROW(A2318)-52,50)+9)))","v":""},"",{"$f":"IF(A2318=\"\",\"\",INDIRECT(\"'Fixture Schedule'!L\"&MOD(ROW(A2318)-52,50)+9))","v":""},null,null,null,null,null,null,null,null,null,null,null,null,null,{"$f":"INDIRECT(\"'Space-by-Space Method'!\"&SUBSTITUTE(ADDRESS(1,MOD(ROW(A2318)-52,50)+10,4),\"1\",\"\")&ROUNDDOWN((ROW(A2318)-52)/50,0)+4)","v":0},{"$f":"LEFT(INDIRECT(\"'Space-by-Space Method'!BJ\"&ROUNDDOWN((ROW(A2318)-52)/50,0)+4),3)","v":""},{"$f":"INDIRECT(\"'Fixture Schedule'!L\"&MOD(ROW(A2318)-52,50)+9)","v":0},{"$f":"INDIRECT(\"'Fixture Schedule'!O\"&MOD(ROW(A2318)-52,50)+9)","v":0},{"$f":"INDIRECT(\"'Space-by-Space Method'!F\"&ROUNDDOWN((ROW(A2318)-52)/50,0)+4)","v":0},{"$f":"INDIRECT(\"'Fixture Schedule'!L\"&MOD(ROW(A2318)-52,50)+9)","v":0},{"$f":"INDIRECT(\"'Space-by-Space Method'!D\"&ROUNDDOWN((ROW(A2318)-52)/50,0)+4)","v":0},{"$f":"INDIRECT(\"'Space-by-Space Method'!E\"&ROUNDDOWN((ROW(A2318)-52)/50,0)+4)","v":1}]
[{"$f":"IF(InteriorCalcType=2,IF(OR(AM2331=0,AN2331=\"DNQ\")=TRUE,\"\",INDIRECT(\"'Fixture Schedule'!M\"&MOD(ROW(A2331)-52,50)+9)),\"\")","v":""},{"$f":"IF(A2331=\"\",\"\",INDIRECT(\"'Fixture Schedule'!E\"&MOD(ROW(A2331)-52,50)+9))","v":""},{"$f":"IF(A2331=\"\",\"\",INDIRECT(\"'Fixture Schedule'!F\"&MOD(ROW(A2331)-52,50)+9))","v":""},{"$f":"IF(A2331=\"\",\"\",INDIRECT(\"'Fixture Schedule'!L\"&MOD(ROW(A2331)-52,50)+9))","v":""},"",null,null,{"$f":"IF(A2331=\"\",\"\",IF(AP2331=1,Summary!$C$12*(AO2331)/(SUM('Space-by-Space Method'!$BO$4:$BO$78,SUM('Exterior Lighting'!$BL$5:$BL$25))),0))","v":""},{"$f":"IF(A2331=\"\",\"\",IF(START!$B$34=1,INDIRECT(\"'Space-by-Space Method'!\"&SUBSTITUTE(ADDRESS(1,MOD(ROW(A2331)-52,50)+10,4),\"1\",\"\")&ROUNDDOWN((ROW(A2331)-52)/50,0)+4),\"\"))","v":""},{"$f":"IF(A2331=\"\",\"\",IF(AP2331=1,Summary!$F$11*(AO2331)/(SUM('Space-by-Space Method'!$BO$4:$BO$78,SUM('Exterior Lighting'!$BL$5:$BL$25))),0))","v":""},{"$f":"IF(A2331=\"\",\"\",IF(AP2331=1,Summary!$E$11*(AO2331)/(SUM('Space-by-Space Method'!$BO$4:$BO$78,SUM('Exterior Lighting'!$BL$5:$BL$25))),0))","v":""},{"$f":"IF(A2331=\"\",\"\",IF(AP2331=1,Summary!$G$11*(AO2331)/(SUM('Space-by-Space Method'!$BO$4:$BO$78,SUM('Exterior Lighting'!$BL$5:$BL$25))),0))","v":""},{"$f":"IF(A2331=\"\",\"\",IF(AP2331=1,Summary!$H$11*(AO2331)/(SUM('Space-by-Space Method'!$BO$4:$BO$78)),0))","v":""},{"$f":"IF(A2331=\"\",\"\",IF(AP2331=1,Summary!$I$11*(AO2331)/(SUM('Space-by-Space Method'!$BO$4:$BO$78)),0))","v":""},null,null,null,{"$f":"IF(A2331=\"\",\"\",IF(START!$B$34=2,INDIRECT(\"'Space-by-Space Method'!\"&SUBSTITUTE(ADDRESS(1,MOD(ROW(A2331)-52,50)+10,4),\"1\",\"\")&ROUNDDOWN((ROW(A2331)-52)/50,0)+4),\"\"))","v":""},{"$f":"IF(A2331=\"\",\"\",INDIRECT(\"'Space-by-Space Method'!C\"&ROUNDDOWN((ROW(A2331)-52)/50,0)+4))","v":""},{"$f":"IF(A2331=\"\",\"\",IF(COUNTIF(CommonSpaceTypes,AQ2331)>0,INDIRECT(\"'Space-by-Space Method'!F\"&ROUNDDOWN((ROW(A2331)-52)/50,0)+4),\"\"))","v":""},{"$f":"IF(A2331=\"\",\"\",IF(COUNTIF(BuildingSpecificSpaceTypes,AQ2331)>0,INDIRECT(\"'Space-by-Space Method'!F\"&ROUNDDOWN((ROW(A2331)-52)/50,0)+4),\"\"))","v":""},{"$f":"IF(A2331=\"\",\"\",INDIRECT(\"'Fixture Schedule'!D\"&MOD(ROW(A2331)-52,50)+9))","v":""},{"$f":"IF(A2331=\"\",\"\",IF(AR2331=\"\",\"\",INDIRECT(\"'Fixture Schedule'!K\"&MOD(ROW(A2331)-52,50)+9)))","v":""},"",{"$f":"IF(A2331=\"\",\"\",INDIRECT(\"'Fixture Schedule'!L\"&MOD(ROW(A2331)-52,50)+9))","v":""},null,null,null,null,null,null,null,null,null,null,null,null,null,{"$f":"INDIRECT(\"'Space-by-Space Method'!\"&SUBSTITUTE(ADDRESS(1,MOD(ROW(A2331)-52,50)+10,4),\"1\",\"\")&ROUNDDOWN((ROW(A2331)-52)/50,0)+4)","v":0},{"$f":"LEFT(INDIRECT(\"'Space-by-Space Method'!BJ\"&ROUNDDOWN((ROW(A2331)-52)/50,0)+4),3)","v":""},{"$f":"INDIRECT(\"'Fixture Schedule'!L\"&MOD(ROW(A2331)-52,50)+9)","v":0},{"$f":"INDIRECT(\"'Fixture Schedule'!O\"&MOD(ROW(A2331)-52,50)+9)","v":0},{"$f":"INDIRECT(\"'Space-by-Space Method'!F\"&ROUNDDOWN((ROW(A2331)-52)/50,0)+4)","v":0},{"$f":"INDIRECT(\"'Fixture Schedule'!L\"&MOD(ROW(A2331)-52,50)+9)","v":0},{"$f":"INDIRECT(\"'Space-by-Space Method'!D\"&ROUNDDOWN((ROW(A2331)-52)/50,0)+4)","v":0},{"$f":"INDIRECT(\"'Space-by-Space Method'!E\"&ROUNDDOWN((ROW(A2331)-52)/50,0)+4)","v":1}]
[{"$f":"IF(InteriorCalcType=2,IF(OR(AM2337=0,AN2337=\"DNQ\")=TRUE,\"\",INDIRECT(\"'Fixture Schedule'!M\"&MOD(ROW(A2337)-52,50)+9)),\"\")","v":""},{"$f":"IF(A2337=\"\",\"\",INDIRECT(\"'Fixture Schedule'!E\"&MOD(ROW(A2337)-52,50)+9))","v":""},{"$f":"IF(A2337=\"\",\"\",INDIRECT(\"'Fixture Schedule'!F\"&MOD(ROW(A2337)-52,50)+9))","v":""},{"$f":"IF(A2337=\"\",\"\",INDIRECT(\"'Fixture Schedule'!L\"&MOD(ROW(A2337)-52,50)+9))","v":""},"",null,null,{"$f":"IF(A2337=\"\",\"\",IF(AP2337=1,Summary!$C$12*(AO2337)/(SUM('Space-by-Space Method'!$BO$4:$BO$78,SUM('Exterior Lighting'!$BL$5:$BL$25))),0))","v":""},{"$f":"IF(A2337=\"\",\"\",IF(START!$B$34=1,INDIRECT(\"'Space-by-Space Method'!\"&SUBSTITUTE(ADDRESS(1,MOD(ROW(A2337)-52,50)+10,4),\"1\",\"\")&ROUNDDOWN((ROW(A2337)-52)/50,0)+4),\"\"))","v":""},{"$f":"IF(A2337=\"\",\"\",IF(AP2337=1,Summary!$F$11*(AO2337)/(SUM('Space-by-Space Method'!$BO$4:$BO$78,SUM('Exterior Lighting'!$BL$5:$BL$25))),0))","v":""},{"$f":"IF(A2337=\"\",\"\",IF(AP2337=1,Summary!$E$11*(AO2337)/(SUM('Space-by-Space Method'!$BO$4:$BO$78,SUM('Exterior Lighting'!$BL$5:$BL$25))),0))","v":""},{"$f":"IF(A2337=\"\",\"\",IF(AP2337=1,Summary!$G$11*(AO2337)/(SUM('Space-by-Space Method'!$BO$4:$BO$78,SUM('Exterior Lighting'!$BL$5:$BL$25))),0))","v":""},{"$f":"IF(A2337=\"\",\"\",IF(AP2337=1,Summary!$H$11*(AO2337)/(SUM('Space-by-Space Method'!$BO$4:$BO$78)),0))","v":""},{"$f":"IF(A2337=\"\",\"\",IF(AP2337=1,Summary!$I$11*(AO2337)/(SUM('Space-by-Space Method'!$BO$4:$BO$78)),0))","v":""},null,null,null,{"$f":"IF(A2337=\"\",\"\",IF(START!$B$34=2,INDIRECT(\"'Space-by-Space Method'!\"&SUBSTITUTE(ADDRESS(1,MOD(ROW(A2337)-52,50)+10,4),\"1\",\"\")&ROUNDDOWN((ROW(A2337)-52)/50,0)+4),\"\"))","v":""},{"$f":"IF(A2337=\"\",\"\",INDIRECT(\"'Space-by-Space Method'!C\"&ROUNDDOWN((ROW(A2337)-52)/50,0)+4))","v":""},{"$f":"IF(A2337=\"\",\"\",IF(COUNTIF(CommonSpaceTypes,AQ2337)>0,INDIRECT(\"'Space-by-Space Method'!F\"&ROUNDDOWN((ROW(A2337)-52)/50,0)+4),\"\"))","v":""},{"$f":"IF(A2337=\"\",\"\",IF(COUNTIF(BuildingSpecificSpaceTypes,AQ2337)>0,INDIRECT(\"'Space-by-Space Method'!F\"&ROUNDDOWN((ROW(A2337)-52)/50,0)+4),\"\"))","v":""},{"$f":"IF(A2337=\"\",\"\",INDIRECT(\"'Fixture Schedule'!D\"&MOD(ROW(A2337)-52,50)+9))","v":""},{"$f":"IF(A2337=\"\",\"\",IF(AR2337=\"\",\"\",INDIRECT(\"'Fixture Schedule'!K\"&MOD(ROW(A2337)-52,50)+9)))","v":""},"",{"$f":"IF(A2337=\"\",\"\",INDIRECT(\"'Fixture Schedule'!L\"&MOD(ROW(A2337)-52,50)+9))","v":""},null,null,null,null,null,null,null,null,null,null,null,null,null,{"$f":"INDIRECT(\"'Space-by-Space Method'!\"&SUBSTITUTE(ADDRESS(1,MOD(ROW(A2337)-52,50)+10,4),\"1\",\"\")&ROUNDDOWN((ROW(A2337)-52)/50,0)+4)","v":0},{"$f":"LEFT(INDIRECT(\"'Space-by-Space Method'!BJ\"&ROUNDDOWN((ROW(A2337)-52)/50,0)+4),3)","v":""},{"$f":"INDIRECT(\"'Fixture Schedule'!L\"&MOD(ROW(A2337)-52,50)+9)","v":0},{"$f":"INDIRECT(\"'Fixture Schedule'!O\"&MOD(ROW(A2337)-52,50)+9)","v":0},{"$f":"INDIRECT(\"'Space-by-Space Method'!F\"&ROUNDDOWN((ROW(A2337)-52)/50,0)+4)","v":0},{"$f":"INDIRECT(\"'Fixture Schedule'!L\"&MOD(ROW(A2337)-52,50)+9)","v":0},{"$f":"INDIRECT(\"'Space-by-Space Method'!D\"&ROUNDDOWN((ROW(A2337)-52)/50,0)+4)","v":0},{"$f":"INDIRECT(\"'Space-by-Space Method'!E\"&ROUNDDOWN((ROW(A2337)-52)/50,0)+4)","v":1}]
[{"$f":"IF(InteriorCalcType=2,IF(OR(AM2346=0,AN2346=\"DNQ\")=TRUE,\"\",INDIRECT(\"'Fixture Schedule'!M\"&MOD(ROW(A2346)-52,50)+9)),\"\")","v":""},{"$f":"IF(A2346=\"\",\"\",INDIRECT(\"'Fixture Schedule'!E\"&MOD(ROW(A2346)-52,50)+9))","v":""},{"$f":"IF(A2346=\"\",\"\",INDIRECT(\"'Fixture Schedule'!F\"&MOD(ROW(A2346)-52,50)+9))","v":""},{"$f":"IF(A2346=\"\",\"\",INDIRECT(\"'Fixture Schedule'!L\"&MOD(ROW(A2346)-52,50)+9))","v":""},"",null,null,{"$f":"IF(A2346=\"\",\"\",IF(AP2346=1,Summary!$C$12*(AO2346)/(SUM('Space-by-Space Method'!$BO$4:$BO$78,SUM('Exterior Lighting'!$BL$5:$BL$25))),0))","v":""},{"$f":"IF(A2346=\"\",\"\",IF(START!$B$34=1,INDIRECT(\"'Space-by-Space Method'!\"&SUBSTITUTE(ADDRESS(1,MOD(ROW(A2346)-52,50)+10,4),\"1\",\"\")&ROUNDDOWN((ROW(A2346)-52)/50,0)+4),\"\"))","v":""},{"$f":"IF(A2346=\"\",\"\",IF(AP2346=1,Summary!$F$11*(AO2346)/(SUM('Space-by-Space Method'!$BO$4:$BO$78,SUM('Exterior Lighting'!$BL$5:$BL$25))),0))","v":""},{"$f":"IF(A2346=\"\",\"\",IF(AP2346=1,Summary!$E$11*(AO2346)/(SUM('Space-by-Space Method'!$BO$4:$BO$78,SUM('Exterior Lighting'!$BL$5:$BL$25))),0))","v":""},{"$f":"IF(A2346=\"\",\"\",IF(AP2346=1,Summary!$G$11*(AO2346)/(SUM('Space-by-Space Method'!$BO$4:$BO$78,SUM('Exterior Lighting'!$BL$5:$BL$25))),0))","v":""},{"$f":"IF(A2346=\"\",\"\",IF(AP2346=1,Summary!$H$11*(AO2346)/(SUM('Space-by-Space Method'!$BO$4:$BO$78)),0))","v":""},{"$f":"IF(A2346=\"\",\"\",IF(AP2346=1,Summary!$I$11*(AO2346)/(SUM('Space-by-Space Method'!$BO$4:$BO$78)),0))","v":""},null,null,null,{"$f":"IF(A2346=\"\",\"\",IF(START!$B$34=2,INDIRECT(\"'Space-by-Space Method'!\"&SUBSTITUTE(ADDRESS(1,MOD(ROW(A2346)-52,50)+10,4),\"1\",\"\")&ROUNDDOWN((ROW(A2346)-52)/50,0)+4),\"\"))","v":""},{"$f":"IF(A2346=\"\",\"\",INDIRECT(\"'Space-by-Space Method'!C\"&ROUNDDOWN((ROW(A2346)-52)/50,0)+4))","v":""},{"$f":"IF(A2346=\"\",\"\",IF(COUNTIF(CommonSpaceTypes,AQ2346)>0,INDIRECT(\"'Space-by-Space Method'!F\"&ROUNDDOWN((ROW(A2346)-52)/50,0)+4),\"\"))","v":""},{"$f":"IF(A2346=\"\",\"\",IF(COUNTIF(BuildingSpecificSpaceTypes,AQ2346)>0,INDIRECT(\"'Space-by-Space Method'!F\"&ROUNDDOWN((ROW(A2346)-52)/50,0)+4),\"\"))","v":""},{"$f":"IF(A2346=\"\",\"\",INDIRECT(\"'Fixture Schedule'!D\"&MOD(ROW(A2346)-52,50)+9))","v":""},{"$f":"IF(A2346=\"\",\"\",IF(AR2346=\"\",\"\",INDIRECT(\"'Fixture Schedule'!K\"&MOD(ROW(A2346)-52,50)+9)))","v":""},"",{"$f":"IF(A2346=\"\",\"\",INDIRECT(\"'Fixture Schedule'!L\"&MOD(ROW(A2346)-52,50)+9))","v":""},null,null,null,null,null,null,null,null,null,null,null,null,null,{"$f":"INDIRECT(\"'Space-by-Space Method'!\"&SUBSTITUTE(ADDRESS(1,MOD(ROW(A2346)-52,50)+10,4),\"1\",\"\")&ROUNDDOWN((ROW(A2346)-52)/50,0)+4)","v":0},{"$f":"LEFT(INDIRECT(\"'Space-by-Space Method'!BJ\"&ROUNDDOWN((ROW(A2346)-52)/50,0)+4),3)","v":""},{"$f":"INDIRECT(\"'Fixture Schedule'!L\"&MOD(ROW(A2346)-52,50)+9)","v":0},{"$f":"INDIRECT(\"'Fixture Schedule'!O\"&MOD(ROW(A2346)-52,50)+9)","v":0},{"$f":"INDIRECT(\"'Space-by-Space Method'!F\"&ROUNDDOWN((ROW(A2346)-52)/50,0)+4)","v":0},{"$f":"INDIRECT(\"'Fixture Schedule'!L\"&MOD(ROW(A2346)-52,50)+9)","v":0},{"$f":"INDIRECT(\"'Space-by-Space Method'!D\"&ROUNDDOWN((ROW(A2346)-52)/50,0)+4)","v":0},{"$f":"INDIRECT(\"'Space-by-Space Method'!E\"&ROUNDDOWN((ROW(A2346)-52)/50,0)+4)","v":1}]
[{"$f":"IF(InteriorCalcType=2,IF(OR(AM2351=0,AN2351=\"DNQ\")=TRUE,\"\",INDIRECT(\"'Fixture Schedule'!M\"&MOD(ROW(A2351)-52,50)+9)),\"\")","v":""},{"$f":"IF(A2351=\"\",\"\",INDIRECT(\"'Fixture Schedule'!E\"&MOD(ROW(A2351)-52,50)+9))","v":""},{"$f":"IF(A2351=\"\",\"\",INDIRECT(\"'Fixture Schedule'!F\"&MOD(ROW(A2351)-52,50)+9))","v":""},{"$f":"IF(A2351=\"\",\"\",INDIRECT(\"'Fixture Schedule'!L\"&MOD(ROW(A2351)-52,50)+9))","v":""},"",null,null,{"$f":"IF(A2351=\"\",\"\",IF(AP2351=1,Summary!$C$12*(AO2351)/(SUM('Space-by-Space Method'!$BO$4:$BO$78,SUM('Exterior Lighting'!$BL$5:$BL$25))),0))","v":""},{"$f":"IF(A2351=\"\",\"\",IF(START!$B$34=1,INDIRECT(\"'Space-by-Space Method'!\"&SUBSTITUTE(ADDRESS(1,MOD(ROW(A2351)-52,50)+10,4),\"1\",\"\")&ROUNDDOWN((ROW(A2351)-52)/50,0)+4),\"\"))","v":""},{"$f":"IF(A2351=\"\",\"\",IF(AP2351=1,Summary!$F$11*(AO2351)/(SUM('Space-by-Space Method'!$BO$4:$BO$78,SUM('Exterior Lighting'!$BL$5:$BL$25))),0))","v":""},{"$f":"IF(A2351=\"\",\"\",IF(AP2351=1,Summary!$E$11*(AO2351)/(SUM('Space-by-Space Method'!$BO$4:$BO$78,SUM('Exterior Lighting'!$BL$5:$BL$25))),0))","v":""},{"$f":"IF(A2351=\"\",\"\",IF(AP2351=1,Summary!$G$11*(AO2351)/(SUM('Space-by-Space Method'!$BO$4:$BO$78,SUM('Exterior Lighting'!$BL$5:$BL$25))),0))","v":""},{"$f":"IF(A2351=\"\",\"\",IF(AP2351=1,Summary!$H$11*(AO2351)/(SUM('Space-by-Space Method'!$BO$4:$BO$78)),0))","v":""},{"$f":"IF(A2351=\"\",\"\",IF(AP2351=1,Summary!$I$11*(AO2351)/(SUM('Space-by-Space Method'!$BO$4:$BO$78)),0))","v":""},null,null,null,{"$f":"IF(A2351=\"\",\"\",IF(START!$B$34=2,INDIRECT(\"'Space-by-Space Method'!\"&SUBSTITUTE(ADDRESS(1,MOD(ROW(A2351)-52,50)+10,4),\"1\",\"\")&ROUNDDOWN((ROW(A2351)-52)/50,0)+4),\"\"))","v":""},{"$f":"IF(A2351=\"\",\"\",INDIRECT(\"'Space-by-Space Method'!C\"&ROUNDDOWN((ROW(A2351)-52)/50,0)+4))","v":""},{"$f":"IF(A2351=\"\",\"\",IF(COUNTIF(CommonSpaceTypes,AQ2351)>0,INDIRECT(\"'Space-by-Space Method'!F\"&ROUNDDOWN((ROW(A2351)-52)/50,0)+4),\"\"))","v":""},{"$f":"IF(A2351=\"\",\"\",IF(COUNTIF(BuildingSpecificSpaceTypes,AQ2351)>0,INDIRECT(\"'Space-by-Space Method'!F\"&ROUNDDOWN((ROW(A2351)-52)/50,0)+4),\"\"))","v":""},{"$f":"IF(A2351=\"\",\"\",INDIRECT(\"'Fixture Schedule'!D\"&MOD(ROW(A2351)-52,50)+9))","v":""},{"$f":"IF(A2351=\"\",\"\",IF(AR2351=\"\",\"\",INDIRECT(\"'Fixture Schedule'!K\"&MOD(ROW(A2351)-52,50)+9)))","v":""},"",{"$f":"IF(A2351=\"\",\"\",INDIRECT(\"'Fixture Schedule'!L\"&MOD(ROW(A2351)-52,50)+9))","v":""},null,null,null,null,null,null,null,null,null,null,null,null,null,{"$f":"INDIRECT(\"'Space-by-Space Method'!\"&SUBSTITUTE(ADDRESS(1,MOD(ROW(A2351)-52,50)+10,4),\"1\",\"\")&ROUNDDOWN((ROW(A2351)-52)/50,0)+4)","v":0},{"$f":"LEFT(INDIRECT(\"'Space-by-Space Method'!BJ\"&ROUNDDOWN((ROW(A2351)-52)/50,0)+4),3)","v":""},{"$f":"INDIRECT(\"'Fixture Schedule'!L\"&MOD(ROW(A2351)-52,50)+9)","v":0},{"$f":"INDIRECT(\"'Fixture Schedule'!O\"&MOD(ROW(A2351)-52,50)+9)","v":0},{"$f":"INDIRECT(\"'Space-by-Space Method'!F\"&ROUNDDOWN((ROW(A2351)-52)/50,0)+4)","v":0},{"$f":"INDIRECT(\"'Fixture Schedule'!L\"&MOD(ROW(A2351)-52,50)+9)","v":0},{"$f":"INDIRECT(\"'Space-by-Space Method'!D\"&ROUNDDOWN((ROW(A2351)-52)/50,0)+4)","v":0},{"$f":"INDIRECT(\"'Space-by-Space Method'!E\"&ROUNDDOWN((ROW(A2351)-52)/50,0)+4)","v":1}]
[{"$f":"IF(InteriorCalcType=2,IF(OR(AM2365=0,AN2365=\"DNQ\")=TRUE,\"\",INDIRECT(\"'Fixture Schedule'!M\"&MOD(ROW(A2365)-52,50)+9)),\"\")","v":""},{"$f":"IF(A2365=\"\",\"\",INDIRECT(\"'Fixture Schedule'!E\"&MOD(ROW(A2365)-52,50)+9))","v":""},{"$f":"IF(A2365=\"\",\"\",INDIRECT(\"'Fixture Schedule'!F\"&MOD(ROW(A2365)-52,50)+9))","v":""},{"$f":"IF(A2365=\"\",\"\",INDIRECT(\"'Fixture Schedule'!L\"&MOD(ROW(A2365)-52,50)+9))","v":""},"",null,null,{"$f":"IF(A2365=\"\",\"\",IF(AP2365=1,Summary!$C$12*(AO2365)/(SUM('Space-by-Space Method'!$BO$4:$BO$78,SUM('Exterior Lighting'!$BL$5:$BL$25))),0))","v":""},{"$f":"IF(A2365=\"\",\"\",IF(START!$B$34=1,INDIRECT(\"'Space-by-Space Method'!\"&SUBSTITUTE(ADDRESS(1,MOD(ROW(A2365)-52,50)+10,4),\"1\",\"\")&ROUNDDOWN((ROW(A2365)-52)/50,0)+4),\"\"))","v":""},{"$f":"IF(A2365=\"\",\"\",IF(AP2365=1,Summary!$F$11*(AO2365)/(SUM('Space-by-Space Method'!$BO$4:$BO$78,SUM('Exterior Lighting'!$BL$5:$BL$25))),0))","v":""},{"$f":"IF(A2365=\"\",\"\",IF(AP2365=1,Summary!$E$11*(AO2365)/(SUM('Space-by-Space Method'!$BO$4:$BO$78,SUM('Exterior Lighting'!$BL$5:$BL$25))),0))","v":""},{"$f":"IF(A2365=\"\",\"\",IF(AP2365=1,Summary!$G$11*(AO2365)/(SUM('Space-by-Space Method'!$BO$4:$BO$78,SUM('Exterior Lighting'!$BL$5:$BL$25))),0))","v":""},{"$f":"IF(A2365=\"\",\"\",IF(AP2365=1,Summary!$H$11*(AO2365)/(SUM('Space-by-Space Method'!$BO$4:$BO$78)),0))","v":""},{"$f":"IF(A2365=\"\",\"\",IF(AP2365=1,Summary!$I$11*(AO2365)/(SUM('Space-by-Space Method'!$BO$4:$BO$78)),0))","v":""},null,null,null,{"$f":"IF(A2365=\"\",\"\",IF(START!$B$34=2,INDIRECT(\"'Space-by-Space Method'!\"&SUBSTITUTE(ADDRESS(1,MOD(ROW(A2365)-52,50)+10,4),\"1\",\"\")&ROUNDDOWN((ROW(A2365)-52)/50,0)+4),\"\"))","v":""},{"$f":"IF(A2365=\"\",\"\",INDIRECT(\"'Space-by-Space Method'!C\"&ROUNDDOWN((ROW(A2365)-52)/50,0)+4))","v":""},{"$f":"IF(A2365=\"\",\"\",IF(COUNTIF(CommonSpaceTypes,AQ2365)>0,INDIRECT(\"'Space-by-Space Method'!F\"&ROUNDDOWN((ROW(A2365)-52)/50,0)+4),\"\"))","v":""},{"$f":"IF(A2365=\"\",\"\",IF(COUNTIF(BuildingSpecificSpaceTypes,AQ2365)>0,INDIRECT(\"'Space-by-Space Method'!F\"&ROUNDDOWN((ROW(A2365)-52)/50,0)+4),\"\"))","v":""},{"$f":"IF(A2365=\"\",\"\",INDIRECT(\"'Fixture Schedule'!D\"&MOD(ROW(A2365)-52,50)+9))","v":""},{"$f":"IF(A2365=\"\",\"\",IF(AR2365=\"\",\"\",INDIRECT(\"'Fixture Schedule'!K\"&MOD(ROW(A2365)-52,50)+9)))","v":""},"",{"$f":"IF(A2365=\"\",\"\",INDIRECT(\"'Fixture Schedule'!L\"&MOD(ROW(A2365)-52,50)+9))","v":""},null,null,null,null,null,null,null,null,null,null,null,null,null,{"$f":"INDIRECT(\"'Space-by-Space Method'!\"&SUBSTITUTE(ADDRESS(1,MOD(ROW(A2365)-52,50)+10,4),\"1\",\"\")&ROUNDDOWN((ROW(A2365)-52)/50,0)+4)","v":0},{"$f":"LEFT(INDIRECT(\"'Space-by-Space Method'!BJ\"&ROUNDDOWN((ROW(A2365)-52)/50,0)+4),3)","v":""},{"$f":"INDIRECT(\"'Fixture Schedule'!L\"&MOD(ROW(A2365)-52,50)+9)","v":0},{"$f":"INDIRECT(\"'Fixture Schedule'!O\"&MOD(ROW(A2365)-52,50)+9)","v":0},{"$f":"INDIRECT(\"'Space-by-Space Method'!F\"&ROUNDDOWN((ROW(A2365)-52)/50,0)+4)","v":0},{"$f":"INDIRECT(\"'Fixture Schedule'!L\"&MOD(ROW(A2365)-52,50)+9)","v":0},{"$f":"INDIRECT(\"'Space-by-Space Method'!D\"&ROUNDDOWN((ROW(A2365)-52)/50,0)+4)","v":0},{"$f":"INDIRECT(\"'Space-by-Space Method'!E\"&ROUNDDOWN((ROW(A2365)-52)/50,0)+4)","v":1}]
[{"$f":"IF(InteriorCalcType=2,IF(OR(AM2369=0,AN2369=\"DNQ\")=TRUE,\"\",INDIRECT(\"'Fixture Schedule'!M\"&MOD(ROW(A2369)-52,50)+9)),\"\")","v":""},{"$f":"IF(A2369=\"\",\"\",INDIRECT(\"'Fixture Schedule'!E\"&MOD(ROW(A2369)-52,50)+9))","v":""},{"$f":"IF(A2369=\"\",\"\",INDIRECT(\"'Fixture Schedule'!F\"&MOD(ROW(A2369)-52,50)+9))","v":""},{"$f":"IF(A2369=\"\",\"\",INDIRECT(\"'Fixture Schedule'!L\"&MOD(ROW(A2369)-52,50)+9))","v":""},"",null,null,{"$f":"IF(A2369=\"\",\"\",IF(AP2369=1,Summary!$C$12*(AO2369)/(SUM('Space-by-Space Method'!$BO$4:$BO$78,SUM('Exterior Lighting'!$BL$5:$BL$25))),0))","v":""},{"$f":"IF(A2369=\"\",\"\",IF(START!$B$34=1,INDIRECT(\"'Space-by-Space Method'!\"&SUBSTITUTE(ADDRESS(1,MOD(ROW(A2369)-52,50)+10,4),\"1\",\"\")&ROUNDDOWN((ROW(A2369)-52)/50,0)+4),\"\"))","v":""},{"$f":"IF(A2369=\"\",\"\",IF(AP2369=1,Summary!$F$11*(AO2369)/(SUM('Space-by-Space Method'!$BO$4:$BO$78,SUM('Exterior Lighting'!$BL$5:$BL$25))),0))","v":""},{"$f":"IF(A2369=\"\",\"\",IF(AP2369=1,Summary!$E$11*(AO2369)/(SUM('Space-by-Space Method'!$BO$4:$BO$78,SUM('Exterior Lighting'!$BL$5:$BL$25))),0))","v":""},{"$f":"IF(A2369=\"\",\"\",IF(AP2369=1,Summary!$G$11*(AO2369)/(SUM('Space-by-Space Method'!$BO$4:$BO$78,SUM('Exterior Lighting'!$BL$5:$BL$25))),0))","v":""},{"$f":"IF(A2369=\"\",\"\",IF(AP2369=1,Summary!$H$11*(AO2369)/(SUM('Space-by-Space Method'!$BO$4:$BO$78)),0))","v":""},{"$f":"IF(A2369=\"\",\"\",IF(AP2369=1,Summary!$I$11*(AO2369)/(SUM('Space-by-Space Method'!$BO$4:$BO$78)),0))","v":""},null,null,null,{"$f":"IF(A2369=\"\",\"\",IF(START!$B$34=2,INDIRECT(\"'Space-by-Space Method'!\"&SUBSTITUTE(ADDRESS(1,MOD(ROW(A2369)-52,50)+10,4),\"1\",\"\")&ROUNDDOWN((ROW(A2369)-52)/50,0)+4),\"\"))","v":""},{"$f":"IF(A2369=\"\",\"\",INDIRECT(\"'Space-by-Space Method'!C\"&ROUNDDOWN((ROW(A2369)-52)/50,0)+4))","v":""},{"$f":"IF(A2369=\"\",\"\",IF(COUNTIF(CommonSpaceTypes,AQ2369)>0,INDIRECT(\"'Space-by-Space Method'!F\"&ROUNDDOWN((ROW(A2369)-52)/50,0)+4),\"\"))","v":""},{"$f":"IF(A2369=\"\",\"\",IF(COUNTIF(BuildingSpecificSpaceTypes,AQ2369)>0,INDIRECT(\"'Space-by-Space Method'!F\"&ROUNDDOWN((ROW(A2369)-52)/50,0)+4),\"\"))","v":""},{"$f":"IF(A2369=\"\",\"\",INDIRECT(\"'Fixture Schedule'!D\"&MOD(ROW(A2369)-52,50)+9))","v":""},{"$f":"IF(A2369=\"\",\"\",IF(AR2369=\"\",\"\",INDIRECT(\"'Fixture Schedule'!K\"&MOD(ROW(A2369)-52,50)+9)))","v":""},"",{"$f":"IF(A2369=\"\",\"\",INDIRECT(\"'Fixture Schedule'!L\"&MOD(ROW(A2369)-52,50)+9))","v":""},null,null,null,null,null,null,null,null,null,null,null,null,null,{"$f":"INDIRECT(\"'Space-by-Space Method'!\"&SUBSTITUTE(ADDRESS(1,MOD(ROW(A2369)-52,50)+10,4),\"1\",\"\")&ROUNDDOWN((ROW(A2369)-52)/50,0)+4)","v":0},{"$f":"LEFT(INDIRECT(\"'Space-by-Space Method'!BJ\"&ROUNDDOWN((ROW(A2369)-52)/50,0)+4),3)","v":""},{"$f":"INDIRECT(\"'Fixture Schedule'!L\"&MOD(ROW(A2369)-52,50)+9)","v":0},{"$f":"INDIRECT(\"'Fixture Schedule'!O\"&MOD(ROW(A2369)-52,50)+9)","v":0},{"$f":"INDIRECT(\"'Space-by-Space Method'!F\"&ROUNDDOWN((ROW(A2369)-52)/50,0)+4)","v":0},{"$f":"INDIRECT(\"'Fixture Schedule'!L\"&MOD(ROW(A2369)-52,50)+9)","v":0},{"$f":"INDIRECT(\"'Space-by-Space Method'!D\"&ROUNDDOWN((ROW(A2369)-52)/50,0)+4)","v":0},{"$f":"INDIRECT(\"'Space-by-Space Method'!E\"&ROUNDDOWN((ROW(A2369)-52)/50,0)+4)","v":1}]
[{"$f":"IF(InteriorCalcType=2,IF(OR(AM2384=0,AN2384=\"DNQ\")=TRUE,\"\",INDIRECT(\"'Fixture Schedule'!M\"&MOD(ROW(A2384)-52,50)+9)),\"\")","v":""},{"$f":"IF(A2384=\"\",\"\",INDIRECT(\"'Fixture Schedule'!E\"&MOD(ROW(A2384)-52,50)+9))","v":""},{"$f":"IF(A2384=\"\",\"\",INDIRECT(\"'Fixture Schedule'!F\"&MOD(ROW(A2384)-52,50)+9))","v":""},{"$f":"IF(A2384=\"\",\"\",INDIRECT(\"'Fixture Schedule'!L\"&MOD(ROW(A2384)-52,50)+9))","v":""},"",null,null,{"$f":"IF(A2384=\"\",\"\",IF(AP2384=1,Summary!$C$12*(AO2384)/(SUM('Space-by-Space Method'!$BO$4:$BO$78,SUM('Exterior Lighting'!$BL$5:$BL$25))),0))","v":""},{"$f":"IF(A2384=\"\",\"\",IF(START!$B$34=1,INDIRECT(\"'Space-by-Space Method'!\"&SUBSTITUTE(ADDRESS(1,MOD(ROW(A2384)-52,50)+10,4),\"1\",\"\")&ROUNDDOWN((ROW(A2384)-52)/50,0)+4),\"\"))","v":""},{"$f":"IF(A2384=\"\",\"\",IF(AP2384=1,Summary!$F$11*(AO2384)/(SUM('Space-by-Space Method'!$BO$4:$BO$78,SUM('Exterior Lighting'!$BL$5:$BL$25))),0))","v":""},{"$f":"IF(A2384=\"\",\"\",IF(AP2384=1,Summary!$E$11*(AO2384)/(SUM('Space-by-Space Method'!$BO$4:$BO$78,SUM('Exterior Lighting'!$BL$5:$BL$25))),0))","v":""},{"$f":"IF(A2384=\"\",\"\",IF(AP2384=1,Summary!$G$11*(AO2384)/(SUM('Space-by-Space Method'!$BO$4:$BO$78,SUM('Exterior Lighting'!$BL$5:$BL$25))),0))","v":""},{"$f":"IF(A2384=\"\",\"\",IF(AP2384=1,Summary!$H$11*(AO2384)/(SUM('Space-by-Space Method'!$BO$4:$BO$78)),0))","v":""},{"$f":"IF(A2384=\"\",\"\",IF(AP2384=1,Summary!$I$11*(AO2384)/(SUM('Space-by-Space Method'!$BO$4:$BO$78)),0))","v":""},null,null,null,{"$f":"IF(A2384=\"\",\"\",IF(START!$B$34=2,INDIRECT(\"'Space-by-Space Method'!\"&SUBSTITUTE(ADDRESS(1,MOD(ROW(A2384)-52,50)+10,4),\"1\",\"\")&ROUNDDOWN((ROW(A2384)-52)/50,0)+4),\"\"))","v":""},{"$f":"IF(A2384=\"\",\"\",INDIRECT(\"'Space-by-Space Method'!C\"&ROUNDDOWN((ROW(A2384)-52)/50,0)+4))","v":""},{"$f":"IF(A2384=\"\",\"\",IF(COUNTIF(CommonSpaceTypes,AQ2384)>0,INDIRECT(\"'Space-by-Space Method'!F\"&ROUNDDOWN((ROW(A2384)-52)/50,0)+4),\"\"))","v":""},{"$f":"IF(A2384=\"\",\"\",IF(COUNTIF(BuildingSpecificSpaceTypes,AQ2384)>0,INDIRECT(\"'Space-by-Space Method'!F\"&ROUNDDOWN((ROW(A2384)-52)/50,0)+4),\"\"))","v":""},{"$f":"IF(A2384=\"\",\"\",INDIRECT(\"'Fixture Schedule'!D\"&MOD(ROW(A2384)-52,50)+9))","v":""},{"$f":"IF(A2384=\"\",\"\",IF(AR2384=\"\",\"\",INDIRECT(\"'Fixture Schedule'!K\"&MOD(ROW(A2384)-52,50)+9)))","v":""},"",{"$f":"IF(A2384=\"\",\"\",INDIRECT(\"'Fixture Schedule'!L\"&MOD(ROW(A2384)-52,50)+9))","v":""},null,null,null,null,null,null,null,null,null,null,null,null,null,{"$f":"INDIRECT(\"'Space-by-Space Method'!\"&SUBSTITUTE(ADDRESS(1,MOD(ROW(A2384)-52,50)+10,4),\"1\",\"\")&ROUNDDOWN((ROW(A2384)-52)/50,0)+4)","v":0},{"$f":"LEFT(INDIRECT(\"'Space-by-Space Method'!BJ\"&ROUNDDOWN((ROW(A2384)-52)/50,0)+4),3)","v":""},{"$f":"INDIRECT(\"'Fixture Schedule'!L\"&MOD(ROW(A2384)-52,50)+9)","v":0},{"$f":"INDIRECT(\"'Fixture Schedule'!O\"&MOD(ROW(A2384)-52,50)+9)","v":0},{"$f":"INDIRECT(\"'Space-by-Space Method'!F\"&ROUNDDOWN((ROW(A2384)-52)/50,0)+4)","v":0},{"$f":"INDIRECT(\"'Fixture Schedule'!L\"&MOD(ROW(A2384)-52,50)+9)","v":0},{"$f":"INDIRECT(\"'Space-by-Space Method'!D\"&ROUNDDOWN((ROW(A2384)-52)/50,0)+4)","v":0},{"$f":"INDIRECT(\"'Space-by-Space Method'!E\"&ROUNDDOWN((ROW(A2384)-52)/50,0)+4)","v":1}]
[{"$f":"IF(InteriorCalcType=2,IF(OR(AM2387=0,AN2387=\"DNQ\")=TRUE,\"\",INDIRECT(\"'Fixture Schedule'!M\"&MOD(ROW(A2387)-52,50)+9)),\"\")","v":""},{"$f":"IF(A2387=\"\",\"\",INDIRECT(\"'Fixture Schedule'!E\"&MOD(ROW(A2387)-52,50)+9))","v":""},{"$f":"IF(A2387=\"\",\"\",INDIRECT(\"'Fixture Schedule'!F\"&MOD(ROW(A2387)-52,50)+9))","v":""},{"$f":"IF(A2387=\"\",\"\",INDIRECT(\"'Fixture Schedule'!L\"&MOD(ROW(A2387)-52,50)+9))","v":""},"",null,null,{"$f":"IF(A2387=\"\",\"\",IF(AP2387=1,Summary!$C$12*(AO2387)/(SUM('Space-by-Space Method'!$BO$4:$BO$78,SUM('Exterior Lighting'!$BL$5:$BL$25))),0))","v":""},{"$f":"IF(A2387=\"\",\"\",IF(START!$B$34=1,INDIRECT(\"'Space-by-Space Method'!\"&SUBSTITUTE(ADDRESS(1,MOD(ROW(A2387)-52,50)+10,4),\"1\",\"\")&ROUNDDOWN((ROW(A2387)-52)/50,0)+4),\"\"))","v":""},{"$f":"IF(A2387=\"\",\"\",IF(AP2387=1,Summary!$F$11*(AO2387)/(SUM('Space-by-Space Method'!$BO$4:$BO$78,SUM('Exterior Lighting'!$BL$5:$BL$25))),0))","v":""},{"$f":"IF(A2387=\"\",\"\",IF(AP2387=1,Summary!$E$11*(AO2387)/(SUM('Space-by-Space Method'!$BO$4:$BO$78,SUM('Exterior Lighting'!$BL$5:$BL$25))),0))","v":""},{"$f":"IF(A2387=\"\",\"\",IF(AP2387=1,Summary!$G$11*(AO2387)/(SUM('Space-by-Space Method'!$BO$4:$BO$78,SUM('Exterior Lighting'!$BL$5:$BL$25))),0))","v":""},{"$f":"IF(A2387=\"\",\"\",IF(AP2387=1,Summary!$H$11*(AO2387)/(SUM('Space-by-Space Method'!$BO$4:$BO$78)),0))","v":""},{"$f":"IF(A2387=\"\",\"\",IF(AP2387=1,Summary!$I$11*(AO2387)/(SUM('Space-by-Space Method'!$BO$4:$BO$78)),0))","v":""},null,null,null,{"$f":"IF(A2387=\"\",\"\",IF(START!$B$34=2,INDIRECT(\"'Space-by-Space Method'!\"&SUBSTITUTE(ADDRESS(1,MOD(ROW(A2387)-52,50)+10,4),\"1\",\"\")&ROUNDDOWN((ROW(A2387)-52)/50,0)+4),\"\"))","v":""},{"$f":"IF(A2387=\"\",\"\",INDIRECT(\"'Space-by-Space Method'!C\"&ROUNDDOWN((ROW(A2387)-52)/50,0)+4))","v":""},{"$f":"IF(A2387=\"\",\"\",IF(COUNTIF(CommonSpaceTypes,AQ2387)>0,INDIRECT(\"'Space-by-Space Method'!F\"&ROUNDDOWN((ROW(A2387)-52)/50,0)+4),\"\"))","v":""},{"$f":"IF(A2387=\"\",\"\",IF(COUNTIF(BuildingSpecificSpaceTypes,AQ2387)>0,INDIRECT(\"'Space-by-Space Method'!F\"&ROUNDDOWN((ROW(A2387)-52)/50,0)+4),\"\"))","v":""},{"$f":"IF(A2387=\"\",\"\",INDIRECT(\"'Fixture Schedule'!D\"&MOD(ROW(A2387)-52,50)+9))","v":""},{"$f":"IF(A2387=\"\",\"\",IF(AR2387=\"\",\"\",INDIRECT(\"'Fixture Schedule'!K\"&MOD(ROW(A2387)-52,50)+9)))","v":""},"",{"$f":"IF(A2387=\"\",\"\",INDIRECT(\"'Fixture Schedule'!L\"&MOD(ROW(A2387)-52,50)+9))","v":""},null,null,null,null,null,null,null,null,null,null,null,null,null,{"$f":"INDIRECT(\"'Space-by-Space Method'!\"&SUBSTITUTE(ADDRESS(1,MOD(ROW(A2387)-52,50)+10,4),\"1\",\"\")&ROUNDDOWN((ROW(A2387)-52)/50,0)+4)","v":0},{"$f":"LEFT(INDIRECT(\"'Space-by-Space Method'!BJ\"&ROUNDDOWN((ROW(A2387)-52)/50,0)+4),3)","v":""},{"$f":"INDIRECT(\"'Fixture Schedule'!L\"&MOD(ROW(A2387)-52,50)+9)","v":0},{"$f":"INDIRECT(\"'Fixture Schedule'!O\"&MOD(ROW(A2387)-52,50)+9)","v":0},{"$f":"INDIRECT(\"'Space-by-Space Method'!F\"&ROUNDDOWN((ROW(A2387)-52)/50,0)+4)","v":0},{"$f":"INDIRECT(\"'Fixture Schedule'!L\"&MOD(ROW(A2387)-52,50)+9)","v":0},{"$f":"INDIRECT(\"'Space-by-Space Method'!D\"&ROUNDDOWN((ROW(A2387)-52)/50,0)+4)","v":0},{"$f":"INDIRECT(\"'Space-by-Space Method'!E\"&ROUNDDOWN((ROW(A2387)-52)/50,0)+4)","v":1}]
[{"$f":"IF(InteriorCalcType=2,IF(OR(AM2395=0,AN2395=\"DNQ\")=TRUE,\"\",INDIRECT(\"'Fixture Schedule'!M\"&MOD(ROW(A2395)-52,50)+9)),\"\")","v":""},{"$f":"IF(A2395=\"\",\"\",INDIRECT(\"'Fixture Schedule'!E\"&MOD(ROW(A2395)-52,50)+9))","v":""},{"$f":"IF(A2395=\"\",\"\",INDIRECT(\"'Fixture Schedule'!F\"&MOD(ROW(A2395)-52,50)+9))","v":""},{"$f":"IF(A2395=\"\",\"\",INDIRECT(\"'Fixture Schedule'!L\"&MOD(ROW(A2395)-52,50)+9))","v":""},"",null,null,{"$f":"IF(A2395=\"\",\"\",IF(AP2395=1,Summary!$C$12*(AO2395)/(SUM('Space-by-Space Method'!$BO$4:$BO$78,SUM('Exterior Lighting'!$BL$5:$BL$25))),0))","v":""},{"$f":"IF(A2395=\"\",\"\",IF(START!$B$34=1,INDIRECT(\"'Space-by-Space Method'!\"&SUBSTITUTE(ADDRESS(1,MOD(ROW(A2395)-52,50)+10,4),\"1\",\"\")&ROUNDDOWN((ROW(A2395)-52)/50,0)+4),\"\"))","v":""},{"$f":"IF(A2395=\"\",\"\",IF(AP2395=1,Summary!$F$11*(AO2395)/(SUM('Space-by-Space Method'!$BO$4:$BO$78,SUM('Exterior Lighting'!$BL$5:$BL$25))),0))","v":""},{"$f":"IF(A2395=\"\",\"\",IF(AP2395=1,Summary!$E$11*(AO2395)/(SUM('Space-by-Space Method'!$BO$4:$BO$78,SUM('Exterior Lighting'!$BL$5:$BL$25))),0))","v":""},{"$f":"IF(A2395=\"\",\"\",IF(AP2395=1,Summary!$G$11*(AO2395)/(SUM('Space-by-Space Method'!$BO$4:$BO$78,SUM('Exterior Lighting'!$BL$5:$BL$25))),0))","v":""},{"$f":"IF(A2395=\"\",\"\",IF(AP2395=1,Summary!$H$11*(AO2395)/(SUM('Space-by-Space Method'!$BO$4:$BO$78)),0))","v":""},{"$f":"IF(A2395=\"\",\"\",IF(AP2395=1,Summary!$I$11*(AO2395)/(SUM('Space-by-Space Method'!$BO$4:$BO$78)),0))","v":""},null,null,null,{"$f":"IF(A2395=\"\",\"\",IF(START!$B$34=2,INDIRECT(\"'Space-by-Space Method'!\"&SUBSTITUTE(ADDRESS(1,MOD(ROW(A2395)-52,50)+10,4),\"1\",\"\")&ROUNDDOWN((ROW(A2395)-52)/50,0)+4),\"\"))","v":""},{"$f":"IF(A2395=\"\",\"\",INDIRECT(\"'Space-by-Space Method'!C\"&ROUNDDOWN((ROW(A2395)-52)/50,0)+4))","v":""},{"$f":"IF(A2395=\"\",\"\",IF(COUNTIF(CommonSpaceTypes,AQ2395)>0,INDIRECT(\"'Space-by-Space Method'!F\"&ROUNDDOWN((ROW(A2395)-52)/50,0)+4),\"\"))","v":""},{"$f":"IF(A2395=\"\",\"\",IF(COUNTIF(BuildingSpecificSpaceTypes,AQ2395)>0,INDIRECT(\"'Space-by-Space Method'!F\"&ROUNDDOWN((ROW(A2395)-52)/50,0)+4),\"\"))","v":""},{"$f":"IF(A2395=\"\",\"\",INDIRECT(\"'Fixture Schedule'!D\"&MOD(ROW(A2395)-52,50)+9))","v":""},{"$f":"IF(A2395=\"\",\"\",IF(AR2395=\"\",\"\",INDIRECT(\"'Fixture Schedule'!K\"&MOD(ROW(A2395)-52,50)+9)))","v":""},"",{"$f":"IF(A2395=\"\",\"\",INDIRECT(\"'Fixture Schedule'!L\"&MOD(ROW(A2395)-52,50)+9))","v":""},null,null,null,null,null,null,null,null,null,null,null,null,null,{"$f":"INDIRECT(\"'Space-by-Space Method'!\"&SUBSTITUTE(ADDRESS(1,MOD(ROW(A2395)-52,50)+10,4),\"1\",\"\")&ROUNDDOWN((ROW(A2395)-52)/50,0)+4)","v":0},{"$f":"LEFT(INDIRECT(\"'Space-by-Space Method'!BJ\"&ROUNDDOWN((ROW(A2395)-52)/50,0)+4),3)","v":""},{"$f":"INDIRECT(\"'Fixture Schedule'!L\"&MOD(ROW(A2395)-52,50)+9)","v":0},{"$f":"INDIRECT(\"'Fixture Schedule'!O\"&MOD(ROW(A2395)-52,50)+9)","v":0},{"$f":"INDIRECT(\"'Space-by-Space Method'!F\"&ROUNDDOWN((ROW(A2395)-52)/50,0)+4)","v":0},{"$f":"INDIRECT(\"'Fixture Schedule'!L\"&MOD(ROW(A2395)-52,50)+9)","v":0},{"$f":"INDIRECT(\"'Space-by-Space Method'!D\"&ROUNDDOWN((ROW(A2395)-52)/50,0)+4)","v":0},{"$f":"INDIRECT(\"'Space-by-Space Method'!E\"&ROUNDDOWN((ROW(A2395)-52)/50,0)+4)","v":1}]
[{"$f":"IF(InteriorCalcType=2,IF(OR(AM2410=0,AN2410=\"DNQ\")=TRUE,\"\",INDIRECT(\"'Fixture Schedule'!M\"&MOD(ROW(A2410)-52,50)+9)),\"\")","v":""},{"$f":"IF(A2410=\"\",\"\",INDIRECT(\"'Fixture Schedule'!E\"&MOD(ROW(A2410)-52,50)+9))","v":""},{"$f":"IF(A2410=\"\",\"\",INDIRECT(\"'Fixture Schedule'!F\"&MOD(ROW(A2410)-52,50)+9))","v":""},{"$f":"IF(A2410=\"\",\"\",INDIRECT(\"'Fixture Schedule'!L\"&MOD(ROW(A2410)-52,50)+9))","v":""},"",null,null,{"$f":"IF(A2410=\"\",\"\",IF(AP2410=1,Summary!$C$12*(AO2410)/(SUM('Space-by-Space Method'!$BO$4:$BO$78,SUM('Exterior Lighting'!$BL$5:$BL$25))),0))","v":""},{"$f":"IF(A2410=\"\",\"\",IF(START!$B$34=1,INDIRECT(\"'Space-by-Space Method'!\"&SUBSTITUTE(ADDRESS(1,MOD(ROW(A2410)-52,50)+10,4),\"1\",\"\")&ROUNDDOWN((ROW(A2410)-52)/50,0)+4),\"\"))","v":""},{"$f":"IF(A2410=\"\",\"\",IF(AP2410=1,Summary!$F$11*(AO2410)/(SUM('Space-by-Space Method'!$BO$4:$BO$78,SUM('Exterior Lighting'!$BL$5:$BL$25))),0))","v":""},{"$f":"IF(A2410=\"\",\"\",IF(AP2410=1,Summary!$E$11*(AO2410)/(SUM('Space-by-Space Method'!$BO$4:$BO$78,SUM('Exterior Lighting'!$BL$5:$BL$25))),0))","v":""},{"$f":"IF(A2410=\"\",\"\",IF(AP2410=1,Summary!$G$11*(AO2410)/(SUM('Space-by-Space Method'!$BO$4:$BO$78,SUM('Exterior Lighting'!$BL$5:$BL$25))),0))","v":""},{"$f":"IF(A2410=\"\",\"\",IF(AP2410=1,Summary!$H$11*(AO2410)/(SUM('Space-by-Space Method'!$BO$4:$BO$78)),0))","v":""},{"$f":"IF(A2410=\"\",\"\",IF(AP2410=1,Summary!$I$11*(AO2410)/(SUM('Space-by-Space Method'!$BO$4:$BO$78)),0))","v":""},null,null,null,{"$f":"IF(A2410=\"\",\"\",IF(START!$B$34=2,INDIRECT(\"'Space-by-Space Method'!\"&SUBSTITUTE(ADDRESS(1,MOD(ROW(A2410)-52,50)+10,4),\"1\",\"\")&ROUNDDOWN((ROW(A2410)-52)/50,0)+4),\"\"))","v":""},{"$f":"IF(A2410=\"\",\"\",INDIRECT(\"'Space-by-Space Method'!C\"&ROUNDDOWN((ROW(A2410)-52)/50,0)+4))","v":""},{"$f":"IF(A2410=\"\",\"\",IF(COUNTIF(CommonSpaceTypes,AQ2410)>0,INDIRECT(\"'Space-by-Space Method'!F\"&ROUNDDOWN((ROW(A2410)-52)/50,0)+4),\"\"))","v":""},{"$f":"IF(A2410=\"\",\"\",IF(COUNTIF(BuildingSpecificSpaceTypes,AQ2410)>0,INDIRECT(\"'Space-by-Space Method'!F\"&ROUNDDOWN((ROW(A2410)-52)/50,0)+4),\"\"))","v":""},{"$f":"IF(A2410=\"\",\"\",INDIRECT(\"'Fixture Schedule'!D\"&MOD(ROW(A2410)-52,50)+9))","v":""},{"$f":"IF(A2410=\"\",\"\",IF(AR2410=\"\",\"\",INDIRECT(\"'Fixture Schedule'!K\"&MOD(ROW(A2410)-52,50)+9)))","v":""},"",{"$f":"IF(A2410=\"\",\"\",INDIRECT(\"'Fixture Schedule'!L\"&MOD(ROW(A2410)-52,50)+9))","v":""},null,null,null,null,null,null,null,null,null,null,null,null,null,{"$f":"INDIRECT(\"'Space-by-Space Method'!\"&SUBSTITUTE(ADDRESS(1,MOD(ROW(A2410)-52,50)+10,4),\"1\",\"\")&ROUNDDOWN((ROW(A2410)-52)/50,0)+4)","v":0},{"$f":"LEFT(INDIRECT(\"'Space-by-Space Method'!BJ\"&ROUNDDOWN((ROW(A2410)-52)/50,0)+4),3)","v":""},{"$f":"INDIRECT(\"'Fixture Schedule'!L\"&MOD(ROW(A2410)-52,50)+9)","v":0},{"$f":"INDIRECT(\"'Fixture Schedule'!O\"&MOD(ROW(A2410)-52,50)+9)","v":0},{"$f":"INDIRECT(\"'Space-by-Space Method'!F\"&ROUNDDOWN((ROW(A2410)-52)/50,0)+4)","v":0},{"$f":"INDIRECT(\"'Fixture Schedule'!L\"&MOD(ROW(A2410)-52,50)+9)","v":0},{"$f":"INDIRECT(\"'Space-by-Space Method'!D\"&ROUNDDOWN((ROW(A2410)-52)/50,0)+4)","v":0},{"$f":"INDIRECT(\"'Space-by-Space Method'!E\"&ROUNDDOWN((ROW(A2410)-52)/50,0)+4)","v":1}]
[{"$f":"IF(InteriorCalcType=2,IF(OR(AM2414=0,AN2414=\"DNQ\")=TRUE,\"\",INDIRECT(\"'Fixture Schedule'!M\"&MOD(ROW(A2414)-52,50)+9)),\"\")","v":""},{"$f":"IF(A2414=\"\",\"\",INDIRECT(\"'Fixture Schedule'!E\"&MOD(ROW(A2414)-52,50)+9))","v":""},{"$f":"IF(A2414=\"\",\"\",INDIRECT(\"'Fixture Schedule'!F\"&MOD(ROW(A2414)-52,50)+9))","v":""},{"$f":"IF(A2414=\"\",\"\",INDIRECT(\"'Fixture Schedule'!L\"&MOD(ROW(A2414)-52,50)+9))","v":""},"",null,null,{"$f":"IF(A2414=\"\",\"\",IF(AP2414=1,Summary!$C$12*(AO2414)/(SUM('Space-by-Space Method'!$BO$4:$BO$78,SUM('Exterior Lighting'!$BL$5:$BL$25))),0))","v":""},{"$f":"IF(A2414=\"\",\"\",IF(START!$B$34=1,INDIRECT(\"'Space-by-Space Method'!\"&SUBSTITUTE(ADDRESS(1,MOD(ROW(A2414)-52,50)+10,4),\"1\",\"\")&ROUNDDOWN((ROW(A2414)-52)/50,0)+4),\"\"))","v":""},{"$f":"IF(A2414=\"\",\"\",IF(AP2414=1,Summary!$F$11*(AO2414)/(SUM('Space-by-Space Method'!$BO$4:$BO$78,SUM('Exterior Lighting'!$BL$5:$BL$25))),0))","v":""},{"$f":"IF(A2414=\"\",\"\",IF(AP2414=1,Summary!$E$11*(AO2414)/(SUM('Space-by-Space Method'!$BO$4:$BO$78,SUM('Exterior Lighting'!$BL$5:$BL$25))),0))","v":""},{"$f":"IF(A2414=\"\",\"\",IF(AP2414=1,Summary!$G$11*(AO2414)/(SUM('Space-by-Space Method'!$BO$4:$BO$78,SUM('Exterior Lighting'!$BL$5:$BL$25))),0))","v":""},{"$f":"IF(A2414=\"\",\"\",IF(AP2414=1,Summary!$H$11*(AO2414)/(SUM('Space-by-Space Method'!$BO$4:$BO$78)),0))","v":""},{"$f":"IF(A2414=\"\",\"\",IF(AP2414=1,Summary!$I$11*(AO2414)/(SUM('Space-by-Space Method'!$BO$4:$BO$78)),0))","v":""},null,null,null,{"$f":"IF(A2414=\"\",\"\",IF(START!$B$34=2,INDIRECT(\"'Space-by-Space Method'!\"&SUBSTITUTE(ADDRESS(1,MOD(ROW(A2414)-52,50)+10,4),\"1\",\"\")&ROUNDDOWN((ROW(A2414)-52)/50,0)+4),\"\"))","v":""},{"$f":"IF(A2414=\"\",\"\",INDIRECT(\"'Space-by-Space Method'!C\"&ROUNDDOWN((ROW(A2414)-52)/50,0)+4))","v":""},{"$f":"IF(A2414=\"\",\"\",IF(COUNTIF(CommonSpaceTypes,AQ2414)>0,INDIRECT(\"'Space-by-Space Method'!F\"&ROUNDDOWN((ROW(A2414)-52)/50,0)+4),\"\"))","v":""},{"$f":"IF(A2414=\"\",\"\",IF(COUNTIF(BuildingSpecificSpaceTypes,AQ2414)>0,INDIRECT(\"'Space-by-Space Method'!F\"&ROUNDDOWN((ROW(A2414)-52)/50,0)+4),\"\"))","v":""},{"$f":"IF(A2414=\"\",\"\",INDIRECT(\"'Fixture Schedule'!D\"&MOD(ROW(A2414)-52,50)+9))","v":""},{"$f":"IF(A2414=\"\",\"\",IF(AR2414=\"\",\"\",INDIRECT(\"'Fixture Schedule'!K\"&MOD(ROW(A2414)-52,50)+9)))","v":""},"",{"$f":"IF(A2414=\"\",\"\",INDIRECT(\"'Fixture Schedule'!L\"&MOD(ROW(A2414)-52,50)+9))","v":""},null,null,null,null,null,null,null,null,null,null,null,null,null,{"$f":"INDIRECT(\"'Space-by-Space Method'!\"&SUBSTITUTE(ADDRESS(1,MOD(ROW(A2414)-52,50)+10,4),\"1\",\"\")&ROUNDDOWN((ROW(A2414)-52)/50,0)+4)","v":0},{"$f":"LEFT(INDIRECT(\"'Space-by-Space Method'!BJ\"&ROUNDDOWN((ROW(A2414)-52)/50,0)+4),3)","v":""},{"$f":"INDIRECT(\"'Fixture Schedule'!L\"&MOD(ROW(A2414)-52,50)+9)","v":0},{"$f":"INDIRECT(\"'Fixture Schedule'!O\"&MOD(ROW(A2414)-52,50)+9)","v":0},{"$f":"INDIRECT(\"'Space-by-Space Method'!F\"&ROUNDDOWN((ROW(A2414)-52)/50,0)+4)","v":0},{"$f":"INDIRECT(\"'Fixture Schedule'!L\"&MOD(ROW(A2414)-52,50)+9)","v":0},{"$f":"INDIRECT(\"'Space-by-Space Method'!D\"&ROUNDDOWN((ROW(A2414)-52)/50,0)+4)","v":0},{"$f":"INDIRECT(\"'Space-by-Space Method'!E\"&ROUNDDOWN((ROW(A2414)-52)/50,0)+4)","v":1}]
[{"$f":"IF(InteriorCalcType=2,IF(OR(AM2419=0,AN2419=\"DNQ\")=TRUE,\"\",INDIRECT(\"'Fixture Schedule'!M\"&MOD(ROW(A2419)-52,50)+9)),\"\")","v":""},{"$f":"IF(A2419=\"\",\"\",INDIRECT(\"'Fixture Schedule'!E\"&MOD(ROW(A2419)-52,50)+9))","v":""},{"$f":"IF(A2419=\"\",\"\",INDIRECT(\"'Fixture Schedule'!F\"&MOD(ROW(A2419)-52,50)+9))","v":""},{"$f":"IF(A2419=\"\",\"\",INDIRECT(\"'Fixture Schedule'!L\"&MOD(ROW(A2419)-52,50)+9))","v":""},"",null,null,{"$f":"IF(A2419=\"\",\"\",IF(AP2419=1,Summary!$C$12*(AO2419)/(SUM('Space-by-Space Method'!$BO$4:$BO$78,SUM('Exterior Lighting'!$BL$5:$BL$25))),0))","v":""},{"$f":"IF(A2419=\"\",\"\",IF(START!$B$34=1,INDIRECT(\"'Space-by-Space Method'!\"&SUBSTITUTE(ADDRESS(1,MOD(ROW(A2419)-52,50)+10,4),\"1\",\"\")&ROUNDDOWN((ROW(A2419)-52)/50,0)+4),\"\"))","v":""},{"$f":"IF(A2419=\"\",\"\",IF(AP2419=1,Summary!$F$11*(AO2419)/(SUM('Space-by-Space Method'!$BO$4:$BO$78,SUM('Exterior Lighting'!$BL$5:$BL$25))),0))","v":""},{"$f":"IF(A2419=\"\",\"\",IF(AP2419=1,Summary!$E$11*(AO2419)/(SUM('Space-by-Space Method'!$BO$4:$BO$78,SUM('Exterior Lighting'!$BL$5:$BL$25))),0))","v":""},{"$f":"IF(A2419=\"\",\"\",IF(AP2419=1,Summary!$G$11*(AO2419)/(SUM('Space-by-Space Method'!$BO$4:$BO$78,SUM('Exterior Lighting'!$BL$5:$BL$25))),0))","v":""},{"$f":"IF(A2419=\"\",\"\",IF(AP2419=1,Summary!$H$11*(AO2419)/(SUM('Space-by-Space Method'!$BO$4:$BO$78)),0))","v":""},{"$f":"IF(A2419=\"\",\"\",IF(AP2419=1,Summary!$I$11*(AO2419)/(SUM('Space-by-Space Method'!$BO$4:$BO$78)),0))","v":""},null,null,null,{"$f":"IF(A2419=\"\",\"\",IF(START!$B$34=2,INDIRECT(\"'Space-by-Space Method'!\"&SUBSTITUTE(ADDRESS(1,MOD(ROW(A2419)-52,50)+10,4),\"1\",\"\")&ROUNDDOWN((ROW(A2419)-52)/50,0)+4),\"\"))","v":""},{"$f":"IF(A2419=\"\",\"\",INDIRECT(\"'Space-by-Space Method'!C\"&ROUNDDOWN((ROW(A2419)-52)/50,0)+4))","v":""},{"$f":"IF(A2419=\"\",\"\",IF(COUNTIF(CommonSpaceTypes,AQ2419)>0,INDIRECT(\"'Space-by-Space Method'!F\"&ROUNDDOWN((ROW(A2419)-52)/50,0)+4),\"\"))","v":""},{"$f":"IF(A2419=\"\",\"\",IF(COUNTIF(BuildingSpecificSpaceTypes,AQ2419)>0,INDIRECT(\"'Space-by-Space Method'!F\"&ROUNDDOWN((ROW(A2419)-52)/50,0)+4),\"\"))","v":""},{"$f":"IF(A2419=\"\",\"\",INDIRECT(\"'Fixture Schedule'!D\"&MOD(ROW(A2419)-52,50)+9))","v":""},{"$f":"IF(A2419=\"\",\"\",IF(AR2419=\"\",\"\",INDIRECT(\"'Fixture Schedule'!K\"&MOD(ROW(A2419)-52,50)+9)))","v":""},"",{"$f":"IF(A2419=\"\",\"\",INDIRECT(\"'Fixture Schedule'!L\"&MOD(ROW(A2419)-52,50)+9))","v":""},null,null,null,null,null,null,null,null,null,null,null,null,null,{"$f":"INDIRECT(\"'Space-by-Space Method'!\"&SUBSTITUTE(ADDRESS(1,MOD(ROW(A2419)-52,50)+10,4),\"1\",\"\")&ROUNDDOWN((ROW(A2419)-52)/50,0)+4)","v":0},{"$f":"LEFT(INDIRECT(\"'Space-by-Space Method'!BJ\"&ROUNDDOWN((ROW(A2419)-52)/50,0)+4),3)","v":""},{"$f":"INDIRECT(\"'Fixture Schedule'!L\"&MOD(ROW(A2419)-52,50)+9)","v":0},{"$f":"INDIRECT(\"'Fixture Schedule'!O\"&MOD(ROW(A2419)-52,50)+9)","v":0},{"$f":"INDIRECT(\"'Space-by-Space Method'!F\"&ROUNDDOWN((ROW(A2419)-52)/50,0)+4)","v":0},{"$f":"INDIRECT(\"'Fixture Schedule'!L\"&MOD(ROW(A2419)-52,50)+9)","v":0},{"$f":"INDIRECT(\"'Space-by-Space Method'!D\"&ROUNDDOWN((ROW(A2419)-52)/50,0)+4)","v":0},{"$f":"INDIRECT(\"'Space-by-Space Method'!E\"&ROUNDDOWN((ROW(A2419)-52)/50,0)+4)","v":1}]
[{"$f":"IF(InteriorCalcType=2,IF(OR(AM2433=0,AN2433=\"DNQ\")=TRUE,\"\",INDIRECT(\"'Fixture Schedule'!M\"&MOD(ROW(A2433)-52,50)+9)),\"\")","v":""},{"$f":"IF(A2433=\"\",\"\",INDIRECT(\"'Fixture Schedule'!E\"&MOD(ROW(A2433)-52,50)+9))","v":""},{"$f":"IF(A2433=\"\",\"\",INDIRECT(\"'Fixture Schedule'!F\"&MOD(ROW(A2433)-52,50)+9))","v":""},{"$f":"IF(A2433=\"\",\"\",INDIRECT(\"'Fixture Schedule'!L\"&MOD(ROW(A2433)-52,50)+9))","v":""},"",null,null,{"$f":"IF(A2433=\"\",\"\",IF(AP2433=1,Summary!$C$12*(AO2433)/(SUM('Space-by-Space Method'!$BO$4:$BO$78,SUM('Exterior Lighting'!$BL$5:$BL$25))),0))","v":""},{"$f":"IF(A2433=\"\",\"\",IF(START!$B$34=1,INDIRECT(\"'Space-by-Space Method'!\"&SUBSTITUTE(ADDRESS(1,MOD(ROW(A2433)-52,50)+10,4),\"1\",\"\")&ROUNDDOWN((ROW(A2433)-52)/50,0)+4),\"\"))","v":""},{"$f":"IF(A2433=\"\",\"\",IF(AP2433=1,Summary!$F$11*(AO2433)/(SUM('Space-by-Space Method'!$BO$4:$BO$78,SUM('Exterior Lighting'!$BL$5:$BL$25))),0))","v":""},{"$f":"IF(A2433=\"\",\"\",IF(AP2433=1,Summary!$E$11*(AO2433)/(SUM('Space-by-Space Method'!$BO$4:$BO$78,SUM('Exterior Lighting'!$BL$5:$BL$25))),0))","v":""},{"$f":"IF(A2433=\"\",\"\",IF(AP2433=1,Summary!$G$11*(AO2433)/(SUM('Space-by-Space Method'!$BO$4:$BO$78,SUM('Exterior Lighting'!$BL$5:$BL$25))),0))","v":""},{"$f":"IF(A2433=\"\",\"\",IF(AP2433=1,Summary!$H$11*(AO2433)/(SUM('Space-by-Space Method'!$BO$4:$BO$78)),0))","v":""},{"$f":"IF(A2433=\"\",\"\",IF(AP2433=1,Summary!$I$11*(AO2433)/(SUM('Space-by-Space Method'!$BO$4:$BO$78)),0))","v":""},null,null,null,{"$f":"IF(A2433=\"\",\"\",IF(START!$B$34=2,INDIRECT(\"'Space-by-Space Method'!\"&SUBSTITUTE(ADDRESS(1,MOD(ROW(A2433)-52,50)+10,4),\"1\",\"\")&ROUNDDOWN((ROW(A2433)-52)/50,0)+4),\"\"))","v":""},{"$f":"IF(A2433=\"\",\"\",INDIRECT(\"'Space-by-Space Method'!C\"&ROUNDDOWN((ROW(A2433)-52)/50,0)+4))","v":""},{"$f":"IF(A2433=\"\",\"\",IF(COUNTIF(CommonSpaceTypes,AQ2433)>0,INDIRECT(\"'Space-by-Space Method'!F\"&ROUNDDOWN((ROW(A2433)-52)/50,0)+4),\"\"))","v":""},{"$f":"IF(A2433=\"\",\"\",IF(COUNTIF(BuildingSpecificSpaceTypes,AQ2433)>0,INDIRECT(\"'Space-by-Space Method'!F\"&ROUNDDOWN((ROW(A2433)-52)/50,0)+4),\"\"))","v":""},{"$f":"IF(A2433=\"\",\"\",INDIRECT(\"'Fixture Schedule'!D\"&MOD(ROW(A2433)-52,50)+9))","v":""},{"$f":"IF(A2433=\"\",\"\",IF(AR2433=\"\",\"\",INDIRECT(\"'Fixture Schedule'!K\"&MOD(ROW(A2433)-52,50)+9)))","v":""},"",{"$f":"IF(A2433=\"\",\"\",INDIRECT(\"'Fixture Schedule'!L\"&MOD(ROW(A2433)-52,50)+9))","v":""},null,null,null,null,null,null,null,null,null,null,null,null,null,{"$f":"INDIRECT(\"'Space-by-Space Method'!\"&SUBSTITUTE(ADDRESS(1,MOD(ROW(A2433)-52,50)+10,4),\"1\",\"\")&ROUNDDOWN((ROW(A2433)-52)/50,0)+4)","v":0},{"$f":"LEFT(INDIRECT(\"'Space-by-Space Method'!BJ\"&ROUNDDOWN((ROW(A2433)-52)/50,0)+4),3)","v":""},{"$f":"INDIRECT(\"'Fixture Schedule'!L\"&MOD(ROW(A2433)-52,50)+9)","v":0},{"$f":"INDIRECT(\"'Fixture Schedule'!O\"&MOD(ROW(A2433)-52,50)+9)","v":0},{"$f":"INDIRECT(\"'Space-by-Space Method'!F\"&ROUNDDOWN((ROW(A2433)-52)/50,0)+4)","v":0},{"$f":"INDIRECT(\"'Fixture Schedule'!L\"&MOD(ROW(A2433)-52,50)+9)","v":0},{"$f":"INDIRECT(\"'Space-by-Space Method'!D\"&ROUNDDOWN((ROW(A2433)-52)/50,0)+4)","v":0},{"$f":"INDIRECT(\"'Space-by-Space Method'!E\"&ROUNDDOWN((ROW(A2433)-52)/50,0)+4)","v":1}]
[{"$f":"IF(InteriorCalcType=2,IF(OR(AM2442=0,AN2442=\"DNQ\")=TRUE,\"\",INDIRECT(\"'Fixture Schedule'!M\"&MOD(ROW(A2442)-52,50)+9)),\"\")","v":""},{"$f":"IF(A2442=\"\",\"\",INDIRECT(\"'Fixture Schedule'!E\"&MOD(ROW(A2442)-52,50)+9))","v":""},{"$f":"IF(A2442=\"\",\"\",INDIRECT(\"'Fixture Schedule'!F\"&MOD(ROW(A2442)-52,50)+9))","v":""},{"$f":"IF(A2442=\"\",\"\",INDIRECT(\"'Fixture Schedule'!L\"&MOD(ROW(A2442)-52,50)+9))","v":""},"",null,null,{"$f":"IF(A2442=\"\",\"\",IF(AP2442=1,Summary!$C$12*(AO2442)/(SUM('Space-by-Space Method'!$BO$4:$BO$78,SUM('Exterior Lighting'!$BL$5:$BL$25))),0))","v":""},{"$f":"IF(A2442=\"\",\"\",IF(START!$B$34=1,INDIRECT(\"'Space-by-Space Method'!\"&SUBSTITUTE(ADDRESS(1,MOD(ROW(A2442)-52,50)+10,4),\"1\",\"\")&ROUNDDOWN((ROW(A2442)-52)/50,0)+4),\"\"))","v":""},{"$f":"IF(A2442=\"\",\"\",IF(AP2442=1,Summary!$F$11*(AO2442)/(SUM('Space-by-Space Method'!$BO$4:$BO$78,SUM('Exterior Lighting'!$BL$5:$BL$25))),0))","v":""},{"$f":"IF(A2442=\"\",\"\",IF(AP2442=1,Summary!$E$11*(AO2442)/(SUM('Space-by-Space Method'!$BO$4:$BO$78,SUM('Exterior Lighting'!$BL$5:$BL$25))),0))","v":""},{"$f":"IF(A2442=\"\",\"\",IF(AP2442=1,Summary!$G$11*(AO2442)/(SUM('Space-by-Space Method'!$BO$4:$BO$78,SUM('Exterior Lighting'!$BL$5:$BL$25))),0))","v":""},{"$f":"IF(A2442=\"\",\"\",IF(AP2442=1,Summary!$H$11*(AO2442)/(SUM('Space-by-Space Method'!$BO$4:$BO$78)),0))","v":""},{"$f":"IF(A2442=\"\",\"\",IF(AP2442=1,Summary!$I$11*(AO2442)/(SUM('Space-by-Space Method'!$BO$4:$BO$78)),0))","v":""},null,null,null,{"$f":"IF(A2442=\"\",\"\",IF(START!$B$34=2,INDIRECT(\"'Space-by-Space Method'!\"&SUBSTITUTE(ADDRESS(1,MOD(ROW(A2442)-52,50)+10,4),\"1\",\"\")&ROUNDDOWN((ROW(A2442)-52)/50,0)+4),\"\"))","v":""},{"$f":"IF(A2442=\"\",\"\",INDIRECT(\"'Space-by-Space Method'!C\"&ROUNDDOWN((ROW(A2442)-52)/50,0)+4))","v":""},{"$f":"IF(A2442=\"\",\"\",IF(COUNTIF(CommonSpaceTypes,AQ2442)>0,INDIRECT(\"'Space-by-Space Method'!F\"&ROUNDDOWN((ROW(A2442)-52)/50,0)+4),\"\"))","v":""},{"$f":"IF(A2442=\"\",\"\",IF(COUNTIF(BuildingSpecificSpaceTypes,AQ2442)>0,INDIRECT(\"'Space-by-Space Method'!F\"&ROUNDDOWN((ROW(A2442)-52)/50,0)+4),\"\"))","v":""},{"$f":"IF(A2442=\"\",\"\",INDIRECT(\"'Fixture Schedule'!D\"&MOD(ROW(A2442)-52,50)+9))","v":""},{"$f":"IF(A2442=\"\",\"\",IF(AR2442=\"\",\"\",INDIRECT(\"'Fixture Schedule'!K\"&MOD(ROW(A2442)-52,50)+9)))","v":""},"",{"$f":"IF(A2442=\"\",\"\",INDIRECT(\"'Fixture Schedule'!L\"&MOD(ROW(A2442)-52,50)+9))","v":""},null,null,null,null,null,null,null,null,null,null,null,null,null,{"$f":"INDIRECT(\"'Space-by-Space Method'!\"&SUBSTITUTE(ADDRESS(1,MOD(ROW(A2442)-52,50)+10,4),\"1\",\"\")&ROUNDDOWN((ROW(A2442)-52)/50,0)+4)","v":0},{"$f":"LEFT(INDIRECT(\"'Space-by-Space Method'!BJ\"&ROUNDDOWN((ROW(A2442)-52)/50,0)+4),3)","v":""},{"$f":"INDIRECT(\"'Fixture Schedule'!L\"&MOD(ROW(A2442)-52,50)+9)","v":0},{"$f":"INDIRECT(\"'Fixture Schedule'!O\"&MOD(ROW(A2442)-52,50)+9)","v":0},{"$f":"INDIRECT(\"'Space-by-Space Method'!F\"&ROUNDDOWN((ROW(A2442)-52)/50,0)+4)","v":0},{"$f":"INDIRECT(\"'Fixture Schedule'!L\"&MOD(ROW(A2442)-52,50)+9)","v":0},{"$f":"INDIRECT(\"'Space-by-Space Method'!D\"&ROUNDDOWN((ROW(A2442)-52)/50,0)+4)","v":0},{"$f":"INDIRECT(\"'Space-by-Space Method'!E\"&ROUNDDOWN((ROW(A2442)-52)/50,0)+4)","v":1}]
[{"$f":"IF(InteriorCalcType=2,IF(OR(AM2448=0,AN2448=\"DNQ\")=TRUE,\"\",INDIRECT(\"'Fixture Schedule'!M\"&MOD(ROW(A2448)-52,50)+9)),\"\")","v":""},{"$f":"IF(A2448=\"\",\"\",INDIRECT(\"'Fixture Schedule'!E\"&MOD(ROW(A2448)-52,50)+9))","v":""},{"$f":"IF(A2448=\"\",\"\",INDIRECT(\"'Fixture Schedule'!F\"&MOD(ROW(A2448)-52,50)+9))","v":""},{"$f":"IF(A2448=\"\",\"\",INDIRECT(\"'Fixture Schedule'!L\"&MOD(ROW(A2448)-52,50)+9))","v":""},"",null,null,{"$f":"IF(A2448=\"\",\"\",IF(AP2448=1,Summary!$C$12*(AO2448)/(SUM('Space-by-Space Method'!$BO$4:$BO$78,SUM('Exterior Lighting'!$BL$5:$BL$25))),0))","v":""},{"$f":"IF(A2448=\"\",\"\",IF(START!$B$34=1,INDIRECT(\"'Space-by-Space Method'!\"&SUBSTITUTE(ADDRESS(1,MOD(ROW(A2448)-52,50)+10,4),\"1\",\"\")&ROUNDDOWN((ROW(A2448)-52)/50,0)+4),\"\"))","v":""},{"$f":"IF(A2448=\"\",\"\",IF(AP2448=1,Summary!$F$11*(AO2448)/(SUM('Space-by-Space Method'!$BO$4:$BO$78,SUM('Exterior Lighting'!$BL$5:$BL$25))),0))","v":""},{"$f":"IF(A2448=\"\",\"\",IF(AP2448=1,Summary!$E$11*(AO2448)/(SUM('Space-by-Space Method'!$BO$4:$BO$78,SUM('Exterior Lighting'!$BL$5:$BL$25))),0))","v":""},{"$f":"IF(A2448=\"\",\"\",IF(AP2448=1,Summary!$G$11*(AO2448)/(SUM('Space-by-Space Method'!$BO$4:$BO$78,SUM('Exterior Lighting'!$BL$5:$BL$25))),0))","v":""},{"$f":"IF(A2448=\"\",\"\",IF(AP2448=1,Summary!$H$11*(AO2448)/(SUM('Space-by-Space Method'!$BO$4:$BO$78)),0))","v":""},{"$f":"IF(A2448=\"\",\"\",IF(AP2448=1,Summary!$I$11*(AO2448)/(SUM('Space-by-Space Method'!$BO$4:$BO$78)),0))","v":""},null,null,null,{"$f":"IF(A2448=\"\",\"\",IF(START!$B$34=2,INDIRECT(\"'Space-by-Space Method'!\"&SUBSTITUTE(ADDRESS(1,MOD(ROW(A2448)-52,50)+10,4),\"1\",\"\")&ROUNDDOWN((ROW(A2448)-52)/50,0)+4),\"\"))","v":""},{"$f":"IF(A2448=\"\",\"\",INDIRECT(\"'Space-by-Space Method'!C\"&ROUNDDOWN((ROW(A2448)-52)/50,0)+4))","v":""},{"$f":"IF(A2448=\"\",\"\",IF(COUNTIF(CommonSpaceTypes,AQ2448)>0,INDIRECT(\"'Space-by-Space Method'!F\"&ROUNDDOWN((ROW(A2448)-52)/50,0)+4),\"\"))","v":""},{"$f":"IF(A2448=\"\",\"\",IF(COUNTIF(BuildingSpecificSpaceTypes,AQ2448)>0,INDIRECT(\"'Space-by-Space Method'!F\"&ROUNDDOWN((ROW(A2448)-52)/50,0)+4),\"\"))","v":""},{"$f":"IF(A2448=\"\",\"\",INDIRECT(\"'Fixture Schedule'!D\"&MOD(ROW(A2448)-52,50)+9))","v":""},{"$f":"IF(A2448=\"\",\"\",IF(AR2448=\"\",\"\",INDIRECT(\"'Fixture Schedule'!K\"&MOD(ROW(A2448)-52,50)+9)))","v":""},"",{"$f":"IF(A2448=\"\",\"\",INDIRECT(\"'Fixture Schedule'!L\"&MOD(ROW(A2448)-52,50)+9))","v":""},null,null,null,null,null,null,null,null,null,null,null,null,null,{"$f":"INDIRECT(\"'Space-by-Space Method'!\"&SUBSTITUTE(ADDRESS(1,MOD(ROW(A2448)-52,50)+10,4),\"1\",\"\")&ROUNDDOWN((ROW(A2448)-52)/50,0)+4)","v":0},{"$f":"LEFT(INDIRECT(\"'Space-by-Space Method'!BJ\"&ROUNDDOWN((ROW(A2448)-52)/50,0)+4),3)","v":""},{"$f":"INDIRECT(\"'Fixture Schedule'!L\"&MOD(ROW(A2448)-52,50)+9)","v":0},{"$f":"INDIRECT(\"'Fixture Schedule'!O\"&MOD(ROW(A2448)-52,50)+9)","v":0},{"$f":"INDIRECT(\"'Space-by-Space Method'!F\"&ROUNDDOWN((ROW(A2448)-52)/50,0)+4)","v":0},{"$f":"INDIRECT(\"'Fixture Schedule'!L\"&MOD(ROW(A2448)-52,50)+9)","v":0},{"$f":"INDIRECT(\"'Space-by-Space Method'!D\"&ROUNDDOWN((ROW(A2448)-52)/50,0)+4)","v":0},{"$f":"INDIRECT(\"'Space-by-Space Method'!E\"&ROUNDDOWN((ROW(A2448)-52)/50,0)+4)","v":1}]
[{"$f":"IF(InteriorCalcType=2,IF(OR(AM2453=0,AN2453=\"DNQ\")=TRUE,\"\",INDIRECT(\"'Fixture Schedule'!M\"&MOD(ROW(A2453)-52,50)+9)),\"\")","v":""},{"$f":"IF(A2453=\"\",\"\",INDIRECT(\"'Fixture Schedule'!E\"&MOD(ROW(A2453)-52,50)+9))","v":""},{"$f":"IF(A2453=\"\",\"\",INDIRECT(\"'Fixture Schedule'!F\"&MOD(ROW(A2453)-52,50)+9))","v":""},{"$f":"IF(A2453=\"\",\"\",INDIRECT(\"'Fixture Schedule'!L\"&MOD(ROW(A2453)-52,50)+9))","v":""},"",null,null,{"$f":"IF(A2453=\"\",\"\",IF(AP2453=1,Summary!$C$12*(AO2453)/(SUM('Space-by-Space Method'!$BO$4:$BO$78,SUM('Exterior Lighting'!$BL$5:$BL$25))),0))","v":""},{"$f":"IF(A2453=\"\",\"\",IF(START!$B$34=1,INDIRECT(\"'Space-by-Space Method'!\"&SUBSTITUTE(ADDRESS(1,MOD(ROW(A2453)-52,50)+10,4),\"1\",\"\")&ROUNDDOWN((ROW(A2453)-52)/50,0)+4),\"\"))","v":""},{"$f":"IF(A2453=\"\",\"\",IF(AP2453=1,Summary!$F$11*(AO2453)/(SUM('Space-by-Space Method'!$BO$4:$BO$78,SUM('Exterior Lighting'!$BL$5:$BL$25))),0))","v":""},{"$f":"IF(A2453=\"\",\"\",IF(AP2453=1,Summary!$E$11*(AO2453)/(SUM('Space-by-Space Method'!$BO$4:$BO$78,SUM('Exterior Lighting'!$BL$5:$BL$25))),0))","v":""},{"$f":"IF(A2453=\"\",\"\",IF(AP2453=1,Summary!$G$11*(AO2453)/(SUM('Space-by-Space Method'!$BO$4:$BO$78,SUM('Exterior Lighting'!$BL$5:$BL$25))),0))","v":""},{"$f":"IF(A2453=\"\",\"\",IF(AP2453=1,Summary!$H$11*(AO2453)/(SUM('Space-by-Space Method'!$BO$4:$BO$78)),0))","v":""},{"$f":"IF(A2453=\"\",\"\",IF(AP2453=1,Summary!$I$11*(AO2453)/(SUM('Space-by-Space Method'!$BO$4:$BO$78)),0))","v":""},null,null,null,{"$f":"IF(A2453=\"\",\"\",IF(START!$B$34=2,INDIRECT(\"'Space-by-Space Method'!\"&SUBSTITUTE(ADDRESS(1,MOD(ROW(A2453)-52,50)+10,4),\"1\",\"\")&ROUNDDOWN((ROW(A2453)-52)/50,0)+4),\"\"))","v":""},{"$f":"IF(A2453=\"\",\"\",INDIRECT(\"'Space-by-Space Method'!C\"&ROUNDDOWN((ROW(A2453)-52)/50,0)+4))","v":""},{"$f":"IF(A2453=\"\",\"\",IF(COUNTIF(CommonSpaceTypes,AQ2453)>0,INDIRECT(\"'Space-by-Space Method'!F\"&ROUNDDOWN((ROW(A2453)-52)/50,0)+4),\"\"))","v":""},{"$f":"IF(A2453=\"\",\"\",IF(COUNTIF(BuildingSpecificSpaceTypes,AQ2453)>0,INDIRECT(\"'Space-by-Space Method'!F\"&ROUNDDOWN((ROW(A2453)-52)/50,0)+4),\"\"))","v":""},{"$f":"IF(A2453=\"\",\"\",INDIRECT(\"'Fixture Schedule'!D\"&MOD(ROW(A2453)-52,50)+9))","v":""},{"$f":"IF(A2453=\"\",\"\",IF(AR2453=\"\",\"\",INDIRECT(\"'Fixture Schedule'!K\"&MOD(ROW(A2453)-52,50)+9)))","v":""},"",{"$f":"IF(A2453=\"\",\"\",INDIRECT(\"'Fixture Schedule'!L\"&MOD(ROW(A2453)-52,50)+9))","v":""},null,null,null,null,null,null,null,null,null,null,null,null,null,{"$f":"INDIRECT(\"'Space-by-Space Method'!\"&SUBSTITUTE(ADDRESS(1,MOD(ROW(A2453)-52,50)+10,4),\"1\",\"\")&ROUNDDOWN((ROW(A2453)-52)/50,0)+4)","v":0},{"$f":"LEFT(INDIRECT(\"'Space-by-Space Method'!BJ\"&ROUNDDOWN((ROW(A2453)-52)/50,0)+4),3)","v":""},{"$f":"INDIRECT(\"'Fixture Schedule'!L\"&MOD(ROW(A2453)-52,50)+9)","v":0},{"$f":"INDIRECT(\"'Fixture Schedule'!O\"&MOD(ROW(A2453)-52,50)+9)","v":0},{"$f":"INDIRECT(\"'Space-by-Space Method'!F\"&ROUNDDOWN((ROW(A2453)-52)/50,0)+4)","v":0},{"$f":"INDIRECT(\"'Fixture Schedule'!L\"&MOD(ROW(A2453)-52,50)+9)","v":0},{"$f":"INDIRECT(\"'Space-by-Space Method'!D\"&ROUNDDOWN((ROW(A2453)-52)/50,0)+4)","v":0},{"$f":"INDIRECT(\"'Space-by-Space Method'!E\"&ROUNDDOWN((ROW(A2453)-52)/50,0)+4)","v":1}]
[{"$f":"IF(InteriorCalcType=2,IF(OR(AM2466=0,AN2466=\"DNQ\")=TRUE,\"\",INDIRECT(\"'Fixture Schedule'!M\"&MOD(ROW(A2466)-52,50)+9)),\"\")","v":""},{"$f":"IF(A2466=\"\",\"\",INDIRECT(\"'Fixture Schedule'!E\"&MOD(ROW(A2466)-52,50)+9))","v":""},{"$f":"IF(A2466=\"\",\"\",INDIRECT(\"'Fixture Schedule'!F\"&MOD(ROW(A2466)-52,50)+9))","v":""},{"$f":"IF(A2466=\"\",\"\",INDIRECT(\"'Fixture Schedule'!L\"&MOD(ROW(A2466)-52,50)+9))","v":""},"",null,null,{"$f":"IF(A2466=\"\",\"\",IF(AP2466=1,Summary!$C$12*(AO2466)/(SUM('Space-by-Space Method'!$BO$4:$BO$78,SUM('Exterior Lighting'!$BL$5:$BL$25))),0))","v":""},{"$f":"IF(A2466=\"\",\"\",IF(START!$B$34=1,INDIRECT(\"'Space-by-Space Method'!\"&SUBSTITUTE(ADDRESS(1,MOD(ROW(A2466)-52,50)+10,4),\"1\",\"\")&ROUNDDOWN((ROW(A2466)-52)/50,0)+4),\"\"))","v":""},{"$f":"IF(A2466=\"\",\"\",IF(AP2466=1,Summary!$F$11*(AO2466)/(SUM('Space-by-Space Method'!$BO$4:$BO$78,SUM('Exterior Lighting'!$BL$5:$BL$25))),0))","v":""},{"$f":"IF(A2466=\"\",\"\",IF(AP2466=1,Summary!$E$11*(AO2466)/(SUM('Space-by-Space Method'!$BO$4:$BO$78,SUM('Exterior Lighting'!$BL$5:$BL$25))),0))","v":""},{"$f":"IF(A2466=\"\",\"\",IF(AP2466=1,Summary!$G$11*(AO2466)/(SUM('Space-by-Space Method'!$BO$4:$BO$78,SUM('Exterior Lighting'!$BL$5:$BL$25))),0))","v":""},{"$f":"IF(A2466=\"\",\"\",IF(AP2466=1,Summary!$H$11*(AO2466)/(SUM('Space-by-Space Method'!$BO$4:$BO$78)),0))","v":""},{"$f":"IF(A2466=\"\",\"\",IF(AP2466=1,Summary!$I$11*(AO2466)/(SUM('Space-by-Space Method'!$BO$4:$BO$78)),0))","v":""},null,null,null,{"$f":"IF(A2466=\"\",\"\",IF(START!$B$34=2,INDIRECT(\"'Space-by-Space Method'!\"&SUBSTITUTE(ADDRESS(1,MOD(ROW(A2466)-52,50)+10,4),\"1\",\"\")&ROUNDDOWN((ROW(A2466)-52)/50,0)+4),\"\"))","v":""},{"$f":"IF(A2466=\"\",\"\",INDIRECT(\"'Space-by-Space Method'!C\"&ROUNDDOWN((ROW(A2466)-52)/50,0)+4))","v":""},{"$f":"IF(A2466=\"\",\"\",IF(COUNTIF(CommonSpaceTypes,AQ2466)>0,INDIRECT(\"'Space-by-Space Method'!F\"&ROUNDDOWN((ROW(A2466)-52)/50,0)+4),\"\"))","v":""},{"$f":"IF(A2466=\"\",\"\",IF(COUNTIF(BuildingSpecificSpaceTypes,AQ2466)>0,INDIRECT(\"'Space-by-Space Method'!F\"&ROUNDDOWN((ROW(A2466)-52)/50,0)+4),\"\"))","v":""},{"$f":"IF(A2466=\"\",\"\",INDIRECT(\"'Fixture Schedule'!D\"&MOD(ROW(A2466)-52,50)+9))","v":""},{"$f":"IF(A2466=\"\",\"\",IF(AR2466=\"\",\"\",INDIRECT(\"'Fixture Schedule'!K\"&MOD(ROW(A2466)-52,50)+9)))","v":""},"",{"$f":"IF(A2466=\"\",\"\",INDIRECT(\"'Fixture Schedule'!L\"&MOD(ROW(A2466)-52,50)+9))","v":""},null,null,null,null,null,null,null,null,null,null,null,null,null,{"$f":"INDIRECT(\"'Space-by-Space Method'!\"&SUBSTITUTE(ADDRESS(1,MOD(ROW(A2466)-52,50)+10,4),\"1\",\"\")&ROUNDDOWN((ROW(A2466)-52)/50,0)+4)","v":0},{"$f":"LEFT(INDIRECT(\"'Space-by-Space Method'!BJ\"&ROUNDDOWN((ROW(A2466)-52)/50,0)+4),3)","v":""},{"$f":"INDIRECT(\"'Fixture Schedule'!L\"&MOD(ROW(A2466)-52,50)+9)","v":0},{"$f":"INDIRECT(\"'Fixture Schedule'!O\"&MOD(ROW(A2466)-52,50)+9)","v":0},{"$f":"INDIRECT(\"'Space-by-Space Method'!F\"&ROUNDDOWN((ROW(A2466)-52)/50,0)+4)","v":0},{"$f":"INDIRECT(\"'Fixture Schedule'!L\"&MOD(ROW(A2466)-52,50)+9)","v":0},{"$f":"INDIRECT(\"'Space-by-Space Method'!D\"&ROUNDDOWN((ROW(A2466)-52)/50,0)+4)","v":0},{"$f":"INDIRECT(\"'Space-by-Space Method'!E\"&ROUNDDOWN((ROW(A2466)-52)/50,0)+4)","v":1}]
[{"$f":"IF(InteriorCalcType=2,IF(OR(AM2472=0,AN2472=\"DNQ\")=TRUE,\"\",INDIRECT(\"'Fixture Schedule'!M\"&MOD(ROW(A2472)-52,50)+9)),\"\")","v":""},{"$f":"IF(A2472=\"\",\"\",INDIRECT(\"'Fixture Schedule'!E\"&MOD(ROW(A2472)-52,50)+9))","v":""},{"$f":"IF(A2472=\"\",\"\",INDIRECT(\"'Fixture Schedule'!F\"&MOD(ROW(A2472)-52,50)+9))","v":""},{"$f":"IF(A2472=\"\",\"\",INDIRECT(\"'Fixture Schedule'!L\"&MOD(ROW(A2472)-52,50)+9))","v":""},"",null,null,{"$f":"IF(A2472=\"\",\"\",IF(AP2472=1,Summary!$C$12*(AO2472)/(SUM('Space-by-Space Method'!$BO$4:$BO$78,SUM('Exterior Lighting'!$BL$5:$BL$25))),0))","v":""},{"$f":"IF(A2472=\"\",\"\",IF(START!$B$34=1,INDIRECT(\"'Space-by-Space Method'!\"&SUBSTITUTE(ADDRESS(1,MOD(ROW(A2472)-52,50)+10,4),\"1\",\"\")&ROUNDDOWN((ROW(A2472)-52)/50,0)+4),\"\"))","v":""},{"$f":"IF(A2472=\"\",\"\",IF(AP2472=1,Summary!$F$11*(AO2472)/(SUM('Space-by-Space Method'!$BO$4:$BO$78,SUM('Exterior Lighting'!$BL$5:$BL$25))),0))","v":""},{"$f":"IF(A2472=\"\",\"\",IF(AP2472=1,Summary!$E$11*(AO2472)/(SUM('Space-by-Space Method'!$BO$4:$BO$78,SUM('Exterior Lighting'!$BL$5:$BL$25))),0))","v":""},{"$f":"IF(A2472=\"\",\"\",IF(AP2472=1,Summary!$G$11*(AO2472)/(SUM('Space-by-Space Method'!$BO$4:$BO$78,SUM('Exterior Lighting'!$BL$5:$BL$25))),0))","v":""},{"$f":"IF(A2472=\"\",\"\",IF(AP2472=1,Summary!$H$11*(AO2472)/(SUM('Space-by-Space Method'!$BO$4:$BO$78)),0))","v":""},{"$f":"IF(A2472=\"\",\"\",IF(AP2472=1,Summary!$I$11*(AO2472)/(SUM('Space-by-Space Method'!$BO$4:$BO$78)),0))","v":""},null,null,null,{"$f":"IF(A2472=\"\",\"\",IF(START!$B$34=2,INDIRECT(\"'Space-by-Space Method'!\"&SUBSTITUTE(ADDRESS(1,MOD(ROW(A2472)-52,50)+10,4),\"1\",\"\")&ROUNDDOWN((ROW(A2472)-52)/50,0)+4),\"\"))","v":""},{"$f":"IF(A2472=\"\",\"\",INDIRECT(\"'Space-by-Space Method'!C\"&ROUNDDOWN((ROW(A2472)-52)/50,0)+4))","v":""},{"$f":"IF(A2472=\"\",\"\",IF(COUNTIF(CommonSpaceTypes,AQ2472)>0,INDIRECT(\"'Space-by-Space Method'!F\"&ROUNDDOWN((ROW(A2472)-52)/50,0)+4),\"\"))","v":""},{"$f":"IF(A2472=\"\",\"\",IF(COUNTIF(BuildingSpecificSpaceTypes,AQ2472)>0,INDIRECT(\"'Space-by-Space Method'!F\"&ROUNDDOWN((ROW(A2472)-52)/50,0)+4),\"\"))","v":""},{"$f":"IF(A2472=\"\",\"\",INDIRECT(\"'Fixture Schedule'!D\"&MOD(ROW(A2472)-52,50)+9))","v":""},{"$f":"IF(A2472=\"\",\"\",IF(AR2472=\"\",\"\",INDIRECT(\"'Fixture Schedule'!K\"&MOD(ROW(A2472)-52,50)+9)))","v":""},"",{"$f":"IF(A2472=\"\",\"\",INDIRECT(\"'Fixture Schedule'!L\"&MOD(ROW(A2472)-52,50)+9))","v":""},null,null,null,null,null,null,null,null,null,null,null,null,null,{"$f":"INDIRECT(\"'Space-by-Space Method'!\"&SUBSTITUTE(ADDRESS(1,MOD(ROW(A2472)-52,50)+10,4),\"1\",\"\")&ROUNDDOWN((ROW(A2472)-52)/50,0)+4)","v":0},{"$f":"LEFT(INDIRECT(\"'Space-by-Space Method'!BJ\"&ROUNDDOWN((ROW(A2472)-52)/50,0)+4),3)","v":""},{"$f":"INDIRECT(\"'Fixture Schedule'!L\"&MOD(ROW(A2472)-52,50)+9)","v":0},{"$f":"INDIRECT(\"'Fixture Schedule'!O\"&MOD(ROW(A2472)-52,50)+9)","v":0},{"$f":"INDIRECT(\"'Space-by-Space Method'!F\"&ROUNDDOWN((ROW(A2472)-52)/50,0)+4)","v":0},{"$f":"INDIRECT(\"'Fixture Schedule'!L\"&MOD(ROW(A2472)-52,50)+9)","v":0},{"$f":"INDIRECT(\"'Space-by-Space Method'!D\"&ROUNDDOWN((ROW(A2472)-52)/50,0)+4)","v":0},{"$f":"INDIRECT(\"'Space-by-Space Method'!E\"&ROUNDDOWN((ROW(A2472)-52)/50,0)+4)","v":1}]
[{"$f":"IF(InteriorCalcType=2,IF(OR(AM2484=0,AN2484=\"DNQ\")=TRUE,\"\",INDIRECT(\"'Fixture Schedule'!M\"&MOD(ROW(A2484)-52,50)+9)),\"\")","v":""},{"$f":"IF(A2484=\"\",\"\",INDIRECT(\"'Fixture Schedule'!E\"&MOD(ROW(A2484)-52,50)+9))","v":""},{"$f":"IF(A2484=\"\",\"\",INDIRECT(\"'Fixture Schedule'!F\"&MOD(ROW(A2484)-52,50)+9))","v":""},{"$f":"IF(A2484=\"\",\"\",INDIRECT(\"'Fixture Schedule'!L\"&MOD(ROW(A2484)-52,50)+9))","v":""},"",null,null,{"$f":"IF(A2484=\"\",\"\",IF(AP2484=1,Summary!$C$12*(AO2484)/(SUM('Space-by-Space Method'!$BO$4:$BO$78,SUM('Exterior Lighting'!$BL$5:$BL$25))),0))","v":""},{"$f":"IF(A2484=\"\",\"\",IF(START!$B$34=1,INDIRECT(\"'Space-by-Space Method'!\"&SUBSTITUTE(ADDRESS(1,MOD(ROW(A2484)-52,50)+10,4),\"1\",\"\")&ROUNDDOWN((ROW(A2484)-52)/50,0)+4),\"\"))","v":""},{"$f":"IF(A2484=\"\",\"\",IF(AP2484=1,Summary!$F$11*(AO2484)/(SUM('Space-by-Space Method'!$BO$4:$BO$78,SUM('Exterior Lighting'!$BL$5:$BL$25))),0))","v":""},{"$f":"IF(A2484=\"\",\"\",IF(AP2484=1,Summary!$E$11*(AO2484)/(SUM('Space-by-Space Method'!$BO$4:$BO$78,SUM('Exterior Lighting'!$BL$5:$BL$25))),0))","v":""},{"$f":"IF(A2484=\"\",\"\",IF(AP2484=1,Summary!$G$11*(AO2484)/(SUM('Space-by-Space Method'!$BO$4:$BO$78,SUM('Exterior Lighting'!$BL$5:$BL$25))),0))","v":""},{"$f":"IF(A2484=\"\",\"\",IF(AP2484=1,Summary!$H$11*(AO2484)/(SUM('Space-by-Space Method'!$BO$4:$BO$78)),0))","v":""},{"$f":"IF(A2484=\"\",\"\",IF(AP2484=1,Summary!$I$11*(AO2484)/(SUM('Space-by-Space Method'!$BO$4:$BO$78)),0))","v":""},null,null,null,{"$f":"IF(A2484=\"\",\"\",IF(START!$B$34=2,INDIRECT(\"'Space-by-Space Method'!\"&SUBSTITUTE(ADDRESS(1,MOD(ROW(A2484)-52,50)+10,4),\"1\",\"\")&ROUNDDOWN((ROW(A2484)-52)/50,0)+4),\"\"))","v":""},{"$f":"IF(A2484=\"\",\"\",INDIRECT(\"'Space-by-Space Method'!C\"&ROUNDDOWN((ROW(A2484)-52)/50,0)+4))","v":""},{"$f":"IF(A2484=\"\",\"\",IF(COUNTIF(CommonSpaceTypes,AQ2484)>0,INDIRECT(\"'Space-by-Space Method'!F\"&ROUNDDOWN((ROW(A2484)-52)/50,0)+4),\"\"))","v":""},{"$f":"IF(A2484=\"\",\"\",IF(COUNTIF(BuildingSpecificSpaceTypes,AQ2484)>0,INDIRECT(\"'Space-by-Space Method'!F\"&ROUNDDOWN((ROW(A2484)-52)/50,0)+4),\"\"))","v":""},{"$f":"IF(A2484=\"\",\"\",INDIRECT(\"'Fixture Schedule'!D\"&MOD(ROW(A2484)-52,50)+9))","v":""},{"$f":"IF(A2484=\"\",\"\",IF(AR2484=\"\",\"\",INDIRECT(\"'Fixture Schedule'!K\"&MOD(ROW(A2484)-52,50)+9)))","v":""},"",{"$f":"IF(A2484=\"\",\"\",INDIRECT(\"'Fixture Schedule'!L\"&MOD(ROW(A2484)-52,50)+9))","v":""},null,null,null,null,null,null,null,null,null,null,null,null,null,{"$f":"INDIRECT(\"'Space-by-Space Method'!\"&SUBSTITUTE(ADDRESS(1,MOD(ROW(A2484)-52,50)+10,4),\"1\",\"\")&ROUNDDOWN((ROW(A2484)-52)/50,0)+4)","v":0},{"$f":"LEFT(INDIRECT(\"'Space-by-Space Method'!BJ\"&ROUNDDOWN((ROW(A2484)-52)/50,0)+4),3)","v":""},{"$f":"INDIRECT(\"'Fixture Schedule'!L\"&MOD(ROW(A2484)-52,50)+9)","v":0},{"$f":"INDIRECT(\"'Fixture Schedule'!O\"&MOD(ROW(A2484)-52,50)+9)","v":0},{"$f":"INDIRECT(\"'Space-by-Space Method'!F\"&ROUNDDOWN((ROW(A2484)-52)/50,0)+4)","v":0},{"$f":"INDIRECT(\"'Fixture Schedule'!L\"&MOD(ROW(A2484)-52,50)+9)","v":0},{"$f":"INDIRECT(\"'Space-by-Space Method'!D\"&ROUNDDOWN((ROW(A2484)-52)/50,0)+4)","v":0},{"$f":"INDIRECT(\"'Space-by-Space Method'!E\"&ROUNDDOWN((ROW(A2484)-52)/50,0)+4)","v":1}]
[{"$f":"IF(InteriorCalcType=2,IF(OR(AM2491=0,AN2491=\"DNQ\")=TRUE,\"\",INDIRECT(\"'Fixture Schedule'!M\"&MOD(ROW(A2491)-52,50)+9)),\"\")","v":""},{"$f":"IF(A2491=\"\",\"\",INDIRECT(\"'Fixture Schedule'!E\"&MOD(ROW(A2491)-52,50)+9))","v":""},{"$f":"IF(A2491=\"\",\"\",INDIRECT(\"'Fixture Schedule'!F\"&MOD(ROW(A2491)-52,50)+9))","v":""},{"$f":"IF(A2491=\"\",\"\",INDIRECT(\"'Fixture Schedule'!L\"&MOD(ROW(A2491)-52,50)+9))","v":""},"",null,null,{"$f":"IF(A2491=\"\",\"\",IF(AP2491=1,Summary!$C$12*(AO2491)/(SUM('Space-by-Space Method'!$BO$4:$BO$78,SUM('Exterior Lighting'!$BL$5:$BL$25))),0))","v":""},{"$f":"IF(A2491=\"\",\"\",IF(START!$B$34=1,INDIRECT(\"'Space-by-Space Method'!\"&SUBSTITUTE(ADDRESS(1,MOD(ROW(A2491)-52,50)+10,4),\"1\",\"\")&ROUNDDOWN((ROW(A2491)-52)/50,0)+4),\"\"))","v":""},{"$f":"IF(A2491=\"\",\"\",IF(AP2491=1,Summary!$F$11*(AO2491)/(SUM('Space-by-Space Method'!$BO$4:$BO$78,SUM('Exterior Lighting'!$BL$5:$BL$25))),0))","v":""},{"$f":"IF(A2491=\"\",\"\",IF(AP2491=1,Summary!$E$11*(AO2491)/(SUM('Space-by-Space Method'!$BO$4:$BO$78,SUM('Exterior Lighting'!$BL$5:$BL$25))),0))","v":""},{"$f":"IF(A2491=\"\",\"\",IF(AP2491=1,Summary!$G$11*(AO2491)/(SUM('Space-by-Space Method'!$BO$4:$BO$78,SUM('Exterior Lighting'!$BL$5:$BL$25))),0))","v":""},{"$f":"IF(A2491=\"\",\"\",IF(AP2491=1,Summary!$H$11*(AO2491)/(SUM('Space-by-Space Method'!$BO$4:$BO$78)),0))","v":""},{"$f":"IF(A2491=\"\",\"\",IF(AP2491=1,Summary!$I$11*(AO2491)/(SUM('Space-by-Space Method'!$BO$4:$BO$78)),0))","v":""},null,null,null,{"$f":"IF(A2491=\"\",\"\",IF(START!$B$34=2,INDIRECT(\"'Space-by-Space Method'!\"&SUBSTITUTE(ADDRESS(1,MOD(ROW(A2491)-52,50)+10,4),\"1\",\"\")&ROUNDDOWN((ROW(A2491)-52)/50,0)+4),\"\"))","v":""},{"$f":"IF(A2491=\"\",\"\",INDIRECT(\"'Space-by-Space Method'!C\"&ROUNDDOWN((ROW(A2491)-52)/50,0)+4))","v":""},{"$f":"IF(A2491=\"\",\"\",IF(COUNTIF(CommonSpaceTypes,AQ2491)>0,INDIRECT(\"'Space-by-Space Method'!F\"&ROUNDDOWN((ROW(A2491)-52)/50,0)+4),\"\"))","v":""},{"$f":"IF(A2491=\"\",\"\",IF(COUNTIF(BuildingSpecificSpaceTypes,AQ2491)>0,INDIRECT(\"'Space-by-Space Method'!F\"&ROUNDDOWN((ROW(A2491)-52)/50,0)+4),\"\"))","v":""},{"$f":"IF(A2491=\"\",\"\",INDIRECT(\"'Fixture Schedule'!D\"&MOD(ROW(A2491)-52,50)+9))","v":""},{"$f":"IF(A2491=\"\",\"\",IF(AR2491=\"\",\"\",INDIRECT(\"'Fixture Schedule'!K\"&MOD(ROW(A2491)-52,50)+9)))","v":""},"",{"$f":"IF(A2491=\"\",\"\",INDIRECT(\"'Fixture Schedule'!L\"&MOD(ROW(A2491)-52,50)+9))","v":""},null,null,null,null,null,null,null,null,null,null,null,null,null,{"$f":"INDIRECT(\"'Space-by-Space Method'!\"&SUBSTITUTE(ADDRESS(1,MOD(ROW(A2491)-52,50)+10,4),\"1\",\"\")&ROUNDDOWN((ROW(A2491)-52)/50,0)+4)","v":0},{"$f":"LEFT(INDIRECT(\"'Space-by-Space Method'!BJ\"&ROUNDDOWN((ROW(A2491)-52)/50,0)+4),3)","v":""},{"$f":"INDIRECT(\"'Fixture Schedule'!L\"&MOD(ROW(A2491)-52,50)+9)","v":0},{"$f":"INDIRECT(\"'Fixture Schedule'!O\"&MOD(ROW(A2491)-52,50)+9)","v":0},{"$f":"INDIRECT(\"'Space-by-Space Method'!F\"&ROUNDDOWN((ROW(A2491)-52)/50,0)+4)","v":0},{"$f":"INDIRECT(\"'Fixture Schedule'!L\"&MOD(ROW(A2491)-52,50)+9)","v":0},{"$f":"INDIRECT(\"'Space-by-Space Method'!D\"&ROUNDDOWN((ROW(A2491)-52)/50,0)+4)","v":0},{"$f":"INDIRECT(\"'Space-by-Space Method'!E\"&ROUNDDOWN((ROW(A2491)-52)/50,0)+4)","v":1}]
[{"$f":"IF(InteriorCalcType=2,IF(OR(AM2502=0,AN2502=\"DNQ\")=TRUE,\"\",INDIRECT(\"'Fixture Schedule'!M\"&MOD(ROW(A2502)-52,50)+9)),\"\")","v":""},{"$f":"IF(A2502=\"\",\"\",INDIRECT(\"'Fixture Schedule'!E\"&MOD(ROW(A2502)-52,50)+9))","v":""},{"$f":"IF(A2502=\"\",\"\",INDIRECT(\"'Fixture Schedule'!F\"&MOD(ROW(A2502)-52,50)+9))","v":""},{"$f":"IF(A2502=\"\",\"\",INDIRECT(\"'Fixture Schedule'!L\"&MOD(ROW(A2502)-52,50)+9))","v":""},"",null,null,{"$f":"IF(A2502=\"\",\"\",IF(AP2502=1,Summary!$C$12*(AO2502)/(SUM('Space-by-Space Method'!$BO$4:$BO$78,SUM('Exterior Lighting'!$BL$5:$BL$25))),0))","v":""},{"$f":"IF(A2502=\"\",\"\",IF(START!$B$34=1,INDIRECT(\"'Space-by-Space Method'!\"&SUBSTITUTE(ADDRESS(1,MOD(ROW(A2502)-52,50)+10,4),\"1\",\"\")&ROUNDDOWN((ROW(A2502)-52)/50,0)+4),\"\"))","v":""},{"$f":"IF(A2502=\"\",\"\",IF(AP2502=1,Summary!$F$11*(AO2502)/(SUM('Space-by-Space Method'!$BO$4:$BO$78,SUM('Exterior Lighting'!$BL$5:$BL$25))),0))","v":""},{"$f":"IF(A2502=\"\",\"\",IF(AP2502=1,Summary!$E$11*(AO2502)/(SUM('Space-by-Space Method'!$BO$4:$BO$78,SUM('Exterior Lighting'!$BL$5:$BL$25))),0))","v":""},{"$f":"IF(A2502=\"\",\"\",IF(AP2502=1,Summary!$G$11*(AO2502)/(SUM('Space-by-Space Method'!$BO$4:$BO$78,SUM('Exterior Lighting'!$BL$5:$BL$25))),0))","v":""},{"$f":"IF(A2502=\"\",\"\",IF(AP2502=1,Summary!$H$11*(AO2502)/(SUM('Space-by-Space Method'!$BO$4:$BO$78)),0))","v":""},{"$f":"IF(A2502=\"\",\"\",IF(AP2502=1,Summary!$I$11*(AO2502)/(SUM('Space-by-Space Method'!$BO$4:$BO$78)),0))","v":""},null,null,null,{"$f":"IF(A2502=\"\",\"\",IF(START!$B$34=2,INDIRECT(\"'Space-by-Space Method'!\"&SUBSTITUTE(ADDRESS(1,MOD(ROW(A2502)-52,50)+10,4),\"1\",\"\")&ROUNDDOWN((ROW(A2502)-52)/50,0)+4),\"\"))","v":""},{"$f":"IF(A2502=\"\",\"\",INDIRECT(\"'Space-by-Space Method'!C\"&ROUNDDOWN((ROW(A2502)-52)/50,0)+4))","v":""},{"$f":"IF(A2502=\"\",\"\",IF(COUNTIF(CommonSpaceTypes,AQ2502)>0,INDIRECT(\"'Space-by-Space Method'!F\"&ROUNDDOWN((ROW(A2502)-52)/50,0)+4),\"\"))","v":""},{"$f":"IF(A2502=\"\",\"\",IF(COUNTIF(BuildingSpecificSpaceTypes,AQ2502)>0,INDIRECT(\"'Space-by-Space Method'!F\"&ROUNDDOWN((ROW(A2502)-52)/50,0)+4),\"\"))","v":""},{"$f":"IF(A2502=\"\",\"\",INDIRECT(\"'Fixture Schedule'!D\"&MOD(ROW(A2502)-52,50)+9))","v":""},{"$f":"IF(A2502=\"\",\"\",IF(AR2502=\"\",\"\",INDIRECT(\"'Fixture Schedule'!K\"&MOD(ROW(A2502)-52,50)+9)))","v":""},"",{"$f":"IF(A2502=\"\",\"\",INDIRECT(\"'Fixture Schedule'!L\"&MOD(ROW(A2502)-52,50)+9))","v":""},null,null,null,null,null,null,null,null,null,null,null,null,null,{"$f":"INDIRECT(\"'Space-by-Space Method'!\"&SUBSTITUTE(ADDRESS(1,MOD(ROW(A2502)-52,50)+10,4),\"1\",\"\")&ROUNDDOWN((ROW(A2502)-52)/50,0)+4)","v":0},{"$f":"LEFT(INDIRECT(\"'Space-by-Space Method'!BJ\"&ROUNDDOWN((ROW(A2502)-52)/50,0)+4),3)","v":""},{"$f":"INDIRECT(\"'Fixture Schedule'!L\"&MOD(ROW(A2502)-52,50)+9)","v":0},{"$f":"INDIRECT(\"'Fixture Schedule'!O\"&MOD(ROW(A2502)-52,50)+9)","v":0},{"$f":"INDIRECT(\"'Space-by-Space Method'!F\"&ROUNDDOWN((ROW(A2502)-52)/50,0)+4)","v":0},{"$f":"INDIRECT(\"'Fixture Schedule'!L\"&MOD(ROW(A2502)-52,50)+9)","v":0},{"$f":"INDIRECT(\"'Space-by-Space Method'!D\"&ROUNDDOWN((ROW(A2502)-52)/50,0)+4)","v":0},{"$f":"INDIRECT(\"'Space-by-Space Method'!E\"&ROUNDDOWN((ROW(A2502)-52)/50,0)+4)","v":1}]
[{"$f":"IF(InteriorCalcType=2,IF(OR(AM2510=0,AN2510=\"DNQ\")=TRUE,\"\",INDIRECT(\"'Fixture Schedule'!M\"&MOD(ROW(A2510)-52,50)+9)),\"\")","v":""},{"$f":"IF(A2510=\"\",\"\",INDIRECT(\"'Fixture Schedule'!E\"&MOD(ROW(A2510)-52,50)+9))","v":""},{"$f":"IF(A2510=\"\",\"\",INDIRECT(\"'Fixture Schedule'!F\"&MOD(ROW(A2510)-52,50)+9))","v":""},{"$f":"IF(A2510=\"\",\"\",INDIRECT(\"'Fixture Schedule'!L\"&MOD(ROW(A2510)-52,50)+9))","v":""},"",null,null,{"$f":"IF(A2510=\"\",\"\",IF(AP2510=1,Summary!$C$12*(AO2510)/(SUM('Space-by-Space Method'!$BO$4:$BO$78,SUM('Exterior Lighting'!$BL$5:$BL$25))),0))","v":""},{"$f":"IF(A2510=\"\",\"\",IF(START!$B$34=1,INDIRECT(\"'Space-by-Space Method'!\"&SUBSTITUTE(ADDRESS(1,MOD(ROW(A2510)-52,50)+10,4),\"1\",\"\")&ROUNDDOWN((ROW(A2510)-52)/50,0)+4),\"\"))","v":""},{"$f":"IF(A2510=\"\",\"\",IF(AP2510=1,Summary!$F$11*(AO2510)/(SUM('Space-by-Space Method'!$BO$4:$BO$78,SUM('Exterior Lighting'!$BL$5:$BL$25))),0))","v":""},{"$f":"IF(A2510=\"\",\"\",IF(AP2510=1,Summary!$E$11*(AO2510)/(SUM('Space-by-Space Method'!$BO$4:$BO$78,SUM('Exterior Lighting'!$BL$5:$BL$25))),0))","v":""},{"$f":"IF(A2510=\"\",\"\",IF(AP2510=1,Summary!$G$11*(AO2510)/(SUM('Space-by-Space Method'!$BO$4:$BO$78,SUM('Exterior Lighting'!$BL$5:$BL$25))),0))","v":""},{"$f":"IF(A2510=\"\",\"\",IF(AP2510=1,Summary!$H$11*(AO2510)/(SUM('Space-by-Space Method'!$BO$4:$BO$78)),0))","v":""},{"$f":"IF(A2510=\"\",\"\",IF(AP2510=1,Summary!$I$11*(AO2510)/(SUM('Space-by-Space Method'!$BO$4:$BO$78)),0))","v":""},null,null,null,{"$f":"IF(A2510=\"\",\"\",IF(START!$B$34=2,INDIRECT(\"'Space-by-Space Method'!\"&SUBSTITUTE(ADDRESS(1,MOD(ROW(A2510)-52,50)+10,4),\"1\",\"\")&ROUNDDOWN((ROW(A2510)-52)/50,0)+4),\"\"))","v":""},{"$f":"IF(A2510=\"\",\"\",INDIRECT(\"'Space-by-Space Method'!C\"&ROUNDDOWN((ROW(A2510)-52)/50,0)+4))","v":""},{"$f":"IF(A2510=\"\",\"\",IF(COUNTIF(CommonSpaceTypes,AQ2510)>0,INDIRECT(\"'Space-by-Space Method'!F\"&ROUNDDOWN((ROW(A2510)-52)/50,0)+4),\"\"))","v":""},{"$f":"IF(A2510=\"\",\"\",IF(COUNTIF(BuildingSpecificSpaceTypes,AQ2510)>0,INDIRECT(\"'Space-by-Space Method'!F\"&ROUNDDOWN((ROW(A2510)-52)/50,0)+4),\"\"))","v":""},{"$f":"IF(A2510=\"\",\"\",INDIRECT(\"'Fixture Schedule'!D\"&MOD(ROW(A2510)-52,50)+9))","v":""},{"$f":"IF(A2510=\"\",\"\",IF(AR2510=\"\",\"\",INDIRECT(\"'Fixture Schedule'!K\"&MOD(ROW(A2510)-52,50)+9)))","v":""},"",{"$f":"IF(A2510=\"\",\"\",INDIRECT(\"'Fixture Schedule'!L\"&MOD(ROW(A2510)-52,50)+9))","v":""},null,null,null,null,null,null,null,null,null,null,null,null,null,{"$f":"INDIRECT(\"'Space-by-Space Method'!\"&SUBSTITUTE(ADDRESS(1,MOD(ROW(A2510)-52,50)+10,4),\"1\",\"\")&ROUNDDOWN((ROW(A2510)-52)/50,0)+4)","v":0},{"$f":"LEFT(INDIRECT(\"'Space-by-Space Method'!BJ\"&ROUNDDOWN((ROW(A2510)-52)/50,0)+4),3)","v":""},{"$f":"INDIRECT(\"'Fixture Schedule'!L\"&MOD(ROW(A2510)-52,50)+9)","v":0},{"$f":"INDIRECT(\"'Fixture Schedule'!O\"&MOD(ROW(A2510)-52,50)+9)","v":0},{"$f":"INDIRECT(\"'Space-by-Space Method'!F\"&ROUNDDOWN((ROW(A2510)-52)/50,0)+4)","v":0},{"$f":"INDIRECT(\"'Fixture Schedule'!L\"&MOD(ROW(A2510)-52,50)+9)","v":0},{"$f":"INDIRECT(\"'Space-by-Space Method'!D\"&ROUNDDOWN((ROW(A2510)-52)/50,0)+4)","v":0},{"$f":"INDIRECT(\"'Space-by-Space Method'!E\"&ROUNDDOWN((ROW(A2510)-52)/50,0)+4)","v":1}]
[{"$f":"IF(InteriorCalcType=2,IF(OR(AM2516=0,AN2516=\"DNQ\")=TRUE,\"\",INDIRECT(\"'Fixture Schedule'!M\"&MOD(ROW(A2516)-52,50)+9)),\"\")","v":""},{"$f":"IF(A2516=\"\",\"\",INDIRECT(\"'Fixture Schedule'!E\"&MOD(ROW(A2516)-52,50)+9))","v":""},{"$f":"IF(A2516=\"\",\"\",INDIRECT(\"'Fixture Schedule'!F\"&MOD(ROW(A2516)-52,50)+9))","v":""},{"$f":"IF(A2516=\"\",\"\",INDIRECT(\"'Fixture Schedule'!L\"&MOD(ROW(A2516)-52,50)+9))","v":""},"",null,null,{"$f":"IF(A2516=\"\",\"\",IF(AP2516=1,Summary!$C$12*(AO2516)/(SUM('Space-by-Space Method'!$BO$4:$BO$78,SUM('Exterior Lighting'!$BL$5:$BL$25))),0))","v":""},{"$f":"IF(A2516=\"\",\"\",IF(START!$B$34=1,INDIRECT(\"'Space-by-Space Method'!\"&SUBSTITUTE(ADDRESS(1,MOD(ROW(A2516)-52,50)+10,4),\"1\",\"\")&ROUNDDOWN((ROW(A2516)-52)/50,0)+4),\"\"))","v":""},{"$f":"IF(A2516=\"\",\"\",IF(AP2516=1,Summary!$F$11*(AO2516)/(SUM('Space-by-Space Method'!$BO$4:$BO$78,SUM('Exterior Lighting'!$BL$5:$BL$25))),0))","v":""},{"$f":"IF(A2516=\"\",\"\",IF(AP2516=1,Summary!$E$11*(AO2516)/(SUM('Space-by-Space Method'!$BO$4:$BO$78,SUM('Exterior Lighting'!$BL$5:$BL$25))),0))","v":""},{"$f":"IF(A2516=\"\",\"\",IF(AP2516=1,Summary!$G$11*(AO2516)/(SUM('Space-by-Space Method'!$BO$4:$BO$78,SUM('Exterior Lighting'!$BL$5:$BL$25))),0))","v":""},{"$f":"IF(A2516=\"\",\"\",IF(AP2516=1,Summary!$H$11*(AO2516)/(SUM('Space-by-Space Method'!$BO$4:$BO$78)),0))","v":""},{"$f":"IF(A2516=\"\",\"\",IF(AP2516=1,Summary!$I$11*(AO2516)/(SUM('Space-by-Space Method'!$BO$4:$BO$78)),0))","v":""},null,null,null,{"$f":"IF(A2516=\"\",\"\",IF(START!$B$34=2,INDIRECT(\"'Space-by-Space Method'!\"&SUBSTITUTE(ADDRESS(1,MOD(ROW(A2516)-52,50)+10,4),\"1\",\"\")&ROUNDDOWN((ROW(A2516)-52)/50,0)+4),\"\"))","v":""},{"$f":"IF(A2516=\"\",\"\",INDIRECT(\"'Space-by-Space Method'!C\"&ROUNDDOWN((ROW(A2516)-52)/50,0)+4))","v":""},{"$f":"IF(A2516=\"\",\"\",IF(COUNTIF(CommonSpaceTypes,AQ2516)>0,INDIRECT(\"'Space-by-Space Method'!F\"&ROUNDDOWN((ROW(A2516)-52)/50,0)+4),\"\"))","v":""},{"$f":"IF(A2516=\"\",\"\",IF(COUNTIF(BuildingSpecificSpaceTypes,AQ2516)>0,INDIRECT(\"'Space-by-Space Method'!F\"&ROUNDDOWN((ROW(A2516)-52)/50,0)+4),\"\"))","v":""},{"$f":"IF(A2516=\"\",\"\",INDIRECT(\"'Fixture Schedule'!D\"&MOD(ROW(A2516)-52,50)+9))","v":""},{"$f":"IF(A2516=\"\",\"\",IF(AR2516=\"\",\"\",INDIRECT(\"'Fixture Schedule'!K\"&MOD(ROW(A2516)-52,50)+9)))","v":""},"",{"$f":"IF(A2516=\"\",\"\",INDIRECT(\"'Fixture Schedule'!L\"&MOD(ROW(A2516)-52,50)+9))","v":""},null,null,null,null,null,null,null,null,null,null,null,null,null,{"$f":"INDIRECT(\"'Space-by-Space Method'!\"&SUBSTITUTE(ADDRESS(1,MOD(ROW(A2516)-52,50)+10,4),\"1\",\"\")&ROUNDDOWN((ROW(A2516)-52)/50,0)+4)","v":0},{"$f":"LEFT(INDIRECT(\"'Space-by-Space Method'!BJ\"&ROUNDDOWN((ROW(A2516)-52)/50,0)+4),3)","v":""},{"$f":"INDIRECT(\"'Fixture Schedule'!L\"&MOD(ROW(A2516)-52,50)+9)","v":0},{"$f":"INDIRECT(\"'Fixture Schedule'!O\"&MOD(ROW(A2516)-52,50)+9)","v":0},{"$f":"INDIRECT(\"'Space-by-Space Method'!F\"&ROUNDDOWN((ROW(A2516)-52)/50,0)+4)","v":0},{"$f":"INDIRECT(\"'Fixture Schedule'!L\"&MOD(ROW(A2516)-52,50)+9)","v":0},{"$f":"INDIRECT(\"'Space-by-Space Method'!D\"&ROUNDDOWN((ROW(A2516)-52)/50,0)+4)","v":0},{"$f":"INDIRECT(\"'Space-by-Space Method'!E\"&ROUNDDOWN((ROW(A2516)-52)/50,0)+4)","v":1}]
[{"$f":"IF(InteriorCalcType=2,IF(OR(AM2521=0,AN2521=\"DNQ\")=TRUE,\"\",INDIRECT(\"'Fixture Schedule'!M\"&MOD(ROW(A2521)-52,50)+9)),\"\")","v":""},{"$f":"IF(A2521=\"\",\"\",INDIRECT(\"'Fixture Schedule'!E\"&MOD(ROW(A2521)-52,50)+9))","v":""},{"$f":"IF(A2521=\"\",\"\",INDIRECT(\"'Fixture Schedule'!F\"&MOD(ROW(A2521)-52,50)+9))","v":""},{"$f":"IF(A2521=\"\",\"\",INDIRECT(\"'Fixture Schedule'!L\"&MOD(ROW(A2521)-52,50)+9))","v":""},"",null,null,{"$f":"IF(A2521=\"\",\"\",IF(AP2521=1,Summary!$C$12*(AO2521)/(SUM('Space-by-Space Method'!$BO$4:$BO$78,SUM('Exterior Lighting'!$BL$5:$BL$25))),0))","v":""},{"$f":"IF(A2521=\"\",\"\",IF(START!$B$34=1,INDIRECT(\"'Space-by-Space Method'!\"&SUBSTITUTE(ADDRESS(1,MOD(ROW(A2521)-52,50)+10,4),\"1\",\"\")&ROUNDDOWN((ROW(A2521)-52)/50,0)+4),\"\"))","v":""},{"$f":"IF(A2521=\"\",\"\",IF(AP2521=1,Summary!$F$11*(AO2521)/(SUM('Space-by-Space Method'!$BO$4:$BO$78,SUM('Exterior Lighting'!$BL$5:$BL$25))),0))","v":""},{"$f":"IF(A2521=\"\",\"\",IF(AP2521=1,Summary!$E$11*(AO2521)/(SUM('Space-by-Space Method'!$BO$4:$BO$78,SUM('Exterior Lighting'!$BL$5:$BL$25))),0))","v":""},{"$f":"IF(A2521=\"\",\"\",IF(AP2521=1,Summary!$G$11*(AO2521)/(SUM('Space-by-Space Method'!$BO$4:$BO$78,SUM('Exterior Lighting'!$BL$5:$BL$25))),0))","v":""},{"$f":"IF(A2521=\"\",\"\",IF(AP2521=1,Summary!$H$11*(AO2521)/(SUM('Space-by-Space Method'!$BO$4:$BO$78)),0))","v":""},{"$f":"IF(A2521=\"\",\"\",IF(AP2521=1,Summary!$I$11*(AO2521)/(SUM('Space-by-Space Method'!$BO$4:$BO$78)),0))","v":""},null,null,null,{"$f":"IF(A2521=\"\",\"\",IF(START!$B$34=2,INDIRECT(\"'Space-by-Space Method'!\"&SUBSTITUTE(ADDRESS(1,MOD(ROW(A2521)-52,50)+10,4),\"1\",\"\")&ROUNDDOWN((ROW(A2521)-52)/50,0)+4),\"\"))","v":""},{"$f":"IF(A2521=\"\",\"\",INDIRECT(\"'Space-by-Space Method'!C\"&ROUNDDOWN((ROW(A2521)-52)/50,0)+4))","v":""},{"$f":"IF(A2521=\"\",\"\",IF(COUNTIF(CommonSpaceTypes,AQ2521)>0,INDIRECT(\"'Space-by-Space Method'!F\"&ROUNDDOWN((ROW(A2521)-52)/50,0)+4),\"\"))","v":""},{"$f":"IF(A2521=\"\",\"\",IF(COUNTIF(BuildingSpecificSpaceTypes,AQ2521)>0,INDIRECT(\"'Space-by-Space Method'!F\"&ROUNDDOWN((ROW(A2521)-52)/50,0)+4),\"\"))","v":""},{"$f":"IF(A2521=\"\",\"\",INDIRECT(\"'Fixture Schedule'!D\"&MOD(ROW(A2521)-52,50)+9))","v":""},{"$f":"IF(A2521=\"\",\"\",IF(AR2521=\"\",\"\",INDIRECT(\"'Fixture Schedule'!K\"&MOD(ROW(A2521)-52,50)+9)))","v":""},"",{"$f":"IF(A2521=\"\",\"\",INDIRECT(\"'Fixture Schedule'!L\"&MOD(ROW(A2521)-52,50)+9))","v":""},null,null,null,null,null,null,null,null,null,null,null,null,null,{"$f":"INDIRECT(\"'Space-by-Space Method'!\"&SUBSTITUTE(ADDRESS(1,MOD(ROW(A2521)-52,50)+10,4),\"1\",\"\")&ROUNDDOWN((ROW(A2521)-52)/50,0)+4)","v":0},{"$f":"LEFT(INDIRECT(\"'Space-by-Space Method'!BJ\"&ROUNDDOWN((ROW(A2521)-52)/50,0)+4),3)","v":""},{"$f":"INDIRECT(\"'Fixture Schedule'!L\"&MOD(ROW(A2521)-52,50)+9)","v":0},{"$f":"INDIRECT(\"'Fixture Schedule'!O\"&MOD(ROW(A2521)-52,50)+9)","v":0},{"$f":"INDIRECT(\"'Space-by-Space Method'!F\"&ROUNDDOWN((ROW(A2521)-52)/50,0)+4)","v":0},{"$f":"INDIRECT(\"'Fixture Schedule'!L\"&MOD(ROW(A2521)-52,50)+9)","v":0},{"$f":"INDIRECT(\"'Space-by-Space Method'!D\"&ROUNDDOWN((ROW(A2521)-52)/50,0)+4)","v":0},{"$f":"INDIRECT(\"'Space-by-Space Method'!E\"&ROUNDDOWN((ROW(A2521)-52)/50,0)+4)","v":1}]
[{"$f":"IF(InteriorCalcType=2,IF(OR(AM2530=0,AN2530=\"DNQ\")=TRUE,\"\",INDIRECT(\"'Fixture Schedule'!M\"&MOD(ROW(A2530)-52,50)+9)),\"\")","v":""},{"$f":"IF(A2530=\"\",\"\",INDIRECT(\"'Fixture Schedule'!E\"&MOD(ROW(A2530)-52,50)+9))","v":""},{"$f":"IF(A2530=\"\",\"\",INDIRECT(\"'Fixture Schedule'!F\"&MOD(ROW(A2530)-52,50)+9))","v":""},{"$f":"IF(A2530=\"\",\"\",INDIRECT(\"'Fixture Schedule'!L\"&MOD(ROW(A2530)-52,50)+9))","v":""},"",null,null,{"$f":"IF(A2530=\"\",\"\",IF(AP2530=1,Summary!$C$12*(AO2530)/(SUM('Space-by-Space Method'!$BO$4:$BO$78,SUM('Exterior Lighting'!$BL$5:$BL$25))),0))","v":""},{"$f":"IF(A2530=\"\",\"\",IF(START!$B$34=1,INDIRECT(\"'Space-by-Space Method'!\"&SUBSTITUTE(ADDRESS(1,MOD(ROW(A2530)-52,50)+10,4),\"1\",\"\")&ROUNDDOWN((ROW(A2530)-52)/50,0)+4),\"\"))","v":""},{"$f":"IF(A2530=\"\",\"\",IF(AP2530=1,Summary!$F$11*(AO2530)/(SUM('Space-by-Space Method'!$BO$4:$BO$78,SUM('Exterior Lighting'!$BL$5:$BL$25))),0))","v":""},{"$f":"IF(A2530=\"\",\"\",IF(AP2530=1,Summary!$E$11*(AO2530)/(SUM('Space-by-Space Method'!$BO$4:$BO$78,SUM('Exterior Lighting'!$BL$5:$BL$25))),0))","v":""},{"$f":"IF(A2530=\"\",\"\",IF(AP2530=1,Summary!$G$11*(AO2530)/(SUM('Space-by-Space Method'!$BO$4:$BO$78,SUM('Exterior Lighting'!$BL$5:$BL$25))),0))","v":""},{"$f":"IF(A2530=\"\",\"\",IF(AP2530=1,Summary!$H$11*(AO2530)/(SUM('Space-by-Space Method'!$BO$4:$BO$78)),0))","v":""},{"$f":"IF(A2530=\"\",\"\",IF(AP2530=1,Summary!$I$11*(AO2530)/(SUM('Space-by-Space Method'!$BO$4:$BO$78)),0))","v":""},null,null,null,{"$f":"IF(A2530=\"\",\"\",IF(START!$B$34=2,INDIRECT(\"'Space-by-Space Method'!\"&SUBSTITUTE(ADDRESS(1,MOD(ROW(A2530)-52,50)+10,4),\"1\",\"\")&ROUNDDOWN((ROW(A2530)-52)/50,0)+4),\"\"))","v":""},{"$f":"IF(A2530=\"\",\"\",INDIRECT(\"'Space-by-Space Method'!C\"&ROUNDDOWN((ROW(A2530)-52)/50,0)+4))","v":""},{"$f":"IF(A2530=\"\",\"\",IF(COUNTIF(CommonSpaceTypes,AQ2530)>0,INDIRECT(\"'Space-by-Space Method'!F\"&ROUNDDOWN((ROW(A2530)-52)/50,0)+4),\"\"))","v":""},{"$f":"IF(A2530=\"\",\"\",IF(COUNTIF(BuildingSpecificSpaceTypes,AQ2530)>0,INDIRECT(\"'Space-by-Space Method'!F\"&ROUNDDOWN((ROW(A2530)-52)/50,0)+4),\"\"))","v":""},{"$f":"IF(A2530=\"\",\"\",INDIRECT(\"'Fixture Schedule'!D\"&MOD(ROW(A2530)-52,50)+9))","v":""},{"$f":"IF(A2530=\"\",\"\",IF(AR2530=\"\",\"\",INDIRECT(\"'Fixture Schedule'!K\"&MOD(ROW(A2530)-52,50)+9)))","v":""},"",{"$f":"IF(A2530=\"\",\"\",INDIRECT(\"'Fixture Schedule'!L\"&MOD(ROW(A2530)-52,50)+9))","v":""},null,null,null,null,null,null,null,null,null,null,null,null,null,{"$f":"INDIRECT(\"'Space-by-Space Method'!\"&SUBSTITUTE(ADDRESS(1,MOD(ROW(A2530)-52,50)+10,4),\"1\",\"\")&ROUNDDOWN((ROW(A2530)-52)/50,0)+4)","v":0},{"$f":"LEFT(INDIRECT(\"'Space-by-Space Method'!BJ\"&ROUNDDOWN((ROW(A2530)-52)/50,0)+4),3)","v":""},{"$f":"INDIRECT(\"'Fixture Schedule'!L\"&MOD(ROW(A2530)-52,50)+9)","v":0},{"$f":"INDIRECT(\"'Fixture Schedule'!O\"&MOD(ROW(A2530)-52,50)+9)","v":0},{"$f":"INDIRECT(\"'Space-by-Space Method'!F\"&ROUNDDOWN((ROW(A2530)-52)/50,0)+4)","v":0},{"$f":"INDIRECT(\"'Fixture Schedule'!L\"&MOD(ROW(A2530)-52,50)+9)","v":0},{"$f":"INDIRECT(\"'Space-by-Space Method'!D\"&ROUNDDOWN((ROW(A2530)-52)/50,0)+4)","v":0},{"$f":"INDIRECT(\"'Space-by-Space Method'!E\"&ROUNDDOWN((ROW(A2530)-52)/50,0)+4)","v":1}]
[{"$f":"IF(InteriorCalcType=2,IF(OR(AM2540=0,AN2540=\"DNQ\")=TRUE,\"\",INDIRECT(\"'Fixture Schedule'!M\"&MOD(ROW(A2540)-52,50)+9)),\"\")","v":""},{"$f":"IF(A2540=\"\",\"\",INDIRECT(\"'Fixture Schedule'!E\"&MOD(ROW(A2540)-52,50)+9))","v":""},{"$f":"IF(A2540=\"\",\"\",INDIRECT(\"'Fixture Schedule'!F\"&MOD(ROW(A2540)-52,50)+9))","v":""},{"$f":"IF(A2540=\"\",\"\",INDIRECT(\"'Fixture Schedule'!L\"&MOD(ROW(A2540)-52,50)+9))","v":""},"",null,null,{"$f":"IF(A2540=\"\",\"\",IF(AP2540=1,Summary!$C$12*(AO2540)/(SUM('Space-by-Space Method'!$BO$4:$BO$78,SUM('Exterior Lighting'!$BL$5:$BL$25))),0))","v":""},{"$f":"IF(A2540=\"\",\"\",IF(START!$B$34=1,INDIRECT(\"'Space-by-Space Method'!\"&SUBSTITUTE(ADDRESS(1,MOD(ROW(A2540)-52,50)+10,4),\"1\",\"\")&ROUNDDOWN((ROW(A2540)-52)/50,0)+4),\"\"))","v":""},{"$f":"IF(A2540=\"\",\"\",IF(AP2540=1,Summary!$F$11*(AO2540)/(SUM('Space-by-Space Method'!$BO$4:$BO$78,SUM('Exterior Lighting'!$BL$5:$BL$25))),0))","v":""},{"$f":"IF(A2540=\"\",\"\",IF(AP2540=1,Summary!$E$11*(AO2540)/(SUM('Space-by-Space Method'!$BO$4:$BO$78,SUM('Exterior Lighting'!$BL$5:$BL$25))),0))","v":""},{"$f":"IF(A2540=\"\",\"\",IF(AP2540=1,Summary!$G$11*(AO2540)/(SUM('Space-by-Space Method'!$BO$4:$BO$78,SUM('Exterior Lighting'!$BL$5:$BL$25))),0))","v":""},{"$f":"IF(A2540=\"\",\"\",IF(AP2540=1,Summary!$H$11*(AO2540)/(SUM('Space-by-Space Method'!$BO$4:$BO$78)),0))","v":""},{"$f":"IF(A2540=\"\",\"\",IF(AP2540=1,Summary!$I$11*(AO2540)/(SUM('Space-by-Space Method'!$BO$4:$BO$78)),0))","v":""},null,null,null,{"$f":"IF(A2540=\"\",\"\",IF(START!$B$34=2,INDIRECT(\"'Space-by-Space Method'!\"&SUBSTITUTE(ADDRESS(1,MOD(ROW(A2540)-52,50)+10,4),\"1\",\"\")&ROUNDDOWN((ROW(A2540)-52)/50,0)+4),\"\"))","v":""},{"$f":"IF(A2540=\"\",\"\",INDIRECT(\"'Space-by-Space Method'!C\"&ROUNDDOWN((ROW(A2540)-52)/50,0)+4))","v":""},{"$f":"IF(A2540=\"\",\"\",IF(COUNTIF(CommonSpaceTypes,AQ2540)>0,INDIRECT(\"'Space-by-Space Method'!F\"&ROUNDDOWN((ROW(A2540)-52)/50,0)+4),\"\"))","v":""},{"$f":"IF(A2540=\"\",\"\",IF(COUNTIF(BuildingSpecificSpaceTypes,AQ2540)>0,INDIRECT(\"'Space-by-Space Method'!F\"&ROUNDDOWN((ROW(A2540)-52)/50,0)+4),\"\"))","v":""},{"$f":"IF(A2540=\"\",\"\",INDIRECT(\"'Fixture Schedule'!D\"&MOD(ROW(A2540)-52,50)+9))","v":""},{"$f":"IF(A2540=\"\",\"\",IF(AR2540=\"\",\"\",INDIRECT(\"'Fixture Schedule'!K\"&MOD(ROW(A2540)-52,50)+9)))","v":""},"",{"$f":"IF(A2540=\"\",\"\",INDIRECT(\"'Fixture Schedule'!L\"&MOD(ROW(A2540)-52,50)+9))","v":""},null,null,null,null,null,null,null,null,null,null,null,null,null,{"$f":"INDIRECT(\"'Space-by-Space Method'!\"&SUBSTITUTE(ADDRESS(1,MOD(ROW(A2540)-52,50)+10,4),\"1\",\"\")&ROUNDDOWN((ROW(A2540)-52)/50,0)+4)","v":0},{"$f":"LEFT(INDIRECT(\"'Space-by-Space Method'!BJ\"&ROUNDDOWN((ROW(A2540)-52)/50,0)+4),3)","v":""},{"$f":"INDIRECT(\"'Fixture Schedule'!L\"&MOD(ROW(A2540)-52,50)+9)","v":0},{"$f":"INDIRECT(\"'Fixture Schedule'!O\"&MOD(ROW(A2540)-52,50)+9)","v":0},{"$f":"INDIRECT(\"'Space-by-Space Method'!F\"&ROUNDDOWN((ROW(A2540)-52)/50,0)+4)","v":0},{"$f":"INDIRECT(\"'Fixture Schedule'!L\"&MOD(ROW(A2540)-52,50)+9)","v":0},{"$f":"INDIRECT(\"'Space-by-Space Method'!D\"&ROUNDDOWN((ROW(A2540)-52)/50,0)+4)","v":0},{"$f":"INDIRECT(\"'Space-by-Space Method'!E\"&ROUNDDOWN((ROW(A2540)-52)/50,0)+4)","v":1}]
[{"$f":"IF(InteriorCalcType=2,IF(OR(AM2549=0,AN2549=\"DNQ\")=TRUE,\"\",INDIRECT(\"'Fixture Schedule'!M\"&MOD(ROW(A2549)-52,50)+9)),\"\")","v":""},{"$f":"IF(A2549=\"\",\"\",INDIRECT(\"'Fixture Schedule'!E\"&MOD(ROW(A2549)-52,50)+9))","v":""},{"$f":"IF(A2549=\"\",\"\",INDIRECT(\"'Fixture Schedule'!F\"&MOD(ROW(A2549)-52,50)+9))","v":""},{"$f":"IF(A2549=\"\",\"\",INDIRECT(\"'Fixture Schedule'!L\"&MOD(ROW(A2549)-52,50)+9))","v":""},{"$f":"IF(A2549=\"\",\"\",\"Watts\")","v":""},null,null,{"$f":"IF(A2549=\"\",\"\",IF(AP2549=1,Summary!$C$12*(AO2549)/(SUM('Space-by-Space Method'!$BO$4:$BO$78,SUM('Exterior Lighting'!$BL$5:$BL$25))),0))","v":""},{"$f":"IF(A2549=\"\",\"\",IF(START!$B$34=1,INDIRECT(\"'Space-by-Space Method'!\"&SUBSTITUTE(ADDRESS(1,MOD(ROW(A2549)-52,50)+10,4),\"1\",\"\")&ROUNDDOWN((ROW(A2549)-52)/50,0)+4),\"\"))","v":""},{"$f":"IF(A2549=\"\",\"\",IF(AP2549=1,Summary!$F$11*(AO2549)/(SUM('Space-by-Space Method'!$BO$4:$BO$78,SUM('Exterior Lighting'!$BL$5:$BL$25))),0))","v":""},{"$f":"IF(A2549=\"\",\"\",IF(AP2549=1,Summary!$E$11*(AO2549)/(SUM('Space-by-Space Method'!$BO$4:$BO$78,SUM('Exterior Lighting'!$BL$5:$BL$25))),0))","v":""},{"$f":"IF(A2549=\"\",\"\",IF(AP2549=1,Summary!$G$11*(AO2549)/(SUM('Space-by-Space Method'!$BO$4:$BO$78,SUM('Exterior Lighting'!$BL$5:$BL$25))),0))","v":""},{"$f":"IF(A2549=\"\",\"\",IF(AP2549=1,Summary!$H$11*(AO2549)/(SUM('Space-by-Space Method'!$BO$4:$BO$78)),0))","v":""},{"$f":"IF(A2549=\"\",\"\",IF(AP2549=1,Summary!$I$11*(AO2549)/(SUM('Space-by-Space Method'!$BO$4:$BO$78)),0))","v":""},null,null,null,{"$f":"IF(A2549=\"\",\"\",IF(START!$B$34=2,INDIRECT(\"'Space-by-Space Method'!\"&SUBSTITUTE(ADDRESS(1,MOD(ROW(A2549)-52,50)+10,4),\"1\",\"\")&ROUNDDOWN((ROW(A2549)-52)/50,0)+4),\"\"))","v":""},{"$f":"IF(A2549=\"\",\"\",INDIRECT(\"'Space-by-Space Method'!C\"&ROUNDDOWN((ROW(A2549)-52)/50,0)+4))","v":""},{"$f":"IF(A2549=\"\",\"\",IF(COUNTIF(CommonSpaceTypes,AQ2549)>0,INDIRECT(\"'Space-by-Space Method'!F\"&ROUNDDOWN((ROW(A2549)-52)/50,0)+4),\"\"))","v":""},{"$f":"IF(A2549=\"\",\"\",IF(COUNTIF(BuildingSpecificSpaceTypes,AQ2549)>0,INDIRECT(\"'Space-by-Space Method'!F\"&ROUNDDOWN((ROW(A2549)-52)/50,0)+4),\"\"))","v":""},{"$f":"IF(A2549=\"\",\"\",INDIRECT(\"'Fixture Schedule'!D\"&MOD(ROW(A2549)-52,50)+9))","v":""},{"$f":"IF(A2549=\"\",\"\",IF(AR2549=\"\",\"\",INDIRECT(\"'Fixture Schedule'!K\"&MOD(ROW(A2549)-52,50)+9)))","v":""},{"$f":"IF(A2549=\"\",\"\",AS2549*AT2549)","v":""},{"$f":"IF(A2549=\"\",\"\",INDIRECT(\"'Fixture Schedule'!L\"&MOD(ROW(A2549)-52,50)+9))","v":""},null,null,null,null,null,null,null,null,null,null,null,null,null,{"$f":"INDIRECT(\"'Space-by-Space Method'!\"&SUBSTITUTE(ADDRESS(1,MOD(ROW(A2549)-52,50)+10,4),\"1\",\"\")&ROUNDDOWN((ROW(A2549)-52)/50,0)+4)","v":0},{"$f":"LEFT(INDIRECT(\"'Space-by-Space Method'!BJ\"&ROUNDDOWN((ROW(A2549)-52)/50,0)+4),3)","v":""},{"$f":"INDIRECT(\"'Fixture Schedule'!L\"&MOD(ROW(A2549)-52,50)+9)","v":0},{"$f":"INDIRECT(\"'Fixture Schedule'!O\"&MOD(ROW(A2549)-52,50)+9)","v":0},{"$f":"INDIRECT(\"'Space-by-Space Method'!F\"&ROUNDDOWN((ROW(A2549)-52)/50,0)+4)","v":0},{"$f":"INDIRECT(\"'Fixture Schedule'!L\"&MOD(ROW(A2549)-52,50)+9)","v":0},{"$f":"INDIRECT(\"'Space-by-Space Method'!D\"&ROUNDDOWN((ROW(A2549)-52)/50,0)+4)","v":0},{"$f":"INDIRECT(\"'Space-by-Space Method'!E\"&ROUNDDOWN((ROW(A2549)-52)/50,0)+4)","v":1}]
[{"$f":"IF(InteriorCalcType=2,IF(OR(AM2554=0,AN2554=\"DNQ\")=TRUE,\"\",INDIRECT(\"'Fixture Schedule'!M\"&MOD(ROW(A2554)-52,50)+9)),\"\")","v":""},{"$f":"IF(A2554=\"\",\"\",INDIRECT(\"'Fixture Schedule'!E\"&MOD(ROW(A2554)-52,50)+9))","v":""},{"$f":"IF(A2554=\"\",\"\",INDIRECT(\"'Fixture Schedule'!F\"&MOD(ROW(A2554)-52,50)+9))","v":""},{"$f":"IF(A2554=\"\",\"\",INDIRECT(\"'Fixture Schedule'!L\"&MOD(ROW(A2554)-52,50)+9))","v":""},"",null,null,{"$f":"IF(A2554=\"\",\"\",IF(AP2554=1,Summary!$C$12*(AO2554)/(SUM('Space-by-Space Method'!$BO$4:$BO$78,SUM('Exterior Lighting'!$BL$5:$BL$25))),0))","v":""},{"$f":"IF(A2554=\"\",\"\",IF(START!$B$34=1,INDIRECT(\"'Space-by-Space Method'!\"&SUBSTITUTE(ADDRESS(1,MOD(ROW(A2554)-52,50)+10,4),\"1\",\"\")&ROUNDDOWN((ROW(A2554)-52)/50,0)+4),\"\"))","v":""},{"$f":"IF(A2554=\"\",\"\",IF(AP2554=1,Summary!$F$11*(AO2554)/(SUM('Space-by-Space Method'!$BO$4:$BO$78,SUM('Exterior Lighting'!$BL$5:$BL$25))),0))","v":""},{"$f":"IF(A2554=\"\",\"\",IF(AP2554=1,Summary!$E$11*(AO2554)/(SUM('Space-by-Space Method'!$BO$4:$BO$78,SUM('Exterior Lighting'!$BL$5:$BL$25))),0))","v":""},{"$f":"IF(A2554=\"\",\"\",IF(AP2554=1,Summary!$G$11*(AO2554)/(SUM('Space-by-Space Method'!$BO$4:$BO$78,SUM('Exterior Lighting'!$BL$5:$BL$25))),0))","v":""},{"$f":"IF(A2554=\"\",\"\",IF(AP2554=1,Summary!$H$11*(AO2554)/(SUM('Space-by-Space Method'!$BO$4:$BO$78)),0))","v":""},{"$f":"IF(A2554=\"\",\"\",IF(AP2554=1,Summary!$I$11*(AO2554)/(SUM('Space-by-Space Method'!$BO$4:$BO$78)),0))","v":""},null,null,null,{"$f":"IF(A2554=\"\",\"\",IF(START!$B$34=2,INDIRECT(\"'Space-by-Space Method'!\"&SUBSTITUTE(ADDRESS(1,MOD(ROW(A2554)-52,50)+10,4),\"1\",\"\")&ROUNDDOWN((ROW(A2554)-52)/50,0)+4),\"\"))","v":""},{"$f":"IF(A2554=\"\",\"\",INDIRECT(\"'Space-by-Space Method'!C\"&ROUNDDOWN((ROW(A2554)-52)/50,0)+4))","v":""},{"$f":"IF(A2554=\"\",\"\",IF(COUNTIF(CommonSpaceTypes,AQ2554)>0,INDIRECT(\"'Space-by-Space Method'!F\"&ROUNDDOWN((ROW(A2554)-52)/50,0)+4),\"\"))","v":""},{"$f":"IF(A2554=\"\",\"\",IF(COUNTIF(BuildingSpecificSpaceTypes,AQ2554)>0,INDIRECT(\"'Space-by-Space Method'!F\"&ROUNDDOWN((ROW(A2554)-52)/50,0)+4),\"\"))","v":""},{"$f":"IF(A2554=\"\",\"\",INDIRECT(\"'Fixture Schedule'!D\"&MOD(ROW(A2554)-52,50)+9))","v":""},{"$f":"IF(A2554=\"\",\"\",IF(AR2554=\"\",\"\",INDIRECT(\"'Fixture Schedule'!K\"&MOD(ROW(A2554)-52,50)+9)))","v":""},"",{"$f":"IF(A2554=\"\",\"\",INDIRECT(\"'Fixture Schedule'!L\"&MOD(ROW(A2554)-52,50)+9))","v":""},null,null,null,null,null,null,null,null,null,null,null,null,null,{"$f":"INDIRECT(\"'Space-by-Space Method'!\"&SUBSTITUTE(ADDRESS(1,MOD(ROW(A2554)-52,50)+10,4),\"1\",\"\")&ROUNDDOWN((ROW(A2554)-52)/50,0)+4)","v":0},{"$f":"LEFT(INDIRECT(\"'Space-by-Space Method'!BJ\"&ROUNDDOWN((ROW(A2554)-52)/50,0)+4),3)","v":""},{"$f":"INDIRECT(\"'Fixture Schedule'!L\"&MOD(ROW(A2554)-52,50)+9)","v":0},{"$f":"INDIRECT(\"'Fixture Schedule'!O\"&MOD(ROW(A2554)-52,50)+9)","v":0},{"$f":"INDIRECT(\"'Space-by-Space Method'!F\"&ROUNDDOWN((ROW(A2554)-52)/50,0)+4)","v":0},{"$f":"INDIRECT(\"'Fixture Schedule'!L\"&MOD(ROW(A2554)-52,50)+9)","v":0},{"$f":"INDIRECT(\"'Space-by-Space Method'!D\"&ROUNDDOWN((ROW(A2554)-52)/50,0)+4)","v":0},{"$f":"INDIRECT(\"'Space-by-Space Method'!E\"&ROUNDDOWN((ROW(A2554)-52)/50,0)+4)","v":1}]
[{"$f":"IF(InteriorCalcType=2,IF(OR(AM2568=0,AN2568=\"DNQ\")=TRUE,\"\",INDIRECT(\"'Fixture Schedule'!M\"&MOD(ROW(A2568)-52,50)+9)),\"\")","v":""},{"$f":"IF(A2568=\"\",\"\",INDIRECT(\"'Fixture Schedule'!E\"&MOD(ROW(A2568)-52,50)+9))","v":""},{"$f":"IF(A2568=\"\",\"\",INDIRECT(\"'Fixture Schedule'!F\"&MOD(ROW(A2568)-52,50)+9))","v":""},{"$f":"IF(A2568=\"\",\"\",INDIRECT(\"'Fixture Schedule'!L\"&MOD(ROW(A2568)-52,50)+9))","v":""},"",null,null,{"$f":"IF(A2568=\"\",\"\",IF(AP2568=1,Summary!$C$12*(AO2568)/(SUM('Space-by-Space Method'!$BO$4:$BO$78,SUM('Exterior Lighting'!$BL$5:$BL$25))),0))","v":""},{"$f":"IF(A2568=\"\",\"\",IF(START!$B$34=1,INDIRECT(\"'Space-by-Space Method'!\"&SUBSTITUTE(ADDRESS(1,MOD(ROW(A2568)-52,50)+10,4),\"1\",\"\")&ROUNDDOWN((ROW(A2568)-52)/50,0)+4),\"\"))","v":""},{"$f":"IF(A2568=\"\",\"\",IF(AP2568=1,Summary!$F$11*(AO2568)/(SUM('Space-by-Space Method'!$BO$4:$BO$78,SUM('Exterior Lighting'!$BL$5:$BL$25))),0))","v":""},{"$f":"IF(A2568=\"\",\"\",IF(AP2568=1,Summary!$E$11*(AO2568)/(SUM('Space-by-Space Method'!$BO$4:$BO$78,SUM('Exterior Lighting'!$BL$5:$BL$25))),0))","v":""},{"$f":"IF(A2568=\"\",\"\",IF(AP2568=1,Summary!$G$11*(AO2568)/(SUM('Space-by-Space Method'!$BO$4:$BO$78,SUM('Exterior Lighting'!$BL$5:$BL$25))),0))","v":""},{"$f":"IF(A2568=\"\",\"\",IF(AP2568=1,Summary!$H$11*(AO2568)/(SUM('Space-by-Space Method'!$BO$4:$BO$78)),0))","v":""},{"$f":"IF(A2568=\"\",\"\",IF(AP2568=1,Summary!$I$11*(AO2568)/(SUM('Space-by-Space Method'!$BO$4:$BO$78)),0))","v":""},null,null,null,{"$f":"IF(A2568=\"\",\"\",IF(START!$B$34=2,INDIRECT(\"'Space-by-Space Method'!\"&SUBSTITUTE(ADDRESS(1,MOD(ROW(A2568)-52,50)+10,4),\"1\",\"\")&ROUNDDOWN((ROW(A2568)-52)/50,0)+4),\"\"))","v":""},{"$f":"IF(A2568=\"\",\"\",INDIRECT(\"'Space-by-Space Method'!C\"&ROUNDDOWN((ROW(A2568)-52)/50,0)+4))","v":""},{"$f":"IF(A2568=\"\",\"\",IF(COUNTIF(CommonSpaceTypes,AQ2568)>0,INDIRECT(\"'Space-by-Space Method'!F\"&ROUNDDOWN((ROW(A2568)-52)/50,0)+4),\"\"))","v":""},{"$f":"IF(A2568=\"\",\"\",IF(COUNTIF(BuildingSpecificSpaceTypes,AQ2568)>0,INDIRECT(\"'Space-by-Space Method'!F\"&ROUNDDOWN((ROW(A2568)-52)/50,0)+4),\"\"))","v":""},{"$f":"IF(A2568=\"\",\"\",INDIRECT(\"'Fixture Schedule'!D\"&MOD(ROW(A2568)-52,50)+9))","v":""},{"$f":"IF(A2568=\"\",\"\",IF(AR2568=\"\",\"\",INDIRECT(\"'Fixture Schedule'!K\"&MOD(ROW(A2568)-52,50)+9)))","v":""},"",{"$f":"IF(A2568=\"\",\"\",INDIRECT(\"'Fixture Schedule'!L\"&MOD(ROW(A2568)-52,50)+9))","v":""},null,null,null,null,null,null,null,null,null,null,null,null,null,{"$f":"INDIRECT(\"'Space-by-Space Method'!\"&SUBSTITUTE(ADDRESS(1,MOD(ROW(A2568)-52,50)+10,4),\"1\",\"\")&ROUNDDOWN((ROW(A2568)-52)/50,0)+4)","v":0},{"$f":"LEFT(INDIRECT(\"'Space-by-Space Method'!BJ\"&ROUNDDOWN((ROW(A2568)-52)/50,0)+4),3)","v":""},{"$f":"INDIRECT(\"'Fixture Schedule'!L\"&MOD(ROW(A2568)-52,50)+9)","v":0},{"$f":"INDIRECT(\"'Fixture Schedule'!O\"&MOD(ROW(A2568)-52,50)+9)","v":0},{"$f":"INDIRECT(\"'Space-by-Space Method'!F\"&ROUNDDOWN((ROW(A2568)-52)/50,0)+4)","v":0},{"$f":"INDIRECT(\"'Fixture Schedule'!L\"&MOD(ROW(A2568)-52,50)+9)","v":0},{"$f":"INDIRECT(\"'Space-by-Space Method'!D\"&ROUNDDOWN((ROW(A2568)-52)/50,0)+4)","v":0},{"$f":"INDIRECT(\"'Space-by-Space Method'!E\"&ROUNDDOWN((ROW(A2568)-52)/50,0)+4)","v":1}]
[{"$f":"IF(InteriorCalcType=2,IF(OR(AM2572=0,AN2572=\"DNQ\")=TRUE,\"\",INDIRECT(\"'Fixture Schedule'!M\"&MOD(ROW(A2572)-52,50)+9)),\"\")","v":""},{"$f":"IF(A2572=\"\",\"\",INDIRECT(\"'Fixture Schedule'!E\"&MOD(ROW(A2572)-52,50)+9))","v":""},{"$f":"IF(A2572=\"\",\"\",INDIRECT(\"'Fixture Schedule'!F\"&MOD(ROW(A2572)-52,50)+9))","v":""},{"$f":"IF(A2572=\"\",\"\",INDIRECT(\"'Fixture Schedule'!L\"&MOD(ROW(A2572)-52,50)+9))","v":""},"",null,null,{"$f":"IF(A2572=\"\",\"\",IF(AP2572=1,Summary!$C$12*(AO2572)/(SUM('Space-by-Space Method'!$BO$4:$BO$78,SUM('Exterior Lighting'!$BL$5:$BL$25))),0))","v":""},{"$f":"IF(A2572=\"\",\"\",IF(START!$B$34=1,INDIRECT(\"'Space-by-Space Method'!\"&SUBSTITUTE(ADDRESS(1,MOD(ROW(A2572)-52,50)+10,4),\"1\",\"\")&ROUNDDOWN((ROW(A2572)-52)/50,0)+4),\"\"))","v":""},{"$f":"IF(A2572=\"\",\"\",IF(AP2572=1,Summary!$F$11*(AO2572)/(SUM('Space-by-Space Method'!$BO$4:$BO$78,SUM('Exterior Lighting'!$BL$5:$BL$25))),0))","v":""},{"$f":"IF(A2572=\"\",\"\",IF(AP2572=1,Summary!$E$11*(AO2572)/(SUM('Space-by-Space Method'!$BO$4:$BO$78,SUM('Exterior Lighting'!$BL$5:$BL$25))),0))","v":""},{"$f":"IF(A2572=\"\",\"\",IF(AP2572=1,Summary!$G$11*(AO2572)/(SUM('Space-by-Space Method'!$BO$4:$BO$78,SUM('Exterior Lighting'!$BL$5:$BL$25))),0))","v":""},{"$f":"IF(A2572=\"\",\"\",IF(AP2572=1,Summary!$H$11*(AO2572)/(SUM('Space-by-Space Method'!$BO$4:$BO$78)),0))","v":""},{"$f":"IF(A2572=\"\",\"\",IF(AP2572=1,Summary!$I$11*(AO2572)/(SUM('Space-by-Space Method'!$BO$4:$BO$78)),0))","v":""},null,null,null,{"$f":"IF(A2572=\"\",\"\",IF(START!$B$34=2,INDIRECT(\"'Space-by-Space Method'!\"&SUBSTITUTE(ADDRESS(1,MOD(ROW(A2572)-52,50)+10,4),\"1\",\"\")&ROUNDDOWN((ROW(A2572)-52)/50,0)+4),\"\"))","v":""},{"$f":"IF(A2572=\"\",\"\",INDIRECT(\"'Space-by-Space Method'!C\"&ROUNDDOWN((ROW(A2572)-52)/50,0)+4))","v":""},{"$f":"IF(A2572=\"\",\"\",IF(COUNTIF(CommonSpaceTypes,AQ2572)>0,INDIRECT(\"'Space-by-Space Method'!F\"&ROUNDDOWN((ROW(A2572)-52)/50,0)+4),\"\"))","v":""},{"$f":"IF(A2572=\"\",\"\",IF(COUNTIF(BuildingSpecificSpaceTypes,AQ2572)>0,INDIRECT(\"'Space-by-Space Method'!F\"&ROUNDDOWN((ROW(A2572)-52)/50,0)+4),\"\"))","v":""},{"$f":"IF(A2572=\"\",\"\",INDIRECT(\"'Fixture Schedule'!D\"&MOD(ROW(A2572)-52,50)+9))","v":""},{"$f":"IF(A2572=\"\",\"\",IF(AR2572=\"\",\"\",INDIRECT(\"'Fixture Schedule'!K\"&MOD(ROW(A2572)-52,50)+9)))","v":""},"",{"$f":"IF(A2572=\"\",\"\",INDIRECT(\"'Fixture Schedule'!L\"&MOD(ROW(A2572)-52,50)+9))","v":""},null,null,null,null,null,null,null,null,null,null,null,null,null,{"$f":"INDIRECT(\"'Space-by-Space Method'!\"&SUBSTITUTE(ADDRESS(1,MOD(ROW(A2572)-52,50)+10,4),\"1\",\"\")&ROUNDDOWN((ROW(A2572)-52)/50,0)+4)","v":0},{"$f":"LEFT(INDIRECT(\"'Space-by-Space Method'!BJ\"&ROUNDDOWN((ROW(A2572)-52)/50,0)+4),3)","v":""},{"$f":"INDIRECT(\"'Fixture Schedule'!L\"&MOD(ROW(A2572)-52,50)+9)","v":0},{"$f":"INDIRECT(\"'Fixture Schedule'!O\"&MOD(ROW(A2572)-52,50)+9)","v":0},{"$f":"INDIRECT(\"'Space-by-Space Method'!F\"&ROUNDDOWN((ROW(A2572)-52)/50,0)+4)","v":0},{"$f":"INDIRECT(\"'Fixture Schedule'!L\"&MOD(ROW(A2572)-52,50)+9)","v":0},{"$f":"INDIRECT(\"'Space-by-Space Method'!D\"&ROUNDDOWN((ROW(A2572)-52)/50,0)+4)","v":0},{"$f":"INDIRECT(\"'Space-by-Space Method'!E\"&ROUNDDOWN((ROW(A2572)-52)/50,0)+4)","v":1}]
[{"$f":"IF(InteriorCalcType=2,IF(OR(AM2587=0,AN2587=\"DNQ\")=TRUE,\"\",INDIRECT(\"'Fixture Schedule'!M\"&MOD(ROW(A2587)-52,50)+9)),\"\")","v":""},{"$f":"IF(A2587=\"\",\"\",INDIRECT(\"'Fixture Schedule'!E\"&MOD(ROW(A2587)-52,50)+9))","v":""},{"$f":"IF(A2587=\"\",\"\",INDIRECT(\"'Fixture Schedule'!F\"&MOD(ROW(A2587)-52,50)+9))","v":""},{"$f":"IF(A2587=\"\",\"\",INDIRECT(\"'Fixture Schedule'!L\"&MOD(ROW(A2587)-52,50)+9))","v":""},"",null,null,{"$f":"IF(A2587=\"\",\"\",IF(AP2587=1,Summary!$C$12*(AO2587)/(SUM('Space-by-Space Method'!$BO$4:$BO$78,SUM('Exterior Lighting'!$BL$5:$BL$25))),0))","v":""},{"$f":"IF(A2587=\"\",\"\",IF(START!$B$34=1,INDIRECT(\"'Space-by-Space Method'!\"&SUBSTITUTE(ADDRESS(1,MOD(ROW(A2587)-52,50)+10,4),\"1\",\"\")&ROUNDDOWN((ROW(A2587)-52)/50,0)+4),\"\"))","v":""},{"$f":"IF(A2587=\"\",\"\",IF(AP2587=1,Summary!$F$11*(AO2587)/(SUM('Space-by-Space Method'!$BO$4:$BO$78,SUM('Exterior Lighting'!$BL$5:$BL$25))),0))","v":""},{"$f":"IF(A2587=\"\",\"\",IF(AP2587=1,Summary!$E$11*(AO2587)/(SUM('Space-by-Space Method'!$BO$4:$BO$78,SUM('Exterior Lighting'!$BL$5:$BL$25))),0))","v":""},{"$f":"IF(A2587=\"\",\"\",IF(AP2587=1,Summary!$G$11*(AO2587)/(SUM('Space-by-Space Method'!$BO$4:$BO$78,SUM('Exterior Lighting'!$BL$5:$BL$25))),0))","v":""},{"$f":"IF(A2587=\"\",\"\",IF(AP2587=1,Summary!$H$11*(AO2587)/(SUM('Space-by-Space Method'!$BO$4:$BO$78)),0))","v":""},{"$f":"IF(A2587=\"\",\"\",IF(AP2587=1,Summary!$I$11*(AO2587)/(SUM('Space-by-Space Method'!$BO$4:$BO$78)),0))","v":""},null,null,null,{"$f":"IF(A2587=\"\",\"\",IF(START!$B$34=2,INDIRECT(\"'Space-by-Space Method'!\"&SUBSTITUTE(ADDRESS(1,MOD(ROW(A2587)-52,50)+10,4),\"1\",\"\")&ROUNDDOWN((ROW(A2587)-52)/50,0)+4),\"\"))","v":""},{"$f":"IF(A2587=\"\",\"\",INDIRECT(\"'Space-by-Space Method'!C\"&ROUNDDOWN((ROW(A2587)-52)/50,0)+4))","v":""},{"$f":"IF(A2587=\"\",\"\",IF(COUNTIF(CommonSpaceTypes,AQ2587)>0,INDIRECT(\"'Space-by-Space Method'!F\"&ROUNDDOWN((ROW(A2587)-52)/50,0)+4),\"\"))","v":""},{"$f":"IF(A2587=\"\",\"\",IF(COUNTIF(BuildingSpecificSpaceTypes,AQ2587)>0,INDIRECT(\"'Space-by-Space Method'!F\"&ROUNDDOWN((ROW(A2587)-52)/50,0)+4),\"\"))","v":""},{"$f":"IF(A2587=\"\",\"\",INDIRECT(\"'Fixture Schedule'!D\"&MOD(ROW(A2587)-52,50)+9))","v":""},{"$f":"IF(A2587=\"\",\"\",IF(AR2587=\"\",\"\",INDIRECT(\"'Fixture Schedule'!K\"&MOD(ROW(A2587)-52,50)+9)))","v":""},"",{"$f":"IF(A2587=\"\",\"\",INDIRECT(\"'Fixture Schedule'!L\"&MOD(ROW(A2587)-52,50)+9))","v":""},null,null,null,null,null,null,null,null,null,null,null,null,null,{"$f":"INDIRECT(\"'Space-by-Space Method'!\"&SUBSTITUTE(ADDRESS(1,MOD(ROW(A2587)-52,50)+10,4),\"1\",\"\")&ROUNDDOWN((ROW(A2587)-52)/50,0)+4)","v":0},{"$f":"LEFT(INDIRECT(\"'Space-by-Space Method'!BJ\"&ROUNDDOWN((ROW(A2587)-52)/50,0)+4),3)","v":""},{"$f":"INDIRECT(\"'Fixture Schedule'!L\"&MOD(ROW(A2587)-52,50)+9)","v":0},{"$f":"INDIRECT(\"'Fixture Schedule'!O\"&MOD(ROW(A2587)-52,50)+9)","v":0},{"$f":"INDIRECT(\"'Space-by-Space Method'!F\"&ROUNDDOWN((ROW(A2587)-52)/50,0)+4)","v":0},{"$f":"INDIRECT(\"'Fixture Schedule'!L\"&MOD(ROW(A2587)-52,50)+9)","v":0},{"$f":"INDIRECT(\"'Space-by-Space Method'!D\"&ROUNDDOWN((ROW(A2587)-52)/50,0)+4)","v":0},{"$f":"INDIRECT(\"'Space-by-Space Method'!E\"&ROUNDDOWN((ROW(A2587)-52)/50,0)+4)","v":1}]
[{"$f":"IF(InteriorCalcType=2,IF(OR(AM2590=0,AN2590=\"DNQ\")=TRUE,\"\",INDIRECT(\"'Fixture Schedule'!M\"&MOD(ROW(A2590)-52,50)+9)),\"\")","v":""},{"$f":"IF(A2590=\"\",\"\",INDIRECT(\"'Fixture Schedule'!E\"&MOD(ROW(A2590)-52,50)+9))","v":""},{"$f":"IF(A2590=\"\",\"\",INDIRECT(\"'Fixture Schedule'!F\"&MOD(ROW(A2590)-52,50)+9))","v":""},{"$f":"IF(A2590=\"\",\"\",INDIRECT(\"'Fixture Schedule'!L\"&MOD(ROW(A2590)-52,50)+9))","v":""},"",null,null,{"$f":"IF(A2590=\"\",\"\",IF(AP2590=1,Summary!$C$12*(AO2590)/(SUM('Space-by-Space Method'!$BO$4:$BO$78,SUM('Exterior Lighting'!$BL$5:$BL$25))),0))","v":""},{"$f":"IF(A2590=\"\",\"\",IF(START!$B$34=1,INDIRECT(\"'Space-by-Space Method'!\"&SUBSTITUTE(ADDRESS(1,MOD(ROW(A2590)-52,50)+10,4),\"1\",\"\")&ROUNDDOWN((ROW(A2590)-52)/50,0)+4),\"\"))","v":""},{"$f":"IF(A2590=\"\",\"\",IF(AP2590=1,Summary!$F$11*(AO2590)/(SUM('Space-by-Space Method'!$BO$4:$BO$78,SUM('Exterior Lighting'!$BL$5:$BL$25))),0))","v":""},{"$f":"IF(A2590=\"\",\"\",IF(AP2590=1,Summary!$E$11*(AO2590)/(SUM('Space-by-Space Method'!$BO$4:$BO$78,SUM('Exterior Lighting'!$BL$5:$BL$25))),0))","v":""},{"$f":"IF(A2590=\"\",\"\",IF(AP2590=1,Summary!$G$11*(AO2590)/(SUM('Space-by-Space Method'!$BO$4:$BO$78,SUM('Exterior Lighting'!$BL$5:$BL$25))),0))","v":""},{"$f":"IF(A2590=\"\",\"\",IF(AP2590=1,Summary!$H$11*(AO2590)/(SUM('Space-by-Space Method'!$BO$4:$BO$78)),0))","v":""},{"$f":"IF(A2590=\"\",\"\",IF(AP2590=1,Summary!$I$11*(AO2590)/(SUM('Space-by-Space Method'!$BO$4:$BO$78)),0))","v":""},null,null,null,{"$f":"IF(A2590=\"\",\"\",IF(START!$B$34=2,INDIRECT(\"'Space-by-Space Method'!\"&SUBSTITUTE(ADDRESS(1,MOD(ROW(A2590)-52,50)+10,4),\"1\",\"\")&ROUNDDOWN((ROW(A2590)-52)/50,0)+4),\"\"))","v":""},{"$f":"IF(A2590=\"\",\"\",INDIRECT(\"'Space-by-Space Method'!C\"&ROUNDDOWN((ROW(A2590)-52)/50,0)+4))","v":""},{"$f":"IF(A2590=\"\",\"\",IF(COUNTIF(CommonSpaceTypes,AQ2590)>0,INDIRECT(\"'Space-by-Space Method'!F\"&ROUNDDOWN((ROW(A2590)-52)/50,0)+4),\"\"))","v":""},{"$f":"IF(A2590=\"\",\"\",IF(COUNTIF(BuildingSpecificSpaceTypes,AQ2590)>0,INDIRECT(\"'Space-by-Space Method'!F\"&ROUNDDOWN((ROW(A2590)-52)/50,0)+4),\"\"))","v":""},{"$f":"IF(A2590=\"\",\"\",INDIRECT(\"'Fixture Schedule'!D\"&MOD(ROW(A2590)-52,50)+9))","v":""},{"$f":"IF(A2590=\"\",\"\",IF(AR2590=\"\",\"\",INDIRECT(\"'Fixture Schedule'!K\"&MOD(ROW(A2590)-52,50)+9)))","v":""},"",{"$f":"IF(A2590=\"\",\"\",INDIRECT(\"'Fixture Schedule'!L\"&MOD(ROW(A2590)-52,50)+9))","v":""},null,null,null,null,null,null,null,null,null,null,null,null,null,{"$f":"INDIRECT(\"'Space-by-Space Method'!\"&SUBSTITUTE(ADDRESS(1,MOD(ROW(A2590)-52,50)+10,4),\"1\",\"\")&ROUNDDOWN((ROW(A2590)-52)/50,0)+4)","v":0},{"$f":"LEFT(INDIRECT(\"'Space-by-Space Method'!BJ\"&ROUNDDOWN((ROW(A2590)-52)/50,0)+4),3)","v":""},{"$f":"INDIRECT(\"'Fixture Schedule'!L\"&MOD(ROW(A2590)-52,50)+9)","v":0},{"$f":"INDIRECT(\"'Fixture Schedule'!O\"&MOD(ROW(A2590)-52,50)+9)","v":0},{"$f":"INDIRECT(\"'Space-by-Space Method'!F\"&ROUNDDOWN((ROW(A2590)-52)/50,0)+4)","v":0},{"$f":"INDIRECT(\"'Fixture Schedule'!L\"&MOD(ROW(A2590)-52,50)+9)","v":0},{"$f":"INDIRECT(\"'Space-by-Space Method'!D\"&ROUNDDOWN((ROW(A2590)-52)/50,0)+4)","v":0},{"$f":"INDIRECT(\"'Space-by-Space Method'!E\"&ROUNDDOWN((ROW(A2590)-52)/50,0)+4)","v":1}]
[{"$f":"IF(InteriorCalcType=2,IF(OR(AM2598=0,AN2598=\"DNQ\")=TRUE,\"\",INDIRECT(\"'Fixture Schedule'!M\"&MOD(ROW(A2598)-52,50)+9)),\"\")","v":""},{"$f":"IF(A2598=\"\",\"\",INDIRECT(\"'Fixture Schedule'!E\"&MOD(ROW(A2598)-52,50)+9))","v":""},{"$f":"IF(A2598=\"\",\"\",INDIRECT(\"'Fixture Schedule'!F\"&MOD(ROW(A2598)-52,50)+9))","v":""},{"$f":"IF(A2598=\"\",\"\",INDIRECT(\"'Fixture Schedule'!L\"&MOD(ROW(A2598)-52,50)+9))","v":""},"",null,null,{"$f":"IF(A2598=\"\",\"\",IF(AP2598=1,Summary!$C$12*(AO2598)/(SUM('Space-by-Space Method'!$BO$4:$BO$78,SUM('Exterior Lighting'!$BL$5:$BL$25))),0))","v":""},{"$f":"IF(A2598=\"\",\"\",IF(START!$B$34=1,INDIRECT(\"'Space-by-Space Method'!\"&SUBSTITUTE(ADDRESS(1,MOD(ROW(A2598)-52,50)+10,4),\"1\",\"\")&ROUNDDOWN((ROW(A2598)-52)/50,0)+4),\"\"))","v":""},{"$f":"IF(A2598=\"\",\"\",IF(AP2598=1,Summary!$F$11*(AO2598)/(SUM('Space-by-Space Method'!$BO$4:$BO$78,SUM('Exterior Lighting'!$BL$5:$BL$25))),0))","v":""},{"$f":"IF(A2598=\"\",\"\",IF(AP2598=1,Summary!$E$11*(AO2598)/(SUM('Space-by-Space Method'!$BO$4:$BO$78,SUM('Exterior Lighting'!$BL$5:$BL$25))),0))","v":""},{"$f":"IF(A2598=\"\",\"\",IF(AP2598=1,Summary!$G$11*(AO2598)/(SUM('Space-by-Space Method'!$BO$4:$BO$78,SUM('Exterior Lighting'!$BL$5:$BL$25))),0))","v":""},{"$f":"IF(A2598=\"\",\"\",IF(AP2598=1,Summary!$H$11*(AO2598)/(SUM('Space-by-Space Method'!$BO$4:$BO$78)),0))","v":""},{"$f":"IF(A2598=\"\",\"\",IF(AP2598=1,Summary!$I$11*(AO2598)/(SUM('Space-by-Space Method'!$BO$4:$BO$78)),0))","v":""},null,null,null,{"$f":"IF(A2598=\"\",\"\",IF(START!$B$34=2,INDIRECT(\"'Space-by-Space Method'!\"&SUBSTITUTE(ADDRESS(1,MOD(ROW(A2598)-52,50)+10,4),\"1\",\"\")&ROUNDDOWN((ROW(A2598)-52)/50,0)+4),\"\"))","v":""},{"$f":"IF(A2598=\"\",\"\",INDIRECT(\"'Space-by-Space Method'!C\"&ROUNDDOWN((ROW(A2598)-52)/50,0)+4))","v":""},{"$f":"IF(A2598=\"\",\"\",IF(COUNTIF(CommonSpaceTypes,AQ2598)>0,INDIRECT(\"'Space-by-Space Method'!F\"&ROUNDDOWN((ROW(A2598)-52)/50,0)+4),\"\"))","v":""},{"$f":"IF(A2598=\"\",\"\",IF(COUNTIF(BuildingSpecificSpaceTypes,AQ2598)>0,INDIRECT(\"'Space-by-Space Method'!F\"&ROUNDDOWN((ROW(A2598)-52)/50,0)+4),\"\"))","v":""},{"$f":"IF(A2598=\"\",\"\",INDIRECT(\"'Fixture Schedule'!D\"&MOD(ROW(A2598)-52,50)+9))","v":""},{"$f":"IF(A2598=\"\",\"\",IF(AR2598=\"\",\"\",INDIRECT(\"'Fixture Schedule'!K\"&MOD(ROW(A2598)-52,50)+9)))","v":""},"",{"$f":"IF(A2598=\"\",\"\",INDIRECT(\"'Fixture Schedule'!L\"&MOD(ROW(A2598)-52,50)+9))","v":""},null,null,null,null,null,null,null,null,null,null,null,null,null,{"$f":"INDIRECT(\"'Space-by-Space Method'!\"&SUBSTITUTE(ADDRESS(1,MOD(ROW(A2598)-52,50)+10,4),\"1\",\"\")&ROUNDDOWN((ROW(A2598)-52)/50,0)+4)","v":0},{"$f":"LEFT(INDIRECT(\"'Space-by-Space Method'!BJ\"&ROUNDDOWN((ROW(A2598)-52)/50,0)+4),3)","v":""},{"$f":"INDIRECT(\"'Fixture Schedule'!L\"&MOD(ROW(A2598)-52,50)+9)","v":0},{"$f":"INDIRECT(\"'Fixture Schedule'!O\"&MOD(ROW(A2598)-52,50)+9)","v":0},{"$f":"INDIRECT(\"'Space-by-Space Method'!F\"&ROUNDDOWN((ROW(A2598)-52)/50,0)+4)","v":0},{"$f":"INDIRECT(\"'Fixture Schedule'!L\"&MOD(ROW(A2598)-52,50)+9)","v":0},{"$f":"INDIRECT(\"'Space-by-Space Method'!D\"&ROUNDDOWN((ROW(A2598)-52)/50,0)+4)","v":0},{"$f":"INDIRECT(\"'Space-by-Space Method'!E\"&ROUNDDOWN((ROW(A2598)-52)/50,0)+4)","v":1}]
[{"$f":"IF(InteriorCalcType=2,IF(OR(AM2608=0,AN2608=\"DNQ\")=TRUE,\"\",INDIRECT(\"'Fixture Schedule'!M\"&MOD(ROW(A2608)-52,50)+9)),\"\")","v":""},{"$f":"IF(A2608=\"\",\"\",INDIRECT(\"'Fixture Schedule'!E\"&MOD(ROW(A2608)-52,50)+9))","v":""},{"$f":"IF(A2608=\"\",\"\",INDIRECT(\"'Fixture Schedule'!F\"&MOD(ROW(A2608)-52,50)+9))","v":""},{"$f":"IF(A2608=\"\",\"\",INDIRECT(\"'Fixture Schedule'!L\"&MOD(ROW(A2608)-52,50)+9))","v":""},"",null,null,{"$f":"IF(A2608=\"\",\"\",IF(AP2608=1,Summary!$C$12*(AO2608)/(SUM('Space-by-Space Method'!$BO$4:$BO$78,SUM('Exterior Lighting'!$BL$5:$BL$25))),0))","v":""},{"$f":"IF(A2608=\"\",\"\",IF(START!$B$34=1,INDIRECT(\"'Space-by-Space Method'!\"&SUBSTITUTE(ADDRESS(1,MOD(ROW(A2608)-52,50)+10,4),\"1\",\"\")&ROUNDDOWN((ROW(A2608)-52)/50,0)+4),\"\"))","v":""},{"$f":"IF(A2608=\"\",\"\",IF(AP2608=1,Summary!$F$11*(AO2608)/(SUM('Space-by-Space Method'!$BO$4:$BO$78,SUM('Exterior Lighting'!$BL$5:$BL$25))),0))","v":""},{"$f":"IF(A2608=\"\",\"\",IF(AP2608=1,Summary!$E$11*(AO2608)/(SUM('Space-by-Space Method'!$BO$4:$BO$78,SUM('Exterior Lighting'!$BL$5:$BL$25))),0))","v":""},{"$f":"IF(A2608=\"\",\"\",IF(AP2608=1,Summary!$G$11*(AO2608)/(SUM('Space-by-Space Method'!$BO$4:$BO$78,SUM('Exterior Lighting'!$BL$5:$BL$25))),0))","v":""},{"$f":"IF(A2608=\"\",\"\",IF(AP2608=1,Summary!$H$11*(AO2608)/(SUM('Space-by-Space Method'!$BO$4:$BO$78)),0))","v":""},{"$f":"IF(A2608=\"\",\"\",IF(AP2608=1,Summary!$I$11*(AO2608)/(SUM('Space-by-Space Method'!$BO$4:$BO$78)),0))","v":""},null,null,null,{"$f":"IF(A2608=\"\",\"\",IF(START!$B$34=2,INDIRECT(\"'Space-by-Space Method'!\"&SUBSTITUTE(ADDRESS(1,MOD(ROW(A2608)-52,50)+10,4),\"1\",\"\")&ROUNDDOWN((ROW(A2608)-52)/50,0)+4),\"\"))","v":""},{"$f":"IF(A2608=\"\",\"\",INDIRECT(\"'Space-by-Space Method'!C\"&ROUNDDOWN((ROW(A2608)-52)/50,0)+4))","v":""},{"$f":"IF(A2608=\"\",\"\",IF(COUNTIF(CommonSpaceTypes,AQ2608)>0,INDIRECT(\"'Space-by-Space Method'!F\"&ROUNDDOWN((ROW(A2608)-52)/50,0)+4),\"\"))","v":""},{"$f":"IF(A2608=\"\",\"\",IF(COUNTIF(BuildingSpecificSpaceTypes,AQ2608)>0,INDIRECT(\"'Space-by-Space Method'!F\"&ROUNDDOWN((ROW(A2608)-52)/50,0)+4),\"\"))","v":""},{"$f":"IF(A2608=\"\",\"\",INDIRECT(\"'Fixture Schedule'!D\"&MOD(ROW(A2608)-52,50)+9))","v":""},{"$f":"IF(A2608=\"\",\"\",IF(AR2608=\"\",\"\",INDIRECT(\"'Fixture Schedule'!K\"&MOD(ROW(A2608)-52,50)+9)))","v":""},"",{"$f":"IF(A2608=\"\",\"\",INDIRECT(\"'Fixture Schedule'!L\"&MOD(ROW(A2608)-52,50)+9))","v":""},null,null,null,null,null,null,null,null,null,null,null,null,null,{"$f":"INDIRECT(\"'Space-by-Space Method'!\"&SUBSTITUTE(ADDRESS(1,MOD(ROW(A2608)-52,50)+10,4),\"1\",\"\")&ROUNDDOWN((ROW(A2608)-52)/50,0)+4)","v":0},{"$f":"LEFT(INDIRECT(\"'Space-by-Space Method'!BJ\"&ROUNDDOWN((ROW(A2608)-52)/50,0)+4),3)","v":""},{"$f":"INDIRECT(\"'Fixture Schedule'!L\"&MOD(ROW(A2608)-52,50)+9)","v":0},{"$f":"INDIRECT(\"'Fixture Schedule'!O\"&MOD(ROW(A2608)-52,50)+9)","v":0},{"$f":"INDIRECT(\"'Space-by-Space Method'!F\"&ROUNDDOWN((ROW(A2608)-52)/50,0)+4)","v":0},{"$f":"INDIRECT(\"'Fixture Schedule'!L\"&MOD(ROW(A2608)-52,50)+9)","v":0},{"$f":"INDIRECT(\"'Space-by-Space Method'!D\"&ROUNDDOWN((ROW(A2608)-52)/50,0)+4)","v":0},{"$f":"INDIRECT(\"'Space-by-Space Method'!E\"&ROUNDDOWN((ROW(A2608)-52)/50,0)+4)","v":1}]
[{"$f":"IF(InteriorCalcType=2,IF(OR(AM2617=0,AN2617=\"DNQ\")=TRUE,\"\",INDIRECT(\"'Fixture Schedule'!M\"&MOD(ROW(A2617)-52,50)+9)),\"\")","v":""},{"$f":"IF(A2617=\"\",\"\",INDIRECT(\"'Fixture Schedule'!E\"&MOD(ROW(A2617)-52,50)+9))","v":""},{"$f":"IF(A2617=\"\",\"\",INDIRECT(\"'Fixture Schedule'!F\"&MOD(ROW(A2617)-52,50)+9))","v":""},{"$f":"IF(A2617=\"\",\"\",INDIRECT(\"'Fixture Schedule'!L\"&MOD(ROW(A2617)-52,50)+9))","v":""},"",null,null,{"$f":"IF(A2617=\"\",\"\",IF(AP2617=1,Summary!$C$12*(AO2617)/(SUM('Space-by-Space Method'!$BO$4:$BO$78,SUM('Exterior Lighting'!$BL$5:$BL$25))),0))","v":""},{"$f":"IF(A2617=\"\",\"\",IF(START!$B$34=1,INDIRECT(\"'Space-by-Space Method'!\"&SUBSTITUTE(ADDRESS(1,MOD(ROW(A2617)-52,50)+10,4),\"1\",\"\")&ROUNDDOWN((ROW(A2617)-52)/50,0)+4),\"\"))","v":""},{"$f":"IF(A2617=\"\",\"\",IF(AP2617=1,Summary!$F$11*(AO2617)/(SUM('Space-by-Space Method'!$BO$4:$BO$78,SUM('Exterior Lighting'!$BL$5:$BL$25))),0))","v":""},{"$f":"IF(A2617=\"\",\"\",IF(AP2617=1,Summary!$E$11*(AO2617)/(SUM('Space-by-Space Method'!$BO$4:$BO$78,SUM('Exterior Lighting'!$BL$5:$BL$25))),0))","v":""},{"$f":"IF(A2617=\"\",\"\",IF(AP2617=1,Summary!$G$11*(AO2617)/(SUM('Space-by-Space Method'!$BO$4:$BO$78,SUM('Exterior Lighting'!$BL$5:$BL$25))),0))","v":""},{"$f":"IF(A2617=\"\",\"\",IF(AP2617=1,Summary!$H$11*(AO2617)/(SUM('Space-by-Space Method'!$BO$4:$BO$78)),0))","v":""},{"$f":"IF(A2617=\"\",\"\",IF(AP2617=1,Summary!$I$11*(AO2617)/(SUM('Space-by-Space Method'!$BO$4:$BO$78)),0))","v":""},null,null,null,{"$f":"IF(A2617=\"\",\"\",IF(START!$B$34=2,INDIRECT(\"'Space-by-Space Method'!\"&SUBSTITUTE(ADDRESS(1,MOD(ROW(A2617)-52,50)+10,4),\"1\",\"\")&ROUNDDOWN((ROW(A2617)-52)/50,0)+4),\"\"))","v":""},{"$f":"IF(A2617=\"\",\"\",INDIRECT(\"'Space-by-Space Method'!C\"&ROUNDDOWN((ROW(A2617)-52)/50,0)+4))","v":""},{"$f":"IF(A2617=\"\",\"\",IF(COUNTIF(CommonSpaceTypes,AQ2617)>0,INDIRECT(\"'Space-by-Space Method'!F\"&ROUNDDOWN((ROW(A2617)-52)/50,0)+4),\"\"))","v":""},{"$f":"IF(A2617=\"\",\"\",IF(COUNTIF(BuildingSpecificSpaceTypes,AQ2617)>0,INDIRECT(\"'Space-by-Space Method'!F\"&ROUNDDOWN((ROW(A2617)-52)/50,0)+4),\"\"))","v":""},{"$f":"IF(A2617=\"\",\"\",INDIRECT(\"'Fixture Schedule'!D\"&MOD(ROW(A2617)-52,50)+9))","v":""},{"$f":"IF(A2617=\"\",\"\",IF(AR2617=\"\",\"\",INDIRECT(\"'Fixture Schedule'!K\"&MOD(ROW(A2617)-52,50)+9)))","v":""},"",{"$f":"IF(A2617=\"\",\"\",INDIRECT(\"'Fixture Schedule'!L\"&MOD(ROW(A2617)-52,50)+9))","v":""},null,null,null,null,null,null,null,null,null,null,null,null,null,{"$f":"INDIRECT(\"'Space-by-Space Method'!\"&SUBSTITUTE(ADDRESS(1,MOD(ROW(A2617)-52,50)+10,4),\"1\",\"\")&ROUNDDOWN((ROW(A2617)-52)/50,0)+4)","v":0},{"$f":"LEFT(INDIRECT(\"'Space-by-Space Method'!BJ\"&ROUNDDOWN((ROW(A2617)-52)/50,0)+4),3)","v":""},{"$f":"INDIRECT(\"'Fixture Schedule'!L\"&MOD(ROW(A2617)-52,50)+9)","v":0},{"$f":"INDIRECT(\"'Fixture Schedule'!O\"&MOD(ROW(A2617)-52,50)+9)","v":0},{"$f":"INDIRECT(\"'Space-by-Space Method'!F\"&ROUNDDOWN((ROW(A2617)-52)/50,0)+4)","v":0},{"$f":"INDIRECT(\"'Fixture Schedule'!L\"&MOD(ROW(A2617)-52,50)+9)","v":0},{"$f":"INDIRECT(\"'Space-by-Space Method'!D\"&ROUNDDOWN((ROW(A2617)-52)/50,0)+4)","v":0},{"$f":"INDIRECT(\"'Space-by-Space Method'!E\"&ROUNDDOWN((ROW(A2617)-52)/50,0)+4)","v":1}]
[{"$f":"IF(InteriorCalcType=2,IF(OR(AM2626=0,AN2626=\"DNQ\")=TRUE,\"\",INDIRECT(\"'Fixture Schedule'!M\"&MOD(ROW(A2626)-52,50)+9)),\"\")","v":""},{"$f":"IF(A2626=\"\",\"\",INDIRECT(\"'Fixture Schedule'!E\"&MOD(ROW(A2626)-52,50)+9))","v":""},{"$f":"IF(A2626=\"\",\"\",INDIRECT(\"'Fixture Schedule'!F\"&MOD(ROW(A2626)-52,50)+9))","v":""},{"$f":"IF(A2626=\"\",\"\",INDIRECT(\"'Fixture Schedule'!L\"&MOD(ROW(A2626)-52,50)+9))","v":""},"",null,null,{"$f":"IF(A2626=\"\",\"\",IF(AP2626=1,Summary!$C$12*(AO2626)/(SUM('Space-by-Space Method'!$BO$4:$BO$78,SUM('Exterior Lighting'!$BL$5:$BL$25))),0))","v":""},{"$f":"IF(A2626=\"\",\"\",IF(START!$B$34=1,INDIRECT(\"'Space-by-Space Method'!\"&SUBSTITUTE(ADDRESS(1,MOD(ROW(A2626)-52,50)+10,4),\"1\",\"\")&ROUNDDOWN((ROW(A2626)-52)/50,0)+4),\"\"))","v":""},{"$f":"IF(A2626=\"\",\"\",IF(AP2626=1,Summary!$F$11*(AO2626)/(SUM('Space-by-Space Method'!$BO$4:$BO$78,SUM('Exterior Lighting'!$BL$5:$BL$25))),0))","v":""},{"$f":"IF(A2626=\"\",\"\",IF(AP2626=1,Summary!$E$11*(AO2626)/(SUM('Space-by-Space Method'!$BO$4:$BO$78,SUM('Exterior Lighting'!$BL$5:$BL$25))),0))","v":""},{"$f":"IF(A2626=\"\",\"\",IF(AP2626=1,Summary!$G$11*(AO2626)/(SUM('Space-by-Space Method'!$BO$4:$BO$78,SUM('Exterior Lighting'!$BL$5:$BL$25))),0))","v":""},{"$f":"IF(A2626=\"\",\"\",IF(AP2626=1,Summary!$H$11*(AO2626)/(SUM('Space-by-Space Method'!$BO$4:$BO$78)),0))","v":""},{"$f":"IF(A2626=\"\",\"\",IF(AP2626=1,Summary!$I$11*(AO2626)/(SUM('Space-by-Space Method'!$BO$4:$BO$78)),0))","v":""},null,null,null,{"$f":"IF(A2626=\"\",\"\",IF(START!$B$34=2,INDIRECT(\"'Space-by-Space Method'!\"&SUBSTITUTE(ADDRESS(1,MOD(ROW(A2626)-52,50)+10,4),\"1\",\"\")&ROUNDDOWN((ROW(A2626)-52)/50,0)+4),\"\"))","v":""},{"$f":"IF(A2626=\"\",\"\",INDIRECT(\"'Space-by-Space Method'!C\"&ROUNDDOWN((ROW(A2626)-52)/50,0)+4))","v":""},{"$f":"IF(A2626=\"\",\"\",IF(COUNTIF(CommonSpaceTypes,AQ2626)>0,INDIRECT(\"'Space-by-Space Method'!F\"&ROUNDDOWN((ROW(A2626)-52)/50,0)+4),\"\"))","v":""},{"$f":"IF(A2626=\"\",\"\",IF(COUNTIF(BuildingSpecificSpaceTypes,AQ2626)>0,INDIRECT(\"'Space-by-Space Method'!F\"&ROUNDDOWN((ROW(A2626)-52)/50,0)+4),\"\"))","v":""},{"$f":"IF(A2626=\"\",\"\",INDIRECT(\"'Fixture Schedule'!D\"&MOD(ROW(A2626)-52,50)+9))","v":""},{"$f":"IF(A2626=\"\",\"\",IF(AR2626=\"\",\"\",INDIRECT(\"'Fixture Schedule'!K\"&MOD(ROW(A2626)-52,50)+9)))","v":""},"",{"$f":"IF(A2626=\"\",\"\",INDIRECT(\"'Fixture Schedule'!L\"&MOD(ROW(A2626)-52,50)+9))","v":""},null,null,null,null,null,null,null,null,null,null,null,null,null,{"$f":"INDIRECT(\"'Space-by-Space Method'!\"&SUBSTITUTE(ADDRESS(1,MOD(ROW(A2626)-52,50)+10,4),\"1\",\"\")&ROUNDDOWN((ROW(A2626)-52)/50,0)+4)","v":0},{"$f":"LEFT(INDIRECT(\"'Space-by-Space Method'!BJ\"&ROUNDDOWN((ROW(A2626)-52)/50,0)+4),3)","v":""},{"$f":"INDIRECT(\"'Fixture Schedule'!L\"&MOD(ROW(A2626)-52,50)+9)","v":0},{"$f":"INDIRECT(\"'Fixture Schedule'!O\"&MOD(ROW(A2626)-52,50)+9)","v":0},{"$f":"INDIRECT(\"'Space-by-Space Method'!F\"&ROUNDDOWN((ROW(A2626)-52)/50,0)+4)","v":0},{"$f":"INDIRECT(\"'Fixture Schedule'!L\"&MOD(ROW(A2626)-52,50)+9)","v":0},{"$f":"INDIRECT(\"'Space-by-Space Method'!D\"&ROUNDDOWN((ROW(A2626)-52)/50,0)+4)","v":0},{"$f":"INDIRECT(\"'Space-by-Space Method'!E\"&ROUNDDOWN((ROW(A2626)-52)/50,0)+4)","v":1}]
[{"$f":"IF(InteriorCalcType=2,IF(OR(AM2637=0,AN2637=\"DNQ\")=TRUE,\"\",INDIRECT(\"'Fixture Schedule'!M\"&MOD(ROW(A2637)-52,50)+9)),\"\")","v":""},{"$f":"IF(A2637=\"\",\"\",INDIRECT(\"'Fixture Schedule'!E\"&MOD(ROW(A2637)-52,50)+9))","v":""},{"$f":"IF(A2637=\"\",\"\",INDIRECT(\"'Fixture Schedule'!F\"&MOD(ROW(A2637)-52,50)+9))","v":""},{"$f":"IF(A2637=\"\",\"\",INDIRECT(\"'Fixture Schedule'!L\"&MOD(ROW(A2637)-52,50)+9))","v":""},"",null,null,{"$f":"IF(A2637=\"\",\"\",IF(AP2637=1,Summary!$C$12*(AO2637)/(SUM('Space-by-Space Method'!$BO$4:$BO$78,SUM('Exterior Lighting'!$BL$5:$BL$25))),0))","v":""},{"$f":"IF(A2637=\"\",\"\",IF(START!$B$34=1,INDIRECT(\"'Space-by-Space Method'!\"&SUBSTITUTE(ADDRESS(1,MOD(ROW(A2637)-52,50)+10,4),\"1\",\"\")&ROUNDDOWN((ROW(A2637)-52)/50,0)+4),\"\"))","v":""},{"$f":"IF(A2637=\"\",\"\",IF(AP2637=1,Summary!$F$11*(AO2637)/(SUM('Space-by-Space Method'!$BO$4:$BO$78,SUM('Exterior Lighting'!$BL$5:$BL$25))),0))","v":""},{"$f":"IF(A2637=\"\",\"\",IF(AP2637=1,Summary!$E$11*(AO2637)/(SUM('Space-by-Space Method'!$BO$4:$BO$78,SUM('Exterior Lighting'!$BL$5:$BL$25))),0))","v":""},{"$f":"IF(A2637=\"\",\"\",IF(AP2637=1,Summary!$G$11*(AO2637)/(SUM('Space-by-Space Method'!$BO$4:$BO$78,SUM('Exterior Lighting'!$BL$5:$BL$25))),0))","v":""},{"$f":"IF(A2637=\"\",\"\",IF(AP2637=1,Summary!$H$11*(AO2637)/(SUM('Space-by-Space Method'!$BO$4:$BO$78)),0))","v":""},{"$f":"IF(A2637=\"\",\"\",IF(AP2637=1,Summary!$I$11*(AO2637)/(SUM('Space-by-Space Method'!$BO$4:$BO$78)),0))","v":""},null,null,null,{"$f":"IF(A2637=\"\",\"\",IF(START!$B$34=2,INDIRECT(\"'Space-by-Space Method'!\"&SUBSTITUTE(ADDRESS(1,MOD(ROW(A2637)-52,50)+10,4),\"1\",\"\")&ROUNDDOWN((ROW(A2637)-52)/50,0)+4),\"\"))","v":""},{"$f":"IF(A2637=\"\",\"\",INDIRECT(\"'Space-by-Space Method'!C\"&ROUNDDOWN((ROW(A2637)-52)/50,0)+4))","v":""},{"$f":"IF(A2637=\"\",\"\",IF(COUNTIF(CommonSpaceTypes,AQ2637)>0,INDIRECT(\"'Space-by-Space Method'!F\"&ROUNDDOWN((ROW(A2637)-52)/50,0)+4),\"\"))","v":""},{"$f":"IF(A2637=\"\",\"\",IF(COUNTIF(BuildingSpecificSpaceTypes,AQ2637)>0,INDIRECT(\"'Space-by-Space Method'!F\"&ROUNDDOWN((ROW(A2637)-52)/50,0)+4),\"\"))","v":""},{"$f":"IF(A2637=\"\",\"\",INDIRECT(\"'Fixture Schedule'!D\"&MOD(ROW(A2637)-52,50)+9))","v":""},{"$f":"IF(A2637=\"\",\"\",IF(AR2637=\"\",\"\",INDIRECT(\"'Fixture Schedule'!K\"&MOD(ROW(A2637)-52,50)+9)))","v":""},"",{"$f":"IF(A2637=\"\",\"\",INDIRECT(\"'Fixture Schedule'!L\"&MOD(ROW(A2637)-52,50)+9))","v":""},null,null,null,null,null,null,null,null,null,null,null,null,null,{"$f":"INDIRECT(\"'Space-by-Space Method'!\"&SUBSTITUTE(ADDRESS(1,MOD(ROW(A2637)-52,50)+10,4),\"1\",\"\")&ROUNDDOWN((ROW(A2637)-52)/50,0)+4)","v":0},{"$f":"LEFT(INDIRECT(\"'Space-by-Space Method'!BJ\"&ROUNDDOWN((ROW(A2637)-52)/50,0)+4),3)","v":""},{"$f":"INDIRECT(\"'Fixture Schedule'!L\"&MOD(ROW(A2637)-52,50)+9)","v":0},{"$f":"INDIRECT(\"'Fixture Schedule'!O\"&MOD(ROW(A2637)-52,50)+9)","v":0},{"$f":"INDIRECT(\"'Space-by-Space Method'!F\"&ROUNDDOWN((ROW(A2637)-52)/50,0)+4)","v":0},{"$f":"INDIRECT(\"'Fixture Schedule'!L\"&MOD(ROW(A2637)-52,50)+9)","v":0},{"$f":"INDIRECT(\"'Space-by-Space Method'!D\"&ROUNDDOWN((ROW(A2637)-52)/50,0)+4)","v":0},{"$f":"INDIRECT(\"'Space-by-Space Method'!E\"&ROUNDDOWN((ROW(A2637)-52)/50,0)+4)","v":1}]
[{"$f":"IF(InteriorCalcType=2,IF(OR(AM2645=0,AN2645=\"DNQ\")=TRUE,\"\",INDIRECT(\"'Fixture Schedule'!M\"&MOD(ROW(A2645)-52,50)+9)),\"\")","v":""},{"$f":"IF(A2645=\"\",\"\",INDIRECT(\"'Fixture Schedule'!E\"&MOD(ROW(A2645)-52,50)+9))","v":""},{"$f":"IF(A2645=\"\",\"\",INDIRECT(\"'Fixture Schedule'!F\"&MOD(ROW(A2645)-52,50)+9))","v":""},{"$f":"IF(A2645=\"\",\"\",INDIRECT(\"'Fixture Schedule'!L\"&MOD(ROW(A2645)-52,50)+9))","v":""},"",null,null,{"$f":"IF(A2645=\"\",\"\",IF(AP2645=1,Summary!$C$12*(AO2645)/(SUM('Space-by-Space Method'!$BO$4:$BO$78,SUM('Exterior Lighting'!$BL$5:$BL$25))),0))","v":""},{"$f":"IF(A2645=\"\",\"\",IF(START!$B$34=1,INDIRECT(\"'Space-by-Space Method'!\"&SUBSTITUTE(ADDRESS(1,MOD(ROW(A2645)-52,50)+10,4),\"1\",\"\")&ROUNDDOWN((ROW(A2645)-52)/50,0)+4),\"\"))","v":""},{"$f":"IF(A2645=\"\",\"\",IF(AP2645=1,Summary!$F$11*(AO2645)/(SUM('Space-by-Space Method'!$BO$4:$BO$78,SUM('Exterior Lighting'!$BL$5:$BL$25))),0))","v":""},{"$f":"IF(A2645=\"\",\"\",IF(AP2645=1,Summary!$E$11*(AO2645)/(SUM('Space-by-Space Method'!$BO$4:$BO$78,SUM('Exterior Lighting'!$BL$5:$BL$25))),0))","v":""},{"$f":"IF(A2645=\"\",\"\",IF(AP2645=1,Summary!$G$11*(AO2645)/(SUM('Space-by-Space Method'!$BO$4:$BO$78,SUM('Exterior Lighting'!$BL$5:$BL$25))),0))","v":""},{"$f":"IF(A2645=\"\",\"\",IF(AP2645=1,Summary!$H$11*(AO2645)/(SUM('Space-by-Space Method'!$BO$4:$BO$78)),0))","v":""},{"$f":"IF(A2645=\"\",\"\",IF(AP2645=1,Summary!$I$11*(AO2645)/(SUM('Space-by-Space Method'!$BO$4:$BO$78)),0))","v":""},null,null,null,{"$f":"IF(A2645=\"\",\"\",IF(START!$B$34=2,INDIRECT(\"'Space-by-Space Method'!\"&SUBSTITUTE(ADDRESS(1,MOD(ROW(A2645)-52,50)+10,4),\"1\",\"\")&ROUNDDOWN((ROW(A2645)-52)/50,0)+4),\"\"))","v":""},{"$f":"IF(A2645=\"\",\"\",INDIRECT(\"'Space-by-Space Method'!C\"&ROUNDDOWN((ROW(A2645)-52)/50,0)+4))","v":""},{"$f":"IF(A2645=\"\",\"\",IF(COUNTIF(CommonSpaceTypes,AQ2645)>0,INDIRECT(\"'Space-by-Space Method'!F\"&ROUNDDOWN((ROW(A2645)-52)/50,0)+4),\"\"))","v":""},{"$f":"IF(A2645=\"\",\"\",IF(COUNTIF(BuildingSpecificSpaceTypes,AQ2645)>0,INDIRECT(\"'Space-by-Space Method'!F\"&ROUNDDOWN((ROW(A2645)-52)/50,0)+4),\"\"))","v":""},{"$f":"IF(A2645=\"\",\"\",INDIRECT(\"'Fixture Schedule'!D\"&MOD(ROW(A2645)-52,50)+9))","v":""},{"$f":"IF(A2645=\"\",\"\",IF(AR2645=\"\",\"\",INDIRECT(\"'Fixture Schedule'!K\"&MOD(ROW(A2645)-52,50)+9)))","v":""},"",{"$f":"IF(A2645=\"\",\"\",INDIRECT(\"'Fixture Schedule'!L\"&MOD(ROW(A2645)-52,50)+9))","v":""},null,null,null,null,null,null,null,null,null,null,null,null,null,{"$f":"INDIRECT(\"'Space-by-Space Method'!\"&SUBSTITUTE(ADDRESS(1,MOD(ROW(A2645)-52,50)+10,4),\"1\",\"\")&ROUNDDOWN((ROW(A2645)-52)/50,0)+4)","v":0},{"$f":"LEFT(INDIRECT(\"'Space-by-Space Method'!BJ\"&ROUNDDOWN((ROW(A2645)-52)/50,0)+4),3)","v":""},{"$f":"INDIRECT(\"'Fixture Schedule'!L\"&MOD(ROW(A2645)-52,50)+9)","v":0},{"$f":"INDIRECT(\"'Fixture Schedule'!O\"&MOD(ROW(A2645)-52,50)+9)","v":0},{"$f":"INDIRECT(\"'Space-by-Space Method'!F\"&ROUNDDOWN((ROW(A2645)-52)/50,0)+4)","v":0},{"$f":"INDIRECT(\"'Fixture Schedule'!L\"&MOD(ROW(A2645)-52,50)+9)","v":0},{"$f":"INDIRECT(\"'Space-by-Space Method'!D\"&ROUNDDOWN((ROW(A2645)-52)/50,0)+4)","v":0},{"$f":"INDIRECT(\"'Space-by-Space Method'!E\"&ROUNDDOWN((ROW(A2645)-52)/50,0)+4)","v":1}]
[{"$f":"IF(InteriorCalcType=2,IF(OR(AM2655=0,AN2655=\"DNQ\")=TRUE,\"\",INDIRECT(\"'Fixture Schedule'!M\"&MOD(ROW(A2655)-52,50)+9)),\"\")","v":""},{"$f":"IF(A2655=\"\",\"\",INDIRECT(\"'Fixture Schedule'!E\"&MOD(ROW(A2655)-52,50)+9))","v":""},{"$f":"IF(A2655=\"\",\"\",INDIRECT(\"'Fixture Schedule'!F\"&MOD(ROW(A2655)-52,50)+9))","v":""},{"$f":"IF(A2655=\"\",\"\",INDIRECT(\"'Fixture Schedule'!L\"&MOD(ROW(A2655)-52,50)+9))","v":""},"",null,null,{"$f":"IF(A2655=\"\",\"\",IF(AP2655=1,Summary!$C$12*(AO2655)/(SUM('Space-by-Space Method'!$BO$4:$BO$78,SUM('Exterior Lighting'!$BL$5:$BL$25))),0))","v":""},{"$f":"IF(A2655=\"\",\"\",IF(START!$B$34=1,INDIRECT(\"'Space-by-Space Method'!\"&SUBSTITUTE(ADDRESS(1,MOD(ROW(A2655)-52,50)+10,4),\"1\",\"\")&ROUNDDOWN((ROW(A2655)-52)/50,0)+4),\"\"))","v":""},{"$f":"IF(A2655=\"\",\"\",IF(AP2655=1,Summary!$F$11*(AO2655)/(SUM('Space-by-Space Method'!$BO$4:$BO$78,SUM('Exterior Lighting'!$BL$5:$BL$25))),0))","v":""},{"$f":"IF(A2655=\"\",\"\",IF(AP2655=1,Summary!$E$11*(AO2655)/(SUM('Space-by-Space Method'!$BO$4:$BO$78,SUM('Exterior Lighting'!$BL$5:$BL$25))),0))","v":""},{"$f":"IF(A2655=\"\",\"\",IF(AP2655=1,Summary!$G$11*(AO2655)/(SUM('Space-by-Space Method'!$BO$4:$BO$78,SUM('Exterior Lighting'!$BL$5:$BL$25))),0))","v":""},{"$f":"IF(A2655=\"\",\"\",IF(AP2655=1,Summary!$H$11*(AO2655)/(SUM('Space-by-Space Method'!$BO$4:$BO$78)),0))","v":""},{"$f":"IF(A2655=\"\",\"\",IF(AP2655=1,Summary!$I$11*(AO2655)/(SUM('Space-by-Space Method'!$BO$4:$BO$78)),0))","v":""},null,null,null,{"$f":"IF(A2655=\"\",\"\",IF(START!$B$34=2,INDIRECT(\"'Space-by-Space Method'!\"&SUBSTITUTE(ADDRESS(1,MOD(ROW(A2655)-52,50)+10,4),\"1\",\"\")&ROUNDDOWN((ROW(A2655)-52)/50,0)+4),\"\"))","v":""},{"$f":"IF(A2655=\"\",\"\",INDIRECT(\"'Space-by-Space Method'!C\"&ROUNDDOWN((ROW(A2655)-52)/50,0)+4))","v":""},{"$f":"IF(A2655=\"\",\"\",IF(COUNTIF(CommonSpaceTypes,AQ2655)>0,INDIRECT(\"'Space-by-Space Method'!F\"&ROUNDDOWN((ROW(A2655)-52)/50,0)+4),\"\"))","v":""},{"$f":"IF(A2655=\"\",\"\",IF(COUNTIF(BuildingSpecificSpaceTypes,AQ2655)>0,INDIRECT(\"'Space-by-Space Method'!F\"&ROUNDDOWN((ROW(A2655)-52)/50,0)+4),\"\"))","v":""},{"$f":"IF(A2655=\"\",\"\",INDIRECT(\"'Fixture Schedule'!D\"&MOD(ROW(A2655)-52,50)+9))","v":""},{"$f":"IF(A2655=\"\",\"\",IF(AR2655=\"\",\"\",INDIRECT(\"'Fixture Schedule'!K\"&MOD(ROW(A2655)-52,50)+9)))","v":""},"",{"$f":"IF(A2655=\"\",\"\",INDIRECT(\"'Fixture Schedule'!L\"&MOD(ROW(A2655)-52,50)+9))","v":""},null,null,null,null,null,null,null,null,null,null,null,null,null,{"$f":"INDIRECT(\"'Space-by-Space Method'!\"&SUBSTITUTE(ADDRESS(1,MOD(ROW(A2655)-52,50)+10,4),\"1\",\"\")&ROUNDDOWN((ROW(A2655)-52)/50,0)+4)","v":0},{"$f":"LEFT(INDIRECT(\"'Space-by-Space Method'!BJ\"&ROUNDDOWN((ROW(A2655)-52)/50,0)+4),3)","v":""},{"$f":"INDIRECT(\"'Fixture Schedule'!L\"&MOD(ROW(A2655)-52,50)+9)","v":0},{"$f":"INDIRECT(\"'Fixture Schedule'!O\"&MOD(ROW(A2655)-52,50)+9)","v":0},{"$f":"INDIRECT(\"'Space-by-Space Method'!F\"&ROUNDDOWN((ROW(A2655)-52)/50,0)+4)","v":0},{"$f":"INDIRECT(\"'Fixture Schedule'!L\"&MOD(ROW(A2655)-52,50)+9)","v":0},{"$f":"INDIRECT(\"'Space-by-Space Method'!D\"&ROUNDDOWN((ROW(A2655)-52)/50,0)+4)","v":0},{"$f":"INDIRECT(\"'Space-by-Space Method'!E\"&ROUNDDOWN((ROW(A2655)-52)/50,0)+4)","v":1}]
[{"$f":"IF(InteriorCalcType=2,IF(OR(AM2656=0,AN2656=\"DNQ\")=TRUE,\"\",INDIRECT(\"'Fixture Schedule'!M\"&MOD(ROW(A2656)-52,50)+9)),\"\")","v":""},{"$f":"IF(A2656=\"\",\"\",INDIRECT(\"'Fixture Schedule'!E\"&MOD(ROW(A2656)-52,50)+9))","v":""},{"$f":"IF(A2656=\"\",\"\",INDIRECT(\"'Fixture Schedule'!F\"&MOD(ROW(A2656)-52,50)+9))","v":""},{"$f":"IF(A2656=\"\",\"\",INDIRECT(\"'Fixture Schedule'!L\"&MOD(ROW(A2656)-52,50)+9))","v":""},"",null,null,{"$f":"IF(A2656=\"\",\"\",IF(AP2656=1,Summary!$C$12*(AO2656)/(SUM('Space-by-Space Method'!$BO$4:$BO$78,SUM('Exterior Lighting'!$BL$5:$BL$25))),0))","v":""},{"$f":"IF(A2656=\"\",\"\",IF(START!$B$34=1,INDIRECT(\"'Space-by-Space Method'!\"&SUBSTITUTE(ADDRESS(1,MOD(ROW(A2656)-52,50)+10,4),\"1\",\"\")&ROUNDDOWN((ROW(A2656)-52)/50,0)+4),\"\"))","v":""},{"$f":"IF(A2656=\"\",\"\",IF(AP2656=1,Summary!$F$11*(AO2656)/(SUM('Space-by-Space Method'!$BO$4:$BO$78,SUM('Exterior Lighting'!$BL$5:$BL$25))),0))","v":""},{"$f":"IF(A2656=\"\",\"\",IF(AP2656=1,Summary!$E$11*(AO2656)/(SUM('Space-by-Space Method'!$BO$4:$BO$78,SUM('Exterior Lighting'!$BL$5:$BL$25))),0))","v":""},{"$f":"IF(A2656=\"\",\"\",IF(AP2656=1,Summary!$G$11*(AO2656)/(SUM('Space-by-Space Method'!$BO$4:$BO$78,SUM('Exterior Lighting'!$BL$5:$BL$25))),0))","v":""},{"$f":"IF(A2656=\"\",\"\",IF(AP2656=1,Summary!$H$11*(AO2656)/(SUM('Space-by-Space Method'!$BO$4:$BO$78)),0))","v":""},{"$f":"IF(A2656=\"\",\"\",IF(AP2656=1,Summary!$I$11*(AO2656)/(SUM('Space-by-Space Method'!$BO$4:$BO$78)),0))","v":""},null,null,null,{"$f":"IF(A2656=\"\",\"\",IF(START!$B$34=2,INDIRECT(\"'Space-by-Space Method'!\"&SUBSTITUTE(ADDRESS(1,MOD(ROW(A2656)-52,50)+10,4),\"1\",\"\")&ROUNDDOWN((ROW(A2656)-52)/50,0)+4),\"\"))","v":""},{"$f":"IF(A2656=\"\",\"\",INDIRECT(\"'Space-by-Space Method'!C\"&ROUNDDOWN((ROW(A2656)-52)/50,0)+4))","v":""},{"$f":"IF(A2656=\"\",\"\",IF(COUNTIF(CommonSpaceTypes,AQ2656)>0,INDIRECT(\"'Space-by-Space Method'!F\"&ROUNDDOWN((ROW(A2656)-52)/50,0)+4),\"\"))","v":""},{"$f":"IF(A2656=\"\",\"\",IF(COUNTIF(BuildingSpecificSpaceTypes,AQ2656)>0,INDIRECT(\"'Space-by-Space Method'!F\"&ROUNDDOWN((ROW(A2656)-52)/50,0)+4),\"\"))","v":""},{"$f":"IF(A2656=\"\",\"\",INDIRECT(\"'Fixture Schedule'!D\"&MOD(ROW(A2656)-52,50)+9))","v":""},{"$f":"IF(A2656=\"\",\"\",IF(AR2656=\"\",\"\",INDIRECT(\"'Fixture Schedule'!K\"&MOD(ROW(A2656)-52,50)+9)))","v":""},"",{"$f":"IF(A2656=\"\",\"\",INDIRECT(\"'Fixture Schedule'!L\"&MOD(ROW(A2656)-52,50)+9))","v":""},null,null,null,null,null,null,null,null,null,null,null,null,null,{"$f":"INDIRECT(\"'Space-by-Space Method'!\"&SUBSTITUTE(ADDRESS(1,MOD(ROW(A2656)-52,50)+10,4),\"1\",\"\")&ROUNDDOWN((ROW(A2656)-52)/50,0)+4)","v":0},{"$f":"LEFT(INDIRECT(\"'Space-by-Space Method'!BJ\"&ROUNDDOWN((ROW(A2656)-52)/50,0)+4),3)","v":""},{"$f":"INDIRECT(\"'Fixture Schedule'!L\"&MOD(ROW(A2656)-52,50)+9)","v":0},{"$f":"INDIRECT(\"'Fixture Schedule'!O\"&MOD(ROW(A2656)-52,50)+9)","v":0},{"$f":"INDIRECT(\"'Space-by-Space Method'!F\"&ROUNDDOWN((ROW(A2656)-52)/50,0)+4)","v":0},{"$f":"INDIRECT(\"'Fixture Schedule'!L\"&MOD(ROW(A2656)-52,50)+9)","v":0},{"$f":"INDIRECT(\"'Space-by-Space Method'!D\"&ROUNDDOWN((ROW(A2656)-52)/50,0)+4)","v":0},{"$f":"INDIRECT(\"'Space-by-Space Method'!E\"&ROUNDDOWN((ROW(A2656)-52)/50,0)+4)","v":1}]
[{"$f":"IF(InteriorCalcType=2,IF(OR(AM2669=0,AN2669=\"DNQ\")=TRUE,\"\",INDIRECT(\"'Fixture Schedule'!M\"&MOD(ROW(A2669)-52,50)+9)),\"\")","v":""},{"$f":"IF(A2669=\"\",\"\",INDIRECT(\"'Fixture Schedule'!E\"&MOD(ROW(A2669)-52,50)+9))","v":""},{"$f":"IF(A2669=\"\",\"\",INDIRECT(\"'Fixture Schedule'!F\"&MOD(ROW(A2669)-52,50)+9))","v":""},{"$f":"IF(A2669=\"\",\"\",INDIRECT(\"'Fixture Schedule'!L\"&MOD(ROW(A2669)-52,50)+9))","v":""},"",null,null,{"$f":"IF(A2669=\"\",\"\",IF(AP2669=1,Summary!$C$12*(AO2669)/(SUM('Space-by-Space Method'!$BO$4:$BO$78,SUM('Exterior Lighting'!$BL$5:$BL$25))),0))","v":""},{"$f":"IF(A2669=\"\",\"\",IF(START!$B$34=1,INDIRECT(\"'Space-by-Space Method'!\"&SUBSTITUTE(ADDRESS(1,MOD(ROW(A2669)-52,50)+10,4),\"1\",\"\")&ROUNDDOWN((ROW(A2669)-52)/50,0)+4),\"\"))","v":""},{"$f":"IF(A2669=\"\",\"\",IF(AP2669=1,Summary!$F$11*(AO2669)/(SUM('Space-by-Space Method'!$BO$4:$BO$78,SUM('Exterior Lighting'!$BL$5:$BL$25))),0))","v":""},{"$f":"IF(A2669=\"\",\"\",IF(AP2669=1,Summary!$E$11*(AO2669)/(SUM('Space-by-Space Method'!$BO$4:$BO$78,SUM('Exterior Lighting'!$BL$5:$BL$25))),0))","v":""},{"$f":"IF(A2669=\"\",\"\",IF(AP2669=1,Summary!$G$11*(AO2669)/(SUM('Space-by-Space Method'!$BO$4:$BO$78,SUM('Exterior Lighting'!$BL$5:$BL$25))),0))","v":""},{"$f":"IF(A2669=\"\",\"\",IF(AP2669=1,Summary!$H$11*(AO2669)/(SUM('Space-by-Space Method'!$BO$4:$BO$78)),0))","v":""},{"$f":"IF(A2669=\"\",\"\",IF(AP2669=1,Summary!$I$11*(AO2669)/(SUM('Space-by-Space Method'!$BO$4:$BO$78)),0))","v":""},null,null,null,{"$f":"IF(A2669=\"\",\"\",IF(START!$B$34=2,INDIRECT(\"'Space-by-Space Method'!\"&SUBSTITUTE(ADDRESS(1,MOD(ROW(A2669)-52,50)+10,4),\"1\",\"\")&ROUNDDOWN((ROW(A2669)-52)/50,0)+4),\"\"))","v":""},{"$f":"IF(A2669=\"\",\"\",INDIRECT(\"'Space-by-Space Method'!C\"&ROUNDDOWN((ROW(A2669)-52)/50,0)+4))","v":""},{"$f":"IF(A2669=\"\",\"\",IF(COUNTIF(CommonSpaceTypes,AQ2669)>0,INDIRECT(\"'Space-by-Space Method'!F\"&ROUNDDOWN((ROW(A2669)-52)/50,0)+4),\"\"))","v":""},{"$f":"IF(A2669=\"\",\"\",IF(COUNTIF(BuildingSpecificSpaceTypes,AQ2669)>0,INDIRECT(\"'Space-by-Space Method'!F\"&ROUNDDOWN((ROW(A2669)-52)/50,0)+4),\"\"))","v":""},{"$f":"IF(A2669=\"\",\"\",INDIRECT(\"'Fixture Schedule'!D\"&MOD(ROW(A2669)-52,50)+9))","v":""},{"$f":"IF(A2669=\"\",\"\",IF(AR2669=\"\",\"\",INDIRECT(\"'Fixture Schedule'!K\"&MOD(ROW(A2669)-52,50)+9)))","v":""},"",{"$f":"IF(A2669=\"\",\"\",INDIRECT(\"'Fixture Schedule'!L\"&MOD(ROW(A2669)-52,50)+9))","v":""},null,null,null,null,null,null,null,null,null,null,null,null,null,{"$f":"INDIRECT(\"'Space-by-Space Method'!\"&SUBSTITUTE(ADDRESS(1,MOD(ROW(A2669)-52,50)+10,4),\"1\",\"\")&ROUNDDOWN((ROW(A2669)-52)/50,0)+4)","v":0},{"$f":"LEFT(INDIRECT(\"'Space-by-Space Method'!BJ\"&ROUNDDOWN((ROW(A2669)-52)/50,0)+4),3)","v":""},{"$f":"INDIRECT(\"'Fixture Schedule'!L\"&MOD(ROW(A2669)-52,50)+9)","v":0},{"$f":"INDIRECT(\"'Fixture Schedule'!O\"&MOD(ROW(A2669)-52,50)+9)","v":0},{"$f":"INDIRECT(\"'Space-by-Space Method'!F\"&ROUNDDOWN((ROW(A2669)-52)/50,0)+4)","v":0},{"$f":"INDIRECT(\"'Fixture Schedule'!L\"&MOD(ROW(A2669)-52,50)+9)","v":0},{"$f":"INDIRECT(\"'Space-by-Space Method'!D\"&ROUNDDOWN((ROW(A2669)-52)/50,0)+4)","v":0},{"$f":"INDIRECT(\"'Space-by-Space Method'!E\"&ROUNDDOWN((ROW(A2669)-52)/50,0)+4)","v":1}]
[{"$f":"IF(InteriorCalcType=2,IF(OR(AM2675=0,AN2675=\"DNQ\")=TRUE,\"\",INDIRECT(\"'Fixture Schedule'!M\"&MOD(ROW(A2675)-52,50)+9)),\"\")","v":""},{"$f":"IF(A2675=\"\",\"\",INDIRECT(\"'Fixture Schedule'!E\"&MOD(ROW(A2675)-52,50)+9))","v":""},{"$f":"IF(A2675=\"\",\"\",INDIRECT(\"'Fixture Schedule'!F\"&MOD(ROW(A2675)-52,50)+9))","v":""},{"$f":"IF(A2675=\"\",\"\",INDIRECT(\"'Fixture Schedule'!L\"&MOD(ROW(A2675)-52,50)+9))","v":""},"",null,null,{"$f":"IF(A2675=\"\",\"\",IF(AP2675=1,Summary!$C$12*(AO2675)/(SUM('Space-by-Space Method'!$BO$4:$BO$78,SUM('Exterior Lighting'!$BL$5:$BL$25))),0))","v":""},{"$f":"IF(A2675=\"\",\"\",IF(START!$B$34=1,INDIRECT(\"'Space-by-Space Method'!\"&SUBSTITUTE(ADDRESS(1,MOD(ROW(A2675)-52,50)+10,4),\"1\",\"\")&ROUNDDOWN((ROW(A2675)-52)/50,0)+4),\"\"))","v":""},{"$f":"IF(A2675=\"\",\"\",IF(AP2675=1,Summary!$F$11*(AO2675)/(SUM('Space-by-Space Method'!$BO$4:$BO$78,SUM('Exterior Lighting'!$BL$5:$BL$25))),0))","v":""},{"$f":"IF(A2675=\"\",\"\",IF(AP2675=1,Summary!$E$11*(AO2675)/(SUM('Space-by-Space Method'!$BO$4:$BO$78,SUM('Exterior Lighting'!$BL$5:$BL$25))),0))","v":""},{"$f":"IF(A2675=\"\",\"\",IF(AP2675=1,Summary!$G$11*(AO2675)/(SUM('Space-by-Space Method'!$BO$4:$BO$78,SUM('Exterior Lighting'!$BL$5:$BL$25))),0))","v":""},{"$f":"IF(A2675=\"\",\"\",IF(AP2675=1,Summary!$H$11*(AO2675)/(SUM('Space-by-Space Method'!$BO$4:$BO$78)),0))","v":""},{"$f":"IF(A2675=\"\",\"\",IF(AP2675=1,Summary!$I$11*(AO2675)/(SUM('Space-by-Space Method'!$BO$4:$BO$78)),0))","v":""},null,null,null,{"$f":"IF(A2675=\"\",\"\",IF(START!$B$34=2,INDIRECT(\"'Space-by-Space Method'!\"&SUBSTITUTE(ADDRESS(1,MOD(ROW(A2675)-52,50)+10,4),\"1\",\"\")&ROUNDDOWN((ROW(A2675)-52)/50,0)+4),\"\"))","v":""},{"$f":"IF(A2675=\"\",\"\",INDIRECT(\"'Space-by-Space Method'!C\"&ROUNDDOWN((ROW(A2675)-52)/50,0)+4))","v":""},{"$f":"IF(A2675=\"\",\"\",IF(COUNTIF(CommonSpaceTypes,AQ2675)>0,INDIRECT(\"'Space-by-Space Method'!F\"&ROUNDDOWN((ROW(A2675)-52)/50,0)+4),\"\"))","v":""},{"$f":"IF(A2675=\"\",\"\",IF(COUNTIF(BuildingSpecificSpaceTypes,AQ2675)>0,INDIRECT(\"'Space-by-Space Method'!F\"&ROUNDDOWN((ROW(A2675)-52)/50,0)+4),\"\"))","v":""},{"$f":"IF(A2675=\"\",\"\",INDIRECT(\"'Fixture Schedule'!D\"&MOD(ROW(A2675)-52,50)+9))","v":""},{"$f":"IF(A2675=\"\",\"\",IF(AR2675=\"\",\"\",INDIRECT(\"'Fixture Schedule'!K\"&MOD(ROW(A2675)-52,50)+9)))","v":""},"",{"$f":"IF(A2675=\"\",\"\",INDIRECT(\"'Fixture Schedule'!L\"&MOD(ROW(A2675)-52,50)+9))","v":""},null,null,null,null,null,null,null,null,null,null,null,null,null,{"$f":"INDIRECT(\"'Space-by-Space Method'!\"&SUBSTITUTE(ADDRESS(1,MOD(ROW(A2675)-52,50)+10,4),\"1\",\"\")&ROUNDDOWN((ROW(A2675)-52)/50,0)+4)","v":0},{"$f":"LEFT(INDIRECT(\"'Space-by-Space Method'!BJ\"&ROUNDDOWN((ROW(A2675)-52)/50,0)+4),3)","v":""},{"$f":"INDIRECT(\"'Fixture Schedule'!L\"&MOD(ROW(A2675)-52,50)+9)","v":0},{"$f":"INDIRECT(\"'Fixture Schedule'!O\"&MOD(ROW(A2675)-52,50)+9)","v":0},{"$f":"INDIRECT(\"'Space-by-Space Method'!F\"&ROUNDDOWN((ROW(A2675)-52)/50,0)+4)","v":0},{"$f":"INDIRECT(\"'Fixture Schedule'!L\"&MOD(ROW(A2675)-52,50)+9)","v":0},{"$f":"INDIRECT(\"'Space-by-Space Method'!D\"&ROUNDDOWN((ROW(A2675)-52)/50,0)+4)","v":0},{"$f":"INDIRECT(\"'Space-by-Space Method'!E\"&ROUNDDOWN((ROW(A2675)-52)/50,0)+4)","v":1}]
[{"$f":"IF(InteriorCalcType=2,IF(OR(AM2687=0,AN2687=\"DNQ\")=TRUE,\"\",INDIRECT(\"'Fixture Schedule'!M\"&MOD(ROW(A2687)-52,50)+9)),\"\")","v":""},{"$f":"IF(A2687=\"\",\"\",INDIRECT(\"'Fixture Schedule'!E\"&MOD(ROW(A2687)-52,50)+9))","v":""},{"$f":"IF(A2687=\"\",\"\",INDIRECT(\"'Fixture Schedule'!F\"&MOD(ROW(A2687)-52,50)+9))","v":""},{"$f":"IF(A2687=\"\",\"\",INDIRECT(\"'Fixture Schedule'!L\"&MOD(ROW(A2687)-52,50)+9))","v":""},"",null,null,{"$f":"IF(A2687=\"\",\"\",IF(AP2687=1,Summary!$C$12*(AO2687)/(SUM('Space-by-Space Method'!$BO$4:$BO$78,SUM('Exterior Lighting'!$BL$5:$BL$25))),0))","v":""},{"$f":"IF(A2687=\"\",\"\",IF(START!$B$34=1,INDIRECT(\"'Space-by-Space Method'!\"&SUBSTITUTE(ADDRESS(1,MOD(ROW(A2687)-52,50)+10,4),\"1\",\"\")&ROUNDDOWN((ROW(A2687)-52)/50,0)+4),\"\"))","v":""},{"$f":"IF(A2687=\"\",\"\",IF(AP2687=1,Summary!$F$11*(AO2687)/(SUM('Space-by-Space Method'!$BO$4:$BO$78,SUM('Exterior Lighting'!$BL$5:$BL$25))),0))","v":""},{"$f":"IF(A2687=\"\",\"\",IF(AP2687=1,Summary!$E$11*(AO2687)/(SUM('Space-by-Space Method'!$BO$4:$BO$78,SUM('Exterior Lighting'!$BL$5:$BL$25))),0))","v":""},{"$f":"IF(A2687=\"\",\"\",IF(AP2687=1,Summary!$G$11*(AO2687)/(SUM('Space-by-Space Method'!$BO$4:$BO$78,SUM('Exterior Lighting'!$BL$5:$BL$25))),0))","v":""},{"$f":"IF(A2687=\"\",\"\",IF(AP2687=1,Summary!$H$11*(AO2687)/(SUM('Space-by-Space Method'!$BO$4:$BO$78)),0))","v":""},{"$f":"IF(A2687=\"\",\"\",IF(AP2687=1,Summary!$I$11*(AO2687)/(SUM('Space-by-Space Method'!$BO$4:$BO$78)),0))","v":""},null,null,null,{"$f":"IF(A2687=\"\",\"\",IF(START!$B$34=2,INDIRECT(\"'Space-by-Space Method'!\"&SUBSTITUTE(ADDRESS(1,MOD(ROW(A2687)-52,50)+10,4),\"1\",\"\")&ROUNDDOWN((ROW(A2687)-52)/50,0)+4),\"\"))","v":""},{"$f":"IF(A2687=\"\",\"\",INDIRECT(\"'Space-by-Space Method'!C\"&ROUNDDOWN((ROW(A2687)-52)/50,0)+4))","v":""},{"$f":"IF(A2687=\"\",\"\",IF(COUNTIF(CommonSpaceTypes,AQ2687)>0,INDIRECT(\"'Space-by-Space Method'!F\"&ROUNDDOWN((ROW(A2687)-52)/50,0)+4),\"\"))","v":""},{"$f":"IF(A2687=\"\",\"\",IF(COUNTIF(BuildingSpecificSpaceTypes,AQ2687)>0,INDIRECT(\"'Space-by-Space Method'!F\"&ROUNDDOWN((ROW(A2687)-52)/50,0)+4),\"\"))","v":""},{"$f":"IF(A2687=\"\",\"\",INDIRECT(\"'Fixture Schedule'!D\"&MOD(ROW(A2687)-52,50)+9))","v":""},{"$f":"IF(A2687=\"\",\"\",IF(AR2687=\"\",\"\",INDIRECT(\"'Fixture Schedule'!K\"&MOD(ROW(A2687)-52,50)+9)))","v":""},"",{"$f":"IF(A2687=\"\",\"\",INDIRECT(\"'Fixture Schedule'!L\"&MOD(ROW(A2687)-52,50)+9))","v":""},null,null,null,null,null,null,null,null,null,null,null,null,null,{"$f":"INDIRECT(\"'Space-by-Space Method'!\"&SUBSTITUTE(ADDRESS(1,MOD(ROW(A2687)-52,50)+10,4),\"1\",\"\")&ROUNDDOWN((ROW(A2687)-52)/50,0)+4)","v":0},{"$f":"LEFT(INDIRECT(\"'Space-by-Space Method'!BJ\"&ROUNDDOWN((ROW(A2687)-52)/50,0)+4),3)","v":""},{"$f":"INDIRECT(\"'Fixture Schedule'!L\"&MOD(ROW(A2687)-52,50)+9)","v":0},{"$f":"INDIRECT(\"'Fixture Schedule'!O\"&MOD(ROW(A2687)-52,50)+9)","v":0},{"$f":"INDIRECT(\"'Space-by-Space Method'!F\"&ROUNDDOWN((ROW(A2687)-52)/50,0)+4)","v":0},{"$f":"INDIRECT(\"'Fixture Schedule'!L\"&MOD(ROW(A2687)-52,50)+9)","v":0},{"$f":"INDIRECT(\"'Space-by-Space Method'!D\"&ROUNDDOWN((ROW(A2687)-52)/50,0)+4)","v":0},{"$f":"INDIRECT(\"'Space-by-Space Method'!E\"&ROUNDDOWN((ROW(A2687)-52)/50,0)+4)","v":1}]
[{"$f":"IF(InteriorCalcType=2,IF(OR(AM2694=0,AN2694=\"DNQ\")=TRUE,\"\",INDIRECT(\"'Fixture Schedule'!M\"&MOD(ROW(A2694)-52,50)+9)),\"\")","v":""},{"$f":"IF(A2694=\"\",\"\",INDIRECT(\"'Fixture Schedule'!E\"&MOD(ROW(A2694)-52,50)+9))","v":""},{"$f":"IF(A2694=\"\",\"\",INDIRECT(\"'Fixture Schedule'!F\"&MOD(ROW(A2694)-52,50)+9))","v":""},{"$f":"IF(A2694=\"\",\"\",INDIRECT(\"'Fixture Schedule'!L\"&MOD(ROW(A2694)-52,50)+9))","v":""},"",null,null,{"$f":"IF(A2694=\"\",\"\",IF(AP2694=1,Summary!$C$12*(AO2694)/(SUM('Space-by-Space Method'!$BO$4:$BO$78,SUM('Exterior Lighting'!$BL$5:$BL$25))),0))","v":""},{"$f":"IF(A2694=\"\",\"\",IF(START!$B$34=1,INDIRECT(\"'Space-by-Space Method'!\"&SUBSTITUTE(ADDRESS(1,MOD(ROW(A2694)-52,50)+10,4),\"1\",\"\")&ROUNDDOWN((ROW(A2694)-52)/50,0)+4),\"\"))","v":""},{"$f":"IF(A2694=\"\",\"\",IF(AP2694=1,Summary!$F$11*(AO2694)/(SUM('Space-by-Space Method'!$BO$4:$BO$78,SUM('Exterior Lighting'!$BL$5:$BL$25))),0))","v":""},{"$f":"IF(A2694=\"\",\"\",IF(AP2694=1,Summary!$E$11*(AO2694)/(SUM('Space-by-Space Method'!$BO$4:$BO$78,SUM('Exterior Lighting'!$BL$5:$BL$25))),0))","v":""},{"$f":"IF(A2694=\"\",\"\",IF(AP2694=1,Summary!$G$11*(AO2694)/(SUM('Space-by-Space Method'!$BO$4:$BO$78,SUM('Exterior Lighting'!$BL$5:$BL$25))),0))","v":""},{"$f":"IF(A2694=\"\",\"\",IF(AP2694=1,Summary!$H$11*(AO2694)/(SUM('Space-by-Space Method'!$BO$4:$BO$78)),0))","v":""},{"$f":"IF(A2694=\"\",\"\",IF(AP2694=1,Summary!$I$11*(AO2694)/(SUM('Space-by-Space Method'!$BO$4:$BO$78)),0))","v":""},null,null,null,{"$f":"IF(A2694=\"\",\"\",IF(START!$B$34=2,INDIRECT(\"'Space-by-Space Method'!\"&SUBSTITUTE(ADDRESS(1,MOD(ROW(A2694)-52,50)+10,4),\"1\",\"\")&ROUNDDOWN((ROW(A2694)-52)/50,0)+4),\"\"))","v":""},{"$f":"IF(A2694=\"\",\"\",INDIRECT(\"'Space-by-Space Method'!C\"&ROUNDDOWN((ROW(A2694)-52)/50,0)+4))","v":""},{"$f":"IF(A2694=\"\",\"\",IF(COUNTIF(CommonSpaceTypes,AQ2694)>0,INDIRECT(\"'Space-by-Space Method'!F\"&ROUNDDOWN((ROW(A2694)-52)/50,0)+4),\"\"))","v":""},{"$f":"IF(A2694=\"\",\"\",IF(COUNTIF(BuildingSpecificSpaceTypes,AQ2694)>0,INDIRECT(\"'Space-by-Space Method'!F\"&ROUNDDOWN((ROW(A2694)-52)/50,0)+4),\"\"))","v":""},{"$f":"IF(A2694=\"\",\"\",INDIRECT(\"'Fixture Schedule'!D\"&MOD(ROW(A2694)-52,50)+9))","v":""},{"$f":"IF(A2694=\"\",\"\",IF(AR2694=\"\",\"\",INDIRECT(\"'Fixture Schedule'!K\"&MOD(ROW(A2694)-52,50)+9)))","v":""},"",{"$f":"IF(A2694=\"\",\"\",INDIRECT(\"'Fixture Schedule'!L\"&MOD(ROW(A2694)-52,50)+9))","v":""},null,null,null,null,null,null,null,null,null,null,null,null,null,{"$f":"INDIRECT(\"'Space-by-Space Method'!\"&SUBSTITUTE(ADDRESS(1,MOD(ROW(A2694)-52,50)+10,4),\"1\",\"\")&ROUNDDOWN((ROW(A2694)-52)/50,0)+4)","v":0},{"$f":"LEFT(INDIRECT(\"'Space-by-Space Method'!BJ\"&ROUNDDOWN((ROW(A2694)-52)/50,0)+4),3)","v":""},{"$f":"INDIRECT(\"'Fixture Schedule'!L\"&MOD(ROW(A2694)-52,50)+9)","v":0},{"$f":"INDIRECT(\"'Fixture Schedule'!O\"&MOD(ROW(A2694)-52,50)+9)","v":0},{"$f":"INDIRECT(\"'Space-by-Space Method'!F\"&ROUNDDOWN((ROW(A2694)-52)/50,0)+4)","v":0},{"$f":"INDIRECT(\"'Fixture Schedule'!L\"&MOD(ROW(A2694)-52,50)+9)","v":0},{"$f":"INDIRECT(\"'Space-by-Space Method'!D\"&ROUNDDOWN((ROW(A2694)-52)/50,0)+4)","v":0},{"$f":"INDIRECT(\"'Space-by-Space Method'!E\"&ROUNDDOWN((ROW(A2694)-52)/50,0)+4)","v":1}]
[{"$f":"IF(InteriorCalcType=2,IF(OR(AM2703=0,AN2703=\"DNQ\")=TRUE,\"\",INDIRECT(\"'Fixture Schedule'!M\"&MOD(ROW(A2703)-52,50)+9)),\"\")","v":""},{"$f":"IF(A2703=\"\",\"\",INDIRECT(\"'Fixture Schedule'!E\"&MOD(ROW(A2703)-52,50)+9))","v":""},{"$f":"IF(A2703=\"\",\"\",INDIRECT(\"'Fixture Schedule'!F\"&MOD(ROW(A2703)-52,50)+9))","v":""},{"$f":"IF(A2703=\"\",\"\",INDIRECT(\"'Fixture Schedule'!L\"&MOD(ROW(A2703)-52,50)+9))","v":""},"",null,null,{"$f":"IF(A2703=\"\",\"\",IF(AP2703=1,Summary!$C$12*(AO2703)/(SUM('Space-by-Space Method'!$BO$4:$BO$78,SUM('Exterior Lighting'!$BL$5:$BL$25))),0))","v":""},{"$f":"IF(A2703=\"\",\"\",IF(START!$B$34=1,INDIRECT(\"'Space-by-Space Method'!\"&SUBSTITUTE(ADDRESS(1,MOD(ROW(A2703)-52,50)+10,4),\"1\",\"\")&ROUNDDOWN((ROW(A2703)-52)/50,0)+4),\"\"))","v":""},{"$f":"IF(A2703=\"\",\"\",IF(AP2703=1,Summary!$F$11*(AO2703)/(SUM('Space-by-Space Method'!$BO$4:$BO$78,SUM('Exterior Lighting'!$BL$5:$BL$25))),0))","v":""},{"$f":"IF(A2703=\"\",\"\",IF(AP2703=1,Summary!$E$11*(AO2703)/(SUM('Space-by-Space Method'!$BO$4:$BO$78,SUM('Exterior Lighting'!$BL$5:$BL$25))),0))","v":""},{"$f":"IF(A2703=\"\",\"\",IF(AP2703=1,Summary!$G$11*(AO2703)/(SUM('Space-by-Space Method'!$BO$4:$BO$78,SUM('Exterior Lighting'!$BL$5:$BL$25))),0))","v":""},{"$f":"IF(A2703=\"\",\"\",IF(AP2703=1,Summary!$H$11*(AO2703)/(SUM('Space-by-Space Method'!$BO$4:$BO$78)),0))","v":""},{"$f":"IF(A2703=\"\",\"\",IF(AP2703=1,Summary!$I$11*(AO2703)/(SUM('Space-by-Space Method'!$BO$4:$BO$78)),0))","v":""},null,null,null,{"$f":"IF(A2703=\"\",\"\",IF(START!$B$34=2,INDIRECT(\"'Space-by-Space Method'!\"&SUBSTITUTE(ADDRESS(1,MOD(ROW(A2703)-52,50)+10,4),\"1\",\"\")&ROUNDDOWN((ROW(A2703)-52)/50,0)+4),\"\"))","v":""},{"$f":"IF(A2703=\"\",\"\",INDIRECT(\"'Space-by-Space Method'!C\"&ROUNDDOWN((ROW(A2703)-52)/50,0)+4))","v":""},{"$f":"IF(A2703=\"\",\"\",IF(COUNTIF(CommonSpaceTypes,AQ2703)>0,INDIRECT(\"'Space-by-Space Method'!F\"&ROUNDDOWN((ROW(A2703)-52)/50,0)+4),\"\"))","v":""},{"$f":"IF(A2703=\"\",\"\",IF(COUNTIF(BuildingSpecificSpaceTypes,AQ2703)>0,INDIRECT(\"'Space-by-Space Method'!F\"&ROUNDDOWN((ROW(A2703)-52)/50,0)+4),\"\"))","v":""},{"$f":"IF(A2703=\"\",\"\",INDIRECT(\"'Fixture Schedule'!D\"&MOD(ROW(A2703)-52,50)+9))","v":""},{"$f":"IF(A2703=\"\",\"\",IF(AR2703=\"\",\"\",INDIRECT(\"'Fixture Schedule'!K\"&MOD(ROW(A2703)-52,50)+9)))","v":""},"",{"$f":"IF(A2703=\"\",\"\",INDIRECT(\"'Fixture Schedule'!L\"&MOD(ROW(A2703)-52,50)+9))","v":""},null,null,null,null,null,null,null,null,null,null,null,null,null,{"$f":"INDIRECT(\"'Space-by-Space Method'!\"&SUBSTITUTE(ADDRESS(1,MOD(ROW(A2703)-52,50)+10,4),\"1\",\"\")&ROUNDDOWN((ROW(A2703)-52)/50,0)+4)","v":0},{"$f":"LEFT(INDIRECT(\"'Space-by-Space Method'!BJ\"&ROUNDDOWN((ROW(A2703)-52)/50,0)+4),3)","v":""},{"$f":"INDIRECT(\"'Fixture Schedule'!L\"&MOD(ROW(A2703)-52,50)+9)","v":0},{"$f":"INDIRECT(\"'Fixture Schedule'!O\"&MOD(ROW(A2703)-52,50)+9)","v":0},{"$f":"INDIRECT(\"'Space-by-Space Method'!F\"&ROUNDDOWN((ROW(A2703)-52)/50,0)+4)","v":0},{"$f":"INDIRECT(\"'Fixture Schedule'!L\"&MOD(ROW(A2703)-52,50)+9)","v":0},{"$f":"INDIRECT(\"'Space-by-Space Method'!D\"&ROUNDDOWN((ROW(A2703)-52)/50,0)+4)","v":0},{"$f":"INDIRECT(\"'Space-by-Space Method'!E\"&ROUNDDOWN((ROW(A2703)-52)/50,0)+4)","v":1}]
[{"$f":"IF(InteriorCalcType=2,IF(OR(AM2707=0,AN2707=\"DNQ\")=TRUE,\"\",INDIRECT(\"'Fixture Schedule'!M\"&MOD(ROW(A2707)-52,50)+9)),\"\")","v":""},{"$f":"IF(A2707=\"\",\"\",INDIRECT(\"'Fixture Schedule'!E\"&MOD(ROW(A2707)-52,50)+9))","v":""},{"$f":"IF(A2707=\"\",\"\",INDIRECT(\"'Fixture Schedule'!F\"&MOD(ROW(A2707)-52,50)+9))","v":""},{"$f":"IF(A2707=\"\",\"\",INDIRECT(\"'Fixture Schedule'!L\"&MOD(ROW(A2707)-52,50)+9))","v":""},"",null,null,{"$f":"IF(A2707=\"\",\"\",IF(AP2707=1,Summary!$C$12*(AO2707)/(SUM('Space-by-Space Method'!$BO$4:$BO$78,SUM('Exterior Lighting'!$BL$5:$BL$25))),0))","v":""},{"$f":"IF(A2707=\"\",\"\",IF(START!$B$34=1,INDIRECT(\"'Space-by-Space Method'!\"&SUBSTITUTE(ADDRESS(1,MOD(ROW(A2707)-52,50)+10,4),\"1\",\"\")&ROUNDDOWN((ROW(A2707)-52)/50,0)+4),\"\"))","v":""},{"$f":"IF(A2707=\"\",\"\",IF(AP2707=1,Summary!$F$11*(AO2707)/(SUM('Space-by-Space Method'!$BO$4:$BO$78,SUM('Exterior Lighting'!$BL$5:$BL$25))),0))","v":""},{"$f":"IF(A2707=\"\",\"\",IF(AP2707=1,Summary!$E$11*(AO2707)/(SUM('Space-by-Space Method'!$BO$4:$BO$78,SUM('Exterior Lighting'!$BL$5:$BL$25))),0))","v":""},{"$f":"IF(A2707=\"\",\"\",IF(AP2707=1,Summary!$G$11*(AO2707)/(SUM('Space-by-Space Method'!$BO$4:$BO$78,SUM('Exterior Lighting'!$BL$5:$BL$25))),0))","v":""},{"$f":"IF(A2707=\"\",\"\",IF(AP2707=1,Summary!$H$11*(AO2707)/(SUM('Space-by-Space Method'!$BO$4:$BO$78)),0))","v":""},{"$f":"IF(A2707=\"\",\"\",IF(AP2707=1,Summary!$I$11*(AO2707)/(SUM('Space-by-Space Method'!$BO$4:$BO$78)),0))","v":""},null,null,null,{"$f":"IF(A2707=\"\",\"\",IF(START!$B$34=2,INDIRECT(\"'Space-by-Space Method'!\"&SUBSTITUTE(ADDRESS(1,MOD(ROW(A2707)-52,50)+10,4),\"1\",\"\")&ROUNDDOWN((ROW(A2707)-52)/50,0)+4),\"\"))","v":""},{"$f":"IF(A2707=\"\",\"\",INDIRECT(\"'Space-by-Space Method'!C\"&ROUNDDOWN((ROW(A2707)-52)/50,0)+4))","v":""},{"$f":"IF(A2707=\"\",\"\",IF(COUNTIF(CommonSpaceTypes,AQ2707)>0,INDIRECT(\"'Space-by-Space Method'!F\"&ROUNDDOWN((ROW(A2707)-52)/50,0)+4),\"\"))","v":""},{"$f":"IF(A2707=\"\",\"\",IF(COUNTIF(BuildingSpecificSpaceTypes,AQ2707)>0,INDIRECT(\"'Space-by-Space Method'!F\"&ROUNDDOWN((ROW(A2707)-52)/50,0)+4),\"\"))","v":""},{"$f":"IF(A2707=\"\",\"\",INDIRECT(\"'Fixture Schedule'!D\"&MOD(ROW(A2707)-52,50)+9))","v":""},{"$f":"IF(A2707=\"\",\"\",IF(AR2707=\"\",\"\",INDIRECT(\"'Fixture Schedule'!K\"&MOD(ROW(A2707)-52,50)+9)))","v":""},"",{"$f":"IF(A2707=\"\",\"\",INDIRECT(\"'Fixture Schedule'!L\"&MOD(ROW(A2707)-52,50)+9))","v":""},null,null,null,null,null,null,null,null,null,null,null,null,null,{"$f":"INDIRECT(\"'Space-by-Space Method'!\"&SUBSTITUTE(ADDRESS(1,MOD(ROW(A2707)-52,50)+10,4),\"1\",\"\")&ROUNDDOWN((ROW(A2707)-52)/50,0)+4)","v":0},{"$f":"LEFT(INDIRECT(\"'Space-by-Space Method'!BJ\"&ROUNDDOWN((ROW(A2707)-52)/50,0)+4),3)","v":""},{"$f":"INDIRECT(\"'Fixture Schedule'!L\"&MOD(ROW(A2707)-52,50)+9)","v":0},{"$f":"INDIRECT(\"'Fixture Schedule'!O\"&MOD(ROW(A2707)-52,50)+9)","v":0},{"$f":"INDIRECT(\"'Space-by-Space Method'!F\"&ROUNDDOWN((ROW(A2707)-52)/50,0)+4)","v":0},{"$f":"INDIRECT(\"'Fixture Schedule'!L\"&MOD(ROW(A2707)-52,50)+9)","v":0},{"$f":"INDIRECT(\"'Space-by-Space Method'!D\"&ROUNDDOWN((ROW(A2707)-52)/50,0)+4)","v":0},{"$f":"INDIRECT(\"'Space-by-Space Method'!E\"&ROUNDDOWN((ROW(A2707)-52)/50,0)+4)","v":1}]
[{"$f":"IF(InteriorCalcType=2,IF(OR(AM2722=0,AN2722=\"DNQ\")=TRUE,\"\",INDIRECT(\"'Fixture Schedule'!M\"&MOD(ROW(A2722)-52,50)+9)),\"\")","v":""},{"$f":"IF(A2722=\"\",\"\",INDIRECT(\"'Fixture Schedule'!E\"&MOD(ROW(A2722)-52,50)+9))","v":""},{"$f":"IF(A2722=\"\",\"\",INDIRECT(\"'Fixture Schedule'!F\"&MOD(ROW(A2722)-52,50)+9))","v":""},{"$f":"IF(A2722=\"\",\"\",INDIRECT(\"'Fixture Schedule'!L\"&MOD(ROW(A2722)-52,50)+9))","v":""},"",null,null,{"$f":"IF(A2722=\"\",\"\",IF(AP2722=1,Summary!$C$12*(AO2722)/(SUM('Space-by-Space Method'!$BO$4:$BO$78,SUM('Exterior Lighting'!$BL$5:$BL$25))),0))","v":""},{"$f":"IF(A2722=\"\",\"\",IF(START!$B$34=1,INDIRECT(\"'Space-by-Space Method'!\"&SUBSTITUTE(ADDRESS(1,MOD(ROW(A2722)-52,50)+10,4),\"1\",\"\")&ROUNDDOWN((ROW(A2722)-52)/50,0)+4),\"\"))","v":""},{"$f":"IF(A2722=\"\",\"\",IF(AP2722=1,Summary!$F$11*(AO2722)/(SUM('Space-by-Space Method'!$BO$4:$BO$78,SUM('Exterior Lighting'!$BL$5:$BL$25))),0))","v":""},{"$f":"IF(A2722=\"\",\"\",IF(AP2722=1,Summary!$E$11*(AO2722)/(SUM('Space-by-Space Method'!$BO$4:$BO$78,SUM('Exterior Lighting'!$BL$5:$BL$25))),0))","v":""},{"$f":"IF(A2722=\"\",\"\",IF(AP2722=1,Summary!$G$11*(AO2722)/(SUM('Space-by-Space Method'!$BO$4:$BO$78,SUM('Exterior Lighting'!$BL$5:$BL$25))),0))","v":""},{"$f":"IF(A2722=\"\",\"\",IF(AP2722=1,Summary!$H$11*(AO2722)/(SUM('Space-by-Space Method'!$BO$4:$BO$78)),0))","v":""},{"$f":"IF(A2722=\"\",\"\",IF(AP2722=1,Summary!$I$11*(AO2722)/(SUM('Space-by-Space Method'!$BO$4:$BO$78)),0))","v":""},null,null,null,{"$f":"IF(A2722=\"\",\"\",IF(START!$B$34=2,INDIRECT(\"'Space-by-Space Method'!\"&SUBSTITUTE(ADDRESS(1,MOD(ROW(A2722)-52,50)+10,4),\"1\",\"\")&ROUNDDOWN((ROW(A2722)-52)/50,0)+4),\"\"))","v":""},{"$f":"IF(A2722=\"\",\"\",INDIRECT(\"'Space-by-Space Method'!C\"&ROUNDDOWN((ROW(A2722)-52)/50,0)+4))","v":""},{"$f":"IF(A2722=\"\",\"\",IF(COUNTIF(CommonSpaceTypes,AQ2722)>0,INDIRECT(\"'Space-by-Space Method'!F\"&ROUNDDOWN((ROW(A2722)-52)/50,0)+4),\"\"))","v":""},{"$f":"IF(A2722=\"\",\"\",IF(COUNTIF(BuildingSpecificSpaceTypes,AQ2722)>0,INDIRECT(\"'Space-by-Space Method'!F\"&ROUNDDOWN((ROW(A2722)-52)/50,0)+4),\"\"))","v":""},{"$f":"IF(A2722=\"\",\"\",INDIRECT(\"'Fixture Schedule'!D\"&MOD(ROW(A2722)-52,50)+9))","v":""},{"$f":"IF(A2722=\"\",\"\",IF(AR2722=\"\",\"\",INDIRECT(\"'Fixture Schedule'!K\"&MOD(ROW(A2722)-52,50)+9)))","v":""},"",{"$f":"IF(A2722=\"\",\"\",INDIRECT(\"'Fixture Schedule'!L\"&MOD(ROW(A2722)-52,50)+9))","v":""},null,null,null,null,null,null,null,null,null,null,null,null,null,{"$f":"INDIRECT(\"'Space-by-Space Method'!\"&SUBSTITUTE(ADDRESS(1,MOD(ROW(A2722)-52,50)+10,4),\"1\",\"\")&ROUNDDOWN((ROW(A2722)-52)/50,0)+4)","v":0},{"$f":"LEFT(INDIRECT(\"'Space-by-Space Method'!BJ\"&ROUNDDOWN((ROW(A2722)-52)/50,0)+4),3)","v":""},{"$f":"INDIRECT(\"'Fixture Schedule'!L\"&MOD(ROW(A2722)-52,50)+9)","v":0},{"$f":"INDIRECT(\"'Fixture Schedule'!O\"&MOD(ROW(A2722)-52,50)+9)","v":0},{"$f":"INDIRECT(\"'Space-by-Space Method'!F\"&ROUNDDOWN((ROW(A2722)-52)/50,0)+4)","v":0},{"$f":"INDIRECT(\"'Fixture Schedule'!L\"&MOD(ROW(A2722)-52,50)+9)","v":0},{"$f":"INDIRECT(\"'Space-by-Space Method'!D\"&ROUNDDOWN((ROW(A2722)-52)/50,0)+4)","v":0},{"$f":"INDIRECT(\"'Space-by-Space Method'!E\"&ROUNDDOWN((ROW(A2722)-52)/50,0)+4)","v":1}]
[{"$f":"IF(InteriorCalcType=2,IF(OR(AM2725=0,AN2725=\"DNQ\")=TRUE,\"\",INDIRECT(\"'Fixture Schedule'!M\"&MOD(ROW(A2725)-52,50)+9)),\"\")","v":""},{"$f":"IF(A2725=\"\",\"\",INDIRECT(\"'Fixture Schedule'!E\"&MOD(ROW(A2725)-52,50)+9))","v":""},{"$f":"IF(A2725=\"\",\"\",INDIRECT(\"'Fixture Schedule'!F\"&MOD(ROW(A2725)-52,50)+9))","v":""},{"$f":"IF(A2725=\"\",\"\",INDIRECT(\"'Fixture Schedule'!L\"&MOD(ROW(A2725)-52,50)+9))","v":""},"",null,null,{"$f":"IF(A2725=\"\",\"\",IF(AP2725=1,Summary!$C$12*(AO2725)/(SUM('Space-by-Space Method'!$BO$4:$BO$78,SUM('Exterior Lighting'!$BL$5:$BL$25))),0))","v":""},{"$f":"IF(A2725=\"\",\"\",IF(START!$B$34=1,INDIRECT(\"'Space-by-Space Method'!\"&SUBSTITUTE(ADDRESS(1,MOD(ROW(A2725)-52,50)+10,4),\"1\",\"\")&ROUNDDOWN((ROW(A2725)-52)/50,0)+4),\"\"))","v":""},{"$f":"IF(A2725=\"\",\"\",IF(AP2725=1,Summary!$F$11*(AO2725)/(SUM('Space-by-Space Method'!$BO$4:$BO$78,SUM('Exterior Lighting'!$BL$5:$BL$25))),0))","v":""},{"$f":"IF(A2725=\"\",\"\",IF(AP2725=1,Summary!$E$11*(AO2725)/(SUM('Space-by-Space Method'!$BO$4:$BO$78,SUM('Exterior Lighting'!$BL$5:$BL$25))),0))","v":""},{"$f":"IF(A2725=\"\",\"\",IF(AP2725=1,Summary!$G$11*(AO2725)/(SUM('Space-by-Space Method'!$BO$4:$BO$78,SUM('Exterior Lighting'!$BL$5:$BL$25))),0))","v":""},{"$f":"IF(A2725=\"\",\"\",IF(AP2725=1,Summary!$H$11*(AO2725)/(SUM('Space-by-Space Method'!$BO$4:$BO$78)),0))","v":""},{"$f":"IF(A2725=\"\",\"\",IF(AP2725=1,Summary!$I$11*(AO2725)/(SUM('Space-by-Space Method'!$BO$4:$BO$78)),0))","v":""},null,null,null,{"$f":"IF(A2725=\"\",\"\",IF(START!$B$34=2,INDIRECT(\"'Space-by-Space Method'!\"&SUBSTITUTE(ADDRESS(1,MOD(ROW(A2725)-52,50)+10,4),\"1\",\"\")&ROUNDDOWN((ROW(A2725)-52)/50,0)+4),\"\"))","v":""},{"$f":"IF(A2725=\"\",\"\",INDIRECT(\"'Space-by-Space Method'!C\"&ROUNDDOWN((ROW(A2725)-52)/50,0)+4))","v":""},{"$f":"IF(A2725=\"\",\"\",IF(COUNTIF(CommonSpaceTypes,AQ2725)>0,INDIRECT(\"'Space-by-Space Method'!F\"&ROUNDDOWN((ROW(A2725)-52)/50,0)+4),\"\"))","v":""},{"$f":"IF(A2725=\"\",\"\",IF(COUNTIF(BuildingSpecificSpaceTypes,AQ2725)>0,INDIRECT(\"'Space-by-Space Method'!F\"&ROUNDDOWN((ROW(A2725)-52)/50,0)+4),\"\"))","v":""},{"$f":"IF(A2725=\"\",\"\",INDIRECT(\"'Fixture Schedule'!D\"&MOD(ROW(A2725)-52,50)+9))","v":""},{"$f":"IF(A2725=\"\",\"\",IF(AR2725=\"\",\"\",INDIRECT(\"'Fixture Schedule'!K\"&MOD(ROW(A2725)-52,50)+9)))","v":""},"",{"$f":"IF(A2725=\"\",\"\",INDIRECT(\"'Fixture Schedule'!L\"&MOD(ROW(A2725)-52,50)+9))","v":""},null,null,null,null,null,null,null,null,null,null,null,null,null,{"$f":"INDIRECT(\"'Space-by-Space Method'!\"&SUBSTITUTE(ADDRESS(1,MOD(ROW(A2725)-52,50)+10,4),\"1\",\"\")&ROUNDDOWN((ROW(A2725)-52)/50,0)+4)","v":0},{"$f":"LEFT(INDIRECT(\"'Space-by-Space Method'!BJ\"&ROUNDDOWN((ROW(A2725)-52)/50,0)+4),3)","v":""},{"$f":"INDIRECT(\"'Fixture Schedule'!L\"&MOD(ROW(A2725)-52,50)+9)","v":0},{"$f":"INDIRECT(\"'Fixture Schedule'!O\"&MOD(ROW(A2725)-52,50)+9)","v":0},{"$f":"INDIRECT(\"'Space-by-Space Method'!F\"&ROUNDDOWN((ROW(A2725)-52)/50,0)+4)","v":0},{"$f":"INDIRECT(\"'Fixture Schedule'!L\"&MOD(ROW(A2725)-52,50)+9)","v":0},{"$f":"INDIRECT(\"'Space-by-Space Method'!D\"&ROUNDDOWN((ROW(A2725)-52)/50,0)+4)","v":0},{"$f":"INDIRECT(\"'Space-by-Space Method'!E\"&ROUNDDOWN((ROW(A2725)-52)/50,0)+4)","v":1}]
[{"$f":"IF(InteriorCalcType=2,IF(OR(AM2733=0,AN2733=\"DNQ\")=TRUE,\"\",INDIRECT(\"'Fixture Schedule'!M\"&MOD(ROW(A2733)-52,50)+9)),\"\")","v":""},{"$f":"IF(A2733=\"\",\"\",INDIRECT(\"'Fixture Schedule'!E\"&MOD(ROW(A2733)-52,50)+9))","v":""},{"$f":"IF(A2733=\"\",\"\",INDIRECT(\"'Fixture Schedule'!F\"&MOD(ROW(A2733)-52,50)+9))","v":""},{"$f":"IF(A2733=\"\",\"\",INDIRECT(\"'Fixture Schedule'!L\"&MOD(ROW(A2733)-52,50)+9))","v":""},"",null,null,{"$f":"IF(A2733=\"\",\"\",IF(AP2733=1,Summary!$C$12*(AO2733)/(SUM('Space-by-Space Method'!$BO$4:$BO$78,SUM('Exterior Lighting'!$BL$5:$BL$25))),0))","v":""},{"$f":"IF(A2733=\"\",\"\",IF(START!$B$34=1,INDIRECT(\"'Space-by-Space Method'!\"&SUBSTITUTE(ADDRESS(1,MOD(ROW(A2733)-52,50)+10,4),\"1\",\"\")&ROUNDDOWN((ROW(A2733)-52)/50,0)+4),\"\"))","v":""},{"$f":"IF(A2733=\"\",\"\",IF(AP2733=1,Summary!$F$11*(AO2733)/(SUM('Space-by-Space Method'!$BO$4:$BO$78,SUM('Exterior Lighting'!$BL$5:$BL$25))),0))","v":""},{"$f":"IF(A2733=\"\",\"\",IF(AP2733=1,Summary!$E$11*(AO2733)/(SUM('Space-by-Space Method'!$BO$4:$BO$78,SUM('Exterior Lighting'!$BL$5:$BL$25))),0))","v":""},{"$f":"IF(A2733=\"\",\"\",IF(AP2733=1,Summary!$G$11*(AO2733)/(SUM('Space-by-Space Method'!$BO$4:$BO$78,SUM('Exterior Lighting'!$BL$5:$BL$25))),0))","v":""},{"$f":"IF(A2733=\"\",\"\",IF(AP2733=1,Summary!$H$11*(AO2733)/(SUM('Space-by-Space Method'!$BO$4:$BO$78)),0))","v":""},{"$f":"IF(A2733=\"\",\"\",IF(AP2733=1,Summary!$I$11*(AO2733)/(SUM('Space-by-Space Method'!$BO$4:$BO$78)),0))","v":""},null,null,null,{"$f":"IF(A2733=\"\",\"\",IF(START!$B$34=2,INDIRECT(\"'Space-by-Space Method'!\"&SUBSTITUTE(ADDRESS(1,MOD(ROW(A2733)-52,50)+10,4),\"1\",\"\")&ROUNDDOWN((ROW(A2733)-52)/50,0)+4),\"\"))","v":""},{"$f":"IF(A2733=\"\",\"\",INDIRECT(\"'Space-by-Space Method'!C\"&ROUNDDOWN((ROW(A2733)-52)/50,0)+4))","v":""},{"$f":"IF(A2733=\"\",\"\",IF(COUNTIF(CommonSpaceTypes,AQ2733)>0,INDIRECT(\"'Space-by-Space Method'!F\"&ROUNDDOWN((ROW(A2733)-52)/50,0)+4),\"\"))","v":""},{"$f":"IF(A2733=\"\",\"\",IF(COUNTIF(BuildingSpecificSpaceTypes,AQ2733)>0,INDIRECT(\"'Space-by-Space Method'!F\"&ROUNDDOWN((ROW(A2733)-52)/50,0)+4),\"\"))","v":""},{"$f":"IF(A2733=\"\",\"\",INDIRECT(\"'Fixture Schedule'!D\"&MOD(ROW(A2733)-52,50)+9))","v":""},{"$f":"IF(A2733=\"\",\"\",IF(AR2733=\"\",\"\",INDIRECT(\"'Fixture Schedule'!K\"&MOD(ROW(A2733)-52,50)+9)))","v":""},"",{"$f":"IF(A2733=\"\",\"\",INDIRECT(\"'Fixture Schedule'!L\"&MOD(ROW(A2733)-52,50)+9))","v":""},null,null,null,null,null,null,null,null,null,null,null,null,null,{"$f":"INDIRECT(\"'Space-by-Space Method'!\"&SUBSTITUTE(ADDRESS(1,MOD(ROW(A2733)-52,50)+10,4),\"1\",\"\")&ROUNDDOWN((ROW(A2733)-52)/50,0)+4)","v":0},{"$f":"LEFT(INDIRECT(\"'Space-by-Space Method'!BJ\"&ROUNDDOWN((ROW(A2733)-52)/50,0)+4),3)","v":""},{"$f":"INDIRECT(\"'Fixture Schedule'!L\"&MOD(ROW(A2733)-52,50)+9)","v":0},{"$f":"INDIRECT(\"'Fixture Schedule'!O\"&MOD(ROW(A2733)-52,50)+9)","v":0},{"$f":"INDIRECT(\"'Space-by-Space Method'!F\"&ROUNDDOWN((ROW(A2733)-52)/50,0)+4)","v":0},{"$f":"INDIRECT(\"'Fixture Schedule'!L\"&MOD(ROW(A2733)-52,50)+9)","v":0},{"$f":"INDIRECT(\"'Space-by-Space Method'!D\"&ROUNDDOWN((ROW(A2733)-52)/50,0)+4)","v":0},{"$f":"INDIRECT(\"'Space-by-Space Method'!E\"&ROUNDDOWN((ROW(A2733)-52)/50,0)+4)","v":1}]
[{"$f":"IF(InteriorCalcType=2,IF(OR(AM2743=0,AN2743=\"DNQ\")=TRUE,\"\",INDIRECT(\"'Fixture Schedule'!M\"&MOD(ROW(A2743)-52,50)+9)),\"\")","v":""},{"$f":"IF(A2743=\"\",\"\",INDIRECT(\"'Fixture Schedule'!E\"&MOD(ROW(A2743)-52,50)+9))","v":""},{"$f":"IF(A2743=\"\",\"\",INDIRECT(\"'Fixture Schedule'!F\"&MOD(ROW(A2743)-52,50)+9))","v":""},{"$f":"IF(A2743=\"\",\"\",INDIRECT(\"'Fixture Schedule'!L\"&MOD(ROW(A2743)-52,50)+9))","v":""},"",null,null,{"$f":"IF(A2743=\"\",\"\",IF(AP2743=1,Summary!$C$12*(AO2743)/(SUM('Space-by-Space Method'!$BO$4:$BO$78,SUM('Exterior Lighting'!$BL$5:$BL$25))),0))","v":""},{"$f":"IF(A2743=\"\",\"\",IF(START!$B$34=1,INDIRECT(\"'Space-by-Space Method'!\"&SUBSTITUTE(ADDRESS(1,MOD(ROW(A2743)-52,50)+10,4),\"1\",\"\")&ROUNDDOWN((ROW(A2743)-52)/50,0)+4),\"\"))","v":""},{"$f":"IF(A2743=\"\",\"\",IF(AP2743=1,Summary!$F$11*(AO2743)/(SUM('Space-by-Space Method'!$BO$4:$BO$78,SUM('Exterior Lighting'!$BL$5:$BL$25))),0))","v":""},{"$f":"IF(A2743=\"\",\"\",IF(AP2743=1,Summary!$E$11*(AO2743)/(SUM('Space-by-Space Method'!$BO$4:$BO$78,SUM('Exterior Lighting'!$BL$5:$BL$25))),0))","v":""},{"$f":"IF(A2743=\"\",\"\",IF(AP2743=1,Summary!$G$11*(AO2743)/(SUM('Space-by-Space Method'!$BO$4:$BO$78,SUM('Exterior Lighting'!$BL$5:$BL$25))),0))","v":""},{"$f":"IF(A2743=\"\",\"\",IF(AP2743=1,Summary!$H$11*(AO2743)/(SUM('Space-by-Space Method'!$BO$4:$BO$78)),0))","v":""},{"$f":"IF(A2743=\"\",\"\",IF(AP2743=1,Summary!$I$11*(AO2743)/(SUM('Space-by-Space Method'!$BO$4:$BO$78)),0))","v":""},null,null,null,{"$f":"IF(A2743=\"\",\"\",IF(START!$B$34=2,INDIRECT(\"'Space-by-Space Method'!\"&SUBSTITUTE(ADDRESS(1,MOD(ROW(A2743)-52,50)+10,4),\"1\",\"\")&ROUNDDOWN((ROW(A2743)-52)/50,0)+4),\"\"))","v":""},{"$f":"IF(A2743=\"\",\"\",INDIRECT(\"'Space-by-Space Method'!C\"&ROUNDDOWN((ROW(A2743)-52)/50,0)+4))","v":""},{"$f":"IF(A2743=\"\",\"\",IF(COUNTIF(CommonSpaceTypes,AQ2743)>0,INDIRECT(\"'Space-by-Space Method'!F\"&ROUNDDOWN((ROW(A2743)-52)/50,0)+4),\"\"))","v":""},{"$f":"IF(A2743=\"\",\"\",IF(COUNTIF(BuildingSpecificSpaceTypes,AQ2743)>0,INDIRECT(\"'Space-by-Space Method'!F\"&ROUNDDOWN((ROW(A2743)-52)/50,0)+4),\"\"))","v":""},{"$f":"IF(A2743=\"\",\"\",INDIRECT(\"'Fixture Schedule'!D\"&MOD(ROW(A2743)-52,50)+9))","v":""},{"$f":"IF(A2743=\"\",\"\",IF(AR2743=\"\",\"\",INDIRECT(\"'Fixture Schedule'!K\"&MOD(ROW(A2743)-52,50)+9)))","v":""},"",{"$f":"IF(A2743=\"\",\"\",INDIRECT(\"'Fixture Schedule'!L\"&MOD(ROW(A2743)-52,50)+9))","v":""},null,null,null,null,null,null,null,null,null,null,null,null,null,{"$f":"INDIRECT(\"'Space-by-Space Method'!\"&SUBSTITUTE(ADDRESS(1,MOD(ROW(A2743)-52,50)+10,4),\"1\",\"\")&ROUNDDOWN((ROW(A2743)-52)/50,0)+4)","v":0},{"$f":"LEFT(INDIRECT(\"'Space-by-Space Method'!BJ\"&ROUNDDOWN((ROW(A2743)-52)/50,0)+4),3)","v":""},{"$f":"INDIRECT(\"'Fixture Schedule'!L\"&MOD(ROW(A2743)-52,50)+9)","v":0},{"$f":"INDIRECT(\"'Fixture Schedule'!O\"&MOD(ROW(A2743)-52,50)+9)","v":0},{"$f":"INDIRECT(\"'Space-by-Space Method'!F\"&ROUNDDOWN((ROW(A2743)-52)/50,0)+4)","v":0},{"$f":"INDIRECT(\"'Fixture Schedule'!L\"&MOD(ROW(A2743)-52,50)+9)","v":0},{"$f":"INDIRECT(\"'Space-by-Space Method'!D\"&ROUNDDOWN((ROW(A2743)-52)/50,0)+4)","v":0},{"$f":"INDIRECT(\"'Space-by-Space Method'!E\"&ROUNDDOWN((ROW(A2743)-52)/50,0)+4)","v":1}]
[{"$f":"IF(InteriorCalcType=2,IF(OR(AM2752=0,AN2752=\"DNQ\")=TRUE,\"\",INDIRECT(\"'Fixture Schedule'!M\"&MOD(ROW(A2752)-52,50)+9)),\"\")","v":""},{"$f":"IF(A2752=\"\",\"\",INDIRECT(\"'Fixture Schedule'!E\"&MOD(ROW(A2752)-52,50)+9))","v":""},{"$f":"IF(A2752=\"\",\"\",INDIRECT(\"'Fixture Schedule'!F\"&MOD(ROW(A2752)-52,50)+9))","v":""},{"$f":"IF(A2752=\"\",\"\",INDIRECT(\"'Fixture Schedule'!L\"&MOD(ROW(A2752)-52,50)+9))","v":""},"",null,null,{"$f":"IF(A2752=\"\",\"\",IF(AP2752=1,Summary!$C$12*(AO2752)/(SUM('Space-by-Space Method'!$BO$4:$BO$78,SUM('Exterior Lighting'!$BL$5:$BL$25))),0))","v":""},{"$f":"IF(A2752=\"\",\"\",IF(START!$B$34=1,INDIRECT(\"'Space-by-Space Method'!\"&SUBSTITUTE(ADDRESS(1,MOD(ROW(A2752)-52,50)+10,4),\"1\",\"\")&ROUNDDOWN((ROW(A2752)-52)/50,0)+4),\"\"))","v":""},{"$f":"IF(A2752=\"\",\"\",IF(AP2752=1,Summary!$F$11*(AO2752)/(SUM('Space-by-Space Method'!$BO$4:$BO$78,SUM('Exterior Lighting'!$BL$5:$BL$25))),0))","v":""},{"$f":"IF(A2752=\"\",\"\",IF(AP2752=1,Summary!$E$11*(AO2752)/(SUM('Space-by-Space Method'!$BO$4:$BO$78,SUM('Exterior Lighting'!$BL$5:$BL$25))),0))","v":""},{"$f":"IF(A2752=\"\",\"\",IF(AP2752=1,Summary!$G$11*(AO2752)/(SUM('Space-by-Space Method'!$BO$4:$BO$78,SUM('Exterior Lighting'!$BL$5:$BL$25))),0))","v":""},{"$f":"IF(A2752=\"\",\"\",IF(AP2752=1,Summary!$H$11*(AO2752)/(SUM('Space-by-Space Method'!$BO$4:$BO$78)),0))","v":""},{"$f":"IF(A2752=\"\",\"\",IF(AP2752=1,Summary!$I$11*(AO2752)/(SUM('Space-by-Space Method'!$BO$4:$BO$78)),0))","v":""},null,null,null,{"$f":"IF(A2752=\"\",\"\",IF(START!$B$34=2,INDIRECT(\"'Space-by-Space Method'!\"&SUBSTITUTE(ADDRESS(1,MOD(ROW(A2752)-52,50)+10,4),\"1\",\"\")&ROUNDDOWN((ROW(A2752)-52)/50,0)+4),\"\"))","v":""},{"$f":"IF(A2752=\"\",\"\",INDIRECT(\"'Space-by-Space Method'!C\"&ROUNDDOWN((ROW(A2752)-52)/50,0)+4))","v":""},{"$f":"IF(A2752=\"\",\"\",IF(COUNTIF(CommonSpaceTypes,AQ2752)>0,INDIRECT(\"'Space-by-Space Method'!F\"&ROUNDDOWN((ROW(A2752)-52)/50,0)+4),\"\"))","v":""},{"$f":"IF(A2752=\"\",\"\",IF(COUNTIF(BuildingSpecificSpaceTypes,AQ2752)>0,INDIRECT(\"'Space-by-Space Method'!F\"&ROUNDDOWN((ROW(A2752)-52)/50,0)+4),\"\"))","v":""},{"$f":"IF(A2752=\"\",\"\",INDIRECT(\"'Fixture Schedule'!D\"&MOD(ROW(A2752)-52,50)+9))","v":""},{"$f":"IF(A2752=\"\",\"\",IF(AR2752=\"\",\"\",INDIRECT(\"'Fixture Schedule'!K\"&MOD(ROW(A2752)-52,50)+9)))","v":""},"",{"$f":"IF(A2752=\"\",\"\",INDIRECT(\"'Fixture Schedule'!L\"&MOD(ROW(A2752)-52,50)+9))","v":""},null,null,null,null,null,null,null,null,null,null,null,null,null,{"$f":"INDIRECT(\"'Space-by-Space Method'!\"&SUBSTITUTE(ADDRESS(1,MOD(ROW(A2752)-52,50)+10,4),\"1\",\"\")&ROUNDDOWN((ROW(A2752)-52)/50,0)+4)","v":0},{"$f":"LEFT(INDIRECT(\"'Space-by-Space Method'!BJ\"&ROUNDDOWN((ROW(A2752)-52)/50,0)+4),3)","v":""},{"$f":"INDIRECT(\"'Fixture Schedule'!L\"&MOD(ROW(A2752)-52,50)+9)","v":0},{"$f":"INDIRECT(\"'Fixture Schedule'!O\"&MOD(ROW(A2752)-52,50)+9)","v":0},{"$f":"INDIRECT(\"'Space-by-Space Method'!F\"&ROUNDDOWN((ROW(A2752)-52)/50,0)+4)","v":0},{"$f":"INDIRECT(\"'Fixture Schedule'!L\"&MOD(ROW(A2752)-52,50)+9)","v":0},{"$f":"INDIRECT(\"'Space-by-Space Method'!D\"&ROUNDDOWN((ROW(A2752)-52)/50,0)+4)","v":0},{"$f":"INDIRECT(\"'Space-by-Space Method'!E\"&ROUNDDOWN((ROW(A2752)-52)/50,0)+4)","v":1}]
[{"$f":"IF(InteriorCalcType=2,IF(OR(AM2757=0,AN2757=\"DNQ\")=TRUE,\"\",INDIRECT(\"'Fixture Schedule'!M\"&MOD(ROW(A2757)-52,50)+9)),\"\")","v":""},{"$f":"IF(A2757=\"\",\"\",INDIRECT(\"'Fixture Schedule'!E\"&MOD(ROW(A2757)-52,50)+9))","v":""},{"$f":"IF(A2757=\"\",\"\",INDIRECT(\"'Fixture Schedule'!F\"&MOD(ROW(A2757)-52,50)+9))","v":""},{"$f":"IF(A2757=\"\",\"\",INDIRECT(\"'Fixture Schedule'!L\"&MOD(ROW(A2757)-52,50)+9))","v":""},"",null,null,{"$f":"IF(A2757=\"\",\"\",IF(AP2757=1,Summary!$C$12*(AO2757)/(SUM('Space-by-Space Method'!$BO$4:$BO$78,SUM('Exterior Lighting'!$BL$5:$BL$25))),0))","v":""},{"$f":"IF(A2757=\"\",\"\",IF(START!$B$34=1,INDIRECT(\"'Space-by-Space Method'!\"&SUBSTITUTE(ADDRESS(1,MOD(ROW(A2757)-52,50)+10,4),\"1\",\"\")&ROUNDDOWN((ROW(A2757)-52)/50,0)+4),\"\"))","v":""},{"$f":"IF(A2757=\"\",\"\",IF(AP2757=1,Summary!$F$11*(AO2757)/(SUM('Space-by-Space Method'!$BO$4:$BO$78,SUM('Exterior Lighting'!$BL$5:$BL$25))),0))","v":""},{"$f":"IF(A2757=\"\",\"\",IF(AP2757=1,Summary!$E$11*(AO2757)/(SUM('Space-by-Space Method'!$BO$4:$BO$78,SUM('Exterior Lighting'!$BL$5:$BL$25))),0))","v":""},{"$f":"IF(A2757=\"\",\"\",IF(AP2757=1,Summary!$G$11*(AO2757)/(SUM('Space-by-Space Method'!$BO$4:$BO$78,SUM('Exterior Lighting'!$BL$5:$BL$25))),0))","v":""},{"$f":"IF(A2757=\"\",\"\",IF(AP2757=1,Summary!$H$11*(AO2757)/(SUM('Space-by-Space Method'!$BO$4:$BO$78)),0))","v":""},{"$f":"IF(A2757=\"\",\"\",IF(AP2757=1,Summary!$I$11*(AO2757)/(SUM('Space-by-Space Method'!$BO$4:$BO$78)),0))","v":""},null,null,null,{"$f":"IF(A2757=\"\",\"\",IF(START!$B$34=2,INDIRECT(\"'Space-by-Space Method'!\"&SUBSTITUTE(ADDRESS(1,MOD(ROW(A2757)-52,50)+10,4),\"1\",\"\")&ROUNDDOWN((ROW(A2757)-52)/50,0)+4),\"\"))","v":""},{"$f":"IF(A2757=\"\",\"\",INDIRECT(\"'Space-by-Space Method'!C\"&ROUNDDOWN((ROW(A2757)-52)/50,0)+4))","v":""},{"$f":"IF(A2757=\"\",\"\",IF(COUNTIF(CommonSpaceTypes,AQ2757)>0,INDIRECT(\"'Space-by-Space Method'!F\"&ROUNDDOWN((ROW(A2757)-52)/50,0)+4),\"\"))","v":""},{"$f":"IF(A2757=\"\",\"\",IF(COUNTIF(BuildingSpecificSpaceTypes,AQ2757)>0,INDIRECT(\"'Space-by-Space Method'!F\"&ROUNDDOWN((ROW(A2757)-52)/50,0)+4),\"\"))","v":""},{"$f":"IF(A2757=\"\",\"\",INDIRECT(\"'Fixture Schedule'!D\"&MOD(ROW(A2757)-52,50)+9))","v":""},{"$f":"IF(A2757=\"\",\"\",IF(AR2757=\"\",\"\",INDIRECT(\"'Fixture Schedule'!K\"&MOD(ROW(A2757)-52,50)+9)))","v":""},"",{"$f":"IF(A2757=\"\",\"\",INDIRECT(\"'Fixture Schedule'!L\"&MOD(ROW(A2757)-52,50)+9))","v":""},null,null,null,null,null,null,null,null,null,null,null,null,null,{"$f":"INDIRECT(\"'Space-by-Space Method'!\"&SUBSTITUTE(ADDRESS(1,MOD(ROW(A2757)-52,50)+10,4),\"1\",\"\")&ROUNDDOWN((ROW(A2757)-52)/50,0)+4)","v":0},{"$f":"LEFT(INDIRECT(\"'Space-by-Space Method'!BJ\"&ROUNDDOWN((ROW(A2757)-52)/50,0)+4),3)","v":""},{"$f":"INDIRECT(\"'Fixture Schedule'!L\"&MOD(ROW(A2757)-52,50)+9)","v":0},{"$f":"INDIRECT(\"'Fixture Schedule'!O\"&MOD(ROW(A2757)-52,50)+9)","v":0},{"$f":"INDIRECT(\"'Space-by-Space Method'!F\"&ROUNDDOWN((ROW(A2757)-52)/50,0)+4)","v":0},{"$f":"INDIRECT(\"'Fixture Schedule'!L\"&MOD(ROW(A2757)-52,50)+9)","v":0},{"$f":"INDIRECT(\"'Space-by-Space Method'!D\"&ROUNDDOWN((ROW(A2757)-52)/50,0)+4)","v":0},{"$f":"INDIRECT(\"'Space-by-Space Method'!E\"&ROUNDDOWN((ROW(A2757)-52)/50,0)+4)","v":1}]
[{"$f":"IF(InteriorCalcType=2,IF(OR(AM2771=0,AN2771=\"DNQ\")=TRUE,\"\",INDIRECT(\"'Fixture Schedule'!M\"&MOD(ROW(A2771)-52,50)+9)),\"\")","v":""},{"$f":"IF(A2771=\"\",\"\",INDIRECT(\"'Fixture Schedule'!E\"&MOD(ROW(A2771)-52,50)+9))","v":""},{"$f":"IF(A2771=\"\",\"\",INDIRECT(\"'Fixture Schedule'!F\"&MOD(ROW(A2771)-52,50)+9))","v":""},{"$f":"IF(A2771=\"\",\"\",INDIRECT(\"'Fixture Schedule'!L\"&MOD(ROW(A2771)-52,50)+9))","v":""},"",null,null,{"$f":"IF(A2771=\"\",\"\",IF(AP2771=1,Summary!$C$12*(AO2771)/(SUM('Space-by-Space Method'!$BO$4:$BO$78,SUM('Exterior Lighting'!$BL$5:$BL$25))),0))","v":""},{"$f":"IF(A2771=\"\",\"\",IF(START!$B$34=1,INDIRECT(\"'Space-by-Space Method'!\"&SUBSTITUTE(ADDRESS(1,MOD(ROW(A2771)-52,50)+10,4),\"1\",\"\")&ROUNDDOWN((ROW(A2771)-52)/50,0)+4),\"\"))","v":""},{"$f":"IF(A2771=\"\",\"\",IF(AP2771=1,Summary!$F$11*(AO2771)/(SUM('Space-by-Space Method'!$BO$4:$BO$78,SUM('Exterior Lighting'!$BL$5:$BL$25))),0))","v":""},{"$f":"IF(A2771=\"\",\"\",IF(AP2771=1,Summary!$E$11*(AO2771)/(SUM('Space-by-Space Method'!$BO$4:$BO$78,SUM('Exterior Lighting'!$BL$5:$BL$25))),0))","v":""},{"$f":"IF(A2771=\"\",\"\",IF(AP2771=1,Summary!$G$11*(AO2771)/(SUM('Space-by-Space Method'!$BO$4:$BO$78,SUM('Exterior Lighting'!$BL$5:$BL$25))),0))","v":""},{"$f":"IF(A2771=\"\",\"\",IF(AP2771=1,Summary!$H$11*(AO2771)/(SUM('Space-by-Space Method'!$BO$4:$BO$78)),0))","v":""},{"$f":"IF(A2771=\"\",\"\",IF(AP2771=1,Summary!$I$11*(AO2771)/(SUM('Space-by-Space Method'!$BO$4:$BO$78)),0))","v":""},null,null,null,{"$f":"IF(A2771=\"\",\"\",IF(START!$B$34=2,INDIRECT(\"'Space-by-Space Method'!\"&SUBSTITUTE(ADDRESS(1,MOD(ROW(A2771)-52,50)+10,4),\"1\",\"\")&ROUNDDOWN((ROW(A2771)-52)/50,0)+4),\"\"))","v":""},{"$f":"IF(A2771=\"\",\"\",INDIRECT(\"'Space-by-Space Method'!C\"&ROUNDDOWN((ROW(A2771)-52)/50,0)+4))","v":""},{"$f":"IF(A2771=\"\",\"\",IF(COUNTIF(CommonSpaceTypes,AQ2771)>0,INDIRECT(\"'Space-by-Space Method'!F\"&ROUNDDOWN((ROW(A2771)-52)/50,0)+4),\"\"))","v":""},{"$f":"IF(A2771=\"\",\"\",IF(COUNTIF(BuildingSpecificSpaceTypes,AQ2771)>0,INDIRECT(\"'Space-by-Space Method'!F\"&ROUNDDOWN((ROW(A2771)-52)/50,0)+4),\"\"))","v":""},{"$f":"IF(A2771=\"\",\"\",INDIRECT(\"'Fixture Schedule'!D\"&MOD(ROW(A2771)-52,50)+9))","v":""},{"$f":"IF(A2771=\"\",\"\",IF(AR2771=\"\",\"\",INDIRECT(\"'Fixture Schedule'!K\"&MOD(ROW(A2771)-52,50)+9)))","v":""},"",{"$f":"IF(A2771=\"\",\"\",INDIRECT(\"'Fixture Schedule'!L\"&MOD(ROW(A2771)-52,50)+9))","v":""},null,null,null,null,null,null,null,null,null,null,null,null,null,{"$f":"INDIRECT(\"'Space-by-Space Method'!\"&SUBSTITUTE(ADDRESS(1,MOD(ROW(A2771)-52,50)+10,4),\"1\",\"\")&ROUNDDOWN((ROW(A2771)-52)/50,0)+4)","v":0},{"$f":"LEFT(INDIRECT(\"'Space-by-Space Method'!BJ\"&ROUNDDOWN((ROW(A2771)-52)/50,0)+4),3)","v":""},{"$f":"INDIRECT(\"'Fixture Schedule'!L\"&MOD(ROW(A2771)-52,50)+9)","v":0},{"$f":"INDIRECT(\"'Fixture Schedule'!O\"&MOD(ROW(A2771)-52,50)+9)","v":0},{"$f":"INDIRECT(\"'Space-by-Space Method'!F\"&ROUNDDOWN((ROW(A2771)-52)/50,0)+4)","v":0},{"$f":"INDIRECT(\"'Fixture Schedule'!L\"&MOD(ROW(A2771)-52,50)+9)","v":0},{"$f":"INDIRECT(\"'Space-by-Space Method'!D\"&ROUNDDOWN((ROW(A2771)-52)/50,0)+4)","v":0},{"$f":"INDIRECT(\"'Space-by-Space Method'!E\"&ROUNDDOWN((ROW(A2771)-52)/50,0)+4)","v":1}]
[{"$f":"IF(InteriorCalcType=2,IF(OR(AM2775=0,AN2775=\"DNQ\")=TRUE,\"\",INDIRECT(\"'Fixture Schedule'!M\"&MOD(ROW(A2775)-52,50)+9)),\"\")","v":""},{"$f":"IF(A2775=\"\",\"\",INDIRECT(\"'Fixture Schedule'!E\"&MOD(ROW(A2775)-52,50)+9))","v":""},{"$f":"IF(A2775=\"\",\"\",INDIRECT(\"'Fixture Schedule'!F\"&MOD(ROW(A2775)-52,50)+9))","v":""},{"$f":"IF(A2775=\"\",\"\",INDIRECT(\"'Fixture Schedule'!L\"&MOD(ROW(A2775)-52,50)+9))","v":""},"",null,null,{"$f":"IF(A2775=\"\",\"\",IF(AP2775=1,Summary!$C$12*(AO2775)/(SUM('Space-by-Space Method'!$BO$4:$BO$78,SUM('Exterior Lighting'!$BL$5:$BL$25))),0))","v":""},{"$f":"IF(A2775=\"\",\"\",IF(START!$B$34=1,INDIRECT(\"'Space-by-Space Method'!\"&SUBSTITUTE(ADDRESS(1,MOD(ROW(A2775)-52,50)+10,4),\"1\",\"\")&ROUNDDOWN((ROW(A2775)-52)/50,0)+4),\"\"))","v":""},{"$f":"IF(A2775=\"\",\"\",IF(AP2775=1,Summary!$F$11*(AO2775)/(SUM('Space-by-Space Method'!$BO$4:$BO$78,SUM('Exterior Lighting'!$BL$5:$BL$25))),0))","v":""},{"$f":"IF(A2775=\"\",\"\",IF(AP2775=1,Summary!$E$11*(AO2775)/(SUM('Space-by-Space Method'!$BO$4:$BO$78,SUM('Exterior Lighting'!$BL$5:$BL$25))),0))","v":""},{"$f":"IF(A2775=\"\",\"\",IF(AP2775=1,Summary!$G$11*(AO2775)/(SUM('Space-by-Space Method'!$BO$4:$BO$78,SUM('Exterior Lighting'!$BL$5:$BL$25))),0))","v":""},{"$f":"IF(A2775=\"\",\"\",IF(AP2775=1,Summary!$H$11*(AO2775)/(SUM('Space-by-Space Method'!$BO$4:$BO$78)),0))","v":""},{"$f":"IF(A2775=\"\",\"\",IF(AP2775=1,Summary!$I$11*(AO2775)/(SUM('Space-by-Space Method'!$BO$4:$BO$78)),0))","v":""},null,null,null,{"$f":"IF(A2775=\"\",\"\",IF(START!$B$34=2,INDIRECT(\"'Space-by-Space Method'!\"&SUBSTITUTE(ADDRESS(1,MOD(ROW(A2775)-52,50)+10,4),\"1\",\"\")&ROUNDDOWN((ROW(A2775)-52)/50,0)+4),\"\"))","v":""},{"$f":"IF(A2775=\"\",\"\",INDIRECT(\"'Space-by-Space Method'!C\"&ROUNDDOWN((ROW(A2775)-52)/50,0)+4))","v":""},{"$f":"IF(A2775=\"\",\"\",IF(COUNTIF(CommonSpaceTypes,AQ2775)>0,INDIRECT(\"'Space-by-Space Method'!F\"&ROUNDDOWN((ROW(A2775)-52)/50,0)+4),\"\"))","v":""},{"$f":"IF(A2775=\"\",\"\",IF(COUNTIF(BuildingSpecificSpaceTypes,AQ2775)>0,INDIRECT(\"'Space-by-Space Method'!F\"&ROUNDDOWN((ROW(A2775)-52)/50,0)+4),\"\"))","v":""},{"$f":"IF(A2775=\"\",\"\",INDIRECT(\"'Fixture Schedule'!D\"&MOD(ROW(A2775)-52,50)+9))","v":""},{"$f":"IF(A2775=\"\",\"\",IF(AR2775=\"\",\"\",INDIRECT(\"'Fixture Schedule'!K\"&MOD(ROW(A2775)-52,50)+9)))","v":""},"",{"$f":"IF(A2775=\"\",\"\",INDIRECT(\"'Fixture Schedule'!L\"&MOD(ROW(A2775)-52,50)+9))","v":""},null,null,null,null,null,null,null,null,null,null,null,null,null,{"$f":"INDIRECT(\"'Space-by-Space Method'!\"&SUBSTITUTE(ADDRESS(1,MOD(ROW(A2775)-52,50)+10,4),\"1\",\"\")&ROUNDDOWN((ROW(A2775)-52)/50,0)+4)","v":0},{"$f":"LEFT(INDIRECT(\"'Space-by-Space Method'!BJ\"&ROUNDDOWN((ROW(A2775)-52)/50,0)+4),3)","v":""},{"$f":"INDIRECT(\"'Fixture Schedule'!L\"&MOD(ROW(A2775)-52,50)+9)","v":0},{"$f":"INDIRECT(\"'Fixture Schedule'!O\"&MOD(ROW(A2775)-52,50)+9)","v":0},{"$f":"INDIRECT(\"'Space-by-Space Method'!F\"&ROUNDDOWN((ROW(A2775)-52)/50,0)+4)","v":0},{"$f":"INDIRECT(\"'Fixture Schedule'!L\"&MOD(ROW(A2775)-52,50)+9)","v":0},{"$f":"INDIRECT(\"'Space-by-Space Method'!D\"&ROUNDDOWN((ROW(A2775)-52)/50,0)+4)","v":0},{"$f":"INDIRECT(\"'Space-by-Space Method'!E\"&ROUNDDOWN((ROW(A2775)-52)/50,0)+4)","v":1}]
[{"$f":"IF(InteriorCalcType=2,IF(OR(AM2790=0,AN2790=\"DNQ\")=TRUE,\"\",INDIRECT(\"'Fixture Schedule'!M\"&MOD(ROW(A2790)-52,50)+9)),\"\")","v":""},{"$f":"IF(A2790=\"\",\"\",INDIRECT(\"'Fixture Schedule'!E\"&MOD(ROW(A2790)-52,50)+9))","v":""},{"$f":"IF(A2790=\"\",\"\",INDIRECT(\"'Fixture Schedule'!F\"&MOD(ROW(A2790)-52,50)+9))","v":""},{"$f":"IF(A2790=\"\",\"\",INDIRECT(\"'Fixture Schedule'!L\"&MOD(ROW(A2790)-52,50)+9))","v":""},"",null,null,{"$f":"IF(A2790=\"\",\"\",IF(AP2790=1,Summary!$C$12*(AO2790)/(SUM('Space-by-Space Method'!$BO$4:$BO$78,SUM('Exterior Lighting'!$BL$5:$BL$25))),0))","v":""},{"$f":"IF(A2790=\"\",\"\",IF(START!$B$34=1,INDIRECT(\"'Space-by-Space Method'!\"&SUBSTITUTE(ADDRESS(1,MOD(ROW(A2790)-52,50)+10,4),\"1\",\"\")&ROUNDDOWN((ROW(A2790)-52)/50,0)+4),\"\"))","v":""},{"$f":"IF(A2790=\"\",\"\",IF(AP2790=1,Summary!$F$11*(AO2790)/(SUM('Space-by-Space Method'!$BO$4:$BO$78,SUM('Exterior Lighting'!$BL$5:$BL$25))),0))","v":""},{"$f":"IF(A2790=\"\",\"\",IF(AP2790=1,Summary!$E$11*(AO2790)/(SUM('Space-by-Space Method'!$BO$4:$BO$78,SUM('Exterior Lighting'!$BL$5:$BL$25))),0))","v":""},{"$f":"IF(A2790=\"\",\"\",IF(AP2790=1,Summary!$G$11*(AO2790)/(SUM('Space-by-Space Method'!$BO$4:$BO$78,SUM('Exterior Lighting'!$BL$5:$BL$25))),0))","v":""},{"$f":"IF(A2790=\"\",\"\",IF(AP2790=1,Summary!$H$11*(AO2790)/(SUM('Space-by-Space Method'!$BO$4:$BO$78)),0))","v":""},{"$f":"IF(A2790=\"\",\"\",IF(AP2790=1,Summary!$I$11*(AO2790)/(SUM('Space-by-Space Method'!$BO$4:$BO$78)),0))","v":""},null,null,null,{"$f":"IF(A2790=\"\",\"\",IF(START!$B$34=2,INDIRECT(\"'Space-by-Space Method'!\"&SUBSTITUTE(ADDRESS(1,MOD(ROW(A2790)-52,50)+10,4),\"1\",\"\")&ROUNDDOWN((ROW(A2790)-52)/50,0)+4),\"\"))","v":""},{"$f":"IF(A2790=\"\",\"\",INDIRECT(\"'Space-by-Space Method'!C\"&ROUNDDOWN((ROW(A2790)-52)/50,0)+4))","v":""},{"$f":"IF(A2790=\"\",\"\",IF(COUNTIF(CommonSpaceTypes,AQ2790)>0,INDIRECT(\"'Space-by-Space Method'!F\"&ROUNDDOWN((ROW(A2790)-52)/50,0)+4),\"\"))","v":""},{"$f":"IF(A2790=\"\",\"\",IF(COUNTIF(BuildingSpecificSpaceTypes,AQ2790)>0,INDIRECT(\"'Space-by-Space Method'!F\"&ROUNDDOWN((ROW(A2790)-52)/50,0)+4),\"\"))","v":""},{"$f":"IF(A2790=\"\",\"\",INDIRECT(\"'Fixture Schedule'!D\"&MOD(ROW(A2790)-52,50)+9))","v":""},{"$f":"IF(A2790=\"\",\"\",IF(AR2790=\"\",\"\",INDIRECT(\"'Fixture Schedule'!K\"&MOD(ROW(A2790)-52,50)+9)))","v":""},"",{"$f":"IF(A2790=\"\",\"\",INDIRECT(\"'Fixture Schedule'!L\"&MOD(ROW(A2790)-52,50)+9))","v":""},null,null,null,null,null,null,null,null,null,null,null,null,null,{"$f":"INDIRECT(\"'Space-by-Space Method'!\"&SUBSTITUTE(ADDRESS(1,MOD(ROW(A2790)-52,50)+10,4),\"1\",\"\")&ROUNDDOWN((ROW(A2790)-52)/50,0)+4)","v":0},{"$f":"LEFT(INDIRECT(\"'Space-by-Space Method'!BJ\"&ROUNDDOWN((ROW(A2790)-52)/50,0)+4),3)","v":""},{"$f":"INDIRECT(\"'Fixture Schedule'!L\"&MOD(ROW(A2790)-52,50)+9)","v":0},{"$f":"INDIRECT(\"'Fixture Schedule'!O\"&MOD(ROW(A2790)-52,50)+9)","v":0},{"$f":"INDIRECT(\"'Space-by-Space Method'!F\"&ROUNDDOWN((ROW(A2790)-52)/50,0)+4)","v":0},{"$f":"INDIRECT(\"'Fixture Schedule'!L\"&MOD(ROW(A2790)-52,50)+9)","v":0},{"$f":"INDIRECT(\"'Space-by-Space Method'!D\"&ROUNDDOWN((ROW(A2790)-52)/50,0)+4)","v":0},{"$f":"INDIRECT(\"'Space-by-Space Method'!E\"&ROUNDDOWN((ROW(A2790)-52)/50,0)+4)","v":1}]
[{"$f":"IF(InteriorCalcType=2,IF(OR(AM2791=0,AN2791=\"DNQ\")=TRUE,\"\",INDIRECT(\"'Fixture Schedule'!M\"&MOD(ROW(A2791)-52,50)+9)),\"\")","v":""},{"$f":"IF(A2791=\"\",\"\",INDIRECT(\"'Fixture Schedule'!E\"&MOD(ROW(A2791)-52,50)+9))","v":""},{"$f":"IF(A2791=\"\",\"\",INDIRECT(\"'Fixture Schedule'!F\"&MOD(ROW(A2791)-52,50)+9))","v":""},{"$f":"IF(A2791=\"\",\"\",INDIRECT(\"'Fixture Schedule'!L\"&MOD(ROW(A2791)-52,50)+9))","v":""},"",null,null,{"$f":"IF(A2791=\"\",\"\",IF(AP2791=1,Summary!$C$12*(AO2791)/(SUM('Space-by-Space Method'!$BO$4:$BO$78,SUM('Exterior Lighting'!$BL$5:$BL$25))),0))","v":""},{"$f":"IF(A2791=\"\",\"\",IF(START!$B$34=1,INDIRECT(\"'Space-by-Space Method'!\"&SUBSTITUTE(ADDRESS(1,MOD(ROW(A2791)-52,50)+10,4),\"1\",\"\")&ROUNDDOWN((ROW(A2791)-52)/50,0)+4),\"\"))","v":""},{"$f":"IF(A2791=\"\",\"\",IF(AP2791=1,Summary!$F$11*(AO2791)/(SUM('Space-by-Space Method'!$BO$4:$BO$78,SUM('Exterior Lighting'!$BL$5:$BL$25))),0))","v":""},{"$f":"IF(A2791=\"\",\"\",IF(AP2791=1,Summary!$E$11*(AO2791)/(SUM('Space-by-Space Method'!$BO$4:$BO$78,SUM('Exterior Lighting'!$BL$5:$BL$25))),0))","v":""},{"$f":"IF(A2791=\"\",\"\",IF(AP2791=1,Summary!$G$11*(AO2791)/(SUM('Space-by-Space Method'!$BO$4:$BO$78,SUM('Exterior Lighting'!$BL$5:$BL$25))),0))","v":""},{"$f":"IF(A2791=\"\",\"\",IF(AP2791=1,Summary!$H$11*(AO2791)/(SUM('Space-by-Space Method'!$BO$4:$BO$78)),0))","v":""},{"$f":"IF(A2791=\"\",\"\",IF(AP2791=1,Summary!$I$11*(AO2791)/(SUM('Space-by-Space Method'!$BO$4:$BO$78)),0))","v":""},null,null,null,{"$f":"IF(A2791=\"\",\"\",IF(START!$B$34=2,INDIRECT(\"'Space-by-Space Method'!\"&SUBSTITUTE(ADDRESS(1,MOD(ROW(A2791)-52,50)+10,4),\"1\",\"\")&ROUNDDOWN((ROW(A2791)-52)/50,0)+4),\"\"))","v":""},{"$f":"IF(A2791=\"\",\"\",INDIRECT(\"'Space-by-Space Method'!C\"&ROUNDDOWN((ROW(A2791)-52)/50,0)+4))","v":""},{"$f":"IF(A2791=\"\",\"\",IF(COUNTIF(CommonSpaceTypes,AQ2791)>0,INDIRECT(\"'Space-by-Space Method'!F\"&ROUNDDOWN((ROW(A2791)-52)/50,0)+4),\"\"))","v":""},{"$f":"IF(A2791=\"\",\"\",IF(COUNTIF(BuildingSpecificSpaceTypes,AQ2791)>0,INDIRECT(\"'Space-by-Space Method'!F\"&ROUNDDOWN((ROW(A2791)-52)/50,0)+4),\"\"))","v":""},{"$f":"IF(A2791=\"\",\"\",INDIRECT(\"'Fixture Schedule'!D\"&MOD(ROW(A2791)-52,50)+9))","v":""},{"$f":"IF(A2791=\"\",\"\",IF(AR2791=\"\",\"\",INDIRECT(\"'Fixture Schedule'!K\"&MOD(ROW(A2791)-52,50)+9)))","v":""},"",{"$f":"IF(A2791=\"\",\"\",INDIRECT(\"'Fixture Schedule'!L\"&MOD(ROW(A2791)-52,50)+9))","v":""},null,null,null,null,null,null,null,null,null,null,null,null,null,{"$f":"INDIRECT(\"'Space-by-Space Method'!\"&SUBSTITUTE(ADDRESS(1,MOD(ROW(A2791)-52,50)+10,4),\"1\",\"\")&ROUNDDOWN((ROW(A2791)-52)/50,0)+4)","v":0},{"$f":"LEFT(INDIRECT(\"'Space-by-Space Method'!BJ\"&ROUNDDOWN((ROW(A2791)-52)/50,0)+4),3)","v":""},{"$f":"INDIRECT(\"'Fixture Schedule'!L\"&MOD(ROW(A2791)-52,50)+9)","v":0},{"$f":"INDIRECT(\"'Fixture Schedule'!O\"&MOD(ROW(A2791)-52,50)+9)","v":0},{"$f":"INDIRECT(\"'Space-by-Space Method'!F\"&ROUNDDOWN((ROW(A2791)-52)/50,0)+4)","v":0},{"$f":"INDIRECT(\"'Fixture Schedule'!L\"&MOD(ROW(A2791)-52,50)+9)","v":0},{"$f":"INDIRECT(\"'Space-by-Space Method'!D\"&ROUNDDOWN((ROW(A2791)-52)/50,0)+4)","v":0},{"$f":"INDIRECT(\"'Space-by-Space Method'!E\"&ROUNDDOWN((ROW(A2791)-52)/50,0)+4)","v":1}]
[{"$f":"IF(InteriorCalcType=2,IF(OR(AM2804=0,AN2804=\"DNQ\")=TRUE,\"\",INDIRECT(\"'Fixture Schedule'!M\"&MOD(ROW(A2804)-52,50)+9)),\"\")","v":""},{"$f":"IF(A2804=\"\",\"\",INDIRECT(\"'Fixture Schedule'!E\"&MOD(ROW(A2804)-52,50)+9))","v":""},{"$f":"IF(A2804=\"\",\"\",INDIRECT(\"'Fixture Schedule'!F\"&MOD(ROW(A2804)-52,50)+9))","v":""},{"$f":"IF(A2804=\"\",\"\",INDIRECT(\"'Fixture Schedule'!L\"&MOD(ROW(A2804)-52,50)+9))","v":""},"",null,null,{"$f":"IF(A2804=\"\",\"\",IF(AP2804=1,Summary!$C$12*(AO2804)/(SUM('Space-by-Space Method'!$BO$4:$BO$78,SUM('Exterior Lighting'!$BL$5:$BL$25))),0))","v":""},{"$f":"IF(A2804=\"\",\"\",IF(START!$B$34=1,INDIRECT(\"'Space-by-Space Method'!\"&SUBSTITUTE(ADDRESS(1,MOD(ROW(A2804)-52,50)+10,4),\"1\",\"\")&ROUNDDOWN((ROW(A2804)-52)/50,0)+4),\"\"))","v":""},{"$f":"IF(A2804=\"\",\"\",IF(AP2804=1,Summary!$F$11*(AO2804)/(SUM('Space-by-Space Method'!$BO$4:$BO$78,SUM('Exterior Lighting'!$BL$5:$BL$25))),0))","v":""},{"$f":"IF(A2804=\"\",\"\",IF(AP2804=1,Summary!$E$11*(AO2804)/(SUM('Space-by-Space Method'!$BO$4:$BO$78,SUM('Exterior Lighting'!$BL$5:$BL$25))),0))","v":""},{"$f":"IF(A2804=\"\",\"\",IF(AP2804=1,Summary!$G$11*(AO2804)/(SUM('Space-by-Space Method'!$BO$4:$BO$78,SUM('Exterior Lighting'!$BL$5:$BL$25))),0))","v":""},{"$f":"IF(A2804=\"\",\"\",IF(AP2804=1,Summary!$H$11*(AO2804)/(SUM('Space-by-Space Method'!$BO$4:$BO$78)),0))","v":""},{"$f":"IF(A2804=\"\",\"\",IF(AP2804=1,Summary!$I$11*(AO2804)/(SUM('Space-by-Space Method'!$BO$4:$BO$78)),0))","v":""},null,null,null,{"$f":"IF(A2804=\"\",\"\",IF(START!$B$34=2,INDIRECT(\"'Space-by-Space Method'!\"&SUBSTITUTE(ADDRESS(1,MOD(ROW(A2804)-52,50)+10,4),\"1\",\"\")&ROUNDDOWN((ROW(A2804)-52)/50,0)+4),\"\"))","v":""},{"$f":"IF(A2804=\"\",\"\",INDIRECT(\"'Space-by-Space Method'!C\"&ROUNDDOWN((ROW(A2804)-52)/50,0)+4))","v":""},{"$f":"IF(A2804=\"\",\"\",IF(COUNTIF(CommonSpaceTypes,AQ2804)>0,INDIRECT(\"'Space-by-Space Method'!F\"&ROUNDDOWN((ROW(A2804)-52)/50,0)+4),\"\"))","v":""},{"$f":"IF(A2804=\"\",\"\",IF(COUNTIF(BuildingSpecificSpaceTypes,AQ2804)>0,INDIRECT(\"'Space-by-Space Method'!F\"&ROUNDDOWN((ROW(A2804)-52)/50,0)+4),\"\"))","v":""},{"$f":"IF(A2804=\"\",\"\",INDIRECT(\"'Fixture Schedule'!D\"&MOD(ROW(A2804)-52,50)+9))","v":""},{"$f":"IF(A2804=\"\",\"\",IF(AR2804=\"\",\"\",INDIRECT(\"'Fixture Schedule'!K\"&MOD(ROW(A2804)-52,50)+9)))","v":""},"",{"$f":"IF(A2804=\"\",\"\",INDIRECT(\"'Fixture Schedule'!L\"&MOD(ROW(A2804)-52,50)+9))","v":""},null,null,null,null,null,null,null,null,null,null,null,null,null,{"$f":"INDIRECT(\"'Space-by-Space Method'!\"&SUBSTITUTE(ADDRESS(1,MOD(ROW(A2804)-52,50)+10,4),\"1\",\"\")&ROUNDDOWN((ROW(A2804)-52)/50,0)+4)","v":0},{"$f":"LEFT(INDIRECT(\"'Space-by-Space Method'!BJ\"&ROUNDDOWN((ROW(A2804)-52)/50,0)+4),3)","v":""},{"$f":"INDIRECT(\"'Fixture Schedule'!L\"&MOD(ROW(A2804)-52,50)+9)","v":0},{"$f":"INDIRECT(\"'Fixture Schedule'!O\"&MOD(ROW(A2804)-52,50)+9)","v":0},{"$f":"INDIRECT(\"'Space-by-Space Method'!F\"&ROUNDDOWN((ROW(A2804)-52)/50,0)+4)","v":0},{"$f":"INDIRECT(\"'Fixture Schedule'!L\"&MOD(ROW(A2804)-52,50)+9)","v":0},{"$f":"INDIRECT(\"'Space-by-Space Method'!D\"&ROUNDDOWN((ROW(A2804)-52)/50,0)+4)","v":0},{"$f":"INDIRECT(\"'Space-by-Space Method'!E\"&ROUNDDOWN((ROW(A2804)-52)/50,0)+4)","v":1}]
[{"$f":"IF(InteriorCalcType=2,IF(OR(AM2810=0,AN2810=\"DNQ\")=TRUE,\"\",INDIRECT(\"'Fixture Schedule'!M\"&MOD(ROW(A2810)-52,50)+9)),\"\")","v":""},{"$f":"IF(A2810=\"\",\"\",INDIRECT(\"'Fixture Schedule'!E\"&MOD(ROW(A2810)-52,50)+9))","v":""},{"$f":"IF(A2810=\"\",\"\",INDIRECT(\"'Fixture Schedule'!F\"&MOD(ROW(A2810)-52,50)+9))","v":""},{"$f":"IF(A2810=\"\",\"\",INDIRECT(\"'Fixture Schedule'!L\"&MOD(ROW(A2810)-52,50)+9))","v":""},"",null,null,{"$f":"IF(A2810=\"\",\"\",IF(AP2810=1,Summary!$C$12*(AO2810)/(SUM('Space-by-Space Method'!$BO$4:$BO$78,SUM('Exterior Lighting'!$BL$5:$BL$25))),0))","v":""},{"$f":"IF(A2810=\"\",\"\",IF(START!$B$34=1,INDIRECT(\"'Space-by-Space Method'!\"&SUBSTITUTE(ADDRESS(1,MOD(ROW(A2810)-52,50)+10,4),\"1\",\"\")&ROUNDDOWN((ROW(A2810)-52)/50,0)+4),\"\"))","v":""},{"$f":"IF(A2810=\"\",\"\",IF(AP2810=1,Summary!$F$11*(AO2810)/(SUM('Space-by-Space Method'!$BO$4:$BO$78,SUM('Exterior Lighting'!$BL$5:$BL$25))),0))","v":""},{"$f":"IF(A2810=\"\",\"\",IF(AP2810=1,Summary!$E$11*(AO2810)/(SUM('Space-by-Space Method'!$BO$4:$BO$78,SUM('Exterior Lighting'!$BL$5:$BL$25))),0))","v":""},{"$f":"IF(A2810=\"\",\"\",IF(AP2810=1,Summary!$G$11*(AO2810)/(SUM('Space-by-Space Method'!$BO$4:$BO$78,SUM('Exterior Lighting'!$BL$5:$BL$25))),0))","v":""},{"$f":"IF(A2810=\"\",\"\",IF(AP2810=1,Summary!$H$11*(AO2810)/(SUM('Space-by-Space Method'!$BO$4:$BO$78)),0))","v":""},{"$f":"IF(A2810=\"\",\"\",IF(AP2810=1,Summary!$I$11*(AO2810)/(SUM('Space-by-Space Method'!$BO$4:$BO$78)),0))","v":""},null,null,null,{"$f":"IF(A2810=\"\",\"\",IF(START!$B$34=2,INDIRECT(\"'Space-by-Space Method'!\"&SUBSTITUTE(ADDRESS(1,MOD(ROW(A2810)-52,50)+10,4),\"1\",\"\")&ROUNDDOWN((ROW(A2810)-52)/50,0)+4),\"\"))","v":""},{"$f":"IF(A2810=\"\",\"\",INDIRECT(\"'Space-by-Space Method'!C\"&ROUNDDOWN((ROW(A2810)-52)/50,0)+4))","v":""},{"$f":"IF(A2810=\"\",\"\",IF(COUNTIF(CommonSpaceTypes,AQ2810)>0,INDIRECT(\"'Space-by-Space Method'!F\"&ROUNDDOWN((ROW(A2810)-52)/50,0)+4),\"\"))","v":""},{"$f":"IF(A2810=\"\",\"\",IF(COUNTIF(BuildingSpecificSpaceTypes,AQ2810)>0,INDIRECT(\"'Space-by-Space Method'!F\"&ROUNDDOWN((ROW(A2810)-52)/50,0)+4),\"\"))","v":""},{"$f":"IF(A2810=\"\",\"\",INDIRECT(\"'Fixture Schedule'!D\"&MOD(ROW(A2810)-52,50)+9))","v":""},{"$f":"IF(A2810=\"\",\"\",IF(AR2810=\"\",\"\",INDIRECT(\"'Fixture Schedule'!K\"&MOD(ROW(A2810)-52,50)+9)))","v":""},"",{"$f":"IF(A2810=\"\",\"\",INDIRECT(\"'Fixture Schedule'!L\"&MOD(ROW(A2810)-52,50)+9))","v":""},null,null,null,null,null,null,null,null,null,null,null,null,null,{"$f":"INDIRECT(\"'Space-by-Space Method'!\"&SUBSTITUTE(ADDRESS(1,MOD(ROW(A2810)-52,50)+10,4),\"1\",\"\")&ROUNDDOWN((ROW(A2810)-52)/50,0)+4)","v":0},{"$f":"LEFT(INDIRECT(\"'Space-by-Space Method'!BJ\"&ROUNDDOWN((ROW(A2810)-52)/50,0)+4),3)","v":""},{"$f":"INDIRECT(\"'Fixture Schedule'!L\"&MOD(ROW(A2810)-52,50)+9)","v":0},{"$f":"INDIRECT(\"'Fixture Schedule'!O\"&MOD(ROW(A2810)-52,50)+9)","v":0},{"$f":"INDIRECT(\"'Space-by-Space Method'!F\"&ROUNDDOWN((ROW(A2810)-52)/50,0)+4)","v":0},{"$f":"INDIRECT(\"'Fixture Schedule'!L\"&MOD(ROW(A2810)-52,50)+9)","v":0},{"$f":"INDIRECT(\"'Space-by-Space Method'!D\"&ROUNDDOWN((ROW(A2810)-52)/50,0)+4)","v":0},{"$f":"INDIRECT(\"'Space-by-Space Method'!E\"&ROUNDDOWN((ROW(A2810)-52)/50,0)+4)","v":1}]
[{"$f":"IF(InteriorCalcType=2,IF(OR(AM2822=0,AN2822=\"DNQ\")=TRUE,\"\",INDIRECT(\"'Fixture Schedule'!M\"&MOD(ROW(A2822)-52,50)+9)),\"\")","v":""},{"$f":"IF(A2822=\"\",\"\",INDIRECT(\"'Fixture Schedule'!E\"&MOD(ROW(A2822)-52,50)+9))","v":""},{"$f":"IF(A2822=\"\",\"\",INDIRECT(\"'Fixture Schedule'!F\"&MOD(ROW(A2822)-52,50)+9))","v":""},{"$f":"IF(A2822=\"\",\"\",INDIRECT(\"'Fixture Schedule'!L\"&MOD(ROW(A2822)-52,50)+9))","v":""},"",null,null,{"$f":"IF(A2822=\"\",\"\",IF(AP2822=1,Summary!$C$12*(AO2822)/(SUM('Space-by-Space Method'!$BO$4:$BO$78,SUM('Exterior Lighting'!$BL$5:$BL$25))),0))","v":""},{"$f":"IF(A2822=\"\",\"\",IF(START!$B$34=1,INDIRECT(\"'Space-by-Space Method'!\"&SUBSTITUTE(ADDRESS(1,MOD(ROW(A2822)-52,50)+10,4),\"1\",\"\")&ROUNDDOWN((ROW(A2822)-52)/50,0)+4),\"\"))","v":""},{"$f":"IF(A2822=\"\",\"\",IF(AP2822=1,Summary!$F$11*(AO2822)/(SUM('Space-by-Space Method'!$BO$4:$BO$78,SUM('Exterior Lighting'!$BL$5:$BL$25))),0))","v":""},{"$f":"IF(A2822=\"\",\"\",IF(AP2822=1,Summary!$E$11*(AO2822)/(SUM('Space-by-Space Method'!$BO$4:$BO$78,SUM('Exterior Lighting'!$BL$5:$BL$25))),0))","v":""},{"$f":"IF(A2822=\"\",\"\",IF(AP2822=1,Summary!$G$11*(AO2822)/(SUM('Space-by-Space Method'!$BO$4:$BO$78,SUM('Exterior Lighting'!$BL$5:$BL$25))),0))","v":""},{"$f":"IF(A2822=\"\",\"\",IF(AP2822=1,Summary!$H$11*(AO2822)/(SUM('Space-by-Space Method'!$BO$4:$BO$78)),0))","v":""},{"$f":"IF(A2822=\"\",\"\",IF(AP2822=1,Summary!$I$11*(AO2822)/(SUM('Space-by-Space Method'!$BO$4:$BO$78)),0))","v":""},null,null,null,{"$f":"IF(A2822=\"\",\"\",IF(START!$B$34=2,INDIRECT(\"'Space-by-Space Method'!\"&SUBSTITUTE(ADDRESS(1,MOD(ROW(A2822)-52,50)+10,4),\"1\",\"\")&ROUNDDOWN((ROW(A2822)-52)/50,0)+4),\"\"))","v":""},{"$f":"IF(A2822=\"\",\"\",INDIRECT(\"'Space-by-Space Method'!C\"&ROUNDDOWN((ROW(A2822)-52)/50,0)+4))","v":""},{"$f":"IF(A2822=\"\",\"\",IF(COUNTIF(CommonSpaceTypes,AQ2822)>0,INDIRECT(\"'Space-by-Space Method'!F\"&ROUNDDOWN((ROW(A2822)-52)/50,0)+4),\"\"))","v":""},{"$f":"IF(A2822=\"\",\"\",IF(COUNTIF(BuildingSpecificSpaceTypes,AQ2822)>0,INDIRECT(\"'Space-by-Space Method'!F\"&ROUNDDOWN((ROW(A2822)-52)/50,0)+4),\"\"))","v":""},{"$f":"IF(A2822=\"\",\"\",INDIRECT(\"'Fixture Schedule'!D\"&MOD(ROW(A2822)-52,50)+9))","v":""},{"$f":"IF(A2822=\"\",\"\",IF(AR2822=\"\",\"\",INDIRECT(\"'Fixture Schedule'!K\"&MOD(ROW(A2822)-52,50)+9)))","v":""},"",{"$f":"IF(A2822=\"\",\"\",INDIRECT(\"'Fixture Schedule'!L\"&MOD(ROW(A2822)-52,50)+9))","v":""},null,null,null,null,null,null,null,null,null,null,null,null,null,{"$f":"INDIRECT(\"'Space-by-Space Method'!\"&SUBSTITUTE(ADDRESS(1,MOD(ROW(A2822)-52,50)+10,4),\"1\",\"\")&ROUNDDOWN((ROW(A2822)-52)/50,0)+4)","v":0},{"$f":"LEFT(INDIRECT(\"'Space-by-Space Method'!BJ\"&ROUNDDOWN((ROW(A2822)-52)/50,0)+4),3)","v":""},{"$f":"INDIRECT(\"'Fixture Schedule'!L\"&MOD(ROW(A2822)-52,50)+9)","v":0},{"$f":"INDIRECT(\"'Fixture Schedule'!O\"&MOD(ROW(A2822)-52,50)+9)","v":0},{"$f":"INDIRECT(\"'Space-by-Space Method'!F\"&ROUNDDOWN((ROW(A2822)-52)/50,0)+4)","v":0},{"$f":"INDIRECT(\"'Fixture Schedule'!L\"&MOD(ROW(A2822)-52,50)+9)","v":0},{"$f":"INDIRECT(\"'Space-by-Space Method'!D\"&ROUNDDOWN((ROW(A2822)-52)/50,0)+4)","v":0},{"$f":"INDIRECT(\"'Space-by-Space Method'!E\"&ROUNDDOWN((ROW(A2822)-52)/50,0)+4)","v":1}]
[{"$f":"IF(InteriorCalcType=2,IF(OR(AM2829=0,AN2829=\"DNQ\")=TRUE,\"\",INDIRECT(\"'Fixture Schedule'!M\"&MOD(ROW(A2829)-52,50)+9)),\"\")","v":""},{"$f":"IF(A2829=\"\",\"\",INDIRECT(\"'Fixture Schedule'!E\"&MOD(ROW(A2829)-52,50)+9))","v":""},{"$f":"IF(A2829=\"\",\"\",INDIRECT(\"'Fixture Schedule'!F\"&MOD(ROW(A2829)-52,50)+9))","v":""},{"$f":"IF(A2829=\"\",\"\",INDIRECT(\"'Fixture Schedule'!L\"&MOD(ROW(A2829)-52,50)+9))","v":""},"",null,null,{"$f":"IF(A2829=\"\",\"\",IF(AP2829=1,Summary!$C$12*(AO2829)/(SUM('Space-by-Space Method'!$BO$4:$BO$78,SUM('Exterior Lighting'!$BL$5:$BL$25))),0))","v":""},{"$f":"IF(A2829=\"\",\"\",IF(START!$B$34=1,INDIRECT(\"'Space-by-Space Method'!\"&SUBSTITUTE(ADDRESS(1,MOD(ROW(A2829)-52,50)+10,4),\"1\",\"\")&ROUNDDOWN((ROW(A2829)-52)/50,0)+4),\"\"))","v":""},{"$f":"IF(A2829=\"\",\"\",IF(AP2829=1,Summary!$F$11*(AO2829)/(SUM('Space-by-Space Method'!$BO$4:$BO$78,SUM('Exterior Lighting'!$BL$5:$BL$25))),0))","v":""},{"$f":"IF(A2829=\"\",\"\",IF(AP2829=1,Summary!$E$11*(AO2829)/(SUM('Space-by-Space Method'!$BO$4:$BO$78,SUM('Exterior Lighting'!$BL$5:$BL$25))),0))","v":""},{"$f":"IF(A2829=\"\",\"\",IF(AP2829=1,Summary!$G$11*(AO2829)/(SUM('Space-by-Space Method'!$BO$4:$BO$78,SUM('Exterior Lighting'!$BL$5:$BL$25))),0))","v":""},{"$f":"IF(A2829=\"\",\"\",IF(AP2829=1,Summary!$H$11*(AO2829)/(SUM('Space-by-Space Method'!$BO$4:$BO$78)),0))","v":""},{"$f":"IF(A2829=\"\",\"\",IF(AP2829=1,Summary!$I$11*(AO2829)/(SUM('Space-by-Space Method'!$BO$4:$BO$78)),0))","v":""},null,null,null,{"$f":"IF(A2829=\"\",\"\",IF(START!$B$34=2,INDIRECT(\"'Space-by-Space Method'!\"&SUBSTITUTE(ADDRESS(1,MOD(ROW(A2829)-52,50)+10,4),\"1\",\"\")&ROUNDDOWN((ROW(A2829)-52)/50,0)+4),\"\"))","v":""},{"$f":"IF(A2829=\"\",\"\",INDIRECT(\"'Space-by-Space Method'!C\"&ROUNDDOWN((ROW(A2829)-52)/50,0)+4))","v":""},{"$f":"IF(A2829=\"\",\"\",IF(COUNTIF(CommonSpaceTypes,AQ2829)>0,INDIRECT(\"'Space-by-Space Method'!F\"&ROUNDDOWN((ROW(A2829)-52)/50,0)+4),\"\"))","v":""},{"$f":"IF(A2829=\"\",\"\",IF(COUNTIF(BuildingSpecificSpaceTypes,AQ2829)>0,INDIRECT(\"'Space-by-Space Method'!F\"&ROUNDDOWN((ROW(A2829)-52)/50,0)+4),\"\"))","v":""},{"$f":"IF(A2829=\"\",\"\",INDIRECT(\"'Fixture Schedule'!D\"&MOD(ROW(A2829)-52,50)+9))","v":""},{"$f":"IF(A2829=\"\",\"\",IF(AR2829=\"\",\"\",INDIRECT(\"'Fixture Schedule'!K\"&MOD(ROW(A2829)-52,50)+9)))","v":""},"",{"$f":"IF(A2829=\"\",\"\",INDIRECT(\"'Fixture Schedule'!L\"&MOD(ROW(A2829)-52,50)+9))","v":""},null,null,null,null,null,null,null,null,null,null,null,null,null,{"$f":"INDIRECT(\"'Space-by-Space Method'!\"&SUBSTITUTE(ADDRESS(1,MOD(ROW(A2829)-52,50)+10,4),\"1\",\"\")&ROUNDDOWN((ROW(A2829)-52)/50,0)+4)","v":0},{"$f":"LEFT(INDIRECT(\"'Space-by-Space Method'!BJ\"&ROUNDDOWN((ROW(A2829)-52)/50,0)+4),3)","v":""},{"$f":"INDIRECT(\"'Fixture Schedule'!L\"&MOD(ROW(A2829)-52,50)+9)","v":0},{"$f":"INDIRECT(\"'Fixture Schedule'!O\"&MOD(ROW(A2829)-52,50)+9)","v":0},{"$f":"INDIRECT(\"'Space-by-Space Method'!F\"&ROUNDDOWN((ROW(A2829)-52)/50,0)+4)","v":0},{"$f":"INDIRECT(\"'Fixture Schedule'!L\"&MOD(ROW(A2829)-52,50)+9)","v":0},{"$f":"INDIRECT(\"'Space-by-Space Method'!D\"&ROUNDDOWN((ROW(A2829)-52)/50,0)+4)","v":0},{"$f":"INDIRECT(\"'Space-by-Space Method'!E\"&ROUNDDOWN((ROW(A2829)-52)/50,0)+4)","v":1}]
[{"$f":"IF(InteriorCalcType=2,IF(OR(AM2840=0,AN2840=\"DNQ\")=TRUE,\"\",INDIRECT(\"'Fixture Schedule'!M\"&MOD(ROW(A2840)-52,50)+9)),\"\")","v":""},{"$f":"IF(A2840=\"\",\"\",INDIRECT(\"'Fixture Schedule'!E\"&MOD(ROW(A2840)-52,50)+9))","v":""},{"$f":"IF(A2840=\"\",\"\",INDIRECT(\"'Fixture Schedule'!F\"&MOD(ROW(A2840)-52,50)+9))","v":""},{"$f":"IF(A2840=\"\",\"\",INDIRECT(\"'Fixture Schedule'!L\"&MOD(ROW(A2840)-52,50)+9))","v":""},"",null,null,{"$f":"IF(A2840=\"\",\"\",IF(AP2840=1,Summary!$C$12*(AO2840)/(SUM('Space-by-Space Method'!$BO$4:$BO$78,SUM('Exterior Lighting'!$BL$5:$BL$25))),0))","v":""},{"$f":"IF(A2840=\"\",\"\",IF(START!$B$34=1,INDIRECT(\"'Space-by-Space Method'!\"&SUBSTITUTE(ADDRESS(1,MOD(ROW(A2840)-52,50)+10,4),\"1\",\"\")&ROUNDDOWN((ROW(A2840)-52)/50,0)+4),\"\"))","v":""},{"$f":"IF(A2840=\"\",\"\",IF(AP2840=1,Summary!$F$11*(AO2840)/(SUM('Space-by-Space Method'!$BO$4:$BO$78,SUM('Exterior Lighting'!$BL$5:$BL$25))),0))","v":""},{"$f":"IF(A2840=\"\",\"\",IF(AP2840=1,Summary!$E$11*(AO2840)/(SUM('Space-by-Space Method'!$BO$4:$BO$78,SUM('Exterior Lighting'!$BL$5:$BL$25))),0))","v":""},{"$f":"IF(A2840=\"\",\"\",IF(AP2840=1,Summary!$G$11*(AO2840)/(SUM('Space-by-Space Method'!$BO$4:$BO$78,SUM('Exterior Lighting'!$BL$5:$BL$25))),0))","v":""},{"$f":"IF(A2840=\"\",\"\",IF(AP2840=1,Summary!$H$11*(AO2840)/(SUM('Space-by-Space Method'!$BO$4:$BO$78)),0))","v":""},{"$f":"IF(A2840=\"\",\"\",IF(AP2840=1,Summary!$I$11*(AO2840)/(SUM('Space-by-Space Method'!$BO$4:$BO$78)),0))","v":""},null,null,null,{"$f":"IF(A2840=\"\",\"\",IF(START!$B$34=2,INDIRECT(\"'Space-by-Space Method'!\"&SUBSTITUTE(ADDRESS(1,MOD(ROW(A2840)-52,50)+10,4),\"1\",\"\")&ROUNDDOWN((ROW(A2840)-52)/50,0)+4),\"\"))","v":""},{"$f":"IF(A2840=\"\",\"\",INDIRECT(\"'Space-by-Space Method'!C\"&ROUNDDOWN((ROW(A2840)-52)/50,0)+4))","v":""},{"$f":"IF(A2840=\"\",\"\",IF(COUNTIF(CommonSpaceTypes,AQ2840)>0,INDIRECT(\"'Space-by-Space Method'!F\"&ROUNDDOWN((ROW(A2840)-52)/50,0)+4),\"\"))","v":""},{"$f":"IF(A2840=\"\",\"\",IF(COUNTIF(BuildingSpecificSpaceTypes,AQ2840)>0,INDIRECT(\"'Space-by-Space Method'!F\"&ROUNDDOWN((ROW(A2840)-52)/50,0)+4),\"\"))","v":""},{"$f":"IF(A2840=\"\",\"\",INDIRECT(\"'Fixture Schedule'!D\"&MOD(ROW(A2840)-52,50)+9))","v":""},{"$f":"IF(A2840=\"\",\"\",IF(AR2840=\"\",\"\",INDIRECT(\"'Fixture Schedule'!K\"&MOD(ROW(A2840)-52,50)+9)))","v":""},"",{"$f":"IF(A2840=\"\",\"\",INDIRECT(\"'Fixture Schedule'!L\"&MOD(ROW(A2840)-52,50)+9))","v":""},null,null,null,null,null,null,null,null,null,null,null,null,null,{"$f":"INDIRECT(\"'Space-by-Space Method'!\"&SUBSTITUTE(ADDRESS(1,MOD(ROW(A2840)-52,50)+10,4),\"1\",\"\")&ROUNDDOWN((ROW(A2840)-52)/50,0)+4)","v":0},{"$f":"LEFT(INDIRECT(\"'Space-by-Space Method'!BJ\"&ROUNDDOWN((ROW(A2840)-52)/50,0)+4),3)","v":""},{"$f":"INDIRECT(\"'Fixture Schedule'!L\"&MOD(ROW(A2840)-52,50)+9)","v":0},{"$f":"INDIRECT(\"'Fixture Schedule'!O\"&MOD(ROW(A2840)-52,50)+9)","v":0},{"$f":"INDIRECT(\"'Space-by-Space Method'!F\"&ROUNDDOWN((ROW(A2840)-52)/50,0)+4)","v":0},{"$f":"INDIRECT(\"'Fixture Schedule'!L\"&MOD(ROW(A2840)-52,50)+9)","v":0},{"$f":"INDIRECT(\"'Space-by-Space Method'!D\"&ROUNDDOWN((ROW(A2840)-52)/50,0)+4)","v":0},{"$f":"INDIRECT(\"'Space-by-Space Method'!E\"&ROUNDDOWN((ROW(A2840)-52)/50,0)+4)","v":1}]
[{"$f":"IF(InteriorCalcType=2,IF(OR(AM2848=0,AN2848=\"DNQ\")=TRUE,\"\",INDIRECT(\"'Fixture Schedule'!M\"&MOD(ROW(A2848)-52,50)+9)),\"\")","v":""},{"$f":"IF(A2848=\"\",\"\",INDIRECT(\"'Fixture Schedule'!E\"&MOD(ROW(A2848)-52,50)+9))","v":""},{"$f":"IF(A2848=\"\",\"\",INDIRECT(\"'Fixture Schedule'!F\"&MOD(ROW(A2848)-52,50)+9))","v":""},{"$f":"IF(A2848=\"\",\"\",INDIRECT(\"'Fixture Schedule'!L\"&MOD(ROW(A2848)-52,50)+9))","v":""},"",null,null,{"$f":"IF(A2848=\"\",\"\",IF(AP2848=1,Summary!$C$12*(AO2848)/(SUM('Space-by-Space Method'!$BO$4:$BO$78,SUM('Exterior Lighting'!$BL$5:$BL$25))),0))","v":""},{"$f":"IF(A2848=\"\",\"\",IF(START!$B$34=1,INDIRECT(\"'Space-by-Space Method'!\"&SUBSTITUTE(ADDRESS(1,MOD(ROW(A2848)-52,50)+10,4),\"1\",\"\")&ROUNDDOWN((ROW(A2848)-52)/50,0)+4),\"\"))","v":""},{"$f":"IF(A2848=\"\",\"\",IF(AP2848=1,Summary!$F$11*(AO2848)/(SUM('Space-by-Space Method'!$BO$4:$BO$78,SUM('Exterior Lighting'!$BL$5:$BL$25))),0))","v":""},{"$f":"IF(A2848=\"\",\"\",IF(AP2848=1,Summary!$E$11*(AO2848)/(SUM('Space-by-Space Method'!$BO$4:$BO$78,SUM('Exterior Lighting'!$BL$5:$BL$25))),0))","v":""},{"$f":"IF(A2848=\"\",\"\",IF(AP2848=1,Summary!$G$11*(AO2848)/(SUM('Space-by-Space Method'!$BO$4:$BO$78,SUM('Exterior Lighting'!$BL$5:$BL$25))),0))","v":""},{"$f":"IF(A2848=\"\",\"\",IF(AP2848=1,Summary!$H$11*(AO2848)/(SUM('Space-by-Space Method'!$BO$4:$BO$78)),0))","v":""},{"$f":"IF(A2848=\"\",\"\",IF(AP2848=1,Summary!$I$11*(AO2848)/(SUM('Space-by-Space Method'!$BO$4:$BO$78)),0))","v":""},null,null,null,{"$f":"IF(A2848=\"\",\"\",IF(START!$B$34=2,INDIRECT(\"'Space-by-Space Method'!\"&SUBSTITUTE(ADDRESS(1,MOD(ROW(A2848)-52,50)+10,4),\"1\",\"\")&ROUNDDOWN((ROW(A2848)-52)/50,0)+4),\"\"))","v":""},{"$f":"IF(A2848=\"\",\"\",INDIRECT(\"'Space-by-Space Method'!C\"&ROUNDDOWN((ROW(A2848)-52)/50,0)+4))","v":""},{"$f":"IF(A2848=\"\",\"\",IF(COUNTIF(CommonSpaceTypes,AQ2848)>0,INDIRECT(\"'Space-by-Space Method'!F\"&ROUNDDOWN((ROW(A2848)-52)/50,0)+4),\"\"))","v":""},{"$f":"IF(A2848=\"\",\"\",IF(COUNTIF(BuildingSpecificSpaceTypes,AQ2848)>0,INDIRECT(\"'Space-by-Space Method'!F\"&ROUNDDOWN((ROW(A2848)-52)/50,0)+4),\"\"))","v":""},{"$f":"IF(A2848=\"\",\"\",INDIRECT(\"'Fixture Schedule'!D\"&MOD(ROW(A2848)-52,50)+9))","v":""},{"$f":"IF(A2848=\"\",\"\",IF(AR2848=\"\",\"\",INDIRECT(\"'Fixture Schedule'!K\"&MOD(ROW(A2848)-52,50)+9)))","v":""},"",{"$f":"IF(A2848=\"\",\"\",INDIRECT(\"'Fixture Schedule'!L\"&MOD(ROW(A2848)-52,50)+9))","v":""},null,null,null,null,null,null,null,null,null,null,null,null,null,{"$f":"INDIRECT(\"'Space-by-Space Method'!\"&SUBSTITUTE(ADDRESS(1,MOD(ROW(A2848)-52,50)+10,4),\"1\",\"\")&ROUNDDOWN((ROW(A2848)-52)/50,0)+4)","v":0},{"$f":"LEFT(INDIRECT(\"'Space-by-Space Method'!BJ\"&ROUNDDOWN((ROW(A2848)-52)/50,0)+4),3)","v":""},{"$f":"INDIRECT(\"'Fixture Schedule'!L\"&MOD(ROW(A2848)-52,50)+9)","v":0},{"$f":"INDIRECT(\"'Fixture Schedule'!O\"&MOD(ROW(A2848)-52,50)+9)","v":0},{"$f":"INDIRECT(\"'Space-by-Space Method'!F\"&ROUNDDOWN((ROW(A2848)-52)/50,0)+4)","v":0},{"$f":"INDIRECT(\"'Fixture Schedule'!L\"&MOD(ROW(A2848)-52,50)+9)","v":0},{"$f":"INDIRECT(\"'Space-by-Space Method'!D\"&ROUNDDOWN((ROW(A2848)-52)/50,0)+4)","v":0},{"$f":"INDIRECT(\"'Space-by-Space Method'!E\"&ROUNDDOWN((ROW(A2848)-52)/50,0)+4)","v":1}]
[{"$f":"IF(InteriorCalcType=2,IF(OR(AM2858=0,AN2858=\"DNQ\")=TRUE,\"\",INDIRECT(\"'Fixture Schedule'!M\"&MOD(ROW(A2858)-52,50)+9)),\"\")","v":""},{"$f":"IF(A2858=\"\",\"\",INDIRECT(\"'Fixture Schedule'!E\"&MOD(ROW(A2858)-52,50)+9))","v":""},{"$f":"IF(A2858=\"\",\"\",INDIRECT(\"'Fixture Schedule'!F\"&MOD(ROW(A2858)-52,50)+9))","v":""},{"$f":"IF(A2858=\"\",\"\",INDIRECT(\"'Fixture Schedule'!L\"&MOD(ROW(A2858)-52,50)+9))","v":""},"",null,null,{"$f":"IF(A2858=\"\",\"\",IF(AP2858=1,Summary!$C$12*(AO2858)/(SUM('Space-by-Space Method'!$BO$4:$BO$78,SUM('Exterior Lighting'!$BL$5:$BL$25))),0))","v":""},{"$f":"IF(A2858=\"\",\"\",IF(START!$B$34=1,INDIRECT(\"'Space-by-Space Method'!\"&SUBSTITUTE(ADDRESS(1,MOD(ROW(A2858)-52,50)+10,4),\"1\",\"\")&ROUNDDOWN((ROW(A2858)-52)/50,0)+4),\"\"))","v":""},{"$f":"IF(A2858=\"\",\"\",IF(AP2858=1,Summary!$F$11*(AO2858)/(SUM('Space-by-Space Method'!$BO$4:$BO$78,SUM('Exterior Lighting'!$BL$5:$BL$25))),0))","v":""},{"$f":"IF(A2858=\"\",\"\",IF(AP2858=1,Summary!$E$11*(AO2858)/(SUM('Space-by-Space Method'!$BO$4:$BO$78,SUM('Exterior Lighting'!$BL$5:$BL$25))),0))","v":""},{"$f":"IF(A2858=\"\",\"\",IF(AP2858=1,Summary!$G$11*(AO2858)/(SUM('Space-by-Space Method'!$BO$4:$BO$78,SUM('Exterior Lighting'!$BL$5:$BL$25))),0))","v":""},{"$f":"IF(A2858=\"\",\"\",IF(AP2858=1,Summary!$H$11*(AO2858)/(SUM('Space-by-Space Method'!$BO$4:$BO$78)),0))","v":""},{"$f":"IF(A2858=\"\",\"\",IF(AP2858=1,Summary!$I$11*(AO2858)/(SUM('Space-by-Space Method'!$BO$4:$BO$78)),0))","v":""},null,null,null,{"$f":"IF(A2858=\"\",\"\",IF(START!$B$34=2,INDIRECT(\"'Space-by-Space Method'!\"&SUBSTITUTE(ADDRESS(1,MOD(ROW(A2858)-52,50)+10,4),\"1\",\"\")&ROUNDDOWN((ROW(A2858)-52)/50,0)+4),\"\"))","v":""},{"$f":"IF(A2858=\"\",\"\",INDIRECT(\"'Space-by-Space Method'!C\"&ROUNDDOWN((ROW(A2858)-52)/50,0)+4))","v":""},{"$f":"IF(A2858=\"\",\"\",IF(COUNTIF(CommonSpaceTypes,AQ2858)>0,INDIRECT(\"'Space-by-Space Method'!F\"&ROUNDDOWN((ROW(A2858)-52)/50,0)+4),\"\"))","v":""},{"$f":"IF(A2858=\"\",\"\",IF(COUNTIF(BuildingSpecificSpaceTypes,AQ2858)>0,INDIRECT(\"'Space-by-Space Method'!F\"&ROUNDDOWN((ROW(A2858)-52)/50,0)+4),\"\"))","v":""},{"$f":"IF(A2858=\"\",\"\",INDIRECT(\"'Fixture Schedule'!D\"&MOD(ROW(A2858)-52,50)+9))","v":""},{"$f":"IF(A2858=\"\",\"\",IF(AR2858=\"\",\"\",INDIRECT(\"'Fixture Schedule'!K\"&MOD(ROW(A2858)-52,50)+9)))","v":""},"",{"$f":"IF(A2858=\"\",\"\",INDIRECT(\"'Fixture Schedule'!L\"&MOD(ROW(A2858)-52,50)+9))","v":""},null,null,null,null,null,null,null,null,null,null,null,null,null,{"$f":"INDIRECT(\"'Space-by-Space Method'!\"&SUBSTITUTE(ADDRESS(1,MOD(ROW(A2858)-52,50)+10,4),\"1\",\"\")&ROUNDDOWN((ROW(A2858)-52)/50,0)+4)","v":0},{"$f":"LEFT(INDIRECT(\"'Space-by-Space Method'!BJ\"&ROUNDDOWN((ROW(A2858)-52)/50,0)+4),3)","v":""},{"$f":"INDIRECT(\"'Fixture Schedule'!L\"&MOD(ROW(A2858)-52,50)+9)","v":0},{"$f":"INDIRECT(\"'Fixture Schedule'!O\"&MOD(ROW(A2858)-52,50)+9)","v":0},{"$f":"INDIRECT(\"'Space-by-Space Method'!F\"&ROUNDDOWN((ROW(A2858)-52)/50,0)+4)","v":0},{"$f":"INDIRECT(\"'Fixture Schedule'!L\"&MOD(ROW(A2858)-52,50)+9)","v":0},{"$f":"INDIRECT(\"'Space-by-Space Method'!D\"&ROUNDDOWN((ROW(A2858)-52)/50,0)+4)","v":0},{"$f":"INDIRECT(\"'Space-by-Space Method'!E\"&ROUNDDOWN((ROW(A2858)-52)/50,0)+4)","v":1}]
[{"$f":"IF(InteriorCalcType=2,IF(OR(AM2859=0,AN2859=\"DNQ\")=TRUE,\"\",INDIRECT(\"'Fixture Schedule'!M\"&MOD(ROW(A2859)-52,50)+9)),\"\")","v":""},{"$f":"IF(A2859=\"\",\"\",INDIRECT(\"'Fixture Schedule'!E\"&MOD(ROW(A2859)-52,50)+9))","v":""},{"$f":"IF(A2859=\"\",\"\",INDIRECT(\"'Fixture Schedule'!F\"&MOD(ROW(A2859)-52,50)+9))","v":""},{"$f":"IF(A2859=\"\",\"\",INDIRECT(\"'Fixture Schedule'!L\"&MOD(ROW(A2859)-52,50)+9))","v":""},"",null,null,{"$f":"IF(A2859=\"\",\"\",IF(AP2859=1,Summary!$C$12*(AO2859)/(SUM('Space-by-Space Method'!$BO$4:$BO$78,SUM('Exterior Lighting'!$BL$5:$BL$25))),0))","v":""},{"$f":"IF(A2859=\"\",\"\",IF(START!$B$34=1,INDIRECT(\"'Space-by-Space Method'!\"&SUBSTITUTE(ADDRESS(1,MOD(ROW(A2859)-52,50)+10,4),\"1\",\"\")&ROUNDDOWN((ROW(A2859)-52)/50,0)+4),\"\"))","v":""},{"$f":"IF(A2859=\"\",\"\",IF(AP2859=1,Summary!$F$11*(AO2859)/(SUM('Space-by-Space Method'!$BO$4:$BO$78,SUM('Exterior Lighting'!$BL$5:$BL$25))),0))","v":""},{"$f":"IF(A2859=\"\",\"\",IF(AP2859=1,Summary!$E$11*(AO2859)/(SUM('Space-by-Space Method'!$BO$4:$BO$78,SUM('Exterior Lighting'!$BL$5:$BL$25))),0))","v":""},{"$f":"IF(A2859=\"\",\"\",IF(AP2859=1,Summary!$G$11*(AO2859)/(SUM('Space-by-Space Method'!$BO$4:$BO$78,SUM('Exterior Lighting'!$BL$5:$BL$25))),0))","v":""},{"$f":"IF(A2859=\"\",\"\",IF(AP2859=1,Summary!$H$11*(AO2859)/(SUM('Space-by-Space Method'!$BO$4:$BO$78)),0))","v":""},{"$f":"IF(A2859=\"\",\"\",IF(AP2859=1,Summary!$I$11*(AO2859)/(SUM('Space-by-Space Method'!$BO$4:$BO$78)),0))","v":""},null,null,null,{"$f":"IF(A2859=\"\",\"\",IF(START!$B$34=2,INDIRECT(\"'Space-by-Space Method'!\"&SUBSTITUTE(ADDRESS(1,MOD(ROW(A2859)-52,50)+10,4),\"1\",\"\")&ROUNDDOWN((ROW(A2859)-52)/50,0)+4),\"\"))","v":""},{"$f":"IF(A2859=\"\",\"\",INDIRECT(\"'Space-by-Space Method'!C\"&ROUNDDOWN((ROW(A2859)-52)/50,0)+4))","v":""},{"$f":"IF(A2859=\"\",\"\",IF(COUNTIF(CommonSpaceTypes,AQ2859)>0,INDIRECT(\"'Space-by-Space Method'!F\"&ROUNDDOWN((ROW(A2859)-52)/50,0)+4),\"\"))","v":""},{"$f":"IF(A2859=\"\",\"\",IF(COUNTIF(BuildingSpecificSpaceTypes,AQ2859)>0,INDIRECT(\"'Space-by-Space Method'!F\"&ROUNDDOWN((ROW(A2859)-52)/50,0)+4),\"\"))","v":""},{"$f":"IF(A2859=\"\",\"\",INDIRECT(\"'Fixture Schedule'!D\"&MOD(ROW(A2859)-52,50)+9))","v":""},{"$f":"IF(A2859=\"\",\"\",IF(AR2859=\"\",\"\",INDIRECT(\"'Fixture Schedule'!K\"&MOD(ROW(A2859)-52,50)+9)))","v":""},"",{"$f":"IF(A2859=\"\",\"\",INDIRECT(\"'Fixture Schedule'!L\"&MOD(ROW(A2859)-52,50)+9))","v":""},null,null,null,null,null,null,null,null,null,null,null,null,null,{"$f":"INDIRECT(\"'Space-by-Space Method'!\"&SUBSTITUTE(ADDRESS(1,MOD(ROW(A2859)-52,50)+10,4),\"1\",\"\")&ROUNDDOWN((ROW(A2859)-52)/50,0)+4)","v":0},{"$f":"LEFT(INDIRECT(\"'Space-by-Space Method'!BJ\"&ROUNDDOWN((ROW(A2859)-52)/50,0)+4),3)","v":""},{"$f":"INDIRECT(\"'Fixture Schedule'!L\"&MOD(ROW(A2859)-52,50)+9)","v":0},{"$f":"INDIRECT(\"'Fixture Schedule'!O\"&MOD(ROW(A2859)-52,50)+9)","v":0},{"$f":"INDIRECT(\"'Space-by-Space Method'!F\"&ROUNDDOWN((ROW(A2859)-52)/50,0)+4)","v":0},{"$f":"INDIRECT(\"'Fixture Schedule'!L\"&MOD(ROW(A2859)-52,50)+9)","v":0},{"$f":"INDIRECT(\"'Space-by-Space Method'!D\"&ROUNDDOWN((ROW(A2859)-52)/50,0)+4)","v":0},{"$f":"INDIRECT(\"'Space-by-Space Method'!E\"&ROUNDDOWN((ROW(A2859)-52)/50,0)+4)","v":1}]
[{"$f":"IF(InteriorCalcType=2,IF(OR(AM2872=0,AN2872=\"DNQ\")=TRUE,\"\",INDIRECT(\"'Fixture Schedule'!M\"&MOD(ROW(A2872)-52,50)+9)),\"\")","v":""},{"$f":"IF(A2872=\"\",\"\",INDIRECT(\"'Fixture Schedule'!E\"&MOD(ROW(A2872)-52,50)+9))","v":""},{"$f":"IF(A2872=\"\",\"\",INDIRECT(\"'Fixture Schedule'!F\"&MOD(ROW(A2872)-52,50)+9))","v":""},{"$f":"IF(A2872=\"\",\"\",INDIRECT(\"'Fixture Schedule'!L\"&MOD(ROW(A2872)-52,50)+9))","v":""},"",null,null,{"$f":"IF(A2872=\"\",\"\",IF(AP2872=1,Summary!$C$12*(AO2872)/(SUM('Space-by-Space Method'!$BO$4:$BO$78,SUM('Exterior Lighting'!$BL$5:$BL$25))),0))","v":""},{"$f":"IF(A2872=\"\",\"\",IF(START!$B$34=1,INDIRECT(\"'Space-by-Space Method'!\"&SUBSTITUTE(ADDRESS(1,MOD(ROW(A2872)-52,50)+10,4),\"1\",\"\")&ROUNDDOWN((ROW(A2872)-52)/50,0)+4),\"\"))","v":""},{"$f":"IF(A2872=\"\",\"\",IF(AP2872=1,Summary!$F$11*(AO2872)/(SUM('Space-by-Space Method'!$BO$4:$BO$78,SUM('Exterior Lighting'!$BL$5:$BL$25))),0))","v":""},{"$f":"IF(A2872=\"\",\"\",IF(AP2872=1,Summary!$E$11*(AO2872)/(SUM('Space-by-Space Method'!$BO$4:$BO$78,SUM('Exterior Lighting'!$BL$5:$BL$25))),0))","v":""},{"$f":"IF(A2872=\"\",\"\",IF(AP2872=1,Summary!$G$11*(AO2872)/(SUM('Space-by-Space Method'!$BO$4:$BO$78,SUM('Exterior Lighting'!$BL$5:$BL$25))),0))","v":""},{"$f":"IF(A2872=\"\",\"\",IF(AP2872=1,Summary!$H$11*(AO2872)/(SUM('Space-by-Space Method'!$BO$4:$BO$78)),0))","v":""},{"$f":"IF(A2872=\"\",\"\",IF(AP2872=1,Summary!$I$11*(AO2872)/(SUM('Space-by-Space Method'!$BO$4:$BO$78)),0))","v":""},null,null,null,{"$f":"IF(A2872=\"\",\"\",IF(START!$B$34=2,INDIRECT(\"'Space-by-Space Method'!\"&SUBSTITUTE(ADDRESS(1,MOD(ROW(A2872)-52,50)+10,4),\"1\",\"\")&ROUNDDOWN((ROW(A2872)-52)/50,0)+4),\"\"))","v":""},{"$f":"IF(A2872=\"\",\"\",INDIRECT(\"'Space-by-Space Method'!C\"&ROUNDDOWN((ROW(A2872)-52)/50,0)+4))","v":""},{"$f":"IF(A2872=\"\",\"\",IF(COUNTIF(CommonSpaceTypes,AQ2872)>0,INDIRECT(\"'Space-by-Space Method'!F\"&ROUNDDOWN((ROW(A2872)-52)/50,0)+4),\"\"))","v":""},{"$f":"IF(A2872=\"\",\"\",IF(COUNTIF(BuildingSpecificSpaceTypes,AQ2872)>0,INDIRECT(\"'Space-by-Space Method'!F\"&ROUNDDOWN((ROW(A2872)-52)/50,0)+4),\"\"))","v":""},{"$f":"IF(A2872=\"\",\"\",INDIRECT(\"'Fixture Schedule'!D\"&MOD(ROW(A2872)-52,50)+9))","v":""},{"$f":"IF(A2872=\"\",\"\",IF(AR2872=\"\",\"\",INDIRECT(\"'Fixture Schedule'!K\"&MOD(ROW(A2872)-52,50)+9)))","v":""},"",{"$f":"IF(A2872=\"\",\"\",INDIRECT(\"'Fixture Schedule'!L\"&MOD(ROW(A2872)-52,50)+9))","v":""},null,null,null,null,null,null,null,null,null,null,null,null,null,{"$f":"INDIRECT(\"'Space-by-Space Method'!\"&SUBSTITUTE(ADDRESS(1,MOD(ROW(A2872)-52,50)+10,4),\"1\",\"\")&ROUNDDOWN((ROW(A2872)-52)/50,0)+4)","v":0},{"$f":"LEFT(INDIRECT(\"'Space-by-Space Method'!BJ\"&ROUNDDOWN((ROW(A2872)-52)/50,0)+4),3)","v":""},{"$f":"INDIRECT(\"'Fixture Schedule'!L\"&MOD(ROW(A2872)-52,50)+9)","v":0},{"$f":"INDIRECT(\"'Fixture Schedule'!O\"&MOD(ROW(A2872)-52,50)+9)","v":0},{"$f":"INDIRECT(\"'Space-by-Space Method'!F\"&ROUNDDOWN((ROW(A2872)-52)/50,0)+4)","v":0},{"$f":"INDIRECT(\"'Fixture Schedule'!L\"&MOD(ROW(A2872)-52,50)+9)","v":0},{"$f":"INDIRECT(\"'Space-by-Space Method'!D\"&ROUNDDOWN((ROW(A2872)-52)/50,0)+4)","v":0},{"$f":"INDIRECT(\"'Space-by-Space Method'!E\"&ROUNDDOWN((ROW(A2872)-52)/50,0)+4)","v":1}]
[{"$f":"IF(InteriorCalcType=2,IF(OR(AM2878=0,AN2878=\"DNQ\")=TRUE,\"\",INDIRECT(\"'Fixture Schedule'!M\"&MOD(ROW(A2878)-52,50)+9)),\"\")","v":""},{"$f":"IF(A2878=\"\",\"\",INDIRECT(\"'Fixture Schedule'!E\"&MOD(ROW(A2878)-52,50)+9))","v":""},{"$f":"IF(A2878=\"\",\"\",INDIRECT(\"'Fixture Schedule'!F\"&MOD(ROW(A2878)-52,50)+9))","v":""},{"$f":"IF(A2878=\"\",\"\",INDIRECT(\"'Fixture Schedule'!L\"&MOD(ROW(A2878)-52,50)+9))","v":""},"",null,null,{"$f":"IF(A2878=\"\",\"\",IF(AP2878=1,Summary!$C$12*(AO2878)/(SUM('Space-by-Space Method'!$BO$4:$BO$78,SUM('Exterior Lighting'!$BL$5:$BL$25))),0))","v":""},{"$f":"IF(A2878=\"\",\"\",IF(START!$B$34=1,INDIRECT(\"'Space-by-Space Method'!\"&SUBSTITUTE(ADDRESS(1,MOD(ROW(A2878)-52,50)+10,4),\"1\",\"\")&ROUNDDOWN((ROW(A2878)-52)/50,0)+4),\"\"))","v":""},{"$f":"IF(A2878=\"\",\"\",IF(AP2878=1,Summary!$F$11*(AO2878)/(SUM('Space-by-Space Method'!$BO$4:$BO$78,SUM('Exterior Lighting'!$BL$5:$BL$25))),0))","v":""},{"$f":"IF(A2878=\"\",\"\",IF(AP2878=1,Summary!$E$11*(AO2878)/(SUM('Space-by-Space Method'!$BO$4:$BO$78,SUM('Exterior Lighting'!$BL$5:$BL$25))),0))","v":""},{"$f":"IF(A2878=\"\",\"\",IF(AP2878=1,Summary!$G$11*(AO2878)/(SUM('Space-by-Space Method'!$BO$4:$BO$78,SUM('Exterior Lighting'!$BL$5:$BL$25))),0))","v":""},{"$f":"IF(A2878=\"\",\"\",IF(AP2878=1,Summary!$H$11*(AO2878)/(SUM('Space-by-Space Method'!$BO$4:$BO$78)),0))","v":""},{"$f":"IF(A2878=\"\",\"\",IF(AP2878=1,Summary!$I$11*(AO2878)/(SUM('Space-by-Space Method'!$BO$4:$BO$78)),0))","v":""},null,null,null,{"$f":"IF(A2878=\"\",\"\",IF(START!$B$34=2,INDIRECT(\"'Space-by-Space Method'!\"&SUBSTITUTE(ADDRESS(1,MOD(ROW(A2878)-52,50)+10,4),\"1\",\"\")&ROUNDDOWN((ROW(A2878)-52)/50,0)+4),\"\"))","v":""},{"$f":"IF(A2878=\"\",\"\",INDIRECT(\"'Space-by-Space Method'!C\"&ROUNDDOWN((ROW(A2878)-52)/50,0)+4))","v":""},{"$f":"IF(A2878=\"\",\"\",IF(COUNTIF(CommonSpaceTypes,AQ2878)>0,INDIRECT(\"'Space-by-Space Method'!F\"&ROUNDDOWN((ROW(A2878)-52)/50,0)+4),\"\"))","v":""},{"$f":"IF(A2878=\"\",\"\",IF(COUNTIF(BuildingSpecificSpaceTypes,AQ2878)>0,INDIRECT(\"'Space-by-Space Method'!F\"&ROUNDDOWN((ROW(A2878)-52)/50,0)+4),\"\"))","v":""},{"$f":"IF(A2878=\"\",\"\",INDIRECT(\"'Fixture Schedule'!D\"&MOD(ROW(A2878)-52,50)+9))","v":""},{"$f":"IF(A2878=\"\",\"\",IF(AR2878=\"\",\"\",INDIRECT(\"'Fixture Schedule'!K\"&MOD(ROW(A2878)-52,50)+9)))","v":""},"",{"$f":"IF(A2878=\"\",\"\",INDIRECT(\"'Fixture Schedule'!L\"&MOD(ROW(A2878)-52,50)+9))","v":""},null,null,null,null,null,null,null,null,null,null,null,null,null,{"$f":"INDIRECT(\"'Space-by-Space Method'!\"&SUBSTITUTE(ADDRESS(1,MOD(ROW(A2878)-52,50)+10,4),\"1\",\"\")&ROUNDDOWN((ROW(A2878)-52)/50,0)+4)","v":0},{"$f":"LEFT(INDIRECT(\"'Space-by-Space Method'!BJ\"&ROUNDDOWN((ROW(A2878)-52)/50,0)+4),3)","v":""},{"$f":"INDIRECT(\"'Fixture Schedule'!L\"&MOD(ROW(A2878)-52,50)+9)","v":0},{"$f":"INDIRECT(\"'Fixture Schedule'!O\"&MOD(ROW(A2878)-52,50)+9)","v":0},{"$f":"INDIRECT(\"'Space-by-Space Method'!F\"&ROUNDDOWN((ROW(A2878)-52)/50,0)+4)","v":0},{"$f":"INDIRECT(\"'Fixture Schedule'!L\"&MOD(ROW(A2878)-52,50)+9)","v":0},{"$f":"INDIRECT(\"'Space-by-Space Method'!D\"&ROUNDDOWN((ROW(A2878)-52)/50,0)+4)","v":0},{"$f":"INDIRECT(\"'Space-by-Space Method'!E\"&ROUNDDOWN((ROW(A2878)-52)/50,0)+4)","v":1}]
[{"$f":"IF(InteriorCalcType=2,IF(OR(AM2887=0,AN2887=\"DNQ\")=TRUE,\"\",INDIRECT(\"'Fixture Schedule'!M\"&MOD(ROW(A2887)-52,50)+9)),\"\")","v":""},{"$f":"IF(A2887=\"\",\"\",INDIRECT(\"'Fixture Schedule'!E\"&MOD(ROW(A2887)-52,50)+9))","v":""},{"$f":"IF(A2887=\"\",\"\",INDIRECT(\"'Fixture Schedule'!F\"&MOD(ROW(A2887)-52,50)+9))","v":""},{"$f":"IF(A2887=\"\",\"\",INDIRECT(\"'Fixture Schedule'!L\"&MOD(ROW(A2887)-52,50)+9))","v":""},"",null,null,{"$f":"IF(A2887=\"\",\"\",IF(AP2887=1,Summary!$C$12*(AO2887)/(SUM('Space-by-Space Method'!$BO$4:$BO$78,SUM('Exterior Lighting'!$BL$5:$BL$25))),0))","v":""},{"$f":"IF(A2887=\"\",\"\",IF(START!$B$34=1,INDIRECT(\"'Space-by-Space Method'!\"&SUBSTITUTE(ADDRESS(1,MOD(ROW(A2887)-52,50)+10,4),\"1\",\"\")&ROUNDDOWN((ROW(A2887)-52)/50,0)+4),\"\"))","v":""},{"$f":"IF(A2887=\"\",\"\",IF(AP2887=1,Summary!$F$11*(AO2887)/(SUM('Space-by-Space Method'!$BO$4:$BO$78,SUM('Exterior Lighting'!$BL$5:$BL$25))),0))","v":""},{"$f":"IF(A2887=\"\",\"\",IF(AP2887=1,Summary!$E$11*(AO2887)/(SUM('Space-by-Space Method'!$BO$4:$BO$78,SUM('Exterior Lighting'!$BL$5:$BL$25))),0))","v":""},{"$f":"IF(A2887=\"\",\"\",IF(AP2887=1,Summary!$G$11*(AO2887)/(SUM('Space-by-Space Method'!$BO$4:$BO$78,SUM('Exterior Lighting'!$BL$5:$BL$25))),0))","v":""},{"$f":"IF(A2887=\"\",\"\",IF(AP2887=1,Summary!$H$11*(AO2887)/(SUM('Space-by-Space Method'!$BO$4:$BO$78)),0))","v":""},{"$f":"IF(A2887=\"\",\"\",IF(AP2887=1,Summary!$I$11*(AO2887)/(SUM('Space-by-Space Method'!$BO$4:$BO$78)),0))","v":""},null,null,null,{"$f":"IF(A2887=\"\",\"\",IF(START!$B$34=2,INDIRECT(\"'Space-by-Space Method'!\"&SUBSTITUTE(ADDRESS(1,MOD(ROW(A2887)-52,50)+10,4),\"1\",\"\")&ROUNDDOWN((ROW(A2887)-52)/50,0)+4),\"\"))","v":""},{"$f":"IF(A2887=\"\",\"\",INDIRECT(\"'Space-by-Space Method'!C\"&ROUNDDOWN((ROW(A2887)-52)/50,0)+4))","v":""},{"$f":"IF(A2887=\"\",\"\",IF(COUNTIF(CommonSpaceTypes,AQ2887)>0,INDIRECT(\"'Space-by-Space Method'!F\"&ROUNDDOWN((ROW(A2887)-52)/50,0)+4),\"\"))","v":""},{"$f":"IF(A2887=\"\",\"\",IF(COUNTIF(BuildingSpecificSpaceTypes,AQ2887)>0,INDIRECT(\"'Space-by-Space Method'!F\"&ROUNDDOWN((ROW(A2887)-52)/50,0)+4),\"\"))","v":""},{"$f":"IF(A2887=\"\",\"\",INDIRECT(\"'Fixture Schedule'!D\"&MOD(ROW(A2887)-52,50)+9))","v":""},{"$f":"IF(A2887=\"\",\"\",IF(AR2887=\"\",\"\",INDIRECT(\"'Fixture Schedule'!K\"&MOD(ROW(A2887)-52,50)+9)))","v":""},"",{"$f":"IF(A2887=\"\",\"\",INDIRECT(\"'Fixture Schedule'!L\"&MOD(ROW(A2887)-52,50)+9))","v":""},null,null,null,null,null,null,null,null,null,null,null,null,null,{"$f":"INDIRECT(\"'Space-by-Space Method'!\"&SUBSTITUTE(ADDRESS(1,MOD(ROW(A2887)-52,50)+10,4),\"1\",\"\")&ROUNDDOWN((ROW(A2887)-52)/50,0)+4)","v":0},{"$f":"LEFT(INDIRECT(\"'Space-by-Space Method'!BJ\"&ROUNDDOWN((ROW(A2887)-52)/50,0)+4),3)","v":""},{"$f":"INDIRECT(\"'Fixture Schedule'!L\"&MOD(ROW(A2887)-52,50)+9)","v":0},{"$f":"INDIRECT(\"'Fixture Schedule'!O\"&MOD(ROW(A2887)-52,50)+9)","v":0},{"$f":"INDIRECT(\"'Space-by-Space Method'!F\"&ROUNDDOWN((ROW(A2887)-52)/50,0)+4)","v":0},{"$f":"INDIRECT(\"'Fixture Schedule'!L\"&MOD(ROW(A2887)-52,50)+9)","v":0},{"$f":"INDIRECT(\"'Space-by-Space Method'!D\"&ROUNDDOWN((ROW(A2887)-52)/50,0)+4)","v":0},{"$f":"INDIRECT(\"'Space-by-Space Method'!E\"&ROUNDDOWN((ROW(A2887)-52)/50,0)+4)","v":1}]
[{"$f":"IF(InteriorCalcType=2,IF(OR(AM2896=0,AN2896=\"DNQ\")=TRUE,\"\",INDIRECT(\"'Fixture Schedule'!M\"&MOD(ROW(A2896)-52,50)+9)),\"\")","v":""},{"$f":"IF(A2896=\"\",\"\",INDIRECT(\"'Fixture Schedule'!E\"&MOD(ROW(A2896)-52,50)+9))","v":""},{"$f":"IF(A2896=\"\",\"\",INDIRECT(\"'Fixture Schedule'!F\"&MOD(ROW(A2896)-52,50)+9))","v":""},{"$f":"IF(A2896=\"\",\"\",INDIRECT(\"'Fixture Schedule'!L\"&MOD(ROW(A2896)-52,50)+9))","v":""},"",null,null,{"$f":"IF(A2896=\"\",\"\",IF(AP2896=1,Summary!$C$12*(AO2896)/(SUM('Space-by-Space Method'!$BO$4:$BO$78,SUM('Exterior Lighting'!$BL$5:$BL$25))),0))","v":""},{"$f":"IF(A2896=\"\",\"\",IF(START!$B$34=1,INDIRECT(\"'Space-by-Space Method'!\"&SUBSTITUTE(ADDRESS(1,MOD(ROW(A2896)-52,50)+10,4),\"1\",\"\")&ROUNDDOWN((ROW(A2896)-52)/50,0)+4),\"\"))","v":""},{"$f":"IF(A2896=\"\",\"\",IF(AP2896=1,Summary!$F$11*(AO2896)/(SUM('Space-by-Space Method'!$BO$4:$BO$78,SUM('Exterior Lighting'!$BL$5:$BL$25))),0))","v":""},{"$f":"IF(A2896=\"\",\"\",IF(AP2896=1,Summary!$E$11*(AO2896)/(SUM('Space-by-Space Method'!$BO$4:$BO$78,SUM('Exterior Lighting'!$BL$5:$BL$25))),0))","v":""},{"$f":"IF(A2896=\"\",\"\",IF(AP2896=1,Summary!$G$11*(AO2896)/(SUM('Space-by-Space Method'!$BO$4:$BO$78,SUM('Exterior Lighting'!$BL$5:$BL$25))),0))","v":""},{"$f":"IF(A2896=\"\",\"\",IF(AP2896=1,Summary!$H$11*(AO2896)/(SUM('Space-by-Space Method'!$BO$4:$BO$78)),0))","v":""},{"$f":"IF(A2896=\"\",\"\",IF(AP2896=1,Summary!$I$11*(AO2896)/(SUM('Space-by-Space Method'!$BO$4:$BO$78)),0))","v":""},null,null,null,{"$f":"IF(A2896=\"\",\"\",IF(START!$B$34=2,INDIRECT(\"'Space-by-Space Method'!\"&SUBSTITUTE(ADDRESS(1,MOD(ROW(A2896)-52,50)+10,4),\"1\",\"\")&ROUNDDOWN((ROW(A2896)-52)/50,0)+4),\"\"))","v":""},{"$f":"IF(A2896=\"\",\"\",INDIRECT(\"'Space-by-Space Method'!C\"&ROUNDDOWN((ROW(A2896)-52)/50,0)+4))","v":""},{"$f":"IF(A2896=\"\",\"\",IF(COUNTIF(CommonSpaceTypes,AQ2896)>0,INDIRECT(\"'Space-by-Space Method'!F\"&ROUNDDOWN((ROW(A2896)-52)/50,0)+4),\"\"))","v":""},{"$f":"IF(A2896=\"\",\"\",IF(COUNTIF(BuildingSpecificSpaceTypes,AQ2896)>0,INDIRECT(\"'Space-by-Space Method'!F\"&ROUNDDOWN((ROW(A2896)-52)/50,0)+4),\"\"))","v":""},{"$f":"IF(A2896=\"\",\"\",INDIRECT(\"'Fixture Schedule'!D\"&MOD(ROW(A2896)-52,50)+9))","v":""},{"$f":"IF(A2896=\"\",\"\",IF(AR2896=\"\",\"\",INDIRECT(\"'Fixture Schedule'!K\"&MOD(ROW(A2896)-52,50)+9)))","v":""},"",{"$f":"IF(A2896=\"\",\"\",INDIRECT(\"'Fixture Schedule'!L\"&MOD(ROW(A2896)-52,50)+9))","v":""},null,null,null,null,null,null,null,null,null,null,null,null,null,{"$f":"INDIRECT(\"'Space-by-Space Method'!\"&SUBSTITUTE(ADDRESS(1,MOD(ROW(A2896)-52,50)+10,4),\"1\",\"\")&ROUNDDOWN((ROW(A2896)-52)/50,0)+4)","v":0},{"$f":"LEFT(INDIRECT(\"'Space-by-Space Method'!BJ\"&ROUNDDOWN((ROW(A2896)-52)/50,0)+4),3)","v":""},{"$f":"INDIRECT(\"'Fixture Schedule'!L\"&MOD(ROW(A2896)-52,50)+9)","v":0},{"$f":"INDIRECT(\"'Fixture Schedule'!O\"&MOD(ROW(A2896)-52,50)+9)","v":0},{"$f":"INDIRECT(\"'Space-by-Space Method'!F\"&ROUNDDOWN((ROW(A2896)-52)/50,0)+4)","v":0},{"$f":"INDIRECT(\"'Fixture Schedule'!L\"&MOD(ROW(A2896)-52,50)+9)","v":0},{"$f":"INDIRECT(\"'Space-by-Space Method'!D\"&ROUNDDOWN((ROW(A2896)-52)/50,0)+4)","v":0},{"$f":"INDIRECT(\"'Space-by-Space Method'!E\"&ROUNDDOWN((ROW(A2896)-52)/50,0)+4)","v":1}]
[{"$f":"IF(InteriorCalcType=2,IF(OR(AM2906=0,AN2906=\"DNQ\")=TRUE,\"\",INDIRECT(\"'Fixture Schedule'!M\"&MOD(ROW(A2906)-52,50)+9)),\"\")","v":""},{"$f":"IF(A2906=\"\",\"\",INDIRECT(\"'Fixture Schedule'!E\"&MOD(ROW(A2906)-52,50)+9))","v":""},{"$f":"IF(A2906=\"\",\"\",INDIRECT(\"'Fixture Schedule'!F\"&MOD(ROW(A2906)-52,50)+9))","v":""},{"$f":"IF(A2906=\"\",\"\",INDIRECT(\"'Fixture Schedule'!L\"&MOD(ROW(A2906)-52,50)+9))","v":""},"",null,null,{"$f":"IF(A2906=\"\",\"\",IF(AP2906=1,Summary!$C$12*(AO2906)/(SUM('Space-by-Space Method'!$BO$4:$BO$78,SUM('Exterior Lighting'!$BL$5:$BL$25))),0))","v":""},{"$f":"IF(A2906=\"\",\"\",IF(START!$B$34=1,INDIRECT(\"'Space-by-Space Method'!\"&SUBSTITUTE(ADDRESS(1,MOD(ROW(A2906)-52,50)+10,4),\"1\",\"\")&ROUNDDOWN((ROW(A2906)-52)/50,0)+4),\"\"))","v":""},{"$f":"IF(A2906=\"\",\"\",IF(AP2906=1,Summary!$F$11*(AO2906)/(SUM('Space-by-Space Method'!$BO$4:$BO$78,SUM('Exterior Lighting'!$BL$5:$BL$25))),0))","v":""},{"$f":"IF(A2906=\"\",\"\",IF(AP2906=1,Summary!$E$11*(AO2906)/(SUM('Space-by-Space Method'!$BO$4:$BO$78,SUM('Exterior Lighting'!$BL$5:$BL$25))),0))","v":""},{"$f":"IF(A2906=\"\",\"\",IF(AP2906=1,Summary!$G$11*(AO2906)/(SUM('Space-by-Space Method'!$BO$4:$BO$78,SUM('Exterior Lighting'!$BL$5:$BL$25))),0))","v":""},{"$f":"IF(A2906=\"\",\"\",IF(AP2906=1,Summary!$H$11*(AO2906)/(SUM('Space-by-Space Method'!$BO$4:$BO$78)),0))","v":""},{"$f":"IF(A2906=\"\",\"\",IF(AP2906=1,Summary!$I$11*(AO2906)/(SUM('Space-by-Space Method'!$BO$4:$BO$78)),0))","v":""},null,null,null,{"$f":"IF(A2906=\"\",\"\",IF(START!$B$34=2,INDIRECT(\"'Space-by-Space Method'!\"&SUBSTITUTE(ADDRESS(1,MOD(ROW(A2906)-52,50)+10,4),\"1\",\"\")&ROUNDDOWN((ROW(A2906)-52)/50,0)+4),\"\"))","v":""},{"$f":"IF(A2906=\"\",\"\",INDIRECT(\"'Space-by-Space Method'!C\"&ROUNDDOWN((ROW(A2906)-52)/50,0)+4))","v":""},{"$f":"IF(A2906=\"\",\"\",IF(COUNTIF(CommonSpaceTypes,AQ2906)>0,INDIRECT(\"'Space-by-Space Method'!F\"&ROUNDDOWN((ROW(A2906)-52)/50,0)+4),\"\"))","v":""},{"$f":"IF(A2906=\"\",\"\",IF(COUNTIF(BuildingSpecificSpaceTypes,AQ2906)>0,INDIRECT(\"'Space-by-Space Method'!F\"&ROUNDDOWN((ROW(A2906)-52)/50,0)+4),\"\"))","v":""},{"$f":"IF(A2906=\"\",\"\",INDIRECT(\"'Fixture Schedule'!D\"&MOD(ROW(A2906)-52,50)+9))","v":""},{"$f":"IF(A2906=\"\",\"\",IF(AR2906=\"\",\"\",INDIRECT(\"'Fixture Schedule'!K\"&MOD(ROW(A2906)-52,50)+9)))","v":""},"",{"$f":"IF(A2906=\"\",\"\",INDIRECT(\"'Fixture Schedule'!L\"&MOD(ROW(A2906)-52,50)+9))","v":""},null,null,null,null,null,null,null,null,null,null,null,null,null,{"$f":"INDIRECT(\"'Space-by-Space Method'!\"&SUBSTITUTE(ADDRESS(1,MOD(ROW(A2906)-52,50)+10,4),\"1\",\"\")&ROUNDDOWN((ROW(A2906)-52)/50,0)+4)","v":0},{"$f":"LEFT(INDIRECT(\"'Space-by-Space Method'!BJ\"&ROUNDDOWN((ROW(A2906)-52)/50,0)+4),3)","v":""},{"$f":"INDIRECT(\"'Fixture Schedule'!L\"&MOD(ROW(A2906)-52,50)+9)","v":0},{"$f":"INDIRECT(\"'Fixture Schedule'!O\"&MOD(ROW(A2906)-52,50)+9)","v":0},{"$f":"INDIRECT(\"'Space-by-Space Method'!F\"&ROUNDDOWN((ROW(A2906)-52)/50,0)+4)","v":0},{"$f":"INDIRECT(\"'Fixture Schedule'!L\"&MOD(ROW(A2906)-52,50)+9)","v":0},{"$f":"INDIRECT(\"'Space-by-Space Method'!D\"&ROUNDDOWN((ROW(A2906)-52)/50,0)+4)","v":0},{"$f":"INDIRECT(\"'Space-by-Space Method'!E\"&ROUNDDOWN((ROW(A2906)-52)/50,0)+4)","v":1}]
[{"$f":"IF(InteriorCalcType=2,IF(OR(AM2910=0,AN2910=\"DNQ\")=TRUE,\"\",INDIRECT(\"'Fixture Schedule'!M\"&MOD(ROW(A2910)-52,50)+9)),\"\")","v":""},{"$f":"IF(A2910=\"\",\"\",INDIRECT(\"'Fixture Schedule'!E\"&MOD(ROW(A2910)-52,50)+9))","v":""},{"$f":"IF(A2910=\"\",\"\",INDIRECT(\"'Fixture Schedule'!F\"&MOD(ROW(A2910)-52,50)+9))","v":""},{"$f":"IF(A2910=\"\",\"\",INDIRECT(\"'Fixture Schedule'!L\"&MOD(ROW(A2910)-52,50)+9))","v":""},"",null,null,{"$f":"IF(A2910=\"\",\"\",IF(AP2910=1,Summary!$C$12*(AO2910)/(SUM('Space-by-Space Method'!$BO$4:$BO$78,SUM('Exterior Lighting'!$BL$5:$BL$25))),0))","v":""},{"$f":"IF(A2910=\"\",\"\",IF(START!$B$34=1,INDIRECT(\"'Space-by-Space Method'!\"&SUBSTITUTE(ADDRESS(1,MOD(ROW(A2910)-52,50)+10,4),\"1\",\"\")&ROUNDDOWN((ROW(A2910)-52)/50,0)+4),\"\"))","v":""},{"$f":"IF(A2910=\"\",\"\",IF(AP2910=1,Summary!$F$11*(AO2910)/(SUM('Space-by-Space Method'!$BO$4:$BO$78,SUM('Exterior Lighting'!$BL$5:$BL$25))),0))","v":""},{"$f":"IF(A2910=\"\",\"\",IF(AP2910=1,Summary!$E$11*(AO2910)/(SUM('Space-by-Space Method'!$BO$4:$BO$78,SUM('Exterior Lighting'!$BL$5:$BL$25))),0))","v":""},{"$f":"IF(A2910=\"\",\"\",IF(AP2910=1,Summary!$G$11*(AO2910)/(SUM('Space-by-Space Method'!$BO$4:$BO$78,SUM('Exterior Lighting'!$BL$5:$BL$25))),0))","v":""},{"$f":"IF(A2910=\"\",\"\",IF(AP2910=1,Summary!$H$11*(AO2910)/(SUM('Space-by-Space Method'!$BO$4:$BO$78)),0))","v":""},{"$f":"IF(A2910=\"\",\"\",IF(AP2910=1,Summary!$I$11*(AO2910)/(SUM('Space-by-Space Method'!$BO$4:$BO$78)),0))","v":""},null,null,null,{"$f":"IF(A2910=\"\",\"\",IF(START!$B$34=2,INDIRECT(\"'Space-by-Space Method'!\"&SUBSTITUTE(ADDRESS(1,MOD(ROW(A2910)-52,50)+10,4),\"1\",\"\")&ROUNDDOWN((ROW(A2910)-52)/50,0)+4),\"\"))","v":""},{"$f":"IF(A2910=\"\",\"\",INDIRECT(\"'Space-by-Space Method'!C\"&ROUNDDOWN((ROW(A2910)-52)/50,0)+4))","v":""},{"$f":"IF(A2910=\"\",\"\",IF(COUNTIF(CommonSpaceTypes,AQ2910)>0,INDIRECT(\"'Space-by-Space Method'!F\"&ROUNDDOWN((ROW(A2910)-52)/50,0)+4),\"\"))","v":""},{"$f":"IF(A2910=\"\",\"\",IF(COUNTIF(BuildingSpecificSpaceTypes,AQ2910)>0,INDIRECT(\"'Space-by-Space Method'!F\"&ROUNDDOWN((ROW(A2910)-52)/50,0)+4),\"\"))","v":""},{"$f":"IF(A2910=\"\",\"\",INDIRECT(\"'Fixture Schedule'!D\"&MOD(ROW(A2910)-52,50)+9))","v":""},{"$f":"IF(A2910=\"\",\"\",IF(AR2910=\"\",\"\",INDIRECT(\"'Fixture Schedule'!K\"&MOD(ROW(A2910)-52,50)+9)))","v":""},"",{"$f":"IF(A2910=\"\",\"\",INDIRECT(\"'Fixture Schedule'!L\"&MOD(ROW(A2910)-52,50)+9))","v":""},null,null,null,null,null,null,null,null,null,null,null,null,null,{"$f":"INDIRECT(\"'Space-by-Space Method'!\"&SUBSTITUTE(ADDRESS(1,MOD(ROW(A2910)-52,50)+10,4),\"1\",\"\")&ROUNDDOWN((ROW(A2910)-52)/50,0)+4)","v":0},{"$f":"LEFT(INDIRECT(\"'Space-by-Space Method'!BJ\"&ROUNDDOWN((ROW(A2910)-52)/50,0)+4),3)","v":""},{"$f":"INDIRECT(\"'Fixture Schedule'!L\"&MOD(ROW(A2910)-52,50)+9)","v":0},{"$f":"INDIRECT(\"'Fixture Schedule'!O\"&MOD(ROW(A2910)-52,50)+9)","v":0},{"$f":"INDIRECT(\"'Space-by-Space Method'!F\"&ROUNDDOWN((ROW(A2910)-52)/50,0)+4)","v":0},{"$f":"INDIRECT(\"'Fixture Schedule'!L\"&MOD(ROW(A2910)-52,50)+9)","v":0},{"$f":"INDIRECT(\"'Space-by-Space Method'!D\"&ROUNDDOWN((ROW(A2910)-52)/50,0)+4)","v":0},{"$f":"INDIRECT(\"'Space-by-Space Method'!E\"&ROUNDDOWN((ROW(A2910)-52)/50,0)+4)","v":1}]
[{"$f":"IF(InteriorCalcType=2,IF(OR(AM2925=0,AN2925=\"DNQ\")=TRUE,\"\",INDIRECT(\"'Fixture Schedule'!M\"&MOD(ROW(A2925)-52,50)+9)),\"\")","v":""},{"$f":"IF(A2925=\"\",\"\",INDIRECT(\"'Fixture Schedule'!E\"&MOD(ROW(A2925)-52,50)+9))","v":""},{"$f":"IF(A2925=\"\",\"\",INDIRECT(\"'Fixture Schedule'!F\"&MOD(ROW(A2925)-52,50)+9))","v":""},{"$f":"IF(A2925=\"\",\"\",INDIRECT(\"'Fixture Schedule'!L\"&MOD(ROW(A2925)-52,50)+9))","v":""},"",null,null,{"$f":"IF(A2925=\"\",\"\",IF(AP2925=1,Summary!$C$12*(AO2925)/(SUM('Space-by-Space Method'!$BO$4:$BO$78,SUM('Exterior Lighting'!$BL$5:$BL$25))),0))","v":""},{"$f":"IF(A2925=\"\",\"\",IF(START!$B$34=1,INDIRECT(\"'Space-by-Space Method'!\"&SUBSTITUTE(ADDRESS(1,MOD(ROW(A2925)-52,50)+10,4),\"1\",\"\")&ROUNDDOWN((ROW(A2925)-52)/50,0)+4),\"\"))","v":""},{"$f":"IF(A2925=\"\",\"\",IF(AP2925=1,Summary!$F$11*(AO2925)/(SUM('Space-by-Space Method'!$BO$4:$BO$78,SUM('Exterior Lighting'!$BL$5:$BL$25))),0))","v":""},{"$f":"IF(A2925=\"\",\"\",IF(AP2925=1,Summary!$E$11*(AO2925)/(SUM('Space-by-Space Method'!$BO$4:$BO$78,SUM('Exterior Lighting'!$BL$5:$BL$25))),0))","v":""},{"$f":"IF(A2925=\"\",\"\",IF(AP2925=1,Summary!$G$11*(AO2925)/(SUM('Space-by-Space Method'!$BO$4:$BO$78,SUM('Exterior Lighting'!$BL$5:$BL$25))),0))","v":""},{"$f":"IF(A2925=\"\",\"\",IF(AP2925=1,Summary!$H$11*(AO2925)/(SUM('Space-by-Space Method'!$BO$4:$BO$78)),0))","v":""},{"$f":"IF(A2925=\"\",\"\",IF(AP2925=1,Summary!$I$11*(AO2925)/(SUM('Space-by-Space Method'!$BO$4:$BO$78)),0))","v":""},null,null,null,{"$f":"IF(A2925=\"\",\"\",IF(START!$B$34=2,INDIRECT(\"'Space-by-Space Method'!\"&SUBSTITUTE(ADDRESS(1,MOD(ROW(A2925)-52,50)+10,4),\"1\",\"\")&ROUNDDOWN((ROW(A2925)-52)/50,0)+4),\"\"))","v":""},{"$f":"IF(A2925=\"\",\"\",INDIRECT(\"'Space-by-Space Method'!C\"&ROUNDDOWN((ROW(A2925)-52)/50,0)+4))","v":""},{"$f":"IF(A2925=\"\",\"\",IF(COUNTIF(CommonSpaceTypes,AQ2925)>0,INDIRECT(\"'Space-by-Space Method'!F\"&ROUNDDOWN((ROW(A2925)-52)/50,0)+4),\"\"))","v":""},{"$f":"IF(A2925=\"\",\"\",IF(COUNTIF(BuildingSpecificSpaceTypes,AQ2925)>0,INDIRECT(\"'Space-by-Space Method'!F\"&ROUNDDOWN((ROW(A2925)-52)/50,0)+4),\"\"))","v":""},{"$f":"IF(A2925=\"\",\"\",INDIRECT(\"'Fixture Schedule'!D\"&MOD(ROW(A2925)-52,50)+9))","v":""},{"$f":"IF(A2925=\"\",\"\",IF(AR2925=\"\",\"\",INDIRECT(\"'Fixture Schedule'!K\"&MOD(ROW(A2925)-52,50)+9)))","v":""},"",{"$f":"IF(A2925=\"\",\"\",INDIRECT(\"'Fixture Schedule'!L\"&MOD(ROW(A2925)-52,50)+9))","v":""},null,null,null,null,null,null,null,null,null,null,null,null,null,{"$f":"INDIRECT(\"'Space-by-Space Method'!\"&SUBSTITUTE(ADDRESS(1,MOD(ROW(A2925)-52,50)+10,4),\"1\",\"\")&ROUNDDOWN((ROW(A2925)-52)/50,0)+4)","v":0},{"$f":"LEFT(INDIRECT(\"'Space-by-Space Method'!BJ\"&ROUNDDOWN((ROW(A2925)-52)/50,0)+4),3)","v":""},{"$f":"INDIRECT(\"'Fixture Schedule'!L\"&MOD(ROW(A2925)-52,50)+9)","v":0},{"$f":"INDIRECT(\"'Fixture Schedule'!O\"&MOD(ROW(A2925)-52,50)+9)","v":0},{"$f":"INDIRECT(\"'Space-by-Space Method'!F\"&ROUNDDOWN((ROW(A2925)-52)/50,0)+4)","v":0},{"$f":"INDIRECT(\"'Fixture Schedule'!L\"&MOD(ROW(A2925)-52,50)+9)","v":0},{"$f":"INDIRECT(\"'Space-by-Space Method'!D\"&ROUNDDOWN((ROW(A2925)-52)/50,0)+4)","v":0},{"$f":"INDIRECT(\"'Space-by-Space Method'!E\"&ROUNDDOWN((ROW(A2925)-52)/50,0)+4)","v":1}]
[{"$f":"IF(InteriorCalcType=2,IF(OR(AM2928=0,AN2928=\"DNQ\")=TRUE,\"\",INDIRECT(\"'Fixture Schedule'!M\"&MOD(ROW(A2928)-52,50)+9)),\"\")","v":""},{"$f":"IF(A2928=\"\",\"\",INDIRECT(\"'Fixture Schedule'!E\"&MOD(ROW(A2928)-52,50)+9))","v":""},{"$f":"IF(A2928=\"\",\"\",INDIRECT(\"'Fixture Schedule'!F\"&MOD(ROW(A2928)-52,50)+9))","v":""},{"$f":"IF(A2928=\"\",\"\",INDIRECT(\"'Fixture Schedule'!L\"&MOD(ROW(A2928)-52,50)+9))","v":""},"",null,null,{"$f":"IF(A2928=\"\",\"\",IF(AP2928=1,Summary!$C$12*(AO2928)/(SUM('Space-by-Space Method'!$BO$4:$BO$78,SUM('Exterior Lighting'!$BL$5:$BL$25))),0))","v":""},{"$f":"IF(A2928=\"\",\"\",IF(START!$B$34=1,INDIRECT(\"'Space-by-Space Method'!\"&SUBSTITUTE(ADDRESS(1,MOD(ROW(A2928)-52,50)+10,4),\"1\",\"\")&ROUNDDOWN((ROW(A2928)-52)/50,0)+4),\"\"))","v":""},{"$f":"IF(A2928=\"\",\"\",IF(AP2928=1,Summary!$F$11*(AO2928)/(SUM('Space-by-Space Method'!$BO$4:$BO$78,SUM('Exterior Lighting'!$BL$5:$BL$25))),0))","v":""},{"$f":"IF(A2928=\"\",\"\",IF(AP2928=1,Summary!$E$11*(AO2928)/(SUM('Space-by-Space Method'!$BO$4:$BO$78,SUM('Exterior Lighting'!$BL$5:$BL$25))),0))","v":""},{"$f":"IF(A2928=\"\",\"\",IF(AP2928=1,Summary!$G$11*(AO2928)/(SUM('Space-by-Space Method'!$BO$4:$BO$78,SUM('Exterior Lighting'!$BL$5:$BL$25))),0))","v":""},{"$f":"IF(A2928=\"\",\"\",IF(AP2928=1,Summary!$H$11*(AO2928)/(SUM('Space-by-Space Method'!$BO$4:$BO$78)),0))","v":""},{"$f":"IF(A2928=\"\",\"\",IF(AP2928=1,Summary!$I$11*(AO2928)/(SUM('Space-by-Space Method'!$BO$4:$BO$78)),0))","v":""},null,null,null,{"$f":"IF(A2928=\"\",\"\",IF(START!$B$34=2,INDIRECT(\"'Space-by-Space Method'!\"&SUBSTITUTE(ADDRESS(1,MOD(ROW(A2928)-52,50)+10,4),\"1\",\"\")&ROUNDDOWN((ROW(A2928)-52)/50,0)+4),\"\"))","v":""},{"$f":"IF(A2928=\"\",\"\",INDIRECT(\"'Space-by-Space Method'!C\"&ROUNDDOWN((ROW(A2928)-52)/50,0)+4))","v":""},{"$f":"IF(A2928=\"\",\"\",IF(COUNTIF(CommonSpaceTypes,AQ2928)>0,INDIRECT(\"'Space-by-Space Method'!F\"&ROUNDDOWN((ROW(A2928)-52)/50,0)+4),\"\"))","v":""},{"$f":"IF(A2928=\"\",\"\",IF(COUNTIF(BuildingSpecificSpaceTypes,AQ2928)>0,INDIRECT(\"'Space-by-Space Method'!F\"&ROUNDDOWN((ROW(A2928)-52)/50,0)+4),\"\"))","v":""},{"$f":"IF(A2928=\"\",\"\",INDIRECT(\"'Fixture Schedule'!D\"&MOD(ROW(A2928)-52,50)+9))","v":""},{"$f":"IF(A2928=\"\",\"\",IF(AR2928=\"\",\"\",INDIRECT(\"'Fixture Schedule'!K\"&MOD(ROW(A2928)-52,50)+9)))","v":""},"",{"$f":"IF(A2928=\"\",\"\",INDIRECT(\"'Fixture Schedule'!L\"&MOD(ROW(A2928)-52,50)+9))","v":""},null,null,null,null,null,null,null,null,null,null,null,null,null,{"$f":"INDIRECT(\"'Space-by-Space Method'!\"&SUBSTITUTE(ADDRESS(1,MOD(ROW(A2928)-52,50)+10,4),\"1\",\"\")&ROUNDDOWN((ROW(A2928)-52)/50,0)+4)","v":0},{"$f":"LEFT(INDIRECT(\"'Space-by-Space Method'!BJ\"&ROUNDDOWN((ROW(A2928)-52)/50,0)+4),3)","v":""},{"$f":"INDIRECT(\"'Fixture Schedule'!L\"&MOD(ROW(A2928)-52,50)+9)","v":0},{"$f":"INDIRECT(\"'Fixture Schedule'!O\"&MOD(ROW(A2928)-52,50)+9)","v":0},{"$f":"INDIRECT(\"'Space-by-Space Method'!F\"&ROUNDDOWN((ROW(A2928)-52)/50,0)+4)","v":0},{"$f":"INDIRECT(\"'Fixture Schedule'!L\"&MOD(ROW(A2928)-52,50)+9)","v":0},{"$f":"INDIRECT(\"'Space-by-Space Method'!D\"&ROUNDDOWN((ROW(A2928)-52)/50,0)+4)","v":0},{"$f":"INDIRECT(\"'Space-by-Space Method'!E\"&ROUNDDOWN((ROW(A2928)-52)/50,0)+4)","v":1}]
[{"$f":"IF(InteriorCalcType=2,IF(OR(AM2936=0,AN2936=\"DNQ\")=TRUE,\"\",INDIRECT(\"'Fixture Schedule'!M\"&MOD(ROW(A2936)-52,50)+9)),\"\")","v":""},{"$f":"IF(A2936=\"\",\"\",INDIRECT(\"'Fixture Schedule'!E\"&MOD(ROW(A2936)-52,50)+9))","v":""},{"$f":"IF(A2936=\"\",\"\",INDIRECT(\"'Fixture Schedule'!F\"&MOD(ROW(A2936)-52,50)+9))","v":""},{"$f":"IF(A2936=\"\",\"\",INDIRECT(\"'Fixture Schedule'!L\"&MOD(ROW(A2936)-52,50)+9))","v":""},"",null,null,{"$f":"IF(A2936=\"\",\"\",IF(AP2936=1,Summary!$C$12*(AO2936)/(SUM('Space-by-Space Method'!$BO$4:$BO$78,SUM('Exterior Lighting'!$BL$5:$BL$25))),0))","v":""},{"$f":"IF(A2936=\"\",\"\",IF(START!$B$34=1,INDIRECT(\"'Space-by-Space Method'!\"&SUBSTITUTE(ADDRESS(1,MOD(ROW(A2936)-52,50)+10,4),\"1\",\"\")&ROUNDDOWN((ROW(A2936)-52)/50,0)+4),\"\"))","v":""},{"$f":"IF(A2936=\"\",\"\",IF(AP2936=1,Summary!$F$11*(AO2936)/(SUM('Space-by-Space Method'!$BO$4:$BO$78,SUM('Exterior Lighting'!$BL$5:$BL$25))),0))","v":""},{"$f":"IF(A2936=\"\",\"\",IF(AP2936=1,Summary!$E$11*(AO2936)/(SUM('Space-by-Space Method'!$BO$4:$BO$78,SUM('Exterior Lighting'!$BL$5:$BL$25))),0))","v":""},{"$f":"IF(A2936=\"\",\"\",IF(AP2936=1,Summary!$G$11*(AO2936)/(SUM('Space-by-Space Method'!$BO$4:$BO$78,SUM('Exterior Lighting'!$BL$5:$BL$25))),0))","v":""},{"$f":"IF(A2936=\"\",\"\",IF(AP2936=1,Summary!$H$11*(AO2936)/(SUM('Space-by-Space Method'!$BO$4:$BO$78)),0))","v":""},{"$f":"IF(A2936=\"\",\"\",IF(AP2936=1,Summary!$I$11*(AO2936)/(SUM('Space-by-Space Method'!$BO$4:$BO$78)),0))","v":""},null,null,null,{"$f":"IF(A2936=\"\",\"\",IF(START!$B$34=2,INDIRECT(\"'Space-by-Space Method'!\"&SUBSTITUTE(ADDRESS(1,MOD(ROW(A2936)-52,50)+10,4),\"1\",\"\")&ROUNDDOWN((ROW(A2936)-52)/50,0)+4),\"\"))","v":""},{"$f":"IF(A2936=\"\",\"\",INDIRECT(\"'Space-by-Space Method'!C\"&ROUNDDOWN((ROW(A2936)-52)/50,0)+4))","v":""},{"$f":"IF(A2936=\"\",\"\",IF(COUNTIF(CommonSpaceTypes,AQ2936)>0,INDIRECT(\"'Space-by-Space Method'!F\"&ROUNDDOWN((ROW(A2936)-52)/50,0)+4),\"\"))","v":""},{"$f":"IF(A2936=\"\",\"\",IF(COUNTIF(BuildingSpecificSpaceTypes,AQ2936)>0,INDIRECT(\"'Space-by-Space Method'!F\"&ROUNDDOWN((ROW(A2936)-52)/50,0)+4),\"\"))","v":""},{"$f":"IF(A2936=\"\",\"\",INDIRECT(\"'Fixture Schedule'!D\"&MOD(ROW(A2936)-52,50)+9))","v":""},{"$f":"IF(A2936=\"\",\"\",IF(AR2936=\"\",\"\",INDIRECT(\"'Fixture Schedule'!K\"&MOD(ROW(A2936)-52,50)+9)))","v":""},"",{"$f":"IF(A2936=\"\",\"\",INDIRECT(\"'Fixture Schedule'!L\"&MOD(ROW(A2936)-52,50)+9))","v":""},null,null,null,null,null,null,null,null,null,null,null,null,null,{"$f":"INDIRECT(\"'Space-by-Space Method'!\"&SUBSTITUTE(ADDRESS(1,MOD(ROW(A2936)-52,50)+10,4),\"1\",\"\")&ROUNDDOWN((ROW(A2936)-52)/50,0)+4)","v":0},{"$f":"LEFT(INDIRECT(\"'Space-by-Space Method'!BJ\"&ROUNDDOWN((ROW(A2936)-52)/50,0)+4),3)","v":""},{"$f":"INDIRECT(\"'Fixture Schedule'!L\"&MOD(ROW(A2936)-52,50)+9)","v":0},{"$f":"INDIRECT(\"'Fixture Schedule'!O\"&MOD(ROW(A2936)-52,50)+9)","v":0},{"$f":"INDIRECT(\"'Space-by-Space Method'!F\"&ROUNDDOWN((ROW(A2936)-52)/50,0)+4)","v":0},{"$f":"INDIRECT(\"'Fixture Schedule'!L\"&MOD(ROW(A2936)-52,50)+9)","v":0},{"$f":"INDIRECT(\"'Space-by-Space Method'!D\"&ROUNDDOWN((ROW(A2936)-52)/50,0)+4)","v":0},{"$f":"INDIRECT(\"'Space-by-Space Method'!E\"&ROUNDDOWN((ROW(A2936)-52)/50,0)+4)","v":1}]
[{"$f":"IF(InteriorCalcType=2,IF(OR(AM2946=0,AN2946=\"DNQ\")=TRUE,\"\",INDIRECT(\"'Fixture Schedule'!M\"&MOD(ROW(A2946)-52,50)+9)),\"\")","v":""},{"$f":"IF(A2946=\"\",\"\",INDIRECT(\"'Fixture Schedule'!E\"&MOD(ROW(A2946)-52,50)+9))","v":""},{"$f":"IF(A2946=\"\",\"\",INDIRECT(\"'Fixture Schedule'!F\"&MOD(ROW(A2946)-52,50)+9))","v":""},{"$f":"IF(A2946=\"\",\"\",INDIRECT(\"'Fixture Schedule'!L\"&MOD(ROW(A2946)-52,50)+9))","v":""},"",null,null,{"$f":"IF(A2946=\"\",\"\",IF(AP2946=1,Summary!$C$12*(AO2946)/(SUM('Space-by-Space Method'!$BO$4:$BO$78,SUM('Exterior Lighting'!$BL$5:$BL$25))),0))","v":""},{"$f":"IF(A2946=\"\",\"\",IF(START!$B$34=1,INDIRECT(\"'Space-by-Space Method'!\"&SUBSTITUTE(ADDRESS(1,MOD(ROW(A2946)-52,50)+10,4),\"1\",\"\")&ROUNDDOWN((ROW(A2946)-52)/50,0)+4),\"\"))","v":""},{"$f":"IF(A2946=\"\",\"\",IF(AP2946=1,Summary!$F$11*(AO2946)/(SUM('Space-by-Space Method'!$BO$4:$BO$78,SUM('Exterior Lighting'!$BL$5:$BL$25))),0))","v":""},{"$f":"IF(A2946=\"\",\"\",IF(AP2946=1,Summary!$E$11*(AO2946)/(SUM('Space-by-Space Method'!$BO$4:$BO$78,SUM('Exterior Lighting'!$BL$5:$BL$25))),0))","v":""},{"$f":"IF(A2946=\"\",\"\",IF(AP2946=1,Summary!$G$11*(AO2946)/(SUM('Space-by-Space Method'!$BO$4:$BO$78,SUM('Exterior Lighting'!$BL$5:$BL$25))),0))","v":""},{"$f":"IF(A2946=\"\",\"\",IF(AP2946=1,Summary!$H$11*(AO2946)/(SUM('Space-by-Space Method'!$BO$4:$BO$78)),0))","v":""},{"$f":"IF(A2946=\"\",\"\",IF(AP2946=1,Summary!$I$11*(AO2946)/(SUM('Space-by-Space Method'!$BO$4:$BO$78)),0))","v":""},null,null,null,{"$f":"IF(A2946=\"\",\"\",IF(START!$B$34=2,INDIRECT(\"'Space-by-Space Method'!\"&SUBSTITUTE(ADDRESS(1,MOD(ROW(A2946)-52,50)+10,4),\"1\",\"\")&ROUNDDOWN((ROW(A2946)-52)/50,0)+4),\"\"))","v":""},{"$f":"IF(A2946=\"\",\"\",INDIRECT(\"'Space-by-Space Method'!C\"&ROUNDDOWN((ROW(A2946)-52)/50,0)+4))","v":""},{"$f":"IF(A2946=\"\",\"\",IF(COUNTIF(CommonSpaceTypes,AQ2946)>0,INDIRECT(\"'Space-by-Space Method'!F\"&ROUNDDOWN((ROW(A2946)-52)/50,0)+4),\"\"))","v":""},{"$f":"IF(A2946=\"\",\"\",IF(COUNTIF(BuildingSpecificSpaceTypes,AQ2946)>0,INDIRECT(\"'Space-by-Space Method'!F\"&ROUNDDOWN((ROW(A2946)-52)/50,0)+4),\"\"))","v":""},{"$f":"IF(A2946=\"\",\"\",INDIRECT(\"'Fixture Schedule'!D\"&MOD(ROW(A2946)-52,50)+9))","v":""},{"$f":"IF(A2946=\"\",\"\",IF(AR2946=\"\",\"\",INDIRECT(\"'Fixture Schedule'!K\"&MOD(ROW(A2946)-52,50)+9)))","v":""},"",{"$f":"IF(A2946=\"\",\"\",INDIRECT(\"'Fixture Schedule'!L\"&MOD(ROW(A2946)-52,50)+9))","v":""},null,null,null,null,null,null,null,null,null,null,null,null,null,{"$f":"INDIRECT(\"'Space-by-Space Method'!\"&SUBSTITUTE(ADDRESS(1,MOD(ROW(A2946)-52,50)+10,4),\"1\",\"\")&ROUNDDOWN((ROW(A2946)-52)/50,0)+4)","v":0},{"$f":"LEFT(INDIRECT(\"'Space-by-Space Method'!BJ\"&ROUNDDOWN((ROW(A2946)-52)/50,0)+4),3)","v":""},{"$f":"INDIRECT(\"'Fixture Schedule'!L\"&MOD(ROW(A2946)-52,50)+9)","v":0},{"$f":"INDIRECT(\"'Fixture Schedule'!O\"&MOD(ROW(A2946)-52,50)+9)","v":0},{"$f":"INDIRECT(\"'Space-by-Space Method'!F\"&ROUNDDOWN((ROW(A2946)-52)/50,0)+4)","v":0},{"$f":"INDIRECT(\"'Fixture Schedule'!L\"&MOD(ROW(A2946)-52,50)+9)","v":0},{"$f":"INDIRECT(\"'Space-by-Space Method'!D\"&ROUNDDOWN((ROW(A2946)-52)/50,0)+4)","v":0},{"$f":"INDIRECT(\"'Space-by-Space Method'!E\"&ROUNDDOWN((ROW(A2946)-52)/50,0)+4)","v":1}]
[{"$f":"IF(InteriorCalcType=2,IF(OR(AM2955=0,AN2955=\"DNQ\")=TRUE,\"\",INDIRECT(\"'Fixture Schedule'!M\"&MOD(ROW(A2955)-52,50)+9)),\"\")","v":""},{"$f":"IF(A2955=\"\",\"\",INDIRECT(\"'Fixture Schedule'!E\"&MOD(ROW(A2955)-52,50)+9))","v":""},{"$f":"IF(A2955=\"\",\"\",INDIRECT(\"'Fixture Schedule'!F\"&MOD(ROW(A2955)-52,50)+9))","v":""},{"$f":"IF(A2955=\"\",\"\",INDIRECT(\"'Fixture Schedule'!L\"&MOD(ROW(A2955)-52,50)+9))","v":""},"",null,null,{"$f":"IF(A2955=\"\",\"\",IF(AP2955=1,Summary!$C$12*(AO2955)/(SUM('Space-by-Space Method'!$BO$4:$BO$78,SUM('Exterior Lighting'!$BL$5:$BL$25))),0))","v":""},{"$f":"IF(A2955=\"\",\"\",IF(START!$B$34=1,INDIRECT(\"'Space-by-Space Method'!\"&SUBSTITUTE(ADDRESS(1,MOD(ROW(A2955)-52,50)+10,4),\"1\",\"\")&ROUNDDOWN((ROW(A2955)-52)/50,0)+4),\"\"))","v":""},{"$f":"IF(A2955=\"\",\"\",IF(AP2955=1,Summary!$F$11*(AO2955)/(SUM('Space-by-Space Method'!$BO$4:$BO$78,SUM('Exterior Lighting'!$BL$5:$BL$25))),0))","v":""},{"$f":"IF(A2955=\"\",\"\",IF(AP2955=1,Summary!$E$11*(AO2955)/(SUM('Space-by-Space Method'!$BO$4:$BO$78,SUM('Exterior Lighting'!$BL$5:$BL$25))),0))","v":""},{"$f":"IF(A2955=\"\",\"\",IF(AP2955=1,Summary!$G$11*(AO2955)/(SUM('Space-by-Space Method'!$BO$4:$BO$78,SUM('Exterior Lighting'!$BL$5:$BL$25))),0))","v":""},{"$f":"IF(A2955=\"\",\"\",IF(AP2955=1,Summary!$H$11*(AO2955)/(SUM('Space-by-Space Method'!$BO$4:$BO$78)),0))","v":""},{"$f":"IF(A2955=\"\",\"\",IF(AP2955=1,Summary!$I$11*(AO2955)/(SUM('Space-by-Space Method'!$BO$4:$BO$78)),0))","v":""},null,null,null,{"$f":"IF(A2955=\"\",\"\",IF(START!$B$34=2,INDIRECT(\"'Space-by-Space Method'!\"&SUBSTITUTE(ADDRESS(1,MOD(ROW(A2955)-52,50)+10,4),\"1\",\"\")&ROUNDDOWN((ROW(A2955)-52)/50,0)+4),\"\"))","v":""},{"$f":"IF(A2955=\"\",\"\",INDIRECT(\"'Space-by-Space Method'!C\"&ROUNDDOWN((ROW(A2955)-52)/50,0)+4))","v":""},{"$f":"IF(A2955=\"\",\"\",IF(COUNTIF(CommonSpaceTypes,AQ2955)>0,INDIRECT(\"'Space-by-Space Method'!F\"&ROUNDDOWN((ROW(A2955)-52)/50,0)+4),\"\"))","v":""},{"$f":"IF(A2955=\"\",\"\",IF(COUNTIF(BuildingSpecificSpaceTypes,AQ2955)>0,INDIRECT(\"'Space-by-Space Method'!F\"&ROUNDDOWN((ROW(A2955)-52)/50,0)+4),\"\"))","v":""},{"$f":"IF(A2955=\"\",\"\",INDIRECT(\"'Fixture Schedule'!D\"&MOD(ROW(A2955)-52,50)+9))","v":""},{"$f":"IF(A2955=\"\",\"\",IF(AR2955=\"\",\"\",INDIRECT(\"'Fixture Schedule'!K\"&MOD(ROW(A2955)-52,50)+9)))","v":""},"",{"$f":"IF(A2955=\"\",\"\",INDIRECT(\"'Fixture Schedule'!L\"&MOD(ROW(A2955)-52,50)+9))","v":""},null,null,null,null,null,null,null,null,null,null,null,null,null,{"$f":"INDIRECT(\"'Space-by-Space Method'!\"&SUBSTITUTE(ADDRESS(1,MOD(ROW(A2955)-52,50)+10,4),\"1\",\"\")&ROUNDDOWN((ROW(A2955)-52)/50,0)+4)","v":0},{"$f":"LEFT(INDIRECT(\"'Space-by-Space Method'!BJ\"&ROUNDDOWN((ROW(A2955)-52)/50,0)+4),3)","v":""},{"$f":"INDIRECT(\"'Fixture Schedule'!L\"&MOD(ROW(A2955)-52,50)+9)","v":0},{"$f":"INDIRECT(\"'Fixture Schedule'!O\"&MOD(ROW(A2955)-52,50)+9)","v":0},{"$f":"INDIRECT(\"'Space-by-Space Method'!F\"&ROUNDDOWN((ROW(A2955)-52)/50,0)+4)","v":0},{"$f":"INDIRECT(\"'Fixture Schedule'!L\"&MOD(ROW(A2955)-52,50)+9)","v":0},{"$f":"INDIRECT(\"'Space-by-Space Method'!D\"&ROUNDDOWN((ROW(A2955)-52)/50,0)+4)","v":0},{"$f":"INDIRECT(\"'Space-by-Space Method'!E\"&ROUNDDOWN((ROW(A2955)-52)/50,0)+4)","v":1}]
[{"$f":"IF(InteriorCalcType=2,IF(OR(AM2964=0,AN2964=\"DNQ\")=TRUE,\"\",INDIRECT(\"'Fixture Schedule'!M\"&MOD(ROW(A2964)-52,50)+9)),\"\")","v":""},{"$f":"IF(A2964=\"\",\"\",INDIRECT(\"'Fixture Schedule'!E\"&MOD(ROW(A2964)-52,50)+9))","v":""},{"$f":"IF(A2964=\"\",\"\",INDIRECT(\"'Fixture Schedule'!F\"&MOD(ROW(A2964)-52,50)+9))","v":""},{"$f":"IF(A2964=\"\",\"\",INDIRECT(\"'Fixture Schedule'!L\"&MOD(ROW(A2964)-52,50)+9))","v":""},"",null,null,{"$f":"IF(A2964=\"\",\"\",IF(AP2964=1,Summary!$C$12*(AO2964)/(SUM('Space-by-Space Method'!$BO$4:$BO$78,SUM('Exterior Lighting'!$BL$5:$BL$25))),0))","v":""},{"$f":"IF(A2964=\"\",\"\",IF(START!$B$34=1,INDIRECT(\"'Space-by-Space Method'!\"&SUBSTITUTE(ADDRESS(1,MOD(ROW(A2964)-52,50)+10,4),\"1\",\"\")&ROUNDDOWN((ROW(A2964)-52)/50,0)+4),\"\"))","v":""},{"$f":"IF(A2964=\"\",\"\",IF(AP2964=1,Summary!$F$11*(AO2964)/(SUM('Space-by-Space Method'!$BO$4:$BO$78,SUM('Exterior Lighting'!$BL$5:$BL$25))),0))","v":""},{"$f":"IF(A2964=\"\",\"\",IF(AP2964=1,Summary!$E$11*(AO2964)/(SUM('Space-by-Space Method'!$BO$4:$BO$78,SUM('Exterior Lighting'!$BL$5:$BL$25))),0))","v":""},{"$f":"IF(A2964=\"\",\"\",IF(AP2964=1,Summary!$G$11*(AO2964)/(SUM('Space-by-Space Method'!$BO$4:$BO$78,SUM('Exterior Lighting'!$BL$5:$BL$25))),0))","v":""},{"$f":"IF(A2964=\"\",\"\",IF(AP2964=1,Summary!$H$11*(AO2964)/(SUM('Space-by-Space Method'!$BO$4:$BO$78)),0))","v":""},{"$f":"IF(A2964=\"\",\"\",IF(AP2964=1,Summary!$I$11*(AO2964)/(SUM('Space-by-Space Method'!$BO$4:$BO$78)),0))","v":""},null,null,null,{"$f":"IF(A2964=\"\",\"\",IF(START!$B$34=2,INDIRECT(\"'Space-by-Space Method'!\"&SUBSTITUTE(ADDRESS(1,MOD(ROW(A2964)-52,50)+10,4),\"1\",\"\")&ROUNDDOWN((ROW(A2964)-52)/50,0)+4),\"\"))","v":""},{"$f":"IF(A2964=\"\",\"\",INDIRECT(\"'Space-by-Space Method'!C\"&ROUNDDOWN((ROW(A2964)-52)/50,0)+4))","v":""},{"$f":"IF(A2964=\"\",\"\",IF(COUNTIF(CommonSpaceTypes,AQ2964)>0,INDIRECT(\"'Space-by-Space Method'!F\"&ROUNDDOWN((ROW(A2964)-52)/50,0)+4),\"\"))","v":""},{"$f":"IF(A2964=\"\",\"\",IF(COUNTIF(BuildingSpecificSpaceTypes,AQ2964)>0,INDIRECT(\"'Space-by-Space Method'!F\"&ROUNDDOWN((ROW(A2964)-52)/50,0)+4),\"\"))","v":""},{"$f":"IF(A2964=\"\",\"\",INDIRECT(\"'Fixture Schedule'!D\"&MOD(ROW(A2964)-52,50)+9))","v":""},{"$f":"IF(A2964=\"\",\"\",IF(AR2964=\"\",\"\",INDIRECT(\"'Fixture Schedule'!K\"&MOD(ROW(A2964)-52,50)+9)))","v":""},"",{"$f":"IF(A2964=\"\",\"\",INDIRECT(\"'Fixture Schedule'!L\"&MOD(ROW(A2964)-52,50)+9))","v":""},null,null,null,null,null,null,null,null,null,null,null,null,null,{"$f":"INDIRECT(\"'Space-by-Space Method'!\"&SUBSTITUTE(ADDRESS(1,MOD(ROW(A2964)-52,50)+10,4),\"1\",\"\")&ROUNDDOWN((ROW(A2964)-52)/50,0)+4)","v":0},{"$f":"LEFT(INDIRECT(\"'Space-by-Space Method'!BJ\"&ROUNDDOWN((ROW(A2964)-52)/50,0)+4),3)","v":""},{"$f":"INDIRECT(\"'Fixture Schedule'!L\"&MOD(ROW(A2964)-52,50)+9)","v":0},{"$f":"INDIRECT(\"'Fixture Schedule'!O\"&MOD(ROW(A2964)-52,50)+9)","v":0},{"$f":"INDIRECT(\"'Space-by-Space Method'!F\"&ROUNDDOWN((ROW(A2964)-52)/50,0)+4)","v":0},{"$f":"INDIRECT(\"'Fixture Schedule'!L\"&MOD(ROW(A2964)-52,50)+9)","v":0},{"$f":"INDIRECT(\"'Space-by-Space Method'!D\"&ROUNDDOWN((ROW(A2964)-52)/50,0)+4)","v":0},{"$f":"INDIRECT(\"'Space-by-Space Method'!E\"&ROUNDDOWN((ROW(A2964)-52)/50,0)+4)","v":1}]
[{"$f":"IF(InteriorCalcType=2,IF(OR(AM2975=0,AN2975=\"DNQ\")=TRUE,\"\",INDIRECT(\"'Fixture Schedule'!M\"&MOD(ROW(A2975)-52,50)+9)),\"\")","v":""},{"$f":"IF(A2975=\"\",\"\",INDIRECT(\"'Fixture Schedule'!E\"&MOD(ROW(A2975)-52,50)+9))","v":""},{"$f":"IF(A2975=\"\",\"\",INDIRECT(\"'Fixture Schedule'!F\"&MOD(ROW(A2975)-52,50)+9))","v":""},{"$f":"IF(A2975=\"\",\"\",INDIRECT(\"'Fixture Schedule'!L\"&MOD(ROW(A2975)-52,50)+9))","v":""},"",null,null,{"$f":"IF(A2975=\"\",\"\",IF(AP2975=1,Summary!$C$12*(AO2975)/(SUM('Space-by-Space Method'!$BO$4:$BO$78,SUM('Exterior Lighting'!$BL$5:$BL$25))),0))","v":""},{"$f":"IF(A2975=\"\",\"\",IF(START!$B$34=1,INDIRECT(\"'Space-by-Space Method'!\"&SUBSTITUTE(ADDRESS(1,MOD(ROW(A2975)-52,50)+10,4),\"1\",\"\")&ROUNDDOWN((ROW(A2975)-52)/50,0)+4),\"\"))","v":""},{"$f":"IF(A2975=\"\",\"\",IF(AP2975=1,Summary!$F$11*(AO2975)/(SUM('Space-by-Space Method'!$BO$4:$BO$78,SUM('Exterior Lighting'!$BL$5:$BL$25))),0))","v":""},{"$f":"IF(A2975=\"\",\"\",IF(AP2975=1,Summary!$E$11*(AO2975)/(SUM('Space-by-Space Method'!$BO$4:$BO$78,SUM('Exterior Lighting'!$BL$5:$BL$25))),0))","v":""},{"$f":"IF(A2975=\"\",\"\",IF(AP2975=1,Summary!$G$11*(AO2975)/(SUM('Space-by-Space Method'!$BO$4:$BO$78,SUM('Exterior Lighting'!$BL$5:$BL$25))),0))","v":""},{"$f":"IF(A2975=\"\",\"\",IF(AP2975=1,Summary!$H$11*(AO2975)/(SUM('Space-by-Space Method'!$BO$4:$BO$78)),0))","v":""},{"$f":"IF(A2975=\"\",\"\",IF(AP2975=1,Summary!$I$11*(AO2975)/(SUM('Space-by-Space Method'!$BO$4:$BO$78)),0))","v":""},null,null,null,{"$f":"IF(A2975=\"\",\"\",IF(START!$B$34=2,INDIRECT(\"'Space-by-Space Method'!\"&SUBSTITUTE(ADDRESS(1,MOD(ROW(A2975)-52,50)+10,4),\"1\",\"\")&ROUNDDOWN((ROW(A2975)-52)/50,0)+4),\"\"))","v":""},{"$f":"IF(A2975=\"\",\"\",INDIRECT(\"'Space-by-Space Method'!C\"&ROUNDDOWN((ROW(A2975)-52)/50,0)+4))","v":""},{"$f":"IF(A2975=\"\",\"\",IF(COUNTIF(CommonSpaceTypes,AQ2975)>0,INDIRECT(\"'Space-by-Space Method'!F\"&ROUNDDOWN((ROW(A2975)-52)/50,0)+4),\"\"))","v":""},{"$f":"IF(A2975=\"\",\"\",IF(COUNTIF(BuildingSpecificSpaceTypes,AQ2975)>0,INDIRECT(\"'Space-by-Space Method'!F\"&ROUNDDOWN((ROW(A2975)-52)/50,0)+4),\"\"))","v":""},{"$f":"IF(A2975=\"\",\"\",INDIRECT(\"'Fixture Schedule'!D\"&MOD(ROW(A2975)-52,50)+9))","v":""},{"$f":"IF(A2975=\"\",\"\",IF(AR2975=\"\",\"\",INDIRECT(\"'Fixture Schedule'!K\"&MOD(ROW(A2975)-52,50)+9)))","v":""},"",{"$f":"IF(A2975=\"\",\"\",INDIRECT(\"'Fixture Schedule'!L\"&MOD(ROW(A2975)-52,50)+9))","v":""},null,null,null,null,null,null,null,null,null,null,null,null,null,{"$f":"INDIRECT(\"'Space-by-Space Method'!\"&SUBSTITUTE(ADDRESS(1,MOD(ROW(A2975)-52,50)+10,4),\"1\",\"\")&ROUNDDOWN((ROW(A2975)-52)/50,0)+4)","v":0},{"$f":"LEFT(INDIRECT(\"'Space-by-Space Method'!BJ\"&ROUNDDOWN((ROW(A2975)-52)/50,0)+4),3)","v":""},{"$f":"INDIRECT(\"'Fixture Schedule'!L\"&MOD(ROW(A2975)-52,50)+9)","v":0},{"$f":"INDIRECT(\"'Fixture Schedule'!O\"&MOD(ROW(A2975)-52,50)+9)","v":0},{"$f":"INDIRECT(\"'Space-by-Space Method'!F\"&ROUNDDOWN((ROW(A2975)-52)/50,0)+4)","v":0},{"$f":"INDIRECT(\"'Fixture Schedule'!L\"&MOD(ROW(A2975)-52,50)+9)","v":0},{"$f":"INDIRECT(\"'Space-by-Space Method'!D\"&ROUNDDOWN((ROW(A2975)-52)/50,0)+4)","v":0},{"$f":"INDIRECT(\"'Space-by-Space Method'!E\"&ROUNDDOWN((ROW(A2975)-52)/50,0)+4)","v":1}]
[{"$f":"IF(InteriorCalcType=2,IF(OR(AM2983=0,AN2983=\"DNQ\")=TRUE,\"\",INDIRECT(\"'Fixture Schedule'!M\"&MOD(ROW(A2983)-52,50)+9)),\"\")","v":""},{"$f":"IF(A2983=\"\",\"\",INDIRECT(\"'Fixture Schedule'!E\"&MOD(ROW(A2983)-52,50)+9))","v":""},{"$f":"IF(A2983=\"\",\"\",INDIRECT(\"'Fixture Schedule'!F\"&MOD(ROW(A2983)-52,50)+9))","v":""},{"$f":"IF(A2983=\"\",\"\",INDIRECT(\"'Fixture Schedule'!L\"&MOD(ROW(A2983)-52,50)+9))","v":""},"",null,null,{"$f":"IF(A2983=\"\",\"\",IF(AP2983=1,Summary!$C$12*(AO2983)/(SUM('Space-by-Space Method'!$BO$4:$BO$78,SUM('Exterior Lighting'!$BL$5:$BL$25))),0))","v":""},{"$f":"IF(A2983=\"\",\"\",IF(START!$B$34=1,INDIRECT(\"'Space-by-Space Method'!\"&SUBSTITUTE(ADDRESS(1,MOD(ROW(A2983)-52,50)+10,4),\"1\",\"\")&ROUNDDOWN((ROW(A2983)-52)/50,0)+4),\"\"))","v":""},{"$f":"IF(A2983=\"\",\"\",IF(AP2983=1,Summary!$F$11*(AO2983)/(SUM('Space-by-Space Method'!$BO$4:$BO$78,SUM('Exterior Lighting'!$BL$5:$BL$25))),0))","v":""},{"$f":"IF(A2983=\"\",\"\",IF(AP2983=1,Summary!$E$11*(AO2983)/(SUM('Space-by-Space Method'!$BO$4:$BO$78,SUM('Exterior Lighting'!$BL$5:$BL$25))),0))","v":""},{"$f":"IF(A2983=\"\",\"\",IF(AP2983=1,Summary!$G$11*(AO2983)/(SUM('Space-by-Space Method'!$BO$4:$BO$78,SUM('Exterior Lighting'!$BL$5:$BL$25))),0))","v":""},{"$f":"IF(A2983=\"\",\"\",IF(AP2983=1,Summary!$H$11*(AO2983)/(SUM('Space-by-Space Method'!$BO$4:$BO$78)),0))","v":""},{"$f":"IF(A2983=\"\",\"\",IF(AP2983=1,Summary!$I$11*(AO2983)/(SUM('Space-by-Space Method'!$BO$4:$BO$78)),0))","v":""},null,null,null,{"$f":"IF(A2983=\"\",\"\",IF(START!$B$34=2,INDIRECT(\"'Space-by-Space Method'!\"&SUBSTITUTE(ADDRESS(1,MOD(ROW(A2983)-52,50)+10,4),\"1\",\"\")&ROUNDDOWN((ROW(A2983)-52)/50,0)+4),\"\"))","v":""},{"$f":"IF(A2983=\"\",\"\",INDIRECT(\"'Space-by-Space Method'!C\"&ROUNDDOWN((ROW(A2983)-52)/50,0)+4))","v":""},{"$f":"IF(A2983=\"\",\"\",IF(COUNTIF(CommonSpaceTypes,AQ2983)>0,INDIRECT(\"'Space-by-Space Method'!F\"&ROUNDDOWN((ROW(A2983)-52)/50,0)+4),\"\"))","v":""},{"$f":"IF(A2983=\"\",\"\",IF(COUNTIF(BuildingSpecificSpaceTypes,AQ2983)>0,INDIRECT(\"'Space-by-Space Method'!F\"&ROUNDDOWN((ROW(A2983)-52)/50,0)+4),\"\"))","v":""},{"$f":"IF(A2983=\"\",\"\",INDIRECT(\"'Fixture Schedule'!D\"&MOD(ROW(A2983)-52,50)+9))","v":""},{"$f":"IF(A2983=\"\",\"\",IF(AR2983=\"\",\"\",INDIRECT(\"'Fixture Schedule'!K\"&MOD(ROW(A2983)-52,50)+9)))","v":""},"",{"$f":"IF(A2983=\"\",\"\",INDIRECT(\"'Fixture Schedule'!L\"&MOD(ROW(A2983)-52,50)+9))","v":""},null,null,null,null,null,null,null,null,null,null,null,null,null,{"$f":"INDIRECT(\"'Space-by-Space Method'!\"&SUBSTITUTE(ADDRESS(1,MOD(ROW(A2983)-52,50)+10,4),\"1\",\"\")&ROUNDDOWN((ROW(A2983)-52)/50,0)+4)","v":0},{"$f":"LEFT(INDIRECT(\"'Space-by-Space Method'!BJ\"&ROUNDDOWN((ROW(A2983)-52)/50,0)+4),3)","v":""},{"$f":"INDIRECT(\"'Fixture Schedule'!L\"&MOD(ROW(A2983)-52,50)+9)","v":0},{"$f":"INDIRECT(\"'Fixture Schedule'!O\"&MOD(ROW(A2983)-52,50)+9)","v":0},{"$f":"INDIRECT(\"'Space-by-Space Method'!F\"&ROUNDDOWN((ROW(A2983)-52)/50,0)+4)","v":0},{"$f":"INDIRECT(\"'Fixture Schedule'!L\"&MOD(ROW(A2983)-52,50)+9)","v":0},{"$f":"INDIRECT(\"'Space-by-Space Method'!D\"&ROUNDDOWN((ROW(A2983)-52)/50,0)+4)","v":0},{"$f":"INDIRECT(\"'Space-by-Space Method'!E\"&ROUNDDOWN((ROW(A2983)-52)/50,0)+4)","v":1}]
[{"$f":"IF(InteriorCalcType=2,IF(OR(AM2993=0,AN2993=\"DNQ\")=TRUE,\"\",INDIRECT(\"'Fixture Schedule'!M\"&MOD(ROW(A2993)-52,50)+9)),\"\")","v":""},{"$f":"IF(A2993=\"\",\"\",INDIRECT(\"'Fixture Schedule'!E\"&MOD(ROW(A2993)-52,50)+9))","v":""},{"$f":"IF(A2993=\"\",\"\",INDIRECT(\"'Fixture Schedule'!F\"&MOD(ROW(A2993)-52,50)+9))","v":""},{"$f":"IF(A2993=\"\",\"\",INDIRECT(\"'Fixture Schedule'!L\"&MOD(ROW(A2993)-52,50)+9))","v":""},"",null,null,{"$f":"IF(A2993=\"\",\"\",IF(AP2993=1,Summary!$C$12*(AO2993)/(SUM('Space-by-Space Method'!$BO$4:$BO$78,SUM('Exterior Lighting'!$BL$5:$BL$25))),0))","v":""},{"$f":"IF(A2993=\"\",\"\",IF(START!$B$34=1,INDIRECT(\"'Space-by-Space Method'!\"&SUBSTITUTE(ADDRESS(1,MOD(ROW(A2993)-52,50)+10,4),\"1\",\"\")&ROUNDDOWN((ROW(A2993)-52)/50,0)+4),\"\"))","v":""},{"$f":"IF(A2993=\"\",\"\",IF(AP2993=1,Summary!$F$11*(AO2993)/(SUM('Space-by-Space Method'!$BO$4:$BO$78,SUM('Exterior Lighting'!$BL$5:$BL$25))),0))","v":""},{"$f":"IF(A2993=\"\",\"\",IF(AP2993=1,Summary!$E$11*(AO2993)/(SUM('Space-by-Space Method'!$BO$4:$BO$78,SUM('Exterior Lighting'!$BL$5:$BL$25))),0))","v":""},{"$f":"IF(A2993=\"\",\"\",IF(AP2993=1,Summary!$G$11*(AO2993)/(SUM('Space-by-Space Method'!$BO$4:$BO$78,SUM('Exterior Lighting'!$BL$5:$BL$25))),0))","v":""},{"$f":"IF(A2993=\"\",\"\",IF(AP2993=1,Summary!$H$11*(AO2993)/(SUM('Space-by-Space Method'!$BO$4:$BO$78)),0))","v":""},{"$f":"IF(A2993=\"\",\"\",IF(AP2993=1,Summary!$I$11*(AO2993)/(SUM('Space-by-Space Method'!$BO$4:$BO$78)),0))","v":""},null,null,null,{"$f":"IF(A2993=\"\",\"\",IF(START!$B$34=2,INDIRECT(\"'Space-by-Space Method'!\"&SUBSTITUTE(ADDRESS(1,MOD(ROW(A2993)-52,50)+10,4),\"1\",\"\")&ROUNDDOWN((ROW(A2993)-52)/50,0)+4),\"\"))","v":""},{"$f":"IF(A2993=\"\",\"\",INDIRECT(\"'Space-by-Space Method'!C\"&ROUNDDOWN((ROW(A2993)-52)/50,0)+4))","v":""},{"$f":"IF(A2993=\"\",\"\",IF(COUNTIF(CommonSpaceTypes,AQ2993)>0,INDIRECT(\"'Space-by-Space Method'!F\"&ROUNDDOWN((ROW(A2993)-52)/50,0)+4),\"\"))","v":""},{"$f":"IF(A2993=\"\",\"\",IF(COUNTIF(BuildingSpecificSpaceTypes,AQ2993)>0,INDIRECT(\"'Space-by-Space Method'!F\"&ROUNDDOWN((ROW(A2993)-52)/50,0)+4),\"\"))","v":""},{"$f":"IF(A2993=\"\",\"\",INDIRECT(\"'Fixture Schedule'!D\"&MOD(ROW(A2993)-52,50)+9))","v":""},{"$f":"IF(A2993=\"\",\"\",IF(AR2993=\"\",\"\",INDIRECT(\"'Fixture Schedule'!K\"&MOD(ROW(A2993)-52,50)+9)))","v":""},"",{"$f":"IF(A2993=\"\",\"\",INDIRECT(\"'Fixture Schedule'!L\"&MOD(ROW(A2993)-52,50)+9))","v":""},null,null,null,null,null,null,null,null,null,null,null,null,null,{"$f":"INDIRECT(\"'Space-by-Space Method'!\"&SUBSTITUTE(ADDRESS(1,MOD(ROW(A2993)-52,50)+10,4),\"1\",\"\")&ROUNDDOWN((ROW(A2993)-52)/50,0)+4)","v":0},{"$f":"LEFT(INDIRECT(\"'Space-by-Space Method'!BJ\"&ROUNDDOWN((ROW(A2993)-52)/50,0)+4),3)","v":""},{"$f":"INDIRECT(\"'Fixture Schedule'!L\"&MOD(ROW(A2993)-52,50)+9)","v":0},{"$f":"INDIRECT(\"'Fixture Schedule'!O\"&MOD(ROW(A2993)-52,50)+9)","v":0},{"$f":"INDIRECT(\"'Space-by-Space Method'!F\"&ROUNDDOWN((ROW(A2993)-52)/50,0)+4)","v":0},{"$f":"INDIRECT(\"'Fixture Schedule'!L\"&MOD(ROW(A2993)-52,50)+9)","v":0},{"$f":"INDIRECT(\"'Space-by-Space Method'!D\"&ROUNDDOWN((ROW(A2993)-52)/50,0)+4)","v":0},{"$f":"INDIRECT(\"'Space-by-Space Method'!E\"&ROUNDDOWN((ROW(A2993)-52)/50,0)+4)","v":1}]
[{"$f":"IF(InteriorCalcType=2,IF(OR(AM2994=0,AN2994=\"DNQ\")=TRUE,\"\",INDIRECT(\"'Fixture Schedule'!M\"&MOD(ROW(A2994)-52,50)+9)),\"\")","v":""},{"$f":"IF(A2994=\"\",\"\",INDIRECT(\"'Fixture Schedule'!E\"&MOD(ROW(A2994)-52,50)+9))","v":""},{"$f":"IF(A2994=\"\",\"\",INDIRECT(\"'Fixture Schedule'!F\"&MOD(ROW(A2994)-52,50)+9))","v":""},{"$f":"IF(A2994=\"\",\"\",INDIRECT(\"'Fixture Schedule'!L\"&MOD(ROW(A2994)-52,50)+9))","v":""},"",null,null,{"$f":"IF(A2994=\"\",\"\",IF(AP2994=1,Summary!$C$12*(AO2994)/(SUM('Space-by-Space Method'!$BO$4:$BO$78,SUM('Exterior Lighting'!$BL$5:$BL$25))),0))","v":""},{"$f":"IF(A2994=\"\",\"\",IF(START!$B$34=1,INDIRECT(\"'Space-by-Space Method'!\"&SUBSTITUTE(ADDRESS(1,MOD(ROW(A2994)-52,50)+10,4),\"1\",\"\")&ROUNDDOWN((ROW(A2994)-52)/50,0)+4),\"\"))","v":""},{"$f":"IF(A2994=\"\",\"\",IF(AP2994=1,Summary!$F$11*(AO2994)/(SUM('Space-by-Space Method'!$BO$4:$BO$78,SUM('Exterior Lighting'!$BL$5:$BL$25))),0))","v":""},{"$f":"IF(A2994=\"\",\"\",IF(AP2994=1,Summary!$E$11*(AO2994)/(SUM('Space-by-Space Method'!$BO$4:$BO$78,SUM('Exterior Lighting'!$BL$5:$BL$25))),0))","v":""},{"$f":"IF(A2994=\"\",\"\",IF(AP2994=1,Summary!$G$11*(AO2994)/(SUM('Space-by-Space Method'!$BO$4:$BO$78,SUM('Exterior Lighting'!$BL$5:$BL$25))),0))","v":""},{"$f":"IF(A2994=\"\",\"\",IF(AP2994=1,Summary!$H$11*(AO2994)/(SUM('Space-by-Space Method'!$BO$4:$BO$78)),0))","v":""},{"$f":"IF(A2994=\"\",\"\",IF(AP2994=1,Summary!$I$11*(AO2994)/(SUM('Space-by-Space Method'!$BO$4:$BO$78)),0))","v":""},null,null,null,{"$f":"IF(A2994=\"\",\"\",IF(START!$B$34=2,INDIRECT(\"'Space-by-Space Method'!\"&SUBSTITUTE(ADDRESS(1,MOD(ROW(A2994)-52,50)+10,4),\"1\",\"\")&ROUNDDOWN((ROW(A2994)-52)/50,0)+4),\"\"))","v":""},{"$f":"IF(A2994=\"\",\"\",INDIRECT(\"'Space-by-Space Method'!C\"&ROUNDDOWN((ROW(A2994)-52)/50,0)+4))","v":""},{"$f":"IF(A2994=\"\",\"\",IF(COUNTIF(CommonSpaceTypes,AQ2994)>0,INDIRECT(\"'Space-by-Space Method'!F\"&ROUNDDOWN((ROW(A2994)-52)/50,0)+4),\"\"))","v":""},{"$f":"IF(A2994=\"\",\"\",IF(COUNTIF(BuildingSpecificSpaceTypes,AQ2994)>0,INDIRECT(\"'Space-by-Space Method'!F\"&ROUNDDOWN((ROW(A2994)-52)/50,0)+4),\"\"))","v":""},{"$f":"IF(A2994=\"\",\"\",INDIRECT(\"'Fixture Schedule'!D\"&MOD(ROW(A2994)-52,50)+9))","v":""},{"$f":"IF(A2994=\"\",\"\",IF(AR2994=\"\",\"\",INDIRECT(\"'Fixture Schedule'!K\"&MOD(ROW(A2994)-52,50)+9)))","v":""},"",{"$f":"IF(A2994=\"\",\"\",INDIRECT(\"'Fixture Schedule'!L\"&MOD(ROW(A2994)-52,50)+9))","v":""},null,null,null,null,null,null,null,null,null,null,null,null,null,{"$f":"INDIRECT(\"'Space-by-Space Method'!\"&SUBSTITUTE(ADDRESS(1,MOD(ROW(A2994)-52,50)+10,4),\"1\",\"\")&ROUNDDOWN((ROW(A2994)-52)/50,0)+4)","v":0},{"$f":"LEFT(INDIRECT(\"'Space-by-Space Method'!BJ\"&ROUNDDOWN((ROW(A2994)-52)/50,0)+4),3)","v":""},{"$f":"INDIRECT(\"'Fixture Schedule'!L\"&MOD(ROW(A2994)-52,50)+9)","v":0},{"$f":"INDIRECT(\"'Fixture Schedule'!O\"&MOD(ROW(A2994)-52,50)+9)","v":0},{"$f":"INDIRECT(\"'Space-by-Space Method'!F\"&ROUNDDOWN((ROW(A2994)-52)/50,0)+4)","v":0},{"$f":"INDIRECT(\"'Fixture Schedule'!L\"&MOD(ROW(A2994)-52,50)+9)","v":0},{"$f":"INDIRECT(\"'Space-by-Space Method'!D\"&ROUNDDOWN((ROW(A2994)-52)/50,0)+4)","v":0},{"$f":"INDIRECT(\"'Space-by-Space Method'!E\"&ROUNDDOWN((ROW(A2994)-52)/50,0)+4)","v":1}]
[{"$f":"IF(InteriorCalcType=2,IF(OR(AM3002=0,AN3002=\"DNQ\")=TRUE,\"\",INDIRECT(\"'Fixture Schedule'!M\"&MOD(ROW(A3002)-52,50)+9)),\"\")","v":""},{"$f":"IF(A3002=\"\",\"\",INDIRECT(\"'Fixture Schedule'!E\"&MOD(ROW(A3002)-52,50)+9))","v":""},{"$f":"IF(A3002=\"\",\"\",INDIRECT(\"'Fixture Schedule'!F\"&MOD(ROW(A3002)-52,50)+9))","v":""},{"$f":"IF(A3002=\"\",\"\",INDIRECT(\"'Fixture Schedule'!L\"&MOD(ROW(A3002)-52,50)+9))","v":""},"",null,null,{"$f":"IF(A3002=\"\",\"\",IF(AP3002=1,Summary!$C$12*(AO3002)/(SUM('Space-by-Space Method'!$BO$4:$BO$78,SUM('Exterior Lighting'!$BL$5:$BL$25))),0))","v":""},{"$f":"IF(A3002=\"\",\"\",IF(START!$B$34=1,INDIRECT(\"'Space-by-Space Method'!\"&SUBSTITUTE(ADDRESS(1,MOD(ROW(A3002)-52,50)+10,4),\"1\",\"\")&ROUNDDOWN((ROW(A3002)-52)/50,0)+4),\"\"))","v":""},{"$f":"IF(A3002=\"\",\"\",IF(AP3002=1,Summary!$F$11*(AO3002)/(SUM('Space-by-Space Method'!$BO$4:$BO$78,SUM('Exterior Lighting'!$BL$5:$BL$25))),0))","v":""},{"$f":"IF(A3002=\"\",\"\",IF(AP3002=1,Summary!$E$11*(AO3002)/(SUM('Space-by-Space Method'!$BO$4:$BO$78,SUM('Exterior Lighting'!$BL$5:$BL$25))),0))","v":""},{"$f":"IF(A3002=\"\",\"\",IF(AP3002=1,Summary!$G$11*(AO3002)/(SUM('Space-by-Space Method'!$BO$4:$BO$78,SUM('Exterior Lighting'!$BL$5:$BL$25))),0))","v":""},{"$f":"IF(A3002=\"\",\"\",IF(AP3002=1,Summary!$H$11*(AO3002)/(SUM('Space-by-Space Method'!$BO$4:$BO$78)),0))","v":""},{"$f":"IF(A3002=\"\",\"\",IF(AP3002=1,Summary!$I$11*(AO3002)/(SUM('Space-by-Space Method'!$BO$4:$BO$78)),0))","v":""},null,null,null,{"$f":"IF(A3002=\"\",\"\",IF(START!$B$34=2,INDIRECT(\"'Space-by-Space Method'!\"&SUBSTITUTE(ADDRESS(1,MOD(ROW(A3002)-52,50)+10,4),\"1\",\"\")&ROUNDDOWN((ROW(A3002)-52)/50,0)+4),\"\"))","v":""},{"$f":"IF(A3002=\"\",\"\",INDIRECT(\"'Space-by-Space Method'!C\"&ROUNDDOWN((ROW(A3002)-52)/50,0)+4))","v":""},{"$f":"IF(A3002=\"\",\"\",IF(COUNTIF(CommonSpaceTypes,AQ3002)>0,INDIRECT(\"'Space-by-Space Method'!F\"&ROUNDDOWN((ROW(A3002)-52)/50,0)+4),\"\"))","v":""},{"$f":"IF(A3002=\"\",\"\",IF(COUNTIF(BuildingSpecificSpaceTypes,AQ3002)>0,INDIRECT(\"'Space-by-Space Method'!F\"&ROUNDDOWN((ROW(A3002)-52)/50,0)+4),\"\"))","v":""},{"$f":"IF(A3002=\"\",\"\",INDIRECT(\"'Fixture Schedule'!D\"&MOD(ROW(A3002)-52,50)+9))","v":""},{"$f":"IF(A3002=\"\",\"\",IF(AR3002=\"\",\"\",INDIRECT(\"'Fixture Schedule'!K\"&MOD(ROW(A3002)-52,50)+9)))","v":""},"",{"$f":"IF(A3002=\"\",\"\",INDIRECT(\"'Fixture Schedule'!L\"&MOD(ROW(A3002)-52,50)+9))","v":""},null,null,null,null,null,null,null,null,null,null,null,null,null,{"$f":"INDIRECT(\"'Space-by-Space Method'!\"&SUBSTITUTE(ADDRESS(1,MOD(ROW(A3002)-52,50)+10,4),\"1\",\"\")&ROUNDDOWN((ROW(A3002)-52)/50,0)+4)","v":0},{"$f":"LEFT(INDIRECT(\"'Space-by-Space Method'!BJ\"&ROUNDDOWN((ROW(A3002)-52)/50,0)+4),3)","v":""},{"$f":"INDIRECT(\"'Fixture Schedule'!L\"&MOD(ROW(A3002)-52,50)+9)","v":0},{"$f":"INDIRECT(\"'Fixture Schedule'!O\"&MOD(ROW(A3002)-52,50)+9)","v":0},{"$f":"INDIRECT(\"'Space-by-Space Method'!F\"&ROUNDDOWN((ROW(A3002)-52)/50,0)+4)","v":0},{"$f":"INDIRECT(\"'Fixture Schedule'!L\"&MOD(ROW(A3002)-52,50)+9)","v":0},{"$f":"INDIRECT(\"'Space-by-Space Method'!D\"&ROUNDDOWN((ROW(A3002)-52)/50,0)+4)","v":0},{"$f":"INDIRECT(\"'Space-by-Space Method'!E\"&ROUNDDOWN((ROW(A3002)-52)/50,0)+4)","v":1}]
[{"$f":"IF(InteriorCalcType=2,IF(OR(AM3013=0,AN3013=\"DNQ\")=TRUE,\"\",INDIRECT(\"'Fixture Schedule'!M\"&MOD(ROW(A3013)-52,50)+9)),\"\")","v":""},{"$f":"IF(A3013=\"\",\"\",INDIRECT(\"'Fixture Schedule'!E\"&MOD(ROW(A3013)-52,50)+9))","v":""},{"$f":"IF(A3013=\"\",\"\",INDIRECT(\"'Fixture Schedule'!F\"&MOD(ROW(A3013)-52,50)+9))","v":""},{"$f":"IF(A3013=\"\",\"\",INDIRECT(\"'Fixture Schedule'!L\"&MOD(ROW(A3013)-52,50)+9))","v":""},"",null,null,{"$f":"IF(A3013=\"\",\"\",IF(AP3013=1,Summary!$C$12*(AO3013)/(SUM('Space-by-Space Method'!$BO$4:$BO$78,SUM('Exterior Lighting'!$BL$5:$BL$25))),0))","v":""},{"$f":"IF(A3013=\"\",\"\",IF(START!$B$34=1,INDIRECT(\"'Space-by-Space Method'!\"&SUBSTITUTE(ADDRESS(1,MOD(ROW(A3013)-52,50)+10,4),\"1\",\"\")&ROUNDDOWN((ROW(A3013)-52)/50,0)+4),\"\"))","v":""},{"$f":"IF(A3013=\"\",\"\",IF(AP3013=1,Summary!$F$11*(AO3013)/(SUM('Space-by-Space Method'!$BO$4:$BO$78,SUM('Exterior Lighting'!$BL$5:$BL$25))),0))","v":""},{"$f":"IF(A3013=\"\",\"\",IF(AP3013=1,Summary!$E$11*(AO3013)/(SUM('Space-by-Space Method'!$BO$4:$BO$78,SUM('Exterior Lighting'!$BL$5:$BL$25))),0))","v":""},{"$f":"IF(A3013=\"\",\"\",IF(AP3013=1,Summary!$G$11*(AO3013)/(SUM('Space-by-Space Method'!$BO$4:$BO$78,SUM('Exterior Lighting'!$BL$5:$BL$25))),0))","v":""},{"$f":"IF(A3013=\"\",\"\",IF(AP3013=1,Summary!$H$11*(AO3013)/(SUM('Space-by-Space Method'!$BO$4:$BO$78)),0))","v":""},{"$f":"IF(A3013=\"\",\"\",IF(AP3013=1,Summary!$I$11*(AO3013)/(SUM('Space-by-Space Method'!$BO$4:$BO$78)),0))","v":""},null,null,null,{"$f":"IF(A3013=\"\",\"\",IF(START!$B$34=2,INDIRECT(\"'Space-by-Space Method'!\"&SUBSTITUTE(ADDRESS(1,MOD(ROW(A3013)-52,50)+10,4),\"1\",\"\")&ROUNDDOWN((ROW(A3013)-52)/50,0)+4),\"\"))","v":""},{"$f":"IF(A3013=\"\",\"\",INDIRECT(\"'Space-by-Space Method'!C\"&ROUNDDOWN((ROW(A3013)-52)/50,0)+4))","v":""},{"$f":"IF(A3013=\"\",\"\",IF(COUNTIF(CommonSpaceTypes,AQ3013)>0,INDIRECT(\"'Space-by-Space Method'!F\"&ROUNDDOWN((ROW(A3013)-52)/50,0)+4),\"\"))","v":""},{"$f":"IF(A3013=\"\",\"\",IF(COUNTIF(BuildingSpecificSpaceTypes,AQ3013)>0,INDIRECT(\"'Space-by-Space Method'!F\"&ROUNDDOWN((ROW(A3013)-52)/50,0)+4),\"\"))","v":""},{"$f":"IF(A3013=\"\",\"\",INDIRECT(\"'Fixture Schedule'!D\"&MOD(ROW(A3013)-52,50)+9))","v":""},{"$f":"IF(A3013=\"\",\"\",IF(AR3013=\"\",\"\",INDIRECT(\"'Fixture Schedule'!K\"&MOD(ROW(A3013)-52,50)+9)))","v":""},"",{"$f":"IF(A3013=\"\",\"\",INDIRECT(\"'Fixture Schedule'!L\"&MOD(ROW(A3013)-52,50)+9))","v":""},null,null,null,null,null,null,null,null,null,null,null,null,null,{"$f":"INDIRECT(\"'Space-by-Space Method'!\"&SUBSTITUTE(ADDRESS(1,MOD(ROW(A3013)-52,50)+10,4),\"1\",\"\")&ROUNDDOWN((ROW(A3013)-52)/50,0)+4)","v":0},{"$f":"LEFT(INDIRECT(\"'Space-by-Space Method'!BJ\"&ROUNDDOWN((ROW(A3013)-52)/50,0)+4),3)","v":""},{"$f":"INDIRECT(\"'Fixture Schedule'!L\"&MOD(ROW(A3013)-52,50)+9)","v":0},{"$f":"INDIRECT(\"'Fixture Schedule'!O\"&MOD(ROW(A3013)-52,50)+9)","v":0},{"$f":"INDIRECT(\"'Space-by-Space Method'!F\"&ROUNDDOWN((ROW(A3013)-52)/50,0)+4)","v":0},{"$f":"INDIRECT(\"'Fixture Schedule'!L\"&MOD(ROW(A3013)-52,50)+9)","v":0},{"$f":"INDIRECT(\"'Space-by-Space Method'!D\"&ROUNDDOWN((ROW(A3013)-52)/50,0)+4)","v":0},{"$f":"INDIRECT(\"'Space-by-Space Method'!E\"&ROUNDDOWN((ROW(A3013)-52)/50,0)+4)","v":1}]
[{"$f":"IF(InteriorCalcType=2,IF(OR(AM3025=0,AN3025=\"DNQ\")=TRUE,\"\",INDIRECT(\"'Fixture Schedule'!M\"&MOD(ROW(A3025)-52,50)+9)),\"\")","v":""},{"$f":"IF(A3025=\"\",\"\",INDIRECT(\"'Fixture Schedule'!E\"&MOD(ROW(A3025)-52,50)+9))","v":""},{"$f":"IF(A3025=\"\",\"\",INDIRECT(\"'Fixture Schedule'!F\"&MOD(ROW(A3025)-52,50)+9))","v":""},{"$f":"IF(A3025=\"\",\"\",INDIRECT(\"'Fixture Schedule'!L\"&MOD(ROW(A3025)-52,50)+9))","v":""},"",null,null,{"$f":"IF(A3025=\"\",\"\",IF(AP3025=1,Summary!$C$12*(AO3025)/(SUM('Space-by-Space Method'!$BO$4:$BO$78,SUM('Exterior Lighting'!$BL$5:$BL$25))),0))","v":""},{"$f":"IF(A3025=\"\",\"\",IF(START!$B$34=1,INDIRECT(\"'Space-by-Space Method'!\"&SUBSTITUTE(ADDRESS(1,MOD(ROW(A3025)-52,50)+10,4),\"1\",\"\")&ROUNDDOWN((ROW(A3025)-52)/50,0)+4),\"\"))","v":""},{"$f":"IF(A3025=\"\",\"\",IF(AP3025=1,Summary!$F$11*(AO3025)/(SUM('Space-by-Space Method'!$BO$4:$BO$78,SUM('Exterior Lighting'!$BL$5:$BL$25))),0))","v":""},{"$f":"IF(A3025=\"\",\"\",IF(AP3025=1,Summary!$E$11*(AO3025)/(SUM('Space-by-Space Method'!$BO$4:$BO$78,SUM('Exterior Lighting'!$BL$5:$BL$25))),0))","v":""},{"$f":"IF(A3025=\"\",\"\",IF(AP3025=1,Summary!$G$11*(AO3025)/(SUM('Space-by-Space Method'!$BO$4:$BO$78,SUM('Exterior Lighting'!$BL$5:$BL$25))),0))","v":""},{"$f":"IF(A3025=\"\",\"\",IF(AP3025=1,Summary!$H$11*(AO3025)/(SUM('Space-by-Space Method'!$BO$4:$BO$78)),0))","v":""},{"$f":"IF(A3025=\"\",\"\",IF(AP3025=1,Summary!$I$11*(AO3025)/(SUM('Space-by-Space Method'!$BO$4:$BO$78)),0))","v":""},null,null,null,{"$f":"IF(A3025=\"\",\"\",IF(START!$B$34=2,INDIRECT(\"'Space-by-Space Method'!\"&SUBSTITUTE(ADDRESS(1,MOD(ROW(A3025)-52,50)+10,4),\"1\",\"\")&ROUNDDOWN((ROW(A3025)-52)/50,0)+4),\"\"))","v":""},{"$f":"IF(A3025=\"\",\"\",INDIRECT(\"'Space-by-Space Method'!C\"&ROUNDDOWN((ROW(A3025)-52)/50,0)+4))","v":""},{"$f":"IF(A3025=\"\",\"\",IF(COUNTIF(CommonSpaceTypes,AQ3025)>0,INDIRECT(\"'Space-by-Space Method'!F\"&ROUNDDOWN((ROW(A3025)-52)/50,0)+4),\"\"))","v":""},{"$f":"IF(A3025=\"\",\"\",IF(COUNTIF(BuildingSpecificSpaceTypes,AQ3025)>0,INDIRECT(\"'Space-by-Space Method'!F\"&ROUNDDOWN((ROW(A3025)-52)/50,0)+4),\"\"))","v":""},{"$f":"IF(A3025=\"\",\"\",INDIRECT(\"'Fixture Schedule'!D\"&MOD(ROW(A3025)-52,50)+9))","v":""},{"$f":"IF(A3025=\"\",\"\",IF(AR3025=\"\",\"\",INDIRECT(\"'Fixture Schedule'!K\"&MOD(ROW(A3025)-52,50)+9)))","v":""},"",{"$f":"IF(A3025=\"\",\"\",INDIRECT(\"'Fixture Schedule'!L\"&MOD(ROW(A3025)-52,50)+9))","v":""},null,null,null,null,null,null,null,null,null,null,null,null,null,{"$f":"INDIRECT(\"'Space-by-Space Method'!\"&SUBSTITUTE(ADDRESS(1,MOD(ROW(A3025)-52,50)+10,4),\"1\",\"\")&ROUNDDOWN((ROW(A3025)-52)/50,0)+4)","v":0},{"$f":"LEFT(INDIRECT(\"'Space-by-Space Method'!BJ\"&ROUNDDOWN((ROW(A3025)-52)/50,0)+4),3)","v":""},{"$f":"INDIRECT(\"'Fixture Schedule'!L\"&MOD(ROW(A3025)-52,50)+9)","v":0},{"$f":"INDIRECT(\"'Fixture Schedule'!O\"&MOD(ROW(A3025)-52,50)+9)","v":0},{"$f":"INDIRECT(\"'Space-by-Space Method'!F\"&ROUNDDOWN((ROW(A3025)-52)/50,0)+4)","v":0},{"$f":"INDIRECT(\"'Fixture Schedule'!L\"&MOD(ROW(A3025)-52,50)+9)","v":0},{"$f":"INDIRECT(\"'Space-by-Space Method'!D\"&ROUNDDOWN((ROW(A3025)-52)/50,0)+4)","v":0},{"$f":"INDIRECT(\"'Space-by-Space Method'!E\"&ROUNDDOWN((ROW(A3025)-52)/50,0)+4)","v":1}]
[{"$f":"IF(InteriorCalcType=2,IF(OR(AM3032=0,AN3032=\"DNQ\")=TRUE,\"\",INDIRECT(\"'Fixture Schedule'!M\"&MOD(ROW(A3032)-52,50)+9)),\"\")","v":""},{"$f":"IF(A3032=\"\",\"\",INDIRECT(\"'Fixture Schedule'!E\"&MOD(ROW(A3032)-52,50)+9))","v":""},{"$f":"IF(A3032=\"\",\"\",INDIRECT(\"'Fixture Schedule'!F\"&MOD(ROW(A3032)-52,50)+9))","v":""},{"$f":"IF(A3032=\"\",\"\",INDIRECT(\"'Fixture Schedule'!L\"&MOD(ROW(A3032)-52,50)+9))","v":""},"",null,null,{"$f":"IF(A3032=\"\",\"\",IF(AP3032=1,Summary!$C$12*(AO3032)/(SUM('Space-by-Space Method'!$BO$4:$BO$78,SUM('Exterior Lighting'!$BL$5:$BL$25))),0))","v":""},{"$f":"IF(A3032=\"\",\"\",IF(START!$B$34=1,INDIRECT(\"'Space-by-Space Method'!\"&SUBSTITUTE(ADDRESS(1,MOD(ROW(A3032)-52,50)+10,4),\"1\",\"\")&ROUNDDOWN((ROW(A3032)-52)/50,0)+4),\"\"))","v":""},{"$f":"IF(A3032=\"\",\"\",IF(AP3032=1,Summary!$F$11*(AO3032)/(SUM('Space-by-Space Method'!$BO$4:$BO$78,SUM('Exterior Lighting'!$BL$5:$BL$25))),0))","v":""},{"$f":"IF(A3032=\"\",\"\",IF(AP3032=1,Summary!$E$11*(AO3032)/(SUM('Space-by-Space Method'!$BO$4:$BO$78,SUM('Exterior Lighting'!$BL$5:$BL$25))),0))","v":""},{"$f":"IF(A3032=\"\",\"\",IF(AP3032=1,Summary!$G$11*(AO3032)/(SUM('Space-by-Space Method'!$BO$4:$BO$78,SUM('Exterior Lighting'!$BL$5:$BL$25))),0))","v":""},{"$f":"IF(A3032=\"\",\"\",IF(AP3032=1,Summary!$H$11*(AO3032)/(SUM('Space-by-Space Method'!$BO$4:$BO$78)),0))","v":""},{"$f":"IF(A3032=\"\",\"\",IF(AP3032=1,Summary!$I$11*(AO3032)/(SUM('Space-by-Space Method'!$BO$4:$BO$78)),0))","v":""},null,null,null,{"$f":"IF(A3032=\"\",\"\",IF(START!$B$34=2,INDIRECT(\"'Space-by-Space Method'!\"&SUBSTITUTE(ADDRESS(1,MOD(ROW(A3032)-52,50)+10,4),\"1\",\"\")&ROUNDDOWN((ROW(A3032)-52)/50,0)+4),\"\"))","v":""},{"$f":"IF(A3032=\"\",\"\",INDIRECT(\"'Space-by-Space Method'!C\"&ROUNDDOWN((ROW(A3032)-52)/50,0)+4))","v":""},{"$f":"IF(A3032=\"\",\"\",IF(COUNTIF(CommonSpaceTypes,AQ3032)>0,INDIRECT(\"'Space-by-Space Method'!F\"&ROUNDDOWN((ROW(A3032)-52)/50,0)+4),\"\"))","v":""},{"$f":"IF(A3032=\"\",\"\",IF(COUNTIF(BuildingSpecificSpaceTypes,AQ3032)>0,INDIRECT(\"'Space-by-Space Method'!F\"&ROUNDDOWN((ROW(A3032)-52)/50,0)+4),\"\"))","v":""},{"$f":"IF(A3032=\"\",\"\",INDIRECT(\"'Fixture Schedule'!D\"&MOD(ROW(A3032)-52,50)+9))","v":""},{"$f":"IF(A3032=\"\",\"\",IF(AR3032=\"\",\"\",INDIRECT(\"'Fixture Schedule'!K\"&MOD(ROW(A3032)-52,50)+9)))","v":""},"",{"$f":"IF(A3032=\"\",\"\",INDIRECT(\"'Fixture Schedule'!L\"&MOD(ROW(A3032)-52,50)+9))","v":""},null,null,null,null,null,null,null,null,null,null,null,null,null,{"$f":"INDIRECT(\"'Space-by-Space Method'!\"&SUBSTITUTE(ADDRESS(1,MOD(ROW(A3032)-52,50)+10,4),\"1\",\"\")&ROUNDDOWN((ROW(A3032)-52)/50,0)+4)","v":0},{"$f":"LEFT(INDIRECT(\"'Space-by-Space Method'!BJ\"&ROUNDDOWN((ROW(A3032)-52)/50,0)+4),3)","v":""},{"$f":"INDIRECT(\"'Fixture Schedule'!L\"&MOD(ROW(A3032)-52,50)+9)","v":0},{"$f":"INDIRECT(\"'Fixture Schedule'!O\"&MOD(ROW(A3032)-52,50)+9)","v":0},{"$f":"INDIRECT(\"'Space-by-Space Method'!F\"&ROUNDDOWN((ROW(A3032)-52)/50,0)+4)","v":0},{"$f":"INDIRECT(\"'Fixture Schedule'!L\"&MOD(ROW(A3032)-52,50)+9)","v":0},{"$f":"INDIRECT(\"'Space-by-Space Method'!D\"&ROUNDDOWN((ROW(A3032)-52)/50,0)+4)","v":0},{"$f":"INDIRECT(\"'Space-by-Space Method'!E\"&ROUNDDOWN((ROW(A3032)-52)/50,0)+4)","v":1}]
[{"$f":"IF(InteriorCalcType=2,IF(OR(AM3043=0,AN3043=\"DNQ\")=TRUE,\"\",INDIRECT(\"'Fixture Schedule'!M\"&MOD(ROW(A3043)-52,50)+9)),\"\")","v":""},{"$f":"IF(A3043=\"\",\"\",INDIRECT(\"'Fixture Schedule'!E\"&MOD(ROW(A3043)-52,50)+9))","v":""},{"$f":"IF(A3043=\"\",\"\",INDIRECT(\"'Fixture Schedule'!F\"&MOD(ROW(A3043)-52,50)+9))","v":""},{"$f":"IF(A3043=\"\",\"\",INDIRECT(\"'Fixture Schedule'!L\"&MOD(ROW(A3043)-52,50)+9))","v":""},"",null,null,{"$f":"IF(A3043=\"\",\"\",IF(AP3043=1,Summary!$C$12*(AO3043)/(SUM('Space-by-Space Method'!$BO$4:$BO$78,SUM('Exterior Lighting'!$BL$5:$BL$25))),0))","v":""},{"$f":"IF(A3043=\"\",\"\",IF(START!$B$34=1,INDIRECT(\"'Space-by-Space Method'!\"&SUBSTITUTE(ADDRESS(1,MOD(ROW(A3043)-52,50)+10,4),\"1\",\"\")&ROUNDDOWN((ROW(A3043)-52)/50,0)+4),\"\"))","v":""},{"$f":"IF(A3043=\"\",\"\",IF(AP3043=1,Summary!$F$11*(AO3043)/(SUM('Space-by-Space Method'!$BO$4:$BO$78,SUM('Exterior Lighting'!$BL$5:$BL$25))),0))","v":""},{"$f":"IF(A3043=\"\",\"\",IF(AP3043=1,Summary!$E$11*(AO3043)/(SUM('Space-by-Space Method'!$BO$4:$BO$78,SUM('Exterior Lighting'!$BL$5:$BL$25))),0))","v":""},{"$f":"IF(A3043=\"\",\"\",IF(AP3043=1,Summary!$G$11*(AO3043)/(SUM('Space-by-Space Method'!$BO$4:$BO$78,SUM('Exterior Lighting'!$BL$5:$BL$25))),0))","v":""},{"$f":"IF(A3043=\"\",\"\",IF(AP3043=1,Summary!$H$11*(AO3043)/(SUM('Space-by-Space Method'!$BO$4:$BO$78)),0))","v":""},{"$f":"IF(A3043=\"\",\"\",IF(AP3043=1,Summary!$I$11*(AO3043)/(SUM('Space-by-Space Method'!$BO$4:$BO$78)),0))","v":""},null,null,null,{"$f":"IF(A3043=\"\",\"\",IF(START!$B$34=2,INDIRECT(\"'Space-by-Space Method'!\"&SUBSTITUTE(ADDRESS(1,MOD(ROW(A3043)-52,50)+10,4),\"1\",\"\")&ROUNDDOWN((ROW(A3043)-52)/50,0)+4),\"\"))","v":""},{"$f":"IF(A3043=\"\",\"\",INDIRECT(\"'Space-by-Space Method'!C\"&ROUNDDOWN((ROW(A3043)-52)/50,0)+4))","v":""},{"$f":"IF(A3043=\"\",\"\",IF(COUNTIF(CommonSpaceTypes,AQ3043)>0,INDIRECT(\"'Space-by-Space Method'!F\"&ROUNDDOWN((ROW(A3043)-52)/50,0)+4),\"\"))","v":""},{"$f":"IF(A3043=\"\",\"\",IF(COUNTIF(BuildingSpecificSpaceTypes,AQ3043)>0,INDIRECT(\"'Space-by-Space Method'!F\"&ROUNDDOWN((ROW(A3043)-52)/50,0)+4),\"\"))","v":""},{"$f":"IF(A3043=\"\",\"\",INDIRECT(\"'Fixture Schedule'!D\"&MOD(ROW(A3043)-52,50)+9))","v":""},{"$f":"IF(A3043=\"\",\"\",IF(AR3043=\"\",\"\",INDIRECT(\"'Fixture Schedule'!K\"&MOD(ROW(A3043)-52,50)+9)))","v":""},"",{"$f":"IF(A3043=\"\",\"\",INDIRECT(\"'Fixture Schedule'!L\"&MOD(ROW(A3043)-52,50)+9))","v":""},null,null,null,null,null,null,null,null,null,null,null,null,null,{"$f":"INDIRECT(\"'Space-by-Space Method'!\"&SUBSTITUTE(ADDRESS(1,MOD(ROW(A3043)-52,50)+10,4),\"1\",\"\")&ROUNDDOWN((ROW(A3043)-52)/50,0)+4)","v":0},{"$f":"LEFT(INDIRECT(\"'Space-by-Space Method'!BJ\"&ROUNDDOWN((ROW(A3043)-52)/50,0)+4),3)","v":""},{"$f":"INDIRECT(\"'Fixture Schedule'!L\"&MOD(ROW(A3043)-52,50)+9)","v":0},{"$f":"INDIRECT(\"'Fixture Schedule'!O\"&MOD(ROW(A3043)-52,50)+9)","v":0},{"$f":"INDIRECT(\"'Space-by-Space Method'!F\"&ROUNDDOWN((ROW(A3043)-52)/50,0)+4)","v":0},{"$f":"INDIRECT(\"'Fixture Schedule'!L\"&MOD(ROW(A3043)-52,50)+9)","v":0},{"$f":"INDIRECT(\"'Space-by-Space Method'!D\"&ROUNDDOWN((ROW(A3043)-52)/50,0)+4)","v":0},{"$f":"INDIRECT(\"'Space-by-Space Method'!E\"&ROUNDDOWN((ROW(A3043)-52)/50,0)+4)","v":1}]
[{"$f":"IF(InteriorCalcType=2,IF(OR(AM3051=0,AN3051=\"DNQ\")=TRUE,\"\",INDIRECT(\"'Fixture Schedule'!M\"&MOD(ROW(A3051)-52,50)+9)),\"\")","v":""},{"$f":"IF(A3051=\"\",\"\",INDIRECT(\"'Fixture Schedule'!E\"&MOD(ROW(A3051)-52,50)+9))","v":""},{"$f":"IF(A3051=\"\",\"\",INDIRECT(\"'Fixture Schedule'!F\"&MOD(ROW(A3051)-52,50)+9))","v":""},{"$f":"IF(A3051=\"\",\"\",INDIRECT(\"'Fixture Schedule'!L\"&MOD(ROW(A3051)-52,50)+9))","v":""},"",null,null,{"$f":"IF(A3051=\"\",\"\",IF(AP3051=1,Summary!$C$12*(AO3051)/(SUM('Space-by-Space Method'!$BO$4:$BO$78,SUM('Exterior Lighting'!$BL$5:$BL$25))),0))","v":""},{"$f":"IF(A3051=\"\",\"\",IF(START!$B$34=1,INDIRECT(\"'Space-by-Space Method'!\"&SUBSTITUTE(ADDRESS(1,MOD(ROW(A3051)-52,50)+10,4),\"1\",\"\")&ROUNDDOWN((ROW(A3051)-52)/50,0)+4),\"\"))","v":""},{"$f":"IF(A3051=\"\",\"\",IF(AP3051=1,Summary!$F$11*(AO3051)/(SUM('Space-by-Space Method'!$BO$4:$BO$78,SUM('Exterior Lighting'!$BL$5:$BL$25))),0))","v":""},{"$f":"IF(A3051=\"\",\"\",IF(AP3051=1,Summary!$E$11*(AO3051)/(SUM('Space-by-Space Method'!$BO$4:$BO$78,SUM('Exterior Lighting'!$BL$5:$BL$25))),0))","v":""},{"$f":"IF(A3051=\"\",\"\",IF(AP3051=1,Summary!$G$11*(AO3051)/(SUM('Space-by-Space Method'!$BO$4:$BO$78,SUM('Exterior Lighting'!$BL$5:$BL$25))),0))","v":""},{"$f":"IF(A3051=\"\",\"\",IF(AP3051=1,Summary!$H$11*(AO3051)/(SUM('Space-by-Space Method'!$BO$4:$BO$78)),0))","v":""},{"$f":"IF(A3051=\"\",\"\",IF(AP3051=1,Summary!$I$11*(AO3051)/(SUM('Space-by-Space Method'!$BO$4:$BO$78)),0))","v":""},null,null,null,{"$f":"IF(A3051=\"\",\"\",IF(START!$B$34=2,INDIRECT(\"'Space-by-Space Method'!\"&SUBSTITUTE(ADDRESS(1,MOD(ROW(A3051)-52,50)+10,4),\"1\",\"\")&ROUNDDOWN((ROW(A3051)-52)/50,0)+4),\"\"))","v":""},{"$f":"IF(A3051=\"\",\"\",INDIRECT(\"'Space-by-Space Method'!C\"&ROUNDDOWN((ROW(A3051)-52)/50,0)+4))","v":""},{"$f":"IF(A3051=\"\",\"\",IF(COUNTIF(CommonSpaceTypes,AQ3051)>0,INDIRECT(\"'Space-by-Space Method'!F\"&ROUNDDOWN((ROW(A3051)-52)/50,0)+4),\"\"))","v":""},{"$f":"IF(A3051=\"\",\"\",IF(COUNTIF(BuildingSpecificSpaceTypes,AQ3051)>0,INDIRECT(\"'Space-by-Space Method'!F\"&ROUNDDOWN((ROW(A3051)-52)/50,0)+4),\"\"))","v":""},{"$f":"IF(A3051=\"\",\"\",INDIRECT(\"'Fixture Schedule'!D\"&MOD(ROW(A3051)-52,50)+9))","v":""},{"$f":"IF(A3051=\"\",\"\",IF(AR3051=\"\",\"\",INDIRECT(\"'Fixture Schedule'!K\"&MOD(ROW(A3051)-52,50)+9)))","v":""},"",{"$f":"IF(A3051=\"\",\"\",INDIRECT(\"'Fixture Schedule'!L\"&MOD(ROW(A3051)-52,50)+9))","v":""},null,null,null,null,null,null,null,null,null,null,null,null,null,{"$f":"INDIRECT(\"'Space-by-Space Method'!\"&SUBSTITUTE(ADDRESS(1,MOD(ROW(A3051)-52,50)+10,4),\"1\",\"\")&ROUNDDOWN((ROW(A3051)-52)/50,0)+4)","v":0},{"$f":"LEFT(INDIRECT(\"'Space-by-Space Method'!BJ\"&ROUNDDOWN((ROW(A3051)-52)/50,0)+4),3)","v":""},{"$f":"INDIRECT(\"'Fixture Schedule'!L\"&MOD(ROW(A3051)-52,50)+9)","v":0},{"$f":"INDIRECT(\"'Fixture Schedule'!O\"&MOD(ROW(A3051)-52,50)+9)","v":0},{"$f":"INDIRECT(\"'Space-by-Space Method'!F\"&ROUNDDOWN((ROW(A3051)-52)/50,0)+4)","v":0},{"$f":"INDIRECT(\"'Fixture Schedule'!L\"&MOD(ROW(A3051)-52,50)+9)","v":0},{"$f":"INDIRECT(\"'Space-by-Space Method'!D\"&ROUNDDOWN((ROW(A3051)-52)/50,0)+4)","v":0},{"$f":"INDIRECT(\"'Space-by-Space Method'!E\"&ROUNDDOWN((ROW(A3051)-52)/50,0)+4)","v":1}]
[{"$f":"IF(InteriorCalcType=2,IF(OR(AM3060=0,AN3060=\"DNQ\")=TRUE,\"\",INDIRECT(\"'Fixture Schedule'!M\"&MOD(ROW(A3060)-52,50)+9)),\"\")","v":""},{"$f":"IF(A3060=\"\",\"\",INDIRECT(\"'Fixture Schedule'!E\"&MOD(ROW(A3060)-52,50)+9))","v":""},{"$f":"IF(A3060=\"\",\"\",INDIRECT(\"'Fixture Schedule'!F\"&MOD(ROW(A3060)-52,50)+9))","v":""},{"$f":"IF(A3060=\"\",\"\",INDIRECT(\"'Fixture Schedule'!L\"&MOD(ROW(A3060)-52,50)+9))","v":""},"",null,null,{"$f":"IF(A3060=\"\",\"\",IF(AP3060=1,Summary!$C$12*(AO3060)/(SUM('Space-by-Space Method'!$BO$4:$BO$78,SUM('Exterior Lighting'!$BL$5:$BL$25))),0))","v":""},{"$f":"IF(A3060=\"\",\"\",IF(START!$B$34=1,INDIRECT(\"'Space-by-Space Method'!\"&SUBSTITUTE(ADDRESS(1,MOD(ROW(A3060)-52,50)+10,4),\"1\",\"\")&ROUNDDOWN((ROW(A3060)-52)/50,0)+4),\"\"))","v":""},{"$f":"IF(A3060=\"\",\"\",IF(AP3060=1,Summary!$F$11*(AO3060)/(SUM('Space-by-Space Method'!$BO$4:$BO$78,SUM('Exterior Lighting'!$BL$5:$BL$25))),0))","v":""},{"$f":"IF(A3060=\"\",\"\",IF(AP3060=1,Summary!$E$11*(AO3060)/(SUM('Space-by-Space Method'!$BO$4:$BO$78,SUM('Exterior Lighting'!$BL$5:$BL$25))),0))","v":""},{"$f":"IF(A3060=\"\",\"\",IF(AP3060=1,Summary!$G$11*(AO3060)/(SUM('Space-by-Space Method'!$BO$4:$BO$78,SUM('Exterior Lighting'!$BL$5:$BL$25))),0))","v":""},{"$f":"IF(A3060=\"\",\"\",IF(AP3060=1,Summary!$H$11*(AO3060)/(SUM('Space-by-Space Method'!$BO$4:$BO$78)),0))","v":""},{"$f":"IF(A3060=\"\",\"\",IF(AP3060=1,Summary!$I$11*(AO3060)/(SUM('Space-by-Space Method'!$BO$4:$BO$78)),0))","v":""},null,null,null,{"$f":"IF(A3060=\"\",\"\",IF(START!$B$34=2,INDIRECT(\"'Space-by-Space Method'!\"&SUBSTITUTE(ADDRESS(1,MOD(ROW(A3060)-52,50)+10,4),\"1\",\"\")&ROUNDDOWN((ROW(A3060)-52)/50,0)+4),\"\"))","v":""},{"$f":"IF(A3060=\"\",\"\",INDIRECT(\"'Space-by-Space Method'!C\"&ROUNDDOWN((ROW(A3060)-52)/50,0)+4))","v":""},{"$f":"IF(A3060=\"\",\"\",IF(COUNTIF(CommonSpaceTypes,AQ3060)>0,INDIRECT(\"'Space-by-Space Method'!F\"&ROUNDDOWN((ROW(A3060)-52)/50,0)+4),\"\"))","v":""},{"$f":"IF(A3060=\"\",\"\",IF(COUNTIF(BuildingSpecificSpaceTypes,AQ3060)>0,INDIRECT(\"'Space-by-Space Method'!F\"&ROUNDDOWN((ROW(A3060)-52)/50,0)+4),\"\"))","v":""},{"$f":"IF(A3060=\"\",\"\",INDIRECT(\"'Fixture Schedule'!D\"&MOD(ROW(A3060)-52,50)+9))","v":""},{"$f":"IF(A3060=\"\",\"\",IF(AR3060=\"\",\"\",INDIRECT(\"'Fixture Schedule'!K\"&MOD(ROW(A3060)-52,50)+9)))","v":""},"",{"$f":"IF(A3060=\"\",\"\",INDIRECT(\"'Fixture Schedule'!L\"&MOD(ROW(A3060)-52,50)+9))","v":""},null,null,null,null,null,null,null,null,null,null,null,null,null,{"$f":"INDIRECT(\"'Space-by-Space Method'!\"&SUBSTITUTE(ADDRESS(1,MOD(ROW(A3060)-52,50)+10,4),\"1\",\"\")&ROUNDDOWN((ROW(A3060)-52)/50,0)+4)","v":0},{"$f":"LEFT(INDIRECT(\"'Space-by-Space Method'!BJ\"&ROUNDDOWN((ROW(A3060)-52)/50,0)+4),3)","v":""},{"$f":"INDIRECT(\"'Fixture Schedule'!L\"&MOD(ROW(A3060)-52,50)+9)","v":0},{"$f":"INDIRECT(\"'Fixture Schedule'!O\"&MOD(ROW(A3060)-52,50)+9)","v":0},{"$f":"INDIRECT(\"'Space-by-Space Method'!F\"&ROUNDDOWN((ROW(A3060)-52)/50,0)+4)","v":0},{"$f":"INDIRECT(\"'Fixture Schedule'!L\"&MOD(ROW(A3060)-52,50)+9)","v":0},{"$f":"INDIRECT(\"'Space-by-Space Method'!D\"&ROUNDDOWN((ROW(A3060)-52)/50,0)+4)","v":0},{"$f":"INDIRECT(\"'Space-by-Space Method'!E\"&ROUNDDOWN((ROW(A3060)-52)/50,0)+4)","v":1}]
[{"$f":"IF(InteriorCalcType=2,IF(OR(AM3063=0,AN3063=\"DNQ\")=TRUE,\"\",INDIRECT(\"'Fixture Schedule'!M\"&MOD(ROW(A3063)-52,50)+9)),\"\")","v":""},{"$f":"IF(A3063=\"\",\"\",INDIRECT(\"'Fixture Schedule'!E\"&MOD(ROW(A3063)-52,50)+9))","v":""},{"$f":"IF(A3063=\"\",\"\",INDIRECT(\"'Fixture Schedule'!F\"&MOD(ROW(A3063)-52,50)+9))","v":""},{"$f":"IF(A3063=\"\",\"\",INDIRECT(\"'Fixture Schedule'!L\"&MOD(ROW(A3063)-52,50)+9))","v":""},"",null,null,{"$f":"IF(A3063=\"\",\"\",IF(AP3063=1,Summary!$C$12*(AO3063)/(SUM('Space-by-Space Method'!$BO$4:$BO$78,SUM('Exterior Lighting'!$BL$5:$BL$25))),0))","v":""},{"$f":"IF(A3063=\"\",\"\",IF(START!$B$34=1,INDIRECT(\"'Space-by-Space Method'!\"&SUBSTITUTE(ADDRESS(1,MOD(ROW(A3063)-52,50)+10,4),\"1\",\"\")&ROUNDDOWN((ROW(A3063)-52)/50,0)+4),\"\"))","v":""},{"$f":"IF(A3063=\"\",\"\",IF(AP3063=1,Summary!$F$11*(AO3063)/(SUM('Space-by-Space Method'!$BO$4:$BO$78,SUM('Exterior Lighting'!$BL$5:$BL$25))),0))","v":""},{"$f":"IF(A3063=\"\",\"\",IF(AP3063=1,Summary!$E$11*(AO3063)/(SUM('Space-by-Space Method'!$BO$4:$BO$78,SUM('Exterior Lighting'!$BL$5:$BL$25))),0))","v":""},{"$f":"IF(A3063=\"\",\"\",IF(AP3063=1,Summary!$G$11*(AO3063)/(SUM('Space-by-Space Method'!$BO$4:$BO$78,SUM('Exterior Lighting'!$BL$5:$BL$25))),0))","v":""},{"$f":"IF(A3063=\"\",\"\",IF(AP3063=1,Summary!$H$11*(AO3063)/(SUM('Space-by-Space Method'!$BO$4:$BO$78)),0))","v":""},{"$f":"IF(A3063=\"\",\"\",IF(AP3063=1,Summary!$I$11*(AO3063)/(SUM('Space-by-Space Method'!$BO$4:$BO$78)),0))","v":""},null,null,null,{"$f":"IF(A3063=\"\",\"\",IF(START!$B$34=2,INDIRECT(\"'Space-by-Space Method'!\"&SUBSTITUTE(ADDRESS(1,MOD(ROW(A3063)-52,50)+10,4),\"1\",\"\")&ROUNDDOWN((ROW(A3063)-52)/50,0)+4),\"\"))","v":""},{"$f":"IF(A3063=\"\",\"\",INDIRECT(\"'Space-by-Space Method'!C\"&ROUNDDOWN((ROW(A3063)-52)/50,0)+4))","v":""},{"$f":"IF(A3063=\"\",\"\",IF(COUNTIF(CommonSpaceTypes,AQ3063)>0,INDIRECT(\"'Space-by-Space Method'!F\"&ROUNDDOWN((ROW(A3063)-52)/50,0)+4),\"\"))","v":""},{"$f":"IF(A3063=\"\",\"\",IF(COUNTIF(BuildingSpecificSpaceTypes,AQ3063)>0,INDIRECT(\"'Space-by-Space Method'!F\"&ROUNDDOWN((ROW(A3063)-52)/50,0)+4),\"\"))","v":""},{"$f":"IF(A3063=\"\",\"\",INDIRECT(\"'Fixture Schedule'!D\"&MOD(ROW(A3063)-52,50)+9))","v":""},{"$f":"IF(A3063=\"\",\"\",IF(AR3063=\"\",\"\",INDIRECT(\"'Fixture Schedule'!K\"&MOD(ROW(A3063)-52,50)+9)))","v":""},"",{"$f":"IF(A3063=\"\",\"\",INDIRECT(\"'Fixture Schedule'!L\"&MOD(ROW(A3063)-52,50)+9))","v":""},null,null,null,null,null,null,null,null,null,null,null,null,null,{"$f":"INDIRECT(\"'Space-by-Space Method'!\"&SUBSTITUTE(ADDRESS(1,MOD(ROW(A3063)-52,50)+10,4),\"1\",\"\")&ROUNDDOWN((ROW(A3063)-52)/50,0)+4)","v":0},{"$f":"LEFT(INDIRECT(\"'Space-by-Space Method'!BJ\"&ROUNDDOWN((ROW(A3063)-52)/50,0)+4),3)","v":""},{"$f":"INDIRECT(\"'Fixture Schedule'!L\"&MOD(ROW(A3063)-52,50)+9)","v":0},{"$f":"INDIRECT(\"'Fixture Schedule'!O\"&MOD(ROW(A3063)-52,50)+9)","v":0},{"$f":"INDIRECT(\"'Space-by-Space Method'!F\"&ROUNDDOWN((ROW(A3063)-52)/50,0)+4)","v":0},{"$f":"INDIRECT(\"'Fixture Schedule'!L\"&MOD(ROW(A3063)-52,50)+9)","v":0},{"$f":"INDIRECT(\"'Space-by-Space Method'!D\"&ROUNDDOWN((ROW(A3063)-52)/50,0)+4)","v":0},{"$f":"INDIRECT(\"'Space-by-Space Method'!E\"&ROUNDDOWN((ROW(A3063)-52)/50,0)+4)","v":1}]
[{"$f":"IF(InteriorCalcType=2,IF(OR(AM3071=0,AN3071=\"DNQ\")=TRUE,\"\",INDIRECT(\"'Fixture Schedule'!M\"&MOD(ROW(A3071)-52,50)+9)),\"\")","v":""},{"$f":"IF(A3071=\"\",\"\",INDIRECT(\"'Fixture Schedule'!E\"&MOD(ROW(A3071)-52,50)+9))","v":""},{"$f":"IF(A3071=\"\",\"\",INDIRECT(\"'Fixture Schedule'!F\"&MOD(ROW(A3071)-52,50)+9))","v":""},{"$f":"IF(A3071=\"\",\"\",INDIRECT(\"'Fixture Schedule'!L\"&MOD(ROW(A3071)-52,50)+9))","v":""},"",null,null,{"$f":"IF(A3071=\"\",\"\",IF(AP3071=1,Summary!$C$12*(AO3071)/(SUM('Space-by-Space Method'!$BO$4:$BO$78,SUM('Exterior Lighting'!$BL$5:$BL$25))),0))","v":""},{"$f":"IF(A3071=\"\",\"\",IF(START!$B$34=1,INDIRECT(\"'Space-by-Space Method'!\"&SUBSTITUTE(ADDRESS(1,MOD(ROW(A3071)-52,50)+10,4),\"1\",\"\")&ROUNDDOWN((ROW(A3071)-52)/50,0)+4),\"\"))","v":""},{"$f":"IF(A3071=\"\",\"\",IF(AP3071=1,Summary!$F$11*(AO3071)/(SUM('Space-by-Space Method'!$BO$4:$BO$78,SUM('Exterior Lighting'!$BL$5:$BL$25))),0))","v":""},{"$f":"IF(A3071=\"\",\"\",IF(AP3071=1,Summary!$E$11*(AO3071)/(SUM('Space-by-Space Method'!$BO$4:$BO$78,SUM('Exterior Lighting'!$BL$5:$BL$25))),0))","v":""},{"$f":"IF(A3071=\"\",\"\",IF(AP3071=1,Summary!$G$11*(AO3071)/(SUM('Space-by-Space Method'!$BO$4:$BO$78,SUM('Exterior Lighting'!$BL$5:$BL$25))),0))","v":""},{"$f":"IF(A3071=\"\",\"\",IF(AP3071=1,Summary!$H$11*(AO3071)/(SUM('Space-by-Space Method'!$BO$4:$BO$78)),0))","v":""},{"$f":"IF(A3071=\"\",\"\",IF(AP3071=1,Summary!$I$11*(AO3071)/(SUM('Space-by-Space Method'!$BO$4:$BO$78)),0))","v":""},null,null,null,{"$f":"IF(A3071=\"\",\"\",IF(START!$B$34=2,INDIRECT(\"'Space-by-Space Method'!\"&SUBSTITUTE(ADDRESS(1,MOD(ROW(A3071)-52,50)+10,4),\"1\",\"\")&ROUNDDOWN((ROW(A3071)-52)/50,0)+4),\"\"))","v":""},{"$f":"IF(A3071=\"\",\"\",INDIRECT(\"'Space-by-Space Method'!C\"&ROUNDDOWN((ROW(A3071)-52)/50,0)+4))","v":""},{"$f":"IF(A3071=\"\",\"\",IF(COUNTIF(CommonSpaceTypes,AQ3071)>0,INDIRECT(\"'Space-by-Space Method'!F\"&ROUNDDOWN((ROW(A3071)-52)/50,0)+4),\"\"))","v":""},{"$f":"IF(A3071=\"\",\"\",IF(COUNTIF(BuildingSpecificSpaceTypes,AQ3071)>0,INDIRECT(\"'Space-by-Space Method'!F\"&ROUNDDOWN((ROW(A3071)-52)/50,0)+4),\"\"))","v":""},{"$f":"IF(A3071=\"\",\"\",INDIRECT(\"'Fixture Schedule'!D\"&MOD(ROW(A3071)-52,50)+9))","v":""},{"$f":"IF(A3071=\"\",\"\",IF(AR3071=\"\",\"\",INDIRECT(\"'Fixture Schedule'!K\"&MOD(ROW(A3071)-52,50)+9)))","v":""},"",{"$f":"IF(A3071=\"\",\"\",INDIRECT(\"'Fixture Schedule'!L\"&MOD(ROW(A3071)-52,50)+9))","v":""},null,null,null,null,null,null,null,null,null,null,null,null,null,{"$f":"INDIRECT(\"'Space-by-Space Method'!\"&SUBSTITUTE(ADDRESS(1,MOD(ROW(A3071)-52,50)+10,4),\"1\",\"\")&ROUNDDOWN((ROW(A3071)-52)/50,0)+4)","v":0},{"$f":"LEFT(INDIRECT(\"'Space-by-Space Method'!BJ\"&ROUNDDOWN((ROW(A3071)-52)/50,0)+4),3)","v":""},{"$f":"INDIRECT(\"'Fixture Schedule'!L\"&MOD(ROW(A3071)-52,50)+9)","v":0},{"$f":"INDIRECT(\"'Fixture Schedule'!O\"&MOD(ROW(A3071)-52,50)+9)","v":0},{"$f":"INDIRECT(\"'Space-by-Space Method'!F\"&ROUNDDOWN((ROW(A3071)-52)/50,0)+4)","v":0},{"$f":"INDIRECT(\"'Fixture Schedule'!L\"&MOD(ROW(A3071)-52,50)+9)","v":0},{"$f":"INDIRECT(\"'Space-by-Space Method'!D\"&ROUNDDOWN((ROW(A3071)-52)/50,0)+4)","v":0},{"$f":"INDIRECT(\"'Space-by-Space Method'!E\"&ROUNDDOWN((ROW(A3071)-52)/50,0)+4)","v":1}]
[{"$f":"IF(InteriorCalcType=2,IF(OR(AM3081=0,AN3081=\"DNQ\")=TRUE,\"\",INDIRECT(\"'Fixture Schedule'!M\"&MOD(ROW(A3081)-52,50)+9)),\"\")","v":""},{"$f":"IF(A3081=\"\",\"\",INDIRECT(\"'Fixture Schedule'!E\"&MOD(ROW(A3081)-52,50)+9))","v":""},{"$f":"IF(A3081=\"\",\"\",INDIRECT(\"'Fixture Schedule'!F\"&MOD(ROW(A3081)-52,50)+9))","v":""},{"$f":"IF(A3081=\"\",\"\",INDIRECT(\"'Fixture Schedule'!L\"&MOD(ROW(A3081)-52,50)+9))","v":""},"",null,null,{"$f":"IF(A3081=\"\",\"\",IF(AP3081=1,Summary!$C$12*(AO3081)/(SUM('Space-by-Space Method'!$BO$4:$BO$78,SUM('Exterior Lighting'!$BL$5:$BL$25))),0))","v":""},{"$f":"IF(A3081=\"\",\"\",IF(START!$B$34=1,INDIRECT(\"'Space-by-Space Method'!\"&SUBSTITUTE(ADDRESS(1,MOD(ROW(A3081)-52,50)+10,4),\"1\",\"\")&ROUNDDOWN((ROW(A3081)-52)/50,0)+4),\"\"))","v":""},{"$f":"IF(A3081=\"\",\"\",IF(AP3081=1,Summary!$F$11*(AO3081)/(SUM('Space-by-Space Method'!$BO$4:$BO$78,SUM('Exterior Lighting'!$BL$5:$BL$25))),0))","v":""},{"$f":"IF(A3081=\"\",\"\",IF(AP3081=1,Summary!$E$11*(AO3081)/(SUM('Space-by-Space Method'!$BO$4:$BO$78,SUM('Exterior Lighting'!$BL$5:$BL$25))),0))","v":""},{"$f":"IF(A3081=\"\",\"\",IF(AP3081=1,Summary!$G$11*(AO3081)/(SUM('Space-by-Space Method'!$BO$4:$BO$78,SUM('Exterior Lighting'!$BL$5:$BL$25))),0))","v":""},{"$f":"IF(A3081=\"\",\"\",IF(AP3081=1,Summary!$H$11*(AO3081)/(SUM('Space-by-Space Method'!$BO$4:$BO$78)),0))","v":""},{"$f":"IF(A3081=\"\",\"\",IF(AP3081=1,Summary!$I$11*(AO3081)/(SUM('Space-by-Space Method'!$BO$4:$BO$78)),0))","v":""},null,null,null,{"$f":"IF(A3081=\"\",\"\",IF(START!$B$34=2,INDIRECT(\"'Space-by-Space Method'!\"&SUBSTITUTE(ADDRESS(1,MOD(ROW(A3081)-52,50)+10,4),\"1\",\"\")&ROUNDDOWN((ROW(A3081)-52)/50,0)+4),\"\"))","v":""},{"$f":"IF(A3081=\"\",\"\",INDIRECT(\"'Space-by-Space Method'!C\"&ROUNDDOWN((ROW(A3081)-52)/50,0)+4))","v":""},{"$f":"IF(A3081=\"\",\"\",IF(COUNTIF(CommonSpaceTypes,AQ3081)>0,INDIRECT(\"'Space-by-Space Method'!F\"&ROUNDDOWN((ROW(A3081)-52)/50,0)+4),\"\"))","v":""},{"$f":"IF(A3081=\"\",\"\",IF(COUNTIF(BuildingSpecificSpaceTypes,AQ3081)>0,INDIRECT(\"'Space-by-Space Method'!F\"&ROUNDDOWN((ROW(A3081)-52)/50,0)+4),\"\"))","v":""},{"$f":"IF(A3081=\"\",\"\",INDIRECT(\"'Fixture Schedule'!D\"&MOD(ROW(A3081)-52,50)+9))","v":""},{"$f":"IF(A3081=\"\",\"\",IF(AR3081=\"\",\"\",INDIRECT(\"'Fixture Schedule'!K\"&MOD(ROW(A3081)-52,50)+9)))","v":""},"",{"$f":"IF(A3081=\"\",\"\",INDIRECT(\"'Fixture Schedule'!L\"&MOD(ROW(A3081)-52,50)+9))","v":""},null,null,null,null,null,null,null,null,null,null,null,null,null,{"$f":"INDIRECT(\"'Space-by-Space Method'!\"&SUBSTITUTE(ADDRESS(1,MOD(ROW(A3081)-52,50)+10,4),\"1\",\"\")&ROUNDDOWN((ROW(A3081)-52)/50,0)+4)","v":0},{"$f":"LEFT(INDIRECT(\"'Space-by-Space Method'!BJ\"&ROUNDDOWN((ROW(A3081)-52)/50,0)+4),3)","v":""},{"$f":"INDIRECT(\"'Fixture Schedule'!L\"&MOD(ROW(A3081)-52,50)+9)","v":0},{"$f":"INDIRECT(\"'Fixture Schedule'!O\"&MOD(ROW(A3081)-52,50)+9)","v":0},{"$f":"INDIRECT(\"'Space-by-Space Method'!F\"&ROUNDDOWN((ROW(A3081)-52)/50,0)+4)","v":0},{"$f":"INDIRECT(\"'Fixture Schedule'!L\"&MOD(ROW(A3081)-52,50)+9)","v":0},{"$f":"INDIRECT(\"'Space-by-Space Method'!D\"&ROUNDDOWN((ROW(A3081)-52)/50,0)+4)","v":0},{"$f":"INDIRECT(\"'Space-by-Space Method'!E\"&ROUNDDOWN((ROW(A3081)-52)/50,0)+4)","v":1}]
[{"$f":"IF(InteriorCalcType=2,IF(OR(AM3090=0,AN3090=\"DNQ\")=TRUE,\"\",INDIRECT(\"'Fixture Schedule'!M\"&MOD(ROW(A3090)-52,50)+9)),\"\")","v":""},{"$f":"IF(A3090=\"\",\"\",INDIRECT(\"'Fixture Schedule'!E\"&MOD(ROW(A3090)-52,50)+9))","v":""},{"$f":"IF(A3090=\"\",\"\",INDIRECT(\"'Fixture Schedule'!F\"&MOD(ROW(A3090)-52,50)+9))","v":""},{"$f":"IF(A3090=\"\",\"\",INDIRECT(\"'Fixture Schedule'!L\"&MOD(ROW(A3090)-52,50)+9))","v":""},"",null,null,{"$f":"IF(A3090=\"\",\"\",IF(AP3090=1,Summary!$C$12*(AO3090)/(SUM('Space-by-Space Method'!$BO$4:$BO$78,SUM('Exterior Lighting'!$BL$5:$BL$25))),0))","v":""},{"$f":"IF(A3090=\"\",\"\",IF(START!$B$34=1,INDIRECT(\"'Space-by-Space Method'!\"&SUBSTITUTE(ADDRESS(1,MOD(ROW(A3090)-52,50)+10,4),\"1\",\"\")&ROUNDDOWN((ROW(A3090)-52)/50,0)+4),\"\"))","v":""},{"$f":"IF(A3090=\"\",\"\",IF(AP3090=1,Summary!$F$11*(AO3090)/(SUM('Space-by-Space Method'!$BO$4:$BO$78,SUM('Exterior Lighting'!$BL$5:$BL$25))),0))","v":""},{"$f":"IF(A3090=\"\",\"\",IF(AP3090=1,Summary!$E$11*(AO3090)/(SUM('Space-by-Space Method'!$BO$4:$BO$78,SUM('Exterior Lighting'!$BL$5:$BL$25))),0))","v":""},{"$f":"IF(A3090=\"\",\"\",IF(AP3090=1,Summary!$G$11*(AO3090)/(SUM('Space-by-Space Method'!$BO$4:$BO$78,SUM('Exterior Lighting'!$BL$5:$BL$25))),0))","v":""},{"$f":"IF(A3090=\"\",\"\",IF(AP3090=1,Summary!$H$11*(AO3090)/(SUM('Space-by-Space Method'!$BO$4:$BO$78)),0))","v":""},{"$f":"IF(A3090=\"\",\"\",IF(AP3090=1,Summary!$I$11*(AO3090)/(SUM('Space-by-Space Method'!$BO$4:$BO$78)),0))","v":""},null,null,null,{"$f":"IF(A3090=\"\",\"\",IF(START!$B$34=2,INDIRECT(\"'Space-by-Space Method'!\"&SUBSTITUTE(ADDRESS(1,MOD(ROW(A3090)-52,50)+10,4),\"1\",\"\")&ROUNDDOWN((ROW(A3090)-52)/50,0)+4),\"\"))","v":""},{"$f":"IF(A3090=\"\",\"\",INDIRECT(\"'Space-by-Space Method'!C\"&ROUNDDOWN((ROW(A3090)-52)/50,0)+4))","v":""},{"$f":"IF(A3090=\"\",\"\",IF(COUNTIF(CommonSpaceTypes,AQ3090)>0,INDIRECT(\"'Space-by-Space Method'!F\"&ROUNDDOWN((ROW(A3090)-52)/50,0)+4),\"\"))","v":""},{"$f":"IF(A3090=\"\",\"\",IF(COUNTIF(BuildingSpecificSpaceTypes,AQ3090)>0,INDIRECT(\"'Space-by-Space Method'!F\"&ROUNDDOWN((ROW(A3090)-52)/50,0)+4),\"\"))","v":""},{"$f":"IF(A3090=\"\",\"\",INDIRECT(\"'Fixture Schedule'!D\"&MOD(ROW(A3090)-52,50)+9))","v":""},{"$f":"IF(A3090=\"\",\"\",IF(AR3090=\"\",\"\",INDIRECT(\"'Fixture Schedule'!K\"&MOD(ROW(A3090)-52,50)+9)))","v":""},"",{"$f":"IF(A3090=\"\",\"\",INDIRECT(\"'Fixture Schedule'!L\"&MOD(ROW(A3090)-52,50)+9))","v":""},null,null,null,null,null,null,null,null,null,null,null,null,null,{"$f":"INDIRECT(\"'Space-by-Space Method'!\"&SUBSTITUTE(ADDRESS(1,MOD(ROW(A3090)-52,50)+10,4),\"1\",\"\")&ROUNDDOWN((ROW(A3090)-52)/50,0)+4)","v":0},{"$f":"LEFT(INDIRECT(\"'Space-by-Space Method'!BJ\"&ROUNDDOWN((ROW(A3090)-52)/50,0)+4),3)","v":""},{"$f":"INDIRECT(\"'Fixture Schedule'!L\"&MOD(ROW(A3090)-52,50)+9)","v":0},{"$f":"INDIRECT(\"'Fixture Schedule'!O\"&MOD(ROW(A3090)-52,50)+9)","v":0},{"$f":"INDIRECT(\"'Space-by-Space Method'!F\"&ROUNDDOWN((ROW(A3090)-52)/50,0)+4)","v":0},{"$f":"INDIRECT(\"'Fixture Schedule'!L\"&MOD(ROW(A3090)-52,50)+9)","v":0},{"$f":"INDIRECT(\"'Space-by-Space Method'!D\"&ROUNDDOWN((ROW(A3090)-52)/50,0)+4)","v":0},{"$f":"INDIRECT(\"'Space-by-Space Method'!E\"&ROUNDDOWN((ROW(A3090)-52)/50,0)+4)","v":1}]
[{"$f":"IF(InteriorCalcType=2,IF(OR(AM3099=0,AN3099=\"DNQ\")=TRUE,\"\",INDIRECT(\"'Fixture Schedule'!M\"&MOD(ROW(A3099)-52,50)+9)),\"\")","v":""},{"$f":"IF(A3099=\"\",\"\",INDIRECT(\"'Fixture Schedule'!E\"&MOD(ROW(A3099)-52,50)+9))","v":""},{"$f":"IF(A3099=\"\",\"\",INDIRECT(\"'Fixture Schedule'!F\"&MOD(ROW(A3099)-52,50)+9))","v":""},{"$f":"IF(A3099=\"\",\"\",INDIRECT(\"'Fixture Schedule'!L\"&MOD(ROW(A3099)-52,50)+9))","v":""},"",null,null,{"$f":"IF(A3099=\"\",\"\",IF(AP3099=1,Summary!$C$12*(AO3099)/(SUM('Space-by-Space Method'!$BO$4:$BO$78,SUM('Exterior Lighting'!$BL$5:$BL$25))),0))","v":""},{"$f":"IF(A3099=\"\",\"\",IF(START!$B$34=1,INDIRECT(\"'Space-by-Space Method'!\"&SUBSTITUTE(ADDRESS(1,MOD(ROW(A3099)-52,50)+10,4),\"1\",\"\")&ROUNDDOWN((ROW(A3099)-52)/50,0)+4),\"\"))","v":""},{"$f":"IF(A3099=\"\",\"\",IF(AP3099=1,Summary!$F$11*(AO3099)/(SUM('Space-by-Space Method'!$BO$4:$BO$78,SUM('Exterior Lighting'!$BL$5:$BL$25))),0))","v":""},{"$f":"IF(A3099=\"\",\"\",IF(AP3099=1,Summary!$E$11*(AO3099)/(SUM('Space-by-Space Method'!$BO$4:$BO$78,SUM('Exterior Lighting'!$BL$5:$BL$25))),0))","v":""},{"$f":"IF(A3099=\"\",\"\",IF(AP3099=1,Summary!$G$11*(AO3099)/(SUM('Space-by-Space Method'!$BO$4:$BO$78,SUM('Exterior Lighting'!$BL$5:$BL$25))),0))","v":""},{"$f":"IF(A3099=\"\",\"\",IF(AP3099=1,Summary!$H$11*(AO3099)/(SUM('Space-by-Space Method'!$BO$4:$BO$78)),0))","v":""},{"$f":"IF(A3099=\"\",\"\",IF(AP3099=1,Summary!$I$11*(AO3099)/(SUM('Space-by-Space Method'!$BO$4:$BO$78)),0))","v":""},null,null,null,{"$f":"IF(A3099=\"\",\"\",IF(START!$B$34=2,INDIRECT(\"'Space-by-Space Method'!\"&SUBSTITUTE(ADDRESS(1,MOD(ROW(A3099)-52,50)+10,4),\"1\",\"\")&ROUNDDOWN((ROW(A3099)-52)/50,0)+4),\"\"))","v":""},{"$f":"IF(A3099=\"\",\"\",INDIRECT(\"'Space-by-Space Method'!C\"&ROUNDDOWN((ROW(A3099)-52)/50,0)+4))","v":""},{"$f":"IF(A3099=\"\",\"\",IF(COUNTIF(CommonSpaceTypes,AQ3099)>0,INDIRECT(\"'Space-by-Space Method'!F\"&ROUNDDOWN((ROW(A3099)-52)/50,0)+4),\"\"))","v":""},{"$f":"IF(A3099=\"\",\"\",IF(COUNTIF(BuildingSpecificSpaceTypes,AQ3099)>0,INDIRECT(\"'Space-by-Space Method'!F\"&ROUNDDOWN((ROW(A3099)-52)/50,0)+4),\"\"))","v":""},{"$f":"IF(A3099=\"\",\"\",INDIRECT(\"'Fixture Schedule'!D\"&MOD(ROW(A3099)-52,50)+9))","v":""},{"$f":"IF(A3099=\"\",\"\",IF(AR3099=\"\",\"\",INDIRECT(\"'Fixture Schedule'!K\"&MOD(ROW(A3099)-52,50)+9)))","v":""},"",{"$f":"IF(A3099=\"\",\"\",INDIRECT(\"'Fixture Schedule'!L\"&MOD(ROW(A3099)-52,50)+9))","v":""},null,null,null,null,null,null,null,null,null,null,null,null,null,{"$f":"INDIRECT(\"'Space-by-Space Method'!\"&SUBSTITUTE(ADDRESS(1,MOD(ROW(A3099)-52,50)+10,4),\"1\",\"\")&ROUNDDOWN((ROW(A3099)-52)/50,0)+4)","v":0},{"$f":"LEFT(INDIRECT(\"'Space-by-Space Method'!BJ\"&ROUNDDOWN((ROW(A3099)-52)/50,0)+4),3)","v":""},{"$f":"INDIRECT(\"'Fixture Schedule'!L\"&MOD(ROW(A3099)-52,50)+9)","v":0},{"$f":"INDIRECT(\"'Fixture Schedule'!O\"&MOD(ROW(A3099)-52,50)+9)","v":0},{"$f":"INDIRECT(\"'Space-by-Space Method'!F\"&ROUNDDOWN((ROW(A3099)-52)/50,0)+4)","v":0},{"$f":"INDIRECT(\"'Fixture Schedule'!L\"&MOD(ROW(A3099)-52,50)+9)","v":0},{"$f":"INDIRECT(\"'Space-by-Space Method'!D\"&ROUNDDOWN((ROW(A3099)-52)/50,0)+4)","v":0},{"$f":"INDIRECT(\"'Space-by-Space Method'!E\"&ROUNDDOWN((ROW(A3099)-52)/50,0)+4)","v":1}]
[{"$f":"IF(InteriorCalcType=2,IF(OR(AM3109=0,AN3109=\"DNQ\")=TRUE,\"\",INDIRECT(\"'Fixture Schedule'!M\"&MOD(ROW(A3109)-52,50)+9)),\"\")","v":""},{"$f":"IF(A3109=\"\",\"\",INDIRECT(\"'Fixture Schedule'!E\"&MOD(ROW(A3109)-52,50)+9))","v":""},{"$f":"IF(A3109=\"\",\"\",INDIRECT(\"'Fixture Schedule'!F\"&MOD(ROW(A3109)-52,50)+9))","v":""},{"$f":"IF(A3109=\"\",\"\",INDIRECT(\"'Fixture Schedule'!L\"&MOD(ROW(A3109)-52,50)+9))","v":""},"",null,null,{"$f":"IF(A3109=\"\",\"\",IF(AP3109=1,Summary!$C$12*(AO3109)/(SUM('Space-by-Space Method'!$BO$4:$BO$78,SUM('Exterior Lighting'!$BL$5:$BL$25))),0))","v":""},{"$f":"IF(A3109=\"\",\"\",IF(START!$B$34=1,INDIRECT(\"'Space-by-Space Method'!\"&SUBSTITUTE(ADDRESS(1,MOD(ROW(A3109)-52,50)+10,4),\"1\",\"\")&ROUNDDOWN((ROW(A3109)-52)/50,0)+4),\"\"))","v":""},{"$f":"IF(A3109=\"\",\"\",IF(AP3109=1,Summary!$F$11*(AO3109)/(SUM('Space-by-Space Method'!$BO$4:$BO$78,SUM('Exterior Lighting'!$BL$5:$BL$25))),0))","v":""},{"$f":"IF(A3109=\"\",\"\",IF(AP3109=1,Summary!$E$11*(AO3109)/(SUM('Space-by-Space Method'!$BO$4:$BO$78,SUM('Exterior Lighting'!$BL$5:$BL$25))),0))","v":""},{"$f":"IF(A3109=\"\",\"\",IF(AP3109=1,Summary!$G$11*(AO3109)/(SUM('Space-by-Space Method'!$BO$4:$BO$78,SUM('Exterior Lighting'!$BL$5:$BL$25))),0))","v":""},{"$f":"IF(A3109=\"\",\"\",IF(AP3109=1,Summary!$H$11*(AO3109)/(SUM('Space-by-Space Method'!$BO$4:$BO$78)),0))","v":""},{"$f":"IF(A3109=\"\",\"\",IF(AP3109=1,Summary!$I$11*(AO3109)/(SUM('Space-by-Space Method'!$BO$4:$BO$78)),0))","v":""},null,null,null,{"$f":"IF(A3109=\"\",\"\",IF(START!$B$34=2,INDIRECT(\"'Space-by-Space Method'!\"&SUBSTITUTE(ADDRESS(1,MOD(ROW(A3109)-52,50)+10,4),\"1\",\"\")&ROUNDDOWN((ROW(A3109)-52)/50,0)+4),\"\"))","v":""},{"$f":"IF(A3109=\"\",\"\",INDIRECT(\"'Space-by-Space Method'!C\"&ROUNDDOWN((ROW(A3109)-52)/50,0)+4))","v":""},{"$f":"IF(A3109=\"\",\"\",IF(COUNTIF(CommonSpaceTypes,AQ3109)>0,INDIRECT(\"'Space-by-Space Method'!F\"&ROUNDDOWN((ROW(A3109)-52)/50,0)+4),\"\"))","v":""},{"$f":"IF(A3109=\"\",\"\",IF(COUNTIF(BuildingSpecificSpaceTypes,AQ3109)>0,INDIRECT(\"'Space-by-Space Method'!F\"&ROUNDDOWN((ROW(A3109)-52)/50,0)+4),\"\"))","v":""},{"$f":"IF(A3109=\"\",\"\",INDIRECT(\"'Fixture Schedule'!D\"&MOD(ROW(A3109)-52,50)+9))","v":""},{"$f":"IF(A3109=\"\",\"\",IF(AR3109=\"\",\"\",INDIRECT(\"'Fixture Schedule'!K\"&MOD(ROW(A3109)-52,50)+9)))","v":""},"",{"$f":"IF(A3109=\"\",\"\",INDIRECT(\"'Fixture Schedule'!L\"&MOD(ROW(A3109)-52,50)+9))","v":""},null,null,null,null,null,null,null,null,null,null,null,null,null,{"$f":"INDIRECT(\"'Space-by-Space Method'!\"&SUBSTITUTE(ADDRESS(1,MOD(ROW(A3109)-52,50)+10,4),\"1\",\"\")&ROUNDDOWN((ROW(A3109)-52)/50,0)+4)","v":0},{"$f":"LEFT(INDIRECT(\"'Space-by-Space Method'!BJ\"&ROUNDDOWN((ROW(A3109)-52)/50,0)+4),3)","v":""},{"$f":"INDIRECT(\"'Fixture Schedule'!L\"&MOD(ROW(A3109)-52,50)+9)","v":0},{"$f":"INDIRECT(\"'Fixture Schedule'!O\"&MOD(ROW(A3109)-52,50)+9)","v":0},{"$f":"INDIRECT(\"'Space-by-Space Method'!F\"&ROUNDDOWN((ROW(A3109)-52)/50,0)+4)","v":0},{"$f":"INDIRECT(\"'Fixture Schedule'!L\"&MOD(ROW(A3109)-52,50)+9)","v":0},{"$f":"INDIRECT(\"'Space-by-Space Method'!D\"&ROUNDDOWN((ROW(A3109)-52)/50,0)+4)","v":0},{"$f":"INDIRECT(\"'Space-by-Space Method'!E\"&ROUNDDOWN((ROW(A3109)-52)/50,0)+4)","v":1}]
[{"$f":"IF(InteriorCalcType=2,IF(OR(AM3117=0,AN3117=\"DNQ\")=TRUE,\"\",INDIRECT(\"'Fixture Schedule'!M\"&MOD(ROW(A3117)-52,50)+9)),\"\")","v":""},{"$f":"IF(A3117=\"\",\"\",INDIRECT(\"'Fixture Schedule'!E\"&MOD(ROW(A3117)-52,50)+9))","v":""},{"$f":"IF(A3117=\"\",\"\",INDIRECT(\"'Fixture Schedule'!F\"&MOD(ROW(A3117)-52,50)+9))","v":""},{"$f":"IF(A3117=\"\",\"\",INDIRECT(\"'Fixture Schedule'!L\"&MOD(ROW(A3117)-52,50)+9))","v":""},"",null,null,{"$f":"IF(A3117=\"\",\"\",IF(AP3117=1,Summary!$C$12*(AO3117)/(SUM('Space-by-Space Method'!$BO$4:$BO$78,SUM('Exterior Lighting'!$BL$5:$BL$25))),0))","v":""},{"$f":"IF(A3117=\"\",\"\",IF(START!$B$34=1,INDIRECT(\"'Space-by-Space Method'!\"&SUBSTITUTE(ADDRESS(1,MOD(ROW(A3117)-52,50)+10,4),\"1\",\"\")&ROUNDDOWN((ROW(A3117)-52)/50,0)+4),\"\"))","v":""},{"$f":"IF(A3117=\"\",\"\",IF(AP3117=1,Summary!$F$11*(AO3117)/(SUM('Space-by-Space Method'!$BO$4:$BO$78,SUM('Exterior Lighting'!$BL$5:$BL$25))),0))","v":""},{"$f":"IF(A3117=\"\",\"\",IF(AP3117=1,Summary!$E$11*(AO3117)/(SUM('Space-by-Space Method'!$BO$4:$BO$78,SUM('Exterior Lighting'!$BL$5:$BL$25))),0))","v":""},{"$f":"IF(A3117=\"\",\"\",IF(AP3117=1,Summary!$G$11*(AO3117)/(SUM('Space-by-Space Method'!$BO$4:$BO$78,SUM('Exterior Lighting'!$BL$5:$BL$25))),0))","v":""},{"$f":"IF(A3117=\"\",\"\",IF(AP3117=1,Summary!$H$11*(AO3117)/(SUM('Space-by-Space Method'!$BO$4:$BO$78)),0))","v":""},{"$f":"IF(A3117=\"\",\"\",IF(AP3117=1,Summary!$I$11*(AO3117)/(SUM('Space-by-Space Method'!$BO$4:$BO$78)),0))","v":""},null,null,null,{"$f":"IF(A3117=\"\",\"\",IF(START!$B$34=2,INDIRECT(\"'Space-by-Space Method'!\"&SUBSTITUTE(ADDRESS(1,MOD(ROW(A3117)-52,50)+10,4),\"1\",\"\")&ROUNDDOWN((ROW(A3117)-52)/50,0)+4),\"\"))","v":""},{"$f":"IF(A3117=\"\",\"\",INDIRECT(\"'Space-by-Space Method'!C\"&ROUNDDOWN((ROW(A3117)-52)/50,0)+4))","v":""},{"$f":"IF(A3117=\"\",\"\",IF(COUNTIF(CommonSpaceTypes,AQ3117)>0,INDIRECT(\"'Space-by-Space Method'!F\"&ROUNDDOWN((ROW(A3117)-52)/50,0)+4),\"\"))","v":""},{"$f":"IF(A3117=\"\",\"\",IF(COUNTIF(BuildingSpecificSpaceTypes,AQ3117)>0,INDIRECT(\"'Space-by-Space Method'!F\"&ROUNDDOWN((ROW(A3117)-52)/50,0)+4),\"\"))","v":""},{"$f":"IF(A3117=\"\",\"\",INDIRECT(\"'Fixture Schedule'!D\"&MOD(ROW(A3117)-52,50)+9))","v":""},{"$f":"IF(A3117=\"\",\"\",IF(AR3117=\"\",\"\",INDIRECT(\"'Fixture Schedule'!K\"&MOD(ROW(A3117)-52,50)+9)))","v":""},"",{"$f":"IF(A3117=\"\",\"\",INDIRECT(\"'Fixture Schedule'!L\"&MOD(ROW(A3117)-52,50)+9))","v":""},null,null,null,null,null,null,null,null,null,null,null,null,null,{"$f":"INDIRECT(\"'Space-by-Space Method'!\"&SUBSTITUTE(ADDRESS(1,MOD(ROW(A3117)-52,50)+10,4),\"1\",\"\")&ROUNDDOWN((ROW(A3117)-52)/50,0)+4)","v":0},{"$f":"LEFT(INDIRECT(\"'Space-by-Space Method'!BJ\"&ROUNDDOWN((ROW(A3117)-52)/50,0)+4),3)","v":""},{"$f":"INDIRECT(\"'Fixture Schedule'!L\"&MOD(ROW(A3117)-52,50)+9)","v":0},{"$f":"INDIRECT(\"'Fixture Schedule'!O\"&MOD(ROW(A3117)-52,50)+9)","v":0},{"$f":"INDIRECT(\"'Space-by-Space Method'!F\"&ROUNDDOWN((ROW(A3117)-52)/50,0)+4)","v":0},{"$f":"INDIRECT(\"'Fixture Schedule'!L\"&MOD(ROW(A3117)-52,50)+9)","v":0},{"$f":"INDIRECT(\"'Space-by-Space Method'!D\"&ROUNDDOWN((ROW(A3117)-52)/50,0)+4)","v":0},{"$f":"INDIRECT(\"'Space-by-Space Method'!E\"&ROUNDDOWN((ROW(A3117)-52)/50,0)+4)","v":1}]
[{"$f":"IF(InteriorCalcType=2,IF(OR(AM3128=0,AN3128=\"DNQ\")=TRUE,\"\",INDIRECT(\"'Fixture Schedule'!M\"&MOD(ROW(A3128)-52,50)+9)),\"\")","v":""},{"$f":"IF(A3128=\"\",\"\",INDIRECT(\"'Fixture Schedule'!E\"&MOD(ROW(A3128)-52,50)+9))","v":""},{"$f":"IF(A3128=\"\",\"\",INDIRECT(\"'Fixture Schedule'!F\"&MOD(ROW(A3128)-52,50)+9))","v":""},{"$f":"IF(A3128=\"\",\"\",INDIRECT(\"'Fixture Schedule'!L\"&MOD(ROW(A3128)-52,50)+9))","v":""},"",null,null,{"$f":"IF(A3128=\"\",\"\",IF(AP3128=1,Summary!$C$12*(AO3128)/(SUM('Space-by-Space Method'!$BO$4:$BO$78,SUM('Exterior Lighting'!$BL$5:$BL$25))),0))","v":""},{"$f":"IF(A3128=\"\",\"\",IF(START!$B$34=1,INDIRECT(\"'Space-by-Space Method'!\"&SUBSTITUTE(ADDRESS(1,MOD(ROW(A3128)-52,50)+10,4),\"1\",\"\")&ROUNDDOWN((ROW(A3128)-52)/50,0)+4),\"\"))","v":""},{"$f":"IF(A3128=\"\",\"\",IF(AP3128=1,Summary!$F$11*(AO3128)/(SUM('Space-by-Space Method'!$BO$4:$BO$78,SUM('Exterior Lighting'!$BL$5:$BL$25))),0))","v":""},{"$f":"IF(A3128=\"\",\"\",IF(AP3128=1,Summary!$E$11*(AO3128)/(SUM('Space-by-Space Method'!$BO$4:$BO$78,SUM('Exterior Lighting'!$BL$5:$BL$25))),0))","v":""},{"$f":"IF(A3128=\"\",\"\",IF(AP3128=1,Summary!$G$11*(AO3128)/(SUM('Space-by-Space Method'!$BO$4:$BO$78,SUM('Exterior Lighting'!$BL$5:$BL$25))),0))","v":""},{"$f":"IF(A3128=\"\",\"\",IF(AP3128=1,Summary!$H$11*(AO3128)/(SUM('Space-by-Space Method'!$BO$4:$BO$78)),0))","v":""},{"$f":"IF(A3128=\"\",\"\",IF(AP3128=1,Summary!$I$11*(AO3128)/(SUM('Space-by-Space Method'!$BO$4:$BO$78)),0))","v":""},null,null,null,{"$f":"IF(A3128=\"\",\"\",IF(START!$B$34=2,INDIRECT(\"'Space-by-Space Method'!\"&SUBSTITUTE(ADDRESS(1,MOD(ROW(A3128)-52,50)+10,4),\"1\",\"\")&ROUNDDOWN((ROW(A3128)-52)/50,0)+4),\"\"))","v":""},{"$f":"IF(A3128=\"\",\"\",INDIRECT(\"'Space-by-Space Method'!C\"&ROUNDDOWN((ROW(A3128)-52)/50,0)+4))","v":""},{"$f":"IF(A3128=\"\",\"\",IF(COUNTIF(CommonSpaceTypes,AQ3128)>0,INDIRECT(\"'Space-by-Space Method'!F\"&ROUNDDOWN((ROW(A3128)-52)/50,0)+4),\"\"))","v":""},{"$f":"IF(A3128=\"\",\"\",IF(COUNTIF(BuildingSpecificSpaceTypes,AQ3128)>0,INDIRECT(\"'Space-by-Space Method'!F\"&ROUNDDOWN((ROW(A3128)-52)/50,0)+4),\"\"))","v":""},{"$f":"IF(A3128=\"\",\"\",INDIRECT(\"'Fixture Schedule'!D\"&MOD(ROW(A3128)-52,50)+9))","v":""},{"$f":"IF(A3128=\"\",\"\",IF(AR3128=\"\",\"\",INDIRECT(\"'Fixture Schedule'!K\"&MOD(ROW(A3128)-52,50)+9)))","v":""},"",{"$f":"IF(A3128=\"\",\"\",INDIRECT(\"'Fixture Schedule'!L\"&MOD(ROW(A3128)-52,50)+9))","v":""},null,null,null,null,null,null,null,null,null,null,null,null,null,{"$f":"INDIRECT(\"'Space-by-Space Method'!\"&SUBSTITUTE(ADDRESS(1,MOD(ROW(A3128)-52,50)+10,4),\"1\",\"\")&ROUNDDOWN((ROW(A3128)-52)/50,0)+4)","v":0},{"$f":"LEFT(INDIRECT(\"'Space-by-Space Method'!BJ\"&ROUNDDOWN((ROW(A3128)-52)/50,0)+4),3)","v":""},{"$f":"INDIRECT(\"'Fixture Schedule'!L\"&MOD(ROW(A3128)-52,50)+9)","v":0},{"$f":"INDIRECT(\"'Fixture Schedule'!O\"&MOD(ROW(A3128)-52,50)+9)","v":0},{"$f":"INDIRECT(\"'Space-by-Space Method'!F\"&ROUNDDOWN((ROW(A3128)-52)/50,0)+4)","v":0},{"$f":"INDIRECT(\"'Fixture Schedule'!L\"&MOD(ROW(A3128)-52,50)+9)","v":0},{"$f":"INDIRECT(\"'Space-by-Space Method'!D\"&ROUNDDOWN((ROW(A3128)-52)/50,0)+4)","v":0},{"$f":"INDIRECT(\"'Space-by-Space Method'!E\"&ROUNDDOWN((ROW(A3128)-52)/50,0)+4)","v":1}]
[{"$f":"IF(InteriorCalcType=2,IF(OR(AM3131=0,AN3131=\"DNQ\")=TRUE,\"\",INDIRECT(\"'Fixture Schedule'!M\"&MOD(ROW(A3131)-52,50)+9)),\"\")","v":""},{"$f":"IF(A3131=\"\",\"\",INDIRECT(\"'Fixture Schedule'!E\"&MOD(ROW(A3131)-52,50)+9))","v":""},{"$f":"IF(A3131=\"\",\"\",INDIRECT(\"'Fixture Schedule'!F\"&MOD(ROW(A3131)-52,50)+9))","v":""},{"$f":"IF(A3131=\"\",\"\",INDIRECT(\"'Fixture Schedule'!L\"&MOD(ROW(A3131)-52,50)+9))","v":""},"",null,null,{"$f":"IF(A3131=\"\",\"\",IF(AP3131=1,Summary!$C$12*(AO3131)/(SUM('Space-by-Space Method'!$BO$4:$BO$78,SUM('Exterior Lighting'!$BL$5:$BL$25))),0))","v":""},{"$f":"IF(A3131=\"\",\"\",IF(START!$B$34=1,INDIRECT(\"'Space-by-Space Method'!\"&SUBSTITUTE(ADDRESS(1,MOD(ROW(A3131)-52,50)+10,4),\"1\",\"\")&ROUNDDOWN((ROW(A3131)-52)/50,0)+4),\"\"))","v":""},{"$f":"IF(A3131=\"\",\"\",IF(AP3131=1,Summary!$F$11*(AO3131)/(SUM('Space-by-Space Method'!$BO$4:$BO$78,SUM('Exterior Lighting'!$BL$5:$BL$25))),0))","v":""},{"$f":"IF(A3131=\"\",\"\",IF(AP3131=1,Summary!$E$11*(AO3131)/(SUM('Space-by-Space Method'!$BO$4:$BO$78,SUM('Exterior Lighting'!$BL$5:$BL$25))),0))","v":""},{"$f":"IF(A3131=\"\",\"\",IF(AP3131=1,Summary!$G$11*(AO3131)/(SUM('Space-by-Space Method'!$BO$4:$BO$78,SUM('Exterior Lighting'!$BL$5:$BL$25))),0))","v":""},{"$f":"IF(A3131=\"\",\"\",IF(AP3131=1,Summary!$H$11*(AO3131)/(SUM('Space-by-Space Method'!$BO$4:$BO$78)),0))","v":""},{"$f":"IF(A3131=\"\",\"\",IF(AP3131=1,Summary!$I$11*(AO3131)/(SUM('Space-by-Space Method'!$BO$4:$BO$78)),0))","v":""},null,null,null,{"$f":"IF(A3131=\"\",\"\",IF(START!$B$34=2,INDIRECT(\"'Space-by-Space Method'!\"&SUBSTITUTE(ADDRESS(1,MOD(ROW(A3131)-52,50)+10,4),\"1\",\"\")&ROUNDDOWN((ROW(A3131)-52)/50,0)+4),\"\"))","v":""},{"$f":"IF(A3131=\"\",\"\",INDIRECT(\"'Space-by-Space Method'!C\"&ROUNDDOWN((ROW(A3131)-52)/50,0)+4))","v":""},{"$f":"IF(A3131=\"\",\"\",IF(COUNTIF(CommonSpaceTypes,AQ3131)>0,INDIRECT(\"'Space-by-Space Method'!F\"&ROUNDDOWN((ROW(A3131)-52)/50,0)+4),\"\"))","v":""},{"$f":"IF(A3131=\"\",\"\",IF(COUNTIF(BuildingSpecificSpaceTypes,AQ3131)>0,INDIRECT(\"'Space-by-Space Method'!F\"&ROUNDDOWN((ROW(A3131)-52)/50,0)+4),\"\"))","v":""},{"$f":"IF(A3131=\"\",\"\",INDIRECT(\"'Fixture Schedule'!D\"&MOD(ROW(A3131)-52,50)+9))","v":""},{"$f":"IF(A3131=\"\",\"\",IF(AR3131=\"\",\"\",INDIRECT(\"'Fixture Schedule'!K\"&MOD(ROW(A3131)-52,50)+9)))","v":""},"",{"$f":"IF(A3131=\"\",\"\",INDIRECT(\"'Fixture Schedule'!L\"&MOD(ROW(A3131)-52,50)+9))","v":""},null,null,null,null,null,null,null,null,null,null,null,null,null,{"$f":"INDIRECT(\"'Space-by-Space Method'!\"&SUBSTITUTE(ADDRESS(1,MOD(ROW(A3131)-52,50)+10,4),\"1\",\"\")&ROUNDDOWN((ROW(A3131)-52)/50,0)+4)","v":0},{"$f":"LEFT(INDIRECT(\"'Space-by-Space Method'!BJ\"&ROUNDDOWN((ROW(A3131)-52)/50,0)+4),3)","v":""},{"$f":"INDIRECT(\"'Fixture Schedule'!L\"&MOD(ROW(A3131)-52,50)+9)","v":0},{"$f":"INDIRECT(\"'Fixture Schedule'!O\"&MOD(ROW(A3131)-52,50)+9)","v":0},{"$f":"INDIRECT(\"'Space-by-Space Method'!F\"&ROUNDDOWN((ROW(A3131)-52)/50,0)+4)","v":0},{"$f":"INDIRECT(\"'Fixture Schedule'!L\"&MOD(ROW(A3131)-52,50)+9)","v":0},{"$f":"INDIRECT(\"'Space-by-Space Method'!D\"&ROUNDDOWN((ROW(A3131)-52)/50,0)+4)","v":0},{"$f":"INDIRECT(\"'Space-by-Space Method'!E\"&ROUNDDOWN((ROW(A3131)-52)/50,0)+4)","v":1}]
[{"$f":"IF(InteriorCalcType=2,IF(OR(AM3139=0,AN3139=\"DNQ\")=TRUE,\"\",INDIRECT(\"'Fixture Schedule'!M\"&MOD(ROW(A3139)-52,50)+9)),\"\")","v":""},{"$f":"IF(A3139=\"\",\"\",INDIRECT(\"'Fixture Schedule'!E\"&MOD(ROW(A3139)-52,50)+9))","v":""},{"$f":"IF(A3139=\"\",\"\",INDIRECT(\"'Fixture Schedule'!F\"&MOD(ROW(A3139)-52,50)+9))","v":""},{"$f":"IF(A3139=\"\",\"\",INDIRECT(\"'Fixture Schedule'!L\"&MOD(ROW(A3139)-52,50)+9))","v":""},"",null,null,{"$f":"IF(A3139=\"\",\"\",IF(AP3139=1,Summary!$C$12*(AO3139)/(SUM('Space-by-Space Method'!$BO$4:$BO$78,SUM('Exterior Lighting'!$BL$5:$BL$25))),0))","v":""},{"$f":"IF(A3139=\"\",\"\",IF(START!$B$34=1,INDIRECT(\"'Space-by-Space Method'!\"&SUBSTITUTE(ADDRESS(1,MOD(ROW(A3139)-52,50)+10,4),\"1\",\"\")&ROUNDDOWN((ROW(A3139)-52)/50,0)+4),\"\"))","v":""},{"$f":"IF(A3139=\"\",\"\",IF(AP3139=1,Summary!$F$11*(AO3139)/(SUM('Space-by-Space Method'!$BO$4:$BO$78,SUM('Exterior Lighting'!$BL$5:$BL$25))),0))","v":""},{"$f":"IF(A3139=\"\",\"\",IF(AP3139=1,Summary!$E$11*(AO3139)/(SUM('Space-by-Space Method'!$BO$4:$BO$78,SUM('Exterior Lighting'!$BL$5:$BL$25))),0))","v":""},{"$f":"IF(A3139=\"\",\"\",IF(AP3139=1,Summary!$G$11*(AO3139)/(SUM('Space-by-Space Method'!$BO$4:$BO$78,SUM('Exterior Lighting'!$BL$5:$BL$25))),0))","v":""},{"$f":"IF(A3139=\"\",\"\",IF(AP3139=1,Summary!$H$11*(AO3139)/(SUM('Space-by-Space Method'!$BO$4:$BO$78)),0))","v":""},{"$f":"IF(A3139=\"\",\"\",IF(AP3139=1,Summary!$I$11*(AO3139)/(SUM('Space-by-Space Method'!$BO$4:$BO$78)),0))","v":""},null,null,null,{"$f":"IF(A3139=\"\",\"\",IF(START!$B$34=2,INDIRECT(\"'Space-by-Space Method'!\"&SUBSTITUTE(ADDRESS(1,MOD(ROW(A3139)-52,50)+10,4),\"1\",\"\")&ROUNDDOWN((ROW(A3139)-52)/50,0)+4),\"\"))","v":""},{"$f":"IF(A3139=\"\",\"\",INDIRECT(\"'Space-by-Space Method'!C\"&ROUNDDOWN((ROW(A3139)-52)/50,0)+4))","v":""},{"$f":"IF(A3139=\"\",\"\",IF(COUNTIF(CommonSpaceTypes,AQ3139)>0,INDIRECT(\"'Space-by-Space Method'!F\"&ROUNDDOWN((ROW(A3139)-52)/50,0)+4),\"\"))","v":""},{"$f":"IF(A3139=\"\",\"\",IF(COUNTIF(BuildingSpecificSpaceTypes,AQ3139)>0,INDIRECT(\"'Space-by-Space Method'!F\"&ROUNDDOWN((ROW(A3139)-52)/50,0)+4),\"\"))","v":""},{"$f":"IF(A3139=\"\",\"\",INDIRECT(\"'Fixture Schedule'!D\"&MOD(ROW(A3139)-52,50)+9))","v":""},{"$f":"IF(A3139=\"\",\"\",IF(AR3139=\"\",\"\",INDIRECT(\"'Fixture Schedule'!K\"&MOD(ROW(A3139)-52,50)+9)))","v":""},"",{"$f":"IF(A3139=\"\",\"\",INDIRECT(\"'Fixture Schedule'!L\"&MOD(ROW(A3139)-52,50)+9))","v":""},null,null,null,null,null,null,null,null,null,null,null,null,null,{"$f":"INDIRECT(\"'Space-by-Space Method'!\"&SUBSTITUTE(ADDRESS(1,MOD(ROW(A3139)-52,50)+10,4),\"1\",\"\")&ROUNDDOWN((ROW(A3139)-52)/50,0)+4)","v":0},{"$f":"LEFT(INDIRECT(\"'Space-by-Space Method'!BJ\"&ROUNDDOWN((ROW(A3139)-52)/50,0)+4),3)","v":""},{"$f":"INDIRECT(\"'Fixture Schedule'!L\"&MOD(ROW(A3139)-52,50)+9)","v":0},{"$f":"INDIRECT(\"'Fixture Schedule'!O\"&MOD(ROW(A3139)-52,50)+9)","v":0},{"$f":"INDIRECT(\"'Space-by-Space Method'!F\"&ROUNDDOWN((ROW(A3139)-52)/50,0)+4)","v":0},{"$f":"INDIRECT(\"'Fixture Schedule'!L\"&MOD(ROW(A3139)-52,50)+9)","v":0},{"$f":"INDIRECT(\"'Space-by-Space Method'!D\"&ROUNDDOWN((ROW(A3139)-52)/50,0)+4)","v":0},{"$f":"INDIRECT(\"'Space-by-Space Method'!E\"&ROUNDDOWN((ROW(A3139)-52)/50,0)+4)","v":1}]
[{"$f":"IF(InteriorCalcType=2,IF(OR(AM3148=0,AN3148=\"DNQ\")=TRUE,\"\",INDIRECT(\"'Fixture Schedule'!M\"&MOD(ROW(A3148)-52,50)+9)),\"\")","v":""},{"$f":"IF(A3148=\"\",\"\",INDIRECT(\"'Fixture Schedule'!E\"&MOD(ROW(A3148)-52,50)+9))","v":""},{"$f":"IF(A3148=\"\",\"\",INDIRECT(\"'Fixture Schedule'!F\"&MOD(ROW(A3148)-52,50)+9))","v":""},{"$f":"IF(A3148=\"\",\"\",INDIRECT(\"'Fixture Schedule'!L\"&MOD(ROW(A3148)-52,50)+9))","v":""},"",null,null,{"$f":"IF(A3148=\"\",\"\",IF(AP3148=1,Summary!$C$12*(AO3148)/(SUM('Space-by-Space Method'!$BO$4:$BO$78,SUM('Exterior Lighting'!$BL$5:$BL$25))),0))","v":""},{"$f":"IF(A3148=\"\",\"\",IF(START!$B$34=1,INDIRECT(\"'Space-by-Space Method'!\"&SUBSTITUTE(ADDRESS(1,MOD(ROW(A3148)-52,50)+10,4),\"1\",\"\")&ROUNDDOWN((ROW(A3148)-52)/50,0)+4),\"\"))","v":""},{"$f":"IF(A3148=\"\",\"\",IF(AP3148=1,Summary!$F$11*(AO3148)/(SUM('Space-by-Space Method'!$BO$4:$BO$78,SUM('Exterior Lighting'!$BL$5:$BL$25))),0))","v":""},{"$f":"IF(A3148=\"\",\"\",IF(AP3148=1,Summary!$E$11*(AO3148)/(SUM('Space-by-Space Method'!$BO$4:$BO$78,SUM('Exterior Lighting'!$BL$5:$BL$25))),0))","v":""},{"$f":"IF(A3148=\"\",\"\",IF(AP3148=1,Summary!$G$11*(AO3148)/(SUM('Space-by-Space Method'!$BO$4:$BO$78,SUM('Exterior Lighting'!$BL$5:$BL$25))),0))","v":""},{"$f":"IF(A3148=\"\",\"\",IF(AP3148=1,Summary!$H$11*(AO3148)/(SUM('Space-by-Space Method'!$BO$4:$BO$78)),0))","v":""},{"$f":"IF(A3148=\"\",\"\",IF(AP3148=1,Summary!$I$11*(AO3148)/(SUM('Space-by-Space Method'!$BO$4:$BO$78)),0))","v":""},null,null,null,{"$f":"IF(A3148=\"\",\"\",IF(START!$B$34=2,INDIRECT(\"'Space-by-Space Method'!\"&SUBSTITUTE(ADDRESS(1,MOD(ROW(A3148)-52,50)+10,4),\"1\",\"\")&ROUNDDOWN((ROW(A3148)-52)/50,0)+4),\"\"))","v":""},{"$f":"IF(A3148=\"\",\"\",INDIRECT(\"'Space-by-Space Method'!C\"&ROUNDDOWN((ROW(A3148)-52)/50,0)+4))","v":""},{"$f":"IF(A3148=\"\",\"\",IF(COUNTIF(CommonSpaceTypes,AQ3148)>0,INDIRECT(\"'Space-by-Space Method'!F\"&ROUNDDOWN((ROW(A3148)-52)/50,0)+4),\"\"))","v":""},{"$f":"IF(A3148=\"\",\"\",IF(COUNTIF(BuildingSpecificSpaceTypes,AQ3148)>0,INDIRECT(\"'Space-by-Space Method'!F\"&ROUNDDOWN((ROW(A3148)-52)/50,0)+4),\"\"))","v":""},{"$f":"IF(A3148=\"\",\"\",INDIRECT(\"'Fixture Schedule'!D\"&MOD(ROW(A3148)-52,50)+9))","v":""},{"$f":"IF(A3148=\"\",\"\",IF(AR3148=\"\",\"\",INDIRECT(\"'Fixture Schedule'!K\"&MOD(ROW(A3148)-52,50)+9)))","v":""},"",{"$f":"IF(A3148=\"\",\"\",INDIRECT(\"'Fixture Schedule'!L\"&MOD(ROW(A3148)-52,50)+9))","v":""},null,null,null,null,null,null,null,null,null,null,null,null,null,{"$f":"INDIRECT(\"'Space-by-Space Method'!\"&SUBSTITUTE(ADDRESS(1,MOD(ROW(A3148)-52,50)+10,4),\"1\",\"\")&ROUNDDOWN((ROW(A3148)-52)/50,0)+4)","v":0},{"$f":"LEFT(INDIRECT(\"'Space-by-Space Method'!BJ\"&ROUNDDOWN((ROW(A3148)-52)/50,0)+4),3)","v":""},{"$f":"INDIRECT(\"'Fixture Schedule'!L\"&MOD(ROW(A3148)-52,50)+9)","v":0},{"$f":"INDIRECT(\"'Fixture Schedule'!O\"&MOD(ROW(A3148)-52,50)+9)","v":0},{"$f":"INDIRECT(\"'Space-by-Space Method'!F\"&ROUNDDOWN((ROW(A3148)-52)/50,0)+4)","v":0},{"$f":"INDIRECT(\"'Fixture Schedule'!L\"&MOD(ROW(A3148)-52,50)+9)","v":0},{"$f":"INDIRECT(\"'Space-by-Space Method'!D\"&ROUNDDOWN((ROW(A3148)-52)/50,0)+4)","v":0},{"$f":"INDIRECT(\"'Space-by-Space Method'!E\"&ROUNDDOWN((ROW(A3148)-52)/50,0)+4)","v":1}]
[{"$f":"IF(InteriorCalcType=2,IF(OR(AM3160=0,AN3160=\"DNQ\")=TRUE,\"\",INDIRECT(\"'Fixture Schedule'!M\"&MOD(ROW(A3160)-52,50)+9)),\"\")","v":""},{"$f":"IF(A3160=\"\",\"\",INDIRECT(\"'Fixture Schedule'!E\"&MOD(ROW(A3160)-52,50)+9))","v":""},{"$f":"IF(A3160=\"\",\"\",INDIRECT(\"'Fixture Schedule'!F\"&MOD(ROW(A3160)-52,50)+9))","v":""},{"$f":"IF(A3160=\"\",\"\",INDIRECT(\"'Fixture Schedule'!L\"&MOD(ROW(A3160)-52,50)+9))","v":""},"",null,null,{"$f":"IF(A3160=\"\",\"\",IF(AP3160=1,Summary!$C$12*(AO3160)/(SUM('Space-by-Space Method'!$BO$4:$BO$78,SUM('Exterior Lighting'!$BL$5:$BL$25))),0))","v":""},{"$f":"IF(A3160=\"\",\"\",IF(START!$B$34=1,INDIRECT(\"'Space-by-Space Method'!\"&SUBSTITUTE(ADDRESS(1,MOD(ROW(A3160)-52,50)+10,4),\"1\",\"\")&ROUNDDOWN((ROW(A3160)-52)/50,0)+4),\"\"))","v":""},{"$f":"IF(A3160=\"\",\"\",IF(AP3160=1,Summary!$F$11*(AO3160)/(SUM('Space-by-Space Method'!$BO$4:$BO$78,SUM('Exterior Lighting'!$BL$5:$BL$25))),0))","v":""},{"$f":"IF(A3160=\"\",\"\",IF(AP3160=1,Summary!$E$11*(AO3160)/(SUM('Space-by-Space Method'!$BO$4:$BO$78,SUM('Exterior Lighting'!$BL$5:$BL$25))),0))","v":""},{"$f":"IF(A3160=\"\",\"\",IF(AP3160=1,Summary!$G$11*(AO3160)/(SUM('Space-by-Space Method'!$BO$4:$BO$78,SUM('Exterior Lighting'!$BL$5:$BL$25))),0))","v":""},{"$f":"IF(A3160=\"\",\"\",IF(AP3160=1,Summary!$H$11*(AO3160)/(SUM('Space-by-Space Method'!$BO$4:$BO$78)),0))","v":""},{"$f":"IF(A3160=\"\",\"\",IF(AP3160=1,Summary!$I$11*(AO3160)/(SUM('Space-by-Space Method'!$BO$4:$BO$78)),0))","v":""},null,null,null,{"$f":"IF(A3160=\"\",\"\",IF(START!$B$34=2,INDIRECT(\"'Space-by-Space Method'!\"&SUBSTITUTE(ADDRESS(1,MOD(ROW(A3160)-52,50)+10,4),\"1\",\"\")&ROUNDDOWN((ROW(A3160)-52)/50,0)+4),\"\"))","v":""},{"$f":"IF(A3160=\"\",\"\",INDIRECT(\"'Space-by-Space Method'!C\"&ROUNDDOWN((ROW(A3160)-52)/50,0)+4))","v":""},{"$f":"IF(A3160=\"\",\"\",IF(COUNTIF(CommonSpaceTypes,AQ3160)>0,INDIRECT(\"'Space-by-Space Method'!F\"&ROUNDDOWN((ROW(A3160)-52)/50,0)+4),\"\"))","v":""},{"$f":"IF(A3160=\"\",\"\",IF(COUNTIF(BuildingSpecificSpaceTypes,AQ3160)>0,INDIRECT(\"'Space-by-Space Method'!F\"&ROUNDDOWN((ROW(A3160)-52)/50,0)+4),\"\"))","v":""},{"$f":"IF(A3160=\"\",\"\",INDIRECT(\"'Fixture Schedule'!D\"&MOD(ROW(A3160)-52,50)+9))","v":""},{"$f":"IF(A3160=\"\",\"\",IF(AR3160=\"\",\"\",INDIRECT(\"'Fixture Schedule'!K\"&MOD(ROW(A3160)-52,50)+9)))","v":""},"",{"$f":"IF(A3160=\"\",\"\",INDIRECT(\"'Fixture Schedule'!L\"&MOD(ROW(A3160)-52,50)+9))","v":""},null,null,null,null,null,null,null,null,null,null,null,null,null,{"$f":"INDIRECT(\"'Space-by-Space Method'!\"&SUBSTITUTE(ADDRESS(1,MOD(ROW(A3160)-52,50)+10,4),\"1\",\"\")&ROUNDDOWN((ROW(A3160)-52)/50,0)+4)","v":0},{"$f":"LEFT(INDIRECT(\"'Space-by-Space Method'!BJ\"&ROUNDDOWN((ROW(A3160)-52)/50,0)+4),3)","v":""},{"$f":"INDIRECT(\"'Fixture Schedule'!L\"&MOD(ROW(A3160)-52,50)+9)","v":0},{"$f":"INDIRECT(\"'Fixture Schedule'!O\"&MOD(ROW(A3160)-52,50)+9)","v":0},{"$f":"INDIRECT(\"'Space-by-Space Method'!F\"&ROUNDDOWN((ROW(A3160)-52)/50,0)+4)","v":0},{"$f":"INDIRECT(\"'Fixture Schedule'!L\"&MOD(ROW(A3160)-52,50)+9)","v":0},{"$f":"INDIRECT(\"'Space-by-Space Method'!D\"&ROUNDDOWN((ROW(A3160)-52)/50,0)+4)","v":0},{"$f":"INDIRECT(\"'Space-by-Space Method'!E\"&ROUNDDOWN((ROW(A3160)-52)/50,0)+4)","v":1}]
[{"$f":"IF(InteriorCalcType=2,IF(OR(AM3167=0,AN3167=\"DNQ\")=TRUE,\"\",INDIRECT(\"'Fixture Schedule'!M\"&MOD(ROW(A3167)-52,50)+9)),\"\")","v":""},{"$f":"IF(A3167=\"\",\"\",INDIRECT(\"'Fixture Schedule'!E\"&MOD(ROW(A3167)-52,50)+9))","v":""},{"$f":"IF(A3167=\"\",\"\",INDIRECT(\"'Fixture Schedule'!F\"&MOD(ROW(A3167)-52,50)+9))","v":""},{"$f":"IF(A3167=\"\",\"\",INDIRECT(\"'Fixture Schedule'!L\"&MOD(ROW(A3167)-52,50)+9))","v":""},"",null,null,{"$f":"IF(A3167=\"\",\"\",IF(AP3167=1,Summary!$C$12*(AO3167)/(SUM('Space-by-Space Method'!$BO$4:$BO$78,SUM('Exterior Lighting'!$BL$5:$BL$25))),0))","v":""},{"$f":"IF(A3167=\"\",\"\",IF(START!$B$34=1,INDIRECT(\"'Space-by-Space Method'!\"&SUBSTITUTE(ADDRESS(1,MOD(ROW(A3167)-52,50)+10,4),\"1\",\"\")&ROUNDDOWN((ROW(A3167)-52)/50,0)+4),\"\"))","v":""},{"$f":"IF(A3167=\"\",\"\",IF(AP3167=1,Summary!$F$11*(AO3167)/(SUM('Space-by-Space Method'!$BO$4:$BO$78,SUM('Exterior Lighting'!$BL$5:$BL$25))),0))","v":""},{"$f":"IF(A3167=\"\",\"\",IF(AP3167=1,Summary!$E$11*(AO3167)/(SUM('Space-by-Space Method'!$BO$4:$BO$78,SUM('Exterior Lighting'!$BL$5:$BL$25))),0))","v":""},{"$f":"IF(A3167=\"\",\"\",IF(AP3167=1,Summary!$G$11*(AO3167)/(SUM('Space-by-Space Method'!$BO$4:$BO$78,SUM('Exterior Lighting'!$BL$5:$BL$25))),0))","v":""},{"$f":"IF(A3167=\"\",\"\",IF(AP3167=1,Summary!$H$11*(AO3167)/(SUM('Space-by-Space Method'!$BO$4:$BO$78)),0))","v":""},{"$f":"IF(A3167=\"\",\"\",IF(AP3167=1,Summary!$I$11*(AO3167)/(SUM('Space-by-Space Method'!$BO$4:$BO$78)),0))","v":""},null,null,null,{"$f":"IF(A3167=\"\",\"\",IF(START!$B$34=2,INDIRECT(\"'Space-by-Space Method'!\"&SUBSTITUTE(ADDRESS(1,MOD(ROW(A3167)-52,50)+10,4),\"1\",\"\")&ROUNDDOWN((ROW(A3167)-52)/50,0)+4),\"\"))","v":""},{"$f":"IF(A3167=\"\",\"\",INDIRECT(\"'Space-by-Space Method'!C\"&ROUNDDOWN((ROW(A3167)-52)/50,0)+4))","v":""},{"$f":"IF(A3167=\"\",\"\",IF(COUNTIF(CommonSpaceTypes,AQ3167)>0,INDIRECT(\"'Space-by-Space Method'!F\"&ROUNDDOWN((ROW(A3167)-52)/50,0)+4),\"\"))","v":""},{"$f":"IF(A3167=\"\",\"\",IF(COUNTIF(BuildingSpecificSpaceTypes,AQ3167)>0,INDIRECT(\"'Space-by-Space Method'!F\"&ROUNDDOWN((ROW(A3167)-52)/50,0)+4),\"\"))","v":""},{"$f":"IF(A3167=\"\",\"\",INDIRECT(\"'Fixture Schedule'!D\"&MOD(ROW(A3167)-52,50)+9))","v":""},{"$f":"IF(A3167=\"\",\"\",IF(AR3167=\"\",\"\",INDIRECT(\"'Fixture Schedule'!K\"&MOD(ROW(A3167)-52,50)+9)))","v":""},"",{"$f":"IF(A3167=\"\",\"\",INDIRECT(\"'Fixture Schedule'!L\"&MOD(ROW(A3167)-52,50)+9))","v":""},null,null,null,null,null,null,null,null,null,null,null,null,null,{"$f":"INDIRECT(\"'Space-by-Space Method'!\"&SUBSTITUTE(ADDRESS(1,MOD(ROW(A3167)-52,50)+10,4),\"1\",\"\")&ROUNDDOWN((ROW(A3167)-52)/50,0)+4)","v":0},{"$f":"LEFT(INDIRECT(\"'Space-by-Space Method'!BJ\"&ROUNDDOWN((ROW(A3167)-52)/50,0)+4),3)","v":""},{"$f":"INDIRECT(\"'Fixture Schedule'!L\"&MOD(ROW(A3167)-52,50)+9)","v":0},{"$f":"INDIRECT(\"'Fixture Schedule'!O\"&MOD(ROW(A3167)-52,50)+9)","v":0},{"$f":"INDIRECT(\"'Space-by-Space Method'!F\"&ROUNDDOWN((ROW(A3167)-52)/50,0)+4)","v":0},{"$f":"INDIRECT(\"'Fixture Schedule'!L\"&MOD(ROW(A3167)-52,50)+9)","v":0},{"$f":"INDIRECT(\"'Space-by-Space Method'!D\"&ROUNDDOWN((ROW(A3167)-52)/50,0)+4)","v":0},{"$f":"INDIRECT(\"'Space-by-Space Method'!E\"&ROUNDDOWN((ROW(A3167)-52)/50,0)+4)","v":1}]
[{"$f":"IF(InteriorCalcType=2,IF(OR(AM3178=0,AN3178=\"DNQ\")=TRUE,\"\",INDIRECT(\"'Fixture Schedule'!M\"&MOD(ROW(A3178)-52,50)+9)),\"\")","v":""},{"$f":"IF(A3178=\"\",\"\",INDIRECT(\"'Fixture Schedule'!E\"&MOD(ROW(A3178)-52,50)+9))","v":""},{"$f":"IF(A3178=\"\",\"\",INDIRECT(\"'Fixture Schedule'!F\"&MOD(ROW(A3178)-52,50)+9))","v":""},{"$f":"IF(A3178=\"\",\"\",INDIRECT(\"'Fixture Schedule'!L\"&MOD(ROW(A3178)-52,50)+9))","v":""},"",null,null,{"$f":"IF(A3178=\"\",\"\",IF(AP3178=1,Summary!$C$12*(AO3178)/(SUM('Space-by-Space Method'!$BO$4:$BO$78,SUM('Exterior Lighting'!$BL$5:$BL$25))),0))","v":""},{"$f":"IF(A3178=\"\",\"\",IF(START!$B$34=1,INDIRECT(\"'Space-by-Space Method'!\"&SUBSTITUTE(ADDRESS(1,MOD(ROW(A3178)-52,50)+10,4),\"1\",\"\")&ROUNDDOWN((ROW(A3178)-52)/50,0)+4),\"\"))","v":""},{"$f":"IF(A3178=\"\",\"\",IF(AP3178=1,Summary!$F$11*(AO3178)/(SUM('Space-by-Space Method'!$BO$4:$BO$78,SUM('Exterior Lighting'!$BL$5:$BL$25))),0))","v":""},{"$f":"IF(A3178=\"\",\"\",IF(AP3178=1,Summary!$E$11*(AO3178)/(SUM('Space-by-Space Method'!$BO$4:$BO$78,SUM('Exterior Lighting'!$BL$5:$BL$25))),0))","v":""},{"$f":"IF(A3178=\"\",\"\",IF(AP3178=1,Summary!$G$11*(AO3178)/(SUM('Space-by-Space Method'!$BO$4:$BO$78,SUM('Exterior Lighting'!$BL$5:$BL$25))),0))","v":""},{"$f":"IF(A3178=\"\",\"\",IF(AP3178=1,Summary!$H$11*(AO3178)/(SUM('Space-by-Space Method'!$BO$4:$BO$78)),0))","v":""},{"$f":"IF(A3178=\"\",\"\",IF(AP3178=1,Summary!$I$11*(AO3178)/(SUM('Space-by-Space Method'!$BO$4:$BO$78)),0))","v":""},null,null,null,{"$f":"IF(A3178=\"\",\"\",IF(START!$B$34=2,INDIRECT(\"'Space-by-Space Method'!\"&SUBSTITUTE(ADDRESS(1,MOD(ROW(A3178)-52,50)+10,4),\"1\",\"\")&ROUNDDOWN((ROW(A3178)-52)/50,0)+4),\"\"))","v":""},{"$f":"IF(A3178=\"\",\"\",INDIRECT(\"'Space-by-Space Method'!C\"&ROUNDDOWN((ROW(A3178)-52)/50,0)+4))","v":""},{"$f":"IF(A3178=\"\",\"\",IF(COUNTIF(CommonSpaceTypes,AQ3178)>0,INDIRECT(\"'Space-by-Space Method'!F\"&ROUNDDOWN((ROW(A3178)-52)/50,0)+4),\"\"))","v":""},{"$f":"IF(A3178=\"\",\"\",IF(COUNTIF(BuildingSpecificSpaceTypes,AQ3178)>0,INDIRECT(\"'Space-by-Space Method'!F\"&ROUNDDOWN((ROW(A3178)-52)/50,0)+4),\"\"))","v":""},{"$f":"IF(A3178=\"\",\"\",INDIRECT(\"'Fixture Schedule'!D\"&MOD(ROW(A3178)-52,50)+9))","v":""},{"$f":"IF(A3178=\"\",\"\",IF(AR3178=\"\",\"\",INDIRECT(\"'Fixture Schedule'!K\"&MOD(ROW(A3178)-52,50)+9)))","v":""},"",{"$f":"IF(A3178=\"\",\"\",INDIRECT(\"'Fixture Schedule'!L\"&MOD(ROW(A3178)-52,50)+9))","v":""},null,null,null,null,null,null,null,null,null,null,null,null,null,{"$f":"INDIRECT(\"'Space-by-Space Method'!\"&SUBSTITUTE(ADDRESS(1,MOD(ROW(A3178)-52,50)+10,4),\"1\",\"\")&ROUNDDOWN((ROW(A3178)-52)/50,0)+4)","v":0},{"$f":"LEFT(INDIRECT(\"'Space-by-Space Method'!BJ\"&ROUNDDOWN((ROW(A3178)-52)/50,0)+4),3)","v":""},{"$f":"INDIRECT(\"'Fixture Schedule'!L\"&MOD(ROW(A3178)-52,50)+9)","v":0},{"$f":"INDIRECT(\"'Fixture Schedule'!O\"&MOD(ROW(A3178)-52,50)+9)","v":0},{"$f":"INDIRECT(\"'Space-by-Space Method'!F\"&ROUNDDOWN((ROW(A3178)-52)/50,0)+4)","v":0},{"$f":"INDIRECT(\"'Fixture Schedule'!L\"&MOD(ROW(A3178)-52,50)+9)","v":0},{"$f":"INDIRECT(\"'Space-by-Space Method'!D\"&ROUNDDOWN((ROW(A3178)-52)/50,0)+4)","v":0},{"$f":"INDIRECT(\"'Space-by-Space Method'!E\"&ROUNDDOWN((ROW(A3178)-52)/50,0)+4)","v":1}]
[{"$f":"IF(InteriorCalcType=2,IF(OR(AM3186=0,AN3186=\"DNQ\")=TRUE,\"\",INDIRECT(\"'Fixture Schedule'!M\"&MOD(ROW(A3186)-52,50)+9)),\"\")","v":""},{"$f":"IF(A3186=\"\",\"\",INDIRECT(\"'Fixture Schedule'!E\"&MOD(ROW(A3186)-52,50)+9))","v":""},{"$f":"IF(A3186=\"\",\"\",INDIRECT(\"'Fixture Schedule'!F\"&MOD(ROW(A3186)-52,50)+9))","v":""},{"$f":"IF(A3186=\"\",\"\",INDIRECT(\"'Fixture Schedule'!L\"&MOD(ROW(A3186)-52,50)+9))","v":""},"",null,null,{"$f":"IF(A3186=\"\",\"\",IF(AP3186=1,Summary!$C$12*(AO3186)/(SUM('Space-by-Space Method'!$BO$4:$BO$78,SUM('Exterior Lighting'!$BL$5:$BL$25))),0))","v":""},{"$f":"IF(A3186=\"\",\"\",IF(START!$B$34=1,INDIRECT(\"'Space-by-Space Method'!\"&SUBSTITUTE(ADDRESS(1,MOD(ROW(A3186)-52,50)+10,4),\"1\",\"\")&ROUNDDOWN((ROW(A3186)-52)/50,0)+4),\"\"))","v":""},{"$f":"IF(A3186=\"\",\"\",IF(AP3186=1,Summary!$F$11*(AO3186)/(SUM('Space-by-Space Method'!$BO$4:$BO$78,SUM('Exterior Lighting'!$BL$5:$BL$25))),0))","v":""},{"$f":"IF(A3186=\"\",\"\",IF(AP3186=1,Summary!$E$11*(AO3186)/(SUM('Space-by-Space Method'!$BO$4:$BO$78,SUM('Exterior Lighting'!$BL$5:$BL$25))),0))","v":""},{"$f":"IF(A3186=\"\",\"\",IF(AP3186=1,Summary!$G$11*(AO3186)/(SUM('Space-by-Space Method'!$BO$4:$BO$78,SUM('Exterior Lighting'!$BL$5:$BL$25))),0))","v":""},{"$f":"IF(A3186=\"\",\"\",IF(AP3186=1,Summary!$H$11*(AO3186)/(SUM('Space-by-Space Method'!$BO$4:$BO$78)),0))","v":""},{"$f":"IF(A3186=\"\",\"\",IF(AP3186=1,Summary!$I$11*(AO3186)/(SUM('Space-by-Space Method'!$BO$4:$BO$78)),0))","v":""},null,null,null,{"$f":"IF(A3186=\"\",\"\",IF(START!$B$34=2,INDIRECT(\"'Space-by-Space Method'!\"&SUBSTITUTE(ADDRESS(1,MOD(ROW(A3186)-52,50)+10,4),\"1\",\"\")&ROUNDDOWN((ROW(A3186)-52)/50,0)+4),\"\"))","v":""},{"$f":"IF(A3186=\"\",\"\",INDIRECT(\"'Space-by-Space Method'!C\"&ROUNDDOWN((ROW(A3186)-52)/50,0)+4))","v":""},{"$f":"IF(A3186=\"\",\"\",IF(COUNTIF(CommonSpaceTypes,AQ3186)>0,INDIRECT(\"'Space-by-Space Method'!F\"&ROUNDDOWN((ROW(A3186)-52)/50,0)+4),\"\"))","v":""},{"$f":"IF(A3186=\"\",\"\",IF(COUNTIF(BuildingSpecificSpaceTypes,AQ3186)>0,INDIRECT(\"'Space-by-Space Method'!F\"&ROUNDDOWN((ROW(A3186)-52)/50,0)+4),\"\"))","v":""},{"$f":"IF(A3186=\"\",\"\",INDIRECT(\"'Fixture Schedule'!D\"&MOD(ROW(A3186)-52,50)+9))","v":""},{"$f":"IF(A3186=\"\",\"\",IF(AR3186=\"\",\"\",INDIRECT(\"'Fixture Schedule'!K\"&MOD(ROW(A3186)-52,50)+9)))","v":""},"",{"$f":"IF(A3186=\"\",\"\",INDIRECT(\"'Fixture Schedule'!L\"&MOD(ROW(A3186)-52,50)+9))","v":""},null,null,null,null,null,null,null,null,null,null,null,null,null,{"$f":"INDIRECT(\"'Space-by-Space Method'!\"&SUBSTITUTE(ADDRESS(1,MOD(ROW(A3186)-52,50)+10,4),\"1\",\"\")&ROUNDDOWN((ROW(A3186)-52)/50,0)+4)","v":0},{"$f":"LEFT(INDIRECT(\"'Space-by-Space Method'!BJ\"&ROUNDDOWN((ROW(A3186)-52)/50,0)+4),3)","v":""},{"$f":"INDIRECT(\"'Fixture Schedule'!L\"&MOD(ROW(A3186)-52,50)+9)","v":0},{"$f":"INDIRECT(\"'Fixture Schedule'!O\"&MOD(ROW(A3186)-52,50)+9)","v":0},{"$f":"INDIRECT(\"'Space-by-Space Method'!F\"&ROUNDDOWN((ROW(A3186)-52)/50,0)+4)","v":0},{"$f":"INDIRECT(\"'Fixture Schedule'!L\"&MOD(ROW(A3186)-52,50)+9)","v":0},{"$f":"INDIRECT(\"'Space-by-Space Method'!D\"&ROUNDDOWN((ROW(A3186)-52)/50,0)+4)","v":0},{"$f":"INDIRECT(\"'Space-by-Space Method'!E\"&ROUNDDOWN((ROW(A3186)-52)/50,0)+4)","v":1}]
[{"$f":"IF(InteriorCalcType=2,IF(OR(AM3196=0,AN3196=\"DNQ\")=TRUE,\"\",INDIRECT(\"'Fixture Schedule'!M\"&MOD(ROW(A3196)-52,50)+9)),\"\")","v":""},{"$f":"IF(A3196=\"\",\"\",INDIRECT(\"'Fixture Schedule'!E\"&MOD(ROW(A3196)-52,50)+9))","v":""},{"$f":"IF(A3196=\"\",\"\",INDIRECT(\"'Fixture Schedule'!F\"&MOD(ROW(A3196)-52,50)+9))","v":""},{"$f":"IF(A3196=\"\",\"\",INDIRECT(\"'Fixture Schedule'!L\"&MOD(ROW(A3196)-52,50)+9))","v":""},"",null,null,{"$f":"IF(A3196=\"\",\"\",IF(AP3196=1,Summary!$C$12*(AO3196)/(SUM('Space-by-Space Method'!$BO$4:$BO$78,SUM('Exterior Lighting'!$BL$5:$BL$25))),0))","v":""},{"$f":"IF(A3196=\"\",\"\",IF(START!$B$34=1,INDIRECT(\"'Space-by-Space Method'!\"&SUBSTITUTE(ADDRESS(1,MOD(ROW(A3196)-52,50)+10,4),\"1\",\"\")&ROUNDDOWN((ROW(A3196)-52)/50,0)+4),\"\"))","v":""},{"$f":"IF(A3196=\"\",\"\",IF(AP3196=1,Summary!$F$11*(AO3196)/(SUM('Space-by-Space Method'!$BO$4:$BO$78,SUM('Exterior Lighting'!$BL$5:$BL$25))),0))","v":""},{"$f":"IF(A3196=\"\",\"\",IF(AP3196=1,Summary!$E$11*(AO3196)/(SUM('Space-by-Space Method'!$BO$4:$BO$78,SUM('Exterior Lighting'!$BL$5:$BL$25))),0))","v":""},{"$f":"IF(A3196=\"\",\"\",IF(AP3196=1,Summary!$G$11*(AO3196)/(SUM('Space-by-Space Method'!$BO$4:$BO$78,SUM('Exterior Lighting'!$BL$5:$BL$25))),0))","v":""},{"$f":"IF(A3196=\"\",\"\",IF(AP3196=1,Summary!$H$11*(AO3196)/(SUM('Space-by-Space Method'!$BO$4:$BO$78)),0))","v":""},{"$f":"IF(A3196=\"\",\"\",IF(AP3196=1,Summary!$I$11*(AO3196)/(SUM('Space-by-Space Method'!$BO$4:$BO$78)),0))","v":""},null,null,null,{"$f":"IF(A3196=\"\",\"\",IF(START!$B$34=2,INDIRECT(\"'Space-by-Space Method'!\"&SUBSTITUTE(ADDRESS(1,MOD(ROW(A3196)-52,50)+10,4),\"1\",\"\")&ROUNDDOWN((ROW(A3196)-52)/50,0)+4),\"\"))","v":""},{"$f":"IF(A3196=\"\",\"\",INDIRECT(\"'Space-by-Space Method'!C\"&ROUNDDOWN((ROW(A3196)-52)/50,0)+4))","v":""},{"$f":"IF(A3196=\"\",\"\",IF(COUNTIF(CommonSpaceTypes,AQ3196)>0,INDIRECT(\"'Space-by-Space Method'!F\"&ROUNDDOWN((ROW(A3196)-52)/50,0)+4),\"\"))","v":""},{"$f":"IF(A3196=\"\",\"\",IF(COUNTIF(BuildingSpecificSpaceTypes,AQ3196)>0,INDIRECT(\"'Space-by-Space Method'!F\"&ROUNDDOWN((ROW(A3196)-52)/50,0)+4),\"\"))","v":""},{"$f":"IF(A3196=\"\",\"\",INDIRECT(\"'Fixture Schedule'!D\"&MOD(ROW(A3196)-52,50)+9))","v":""},{"$f":"IF(A3196=\"\",\"\",IF(AR3196=\"\",\"\",INDIRECT(\"'Fixture Schedule'!K\"&MOD(ROW(A3196)-52,50)+9)))","v":""},"",{"$f":"IF(A3196=\"\",\"\",INDIRECT(\"'Fixture Schedule'!L\"&MOD(ROW(A3196)-52,50)+9))","v":""},null,null,null,null,null,null,null,null,null,null,null,null,null,{"$f":"INDIRECT(\"'Space-by-Space Method'!\"&SUBSTITUTE(ADDRESS(1,MOD(ROW(A3196)-52,50)+10,4),\"1\",\"\")&ROUNDDOWN((ROW(A3196)-52)/50,0)+4)","v":0},{"$f":"LEFT(INDIRECT(\"'Space-by-Space Method'!BJ\"&ROUNDDOWN((ROW(A3196)-52)/50,0)+4),3)","v":""},{"$f":"INDIRECT(\"'Fixture Schedule'!L\"&MOD(ROW(A3196)-52,50)+9)","v":0},{"$f":"INDIRECT(\"'Fixture Schedule'!O\"&MOD(ROW(A3196)-52,50)+9)","v":0},{"$f":"INDIRECT(\"'Space-by-Space Method'!F\"&ROUNDDOWN((ROW(A3196)-52)/50,0)+4)","v":0},{"$f":"INDIRECT(\"'Fixture Schedule'!L\"&MOD(ROW(A3196)-52,50)+9)","v":0},{"$f":"INDIRECT(\"'Space-by-Space Method'!D\"&ROUNDDOWN((ROW(A3196)-52)/50,0)+4)","v":0},{"$f":"INDIRECT(\"'Space-by-Space Method'!E\"&ROUNDDOWN((ROW(A3196)-52)/50,0)+4)","v":1}]
[{"$f":"IF(InteriorCalcType=2,IF(OR(AM3197=0,AN3197=\"DNQ\")=TRUE,\"\",INDIRECT(\"'Fixture Schedule'!M\"&MOD(ROW(A3197)-52,50)+9)),\"\")","v":""},{"$f":"IF(A3197=\"\",\"\",INDIRECT(\"'Fixture Schedule'!E\"&MOD(ROW(A3197)-52,50)+9))","v":""},{"$f":"IF(A3197=\"\",\"\",INDIRECT(\"'Fixture Schedule'!F\"&MOD(ROW(A3197)-52,50)+9))","v":""},{"$f":"IF(A3197=\"\",\"\",INDIRECT(\"'Fixture Schedule'!L\"&MOD(ROW(A3197)-52,50)+9))","v":""},"",null,null,{"$f":"IF(A3197=\"\",\"\",IF(AP3197=1,Summary!$C$12*(AO3197)/(SUM('Space-by-Space Method'!$BO$4:$BO$78,SUM('Exterior Lighting'!$BL$5:$BL$25))),0))","v":""},{"$f":"IF(A3197=\"\",\"\",IF(START!$B$34=1,INDIRECT(\"'Space-by-Space Method'!\"&SUBSTITUTE(ADDRESS(1,MOD(ROW(A3197)-52,50)+10,4),\"1\",\"\")&ROUNDDOWN((ROW(A3197)-52)/50,0)+4),\"\"))","v":""},{"$f":"IF(A3197=\"\",\"\",IF(AP3197=1,Summary!$F$11*(AO3197)/(SUM('Space-by-Space Method'!$BO$4:$BO$78,SUM('Exterior Lighting'!$BL$5:$BL$25))),0))","v":""},{"$f":"IF(A3197=\"\",\"\",IF(AP3197=1,Summary!$E$11*(AO3197)/(SUM('Space-by-Space Method'!$BO$4:$BO$78,SUM('Exterior Lighting'!$BL$5:$BL$25))),0))","v":""},{"$f":"IF(A3197=\"\",\"\",IF(AP3197=1,Summary!$G$11*(AO3197)/(SUM('Space-by-Space Method'!$BO$4:$BO$78,SUM('Exterior Lighting'!$BL$5:$BL$25))),0))","v":""},{"$f":"IF(A3197=\"\",\"\",IF(AP3197=1,Summary!$H$11*(AO3197)/(SUM('Space-by-Space Method'!$BO$4:$BO$78)),0))","v":""},{"$f":"IF(A3197=\"\",\"\",IF(AP3197=1,Summary!$I$11*(AO3197)/(SUM('Space-by-Space Method'!$BO$4:$BO$78)),0))","v":""},null,null,null,{"$f":"IF(A3197=\"\",\"\",IF(START!$B$34=2,INDIRECT(\"'Space-by-Space Method'!\"&SUBSTITUTE(ADDRESS(1,MOD(ROW(A3197)-52,50)+10,4),\"1\",\"\")&ROUNDDOWN((ROW(A3197)-52)/50,0)+4),\"\"))","v":""},{"$f":"IF(A3197=\"\",\"\",INDIRECT(\"'Space-by-Space Method'!C\"&ROUNDDOWN((ROW(A3197)-52)/50,0)+4))","v":""},{"$f":"IF(A3197=\"\",\"\",IF(COUNTIF(CommonSpaceTypes,AQ3197)>0,INDIRECT(\"'Space-by-Space Method'!F\"&ROUNDDOWN((ROW(A3197)-52)/50,0)+4),\"\"))","v":""},{"$f":"IF(A3197=\"\",\"\",IF(COUNTIF(BuildingSpecificSpaceTypes,AQ3197)>0,INDIRECT(\"'Space-by-Space Method'!F\"&ROUNDDOWN((ROW(A3197)-52)/50,0)+4),\"\"))","v":""},{"$f":"IF(A3197=\"\",\"\",INDIRECT(\"'Fixture Schedule'!D\"&MOD(ROW(A3197)-52,50)+9))","v":""},{"$f":"IF(A3197=\"\",\"\",IF(AR3197=\"\",\"\",INDIRECT(\"'Fixture Schedule'!K\"&MOD(ROW(A3197)-52,50)+9)))","v":""},"",{"$f":"IF(A3197=\"\",\"\",INDIRECT(\"'Fixture Schedule'!L\"&MOD(ROW(A3197)-52,50)+9))","v":""},null,null,null,null,null,null,null,null,null,null,null,null,null,{"$f":"INDIRECT(\"'Space-by-Space Method'!\"&SUBSTITUTE(ADDRESS(1,MOD(ROW(A3197)-52,50)+10,4),\"1\",\"\")&ROUNDDOWN((ROW(A3197)-52)/50,0)+4)","v":0},{"$f":"LEFT(INDIRECT(\"'Space-by-Space Method'!BJ\"&ROUNDDOWN((ROW(A3197)-52)/50,0)+4),3)","v":""},{"$f":"INDIRECT(\"'Fixture Schedule'!L\"&MOD(ROW(A3197)-52,50)+9)","v":0},{"$f":"INDIRECT(\"'Fixture Schedule'!O\"&MOD(ROW(A3197)-52,50)+9)","v":0},{"$f":"INDIRECT(\"'Space-by-Space Method'!F\"&ROUNDDOWN((ROW(A3197)-52)/50,0)+4)","v":0},{"$f":"INDIRECT(\"'Fixture Schedule'!L\"&MOD(ROW(A3197)-52,50)+9)","v":0},{"$f":"INDIRECT(\"'Space-by-Space Method'!D\"&ROUNDDOWN((ROW(A3197)-52)/50,0)+4)","v":0},{"$f":"INDIRECT(\"'Space-by-Space Method'!E\"&ROUNDDOWN((ROW(A3197)-52)/50,0)+4)","v":1}]
[{"$f":"IF(InteriorCalcType=2,IF(OR(AM3205=0,AN3205=\"DNQ\")=TRUE,\"\",INDIRECT(\"'Fixture Schedule'!M\"&MOD(ROW(A3205)-52,50)+9)),\"\")","v":""},{"$f":"IF(A3205=\"\",\"\",INDIRECT(\"'Fixture Schedule'!E\"&MOD(ROW(A3205)-52,50)+9))","v":""},{"$f":"IF(A3205=\"\",\"\",INDIRECT(\"'Fixture Schedule'!F\"&MOD(ROW(A3205)-52,50)+9))","v":""},{"$f":"IF(A3205=\"\",\"\",INDIRECT(\"'Fixture Schedule'!L\"&MOD(ROW(A3205)-52,50)+9))","v":""},"",null,null,{"$f":"IF(A3205=\"\",\"\",IF(AP3205=1,Summary!$C$12*(AO3205)/(SUM('Space-by-Space Method'!$BO$4:$BO$78,SUM('Exterior Lighting'!$BL$5:$BL$25))),0))","v":""},{"$f":"IF(A3205=\"\",\"\",IF(START!$B$34=1,INDIRECT(\"'Space-by-Space Method'!\"&SUBSTITUTE(ADDRESS(1,MOD(ROW(A3205)-52,50)+10,4),\"1\",\"\")&ROUNDDOWN((ROW(A3205)-52)/50,0)+4),\"\"))","v":""},{"$f":"IF(A3205=\"\",\"\",IF(AP3205=1,Summary!$F$11*(AO3205)/(SUM('Space-by-Space Method'!$BO$4:$BO$78,SUM('Exterior Lighting'!$BL$5:$BL$25))),0))","v":""},{"$f":"IF(A3205=\"\",\"\",IF(AP3205=1,Summary!$E$11*(AO3205)/(SUM('Space-by-Space Method'!$BO$4:$BO$78,SUM('Exterior Lighting'!$BL$5:$BL$25))),0))","v":""},{"$f":"IF(A3205=\"\",\"\",IF(AP3205=1,Summary!$G$11*(AO3205)/(SUM('Space-by-Space Method'!$BO$4:$BO$78,SUM('Exterior Lighting'!$BL$5:$BL$25))),0))","v":""},{"$f":"IF(A3205=\"\",\"\",IF(AP3205=1,Summary!$H$11*(AO3205)/(SUM('Space-by-Space Method'!$BO$4:$BO$78)),0))","v":""},{"$f":"IF(A3205=\"\",\"\",IF(AP3205=1,Summary!$I$11*(AO3205)/(SUM('Space-by-Space Method'!$BO$4:$BO$78)),0))","v":""},null,null,null,{"$f":"IF(A3205=\"\",\"\",IF(START!$B$34=2,INDIRECT(\"'Space-by-Space Method'!\"&SUBSTITUTE(ADDRESS(1,MOD(ROW(A3205)-52,50)+10,4),\"1\",\"\")&ROUNDDOWN((ROW(A3205)-52)/50,0)+4),\"\"))","v":""},{"$f":"IF(A3205=\"\",\"\",INDIRECT(\"'Space-by-Space Method'!C\"&ROUNDDOWN((ROW(A3205)-52)/50,0)+4))","v":""},{"$f":"IF(A3205=\"\",\"\",IF(COUNTIF(CommonSpaceTypes,AQ3205)>0,INDIRECT(\"'Space-by-Space Method'!F\"&ROUNDDOWN((ROW(A3205)-52)/50,0)+4),\"\"))","v":""},{"$f":"IF(A3205=\"\",\"\",IF(COUNTIF(BuildingSpecificSpaceTypes,AQ3205)>0,INDIRECT(\"'Space-by-Space Method'!F\"&ROUNDDOWN((ROW(A3205)-52)/50,0)+4),\"\"))","v":""},{"$f":"IF(A3205=\"\",\"\",INDIRECT(\"'Fixture Schedule'!D\"&MOD(ROW(A3205)-52,50)+9))","v":""},{"$f":"IF(A3205=\"\",\"\",IF(AR3205=\"\",\"\",INDIRECT(\"'Fixture Schedule'!K\"&MOD(ROW(A3205)-52,50)+9)))","v":""},"",{"$f":"IF(A3205=\"\",\"\",INDIRECT(\"'Fixture Schedule'!L\"&MOD(ROW(A3205)-52,50)+9))","v":""},null,null,null,null,null,null,null,null,null,null,null,null,null,{"$f":"INDIRECT(\"'Space-by-Space Method'!\"&SUBSTITUTE(ADDRESS(1,MOD(ROW(A3205)-52,50)+10,4),\"1\",\"\")&ROUNDDOWN((ROW(A3205)-52)/50,0)+4)","v":0},{"$f":"LEFT(INDIRECT(\"'Space-by-Space Method'!BJ\"&ROUNDDOWN((ROW(A3205)-52)/50,0)+4),3)","v":""},{"$f":"INDIRECT(\"'Fixture Schedule'!L\"&MOD(ROW(A3205)-52,50)+9)","v":0},{"$f":"INDIRECT(\"'Fixture Schedule'!O\"&MOD(ROW(A3205)-52,50)+9)","v":0},{"$f":"INDIRECT(\"'Space-by-Space Method'!F\"&ROUNDDOWN((ROW(A3205)-52)/50,0)+4)","v":0},{"$f":"INDIRECT(\"'Fixture Schedule'!L\"&MOD(ROW(A3205)-52,50)+9)","v":0},{"$f":"INDIRECT(\"'Space-by-Space Method'!D\"&ROUNDDOWN((ROW(A3205)-52)/50,0)+4)","v":0},{"$f":"INDIRECT(\"'Space-by-Space Method'!E\"&ROUNDDOWN((ROW(A3205)-52)/50,0)+4)","v":1}]
[{"$f":"IF(InteriorCalcType=2,IF(OR(AM3216=0,AN3216=\"DNQ\")=TRUE,\"\",INDIRECT(\"'Fixture Schedule'!M\"&MOD(ROW(A3216)-52,50)+9)),\"\")","v":""},{"$f":"IF(A3216=\"\",\"\",INDIRECT(\"'Fixture Schedule'!E\"&MOD(ROW(A3216)-52,50)+9))","v":""},{"$f":"IF(A3216=\"\",\"\",INDIRECT(\"'Fixture Schedule'!F\"&MOD(ROW(A3216)-52,50)+9))","v":""},{"$f":"IF(A3216=\"\",\"\",INDIRECT(\"'Fixture Schedule'!L\"&MOD(ROW(A3216)-52,50)+9))","v":""},"",null,null,{"$f":"IF(A3216=\"\",\"\",IF(AP3216=1,Summary!$C$12*(AO3216)/(SUM('Space-by-Space Method'!$BO$4:$BO$78,SUM('Exterior Lighting'!$BL$5:$BL$25))),0))","v":""},{"$f":"IF(A3216=\"\",\"\",IF(START!$B$34=1,INDIRECT(\"'Space-by-Space Method'!\"&SUBSTITUTE(ADDRESS(1,MOD(ROW(A3216)-52,50)+10,4),\"1\",\"\")&ROUNDDOWN((ROW(A3216)-52)/50,0)+4),\"\"))","v":""},{"$f":"IF(A3216=\"\",\"\",IF(AP3216=1,Summary!$F$11*(AO3216)/(SUM('Space-by-Space Method'!$BO$4:$BO$78,SUM('Exterior Lighting'!$BL$5:$BL$25))),0))","v":""},{"$f":"IF(A3216=\"\",\"\",IF(AP3216=1,Summary!$E$11*(AO3216)/(SUM('Space-by-Space Method'!$BO$4:$BO$78,SUM('Exterior Lighting'!$BL$5:$BL$25))),0))","v":""},{"$f":"IF(A3216=\"\",\"\",IF(AP3216=1,Summary!$G$11*(AO3216)/(SUM('Space-by-Space Method'!$BO$4:$BO$78,SUM('Exterior Lighting'!$BL$5:$BL$25))),0))","v":""},{"$f":"IF(A3216=\"\",\"\",IF(AP3216=1,Summary!$H$11*(AO3216)/(SUM('Space-by-Space Method'!$BO$4:$BO$78)),0))","v":""},{"$f":"IF(A3216=\"\",\"\",IF(AP3216=1,Summary!$I$11*(AO3216)/(SUM('Space-by-Space Method'!$BO$4:$BO$78)),0))","v":""},null,null,null,{"$f":"IF(A3216=\"\",\"\",IF(START!$B$34=2,INDIRECT(\"'Space-by-Space Method'!\"&SUBSTITUTE(ADDRESS(1,MOD(ROW(A3216)-52,50)+10,4),\"1\",\"\")&ROUNDDOWN((ROW(A3216)-52)/50,0)+4),\"\"))","v":""},{"$f":"IF(A3216=\"\",\"\",INDIRECT(\"'Space-by-Space Method'!C\"&ROUNDDOWN((ROW(A3216)-52)/50,0)+4))","v":""},{"$f":"IF(A3216=\"\",\"\",IF(COUNTIF(CommonSpaceTypes,AQ3216)>0,INDIRECT(\"'Space-by-Space Method'!F\"&ROUNDDOWN((ROW(A3216)-52)/50,0)+4),\"\"))","v":""},{"$f":"IF(A3216=\"\",\"\",IF(COUNTIF(BuildingSpecificSpaceTypes,AQ3216)>0,INDIRECT(\"'Space-by-Space Method'!F\"&ROUNDDOWN((ROW(A3216)-52)/50,0)+4),\"\"))","v":""},{"$f":"IF(A3216=\"\",\"\",INDIRECT(\"'Fixture Schedule'!D\"&MOD(ROW(A3216)-52,50)+9))","v":""},{"$f":"IF(A3216=\"\",\"\",IF(AR3216=\"\",\"\",INDIRECT(\"'Fixture Schedule'!K\"&MOD(ROW(A3216)-52,50)+9)))","v":""},"",{"$f":"IF(A3216=\"\",\"\",INDIRECT(\"'Fixture Schedule'!L\"&MOD(ROW(A3216)-52,50)+9))","v":""},null,null,null,null,null,null,null,null,null,null,null,null,null,{"$f":"INDIRECT(\"'Space-by-Space Method'!\"&SUBSTITUTE(ADDRESS(1,MOD(ROW(A3216)-52,50)+10,4),\"1\",\"\")&ROUNDDOWN((ROW(A3216)-52)/50,0)+4)","v":0},{"$f":"LEFT(INDIRECT(\"'Space-by-Space Method'!BJ\"&ROUNDDOWN((ROW(A3216)-52)/50,0)+4),3)","v":""},{"$f":"INDIRECT(\"'Fixture Schedule'!L\"&MOD(ROW(A3216)-52,50)+9)","v":0},{"$f":"INDIRECT(\"'Fixture Schedule'!O\"&MOD(ROW(A3216)-52,50)+9)","v":0},{"$f":"INDIRECT(\"'Space-by-Space Method'!F\"&ROUNDDOWN((ROW(A3216)-52)/50,0)+4)","v":0},{"$f":"INDIRECT(\"'Fixture Schedule'!L\"&MOD(ROW(A3216)-52,50)+9)","v":0},{"$f":"INDIRECT(\"'Space-by-Space Method'!D\"&ROUNDDOWN((ROW(A3216)-52)/50,0)+4)","v":0},{"$f":"INDIRECT(\"'Space-by-Space Method'!E\"&ROUNDDOWN((ROW(A3216)-52)/50,0)+4)","v":1}]
[{"$f":"IF(InteriorCalcType=2,IF(OR(AM3225=0,AN3225=\"DNQ\")=TRUE,\"\",INDIRECT(\"'Fixture Schedule'!M\"&MOD(ROW(A3225)-52,50)+9)),\"\")","v":""},{"$f":"IF(A3225=\"\",\"\",INDIRECT(\"'Fixture Schedule'!E\"&MOD(ROW(A3225)-52,50)+9))","v":""},{"$f":"IF(A3225=\"\",\"\",INDIRECT(\"'Fixture Schedule'!F\"&MOD(ROW(A3225)-52,50)+9))","v":""},{"$f":"IF(A3225=\"\",\"\",INDIRECT(\"'Fixture Schedule'!L\"&MOD(ROW(A3225)-52,50)+9))","v":""},"",null,null,{"$f":"IF(A3225=\"\",\"\",IF(AP3225=1,Summary!$C$12*(AO3225)/(SUM('Space-by-Space Method'!$BO$4:$BO$78,SUM('Exterior Lighting'!$BL$5:$BL$25))),0))","v":""},{"$f":"IF(A3225=\"\",\"\",IF(START!$B$34=1,INDIRECT(\"'Space-by-Space Method'!\"&SUBSTITUTE(ADDRESS(1,MOD(ROW(A3225)-52,50)+10,4),\"1\",\"\")&ROUNDDOWN((ROW(A3225)-52)/50,0)+4),\"\"))","v":""},{"$f":"IF(A3225=\"\",\"\",IF(AP3225=1,Summary!$F$11*(AO3225)/(SUM('Space-by-Space Method'!$BO$4:$BO$78,SUM('Exterior Lighting'!$BL$5:$BL$25))),0))","v":""},{"$f":"IF(A3225=\"\",\"\",IF(AP3225=1,Summary!$E$11*(AO3225)/(SUM('Space-by-Space Method'!$BO$4:$BO$78,SUM('Exterior Lighting'!$BL$5:$BL$25))),0))","v":""},{"$f":"IF(A3225=\"\",\"\",IF(AP3225=1,Summary!$G$11*(AO3225)/(SUM('Space-by-Space Method'!$BO$4:$BO$78,SUM('Exterior Lighting'!$BL$5:$BL$25))),0))","v":""},{"$f":"IF(A3225=\"\",\"\",IF(AP3225=1,Summary!$H$11*(AO3225)/(SUM('Space-by-Space Method'!$BO$4:$BO$78)),0))","v":""},{"$f":"IF(A3225=\"\",\"\",IF(AP3225=1,Summary!$I$11*(AO3225)/(SUM('Space-by-Space Method'!$BO$4:$BO$78)),0))","v":""},null,null,null,{"$f":"IF(A3225=\"\",\"\",IF(START!$B$34=2,INDIRECT(\"'Space-by-Space Method'!\"&SUBSTITUTE(ADDRESS(1,MOD(ROW(A3225)-52,50)+10,4),\"1\",\"\")&ROUNDDOWN((ROW(A3225)-52)/50,0)+4),\"\"))","v":""},{"$f":"IF(A3225=\"\",\"\",INDIRECT(\"'Space-by-Space Method'!C\"&ROUNDDOWN((ROW(A3225)-52)/50,0)+4))","v":""},{"$f":"IF(A3225=\"\",\"\",IF(COUNTIF(CommonSpaceTypes,AQ3225)>0,INDIRECT(\"'Space-by-Space Method'!F\"&ROUNDDOWN((ROW(A3225)-52)/50,0)+4),\"\"))","v":""},{"$f":"IF(A3225=\"\",\"\",IF(COUNTIF(BuildingSpecificSpaceTypes,AQ3225)>0,INDIRECT(\"'Space-by-Space Method'!F\"&ROUNDDOWN((ROW(A3225)-52)/50,0)+4),\"\"))","v":""},{"$f":"IF(A3225=\"\",\"\",INDIRECT(\"'Fixture Schedule'!D\"&MOD(ROW(A3225)-52,50)+9))","v":""},{"$f":"IF(A3225=\"\",\"\",IF(AR3225=\"\",\"\",INDIRECT(\"'Fixture Schedule'!K\"&MOD(ROW(A3225)-52,50)+9)))","v":""},"",{"$f":"IF(A3225=\"\",\"\",INDIRECT(\"'Fixture Schedule'!L\"&MOD(ROW(A3225)-52,50)+9))","v":""},null,null,null,null,null,null,null,null,null,null,null,null,null,{"$f":"INDIRECT(\"'Space-by-Space Method'!\"&SUBSTITUTE(ADDRESS(1,MOD(ROW(A3225)-52,50)+10,4),\"1\",\"\")&ROUNDDOWN((ROW(A3225)-52)/50,0)+4)","v":0},{"$f":"LEFT(INDIRECT(\"'Space-by-Space Method'!BJ\"&ROUNDDOWN((ROW(A3225)-52)/50,0)+4),3)","v":""},{"$f":"INDIRECT(\"'Fixture Schedule'!L\"&MOD(ROW(A3225)-52,50)+9)","v":0},{"$f":"INDIRECT(\"'Fixture Schedule'!O\"&MOD(ROW(A3225)-52,50)+9)","v":0},{"$f":"INDIRECT(\"'Space-by-Space Method'!F\"&ROUNDDOWN((ROW(A3225)-52)/50,0)+4)","v":0},{"$f":"INDIRECT(\"'Fixture Schedule'!L\"&MOD(ROW(A3225)-52,50)+9)","v":0},{"$f":"INDIRECT(\"'Space-by-Space Method'!D\"&ROUNDDOWN((ROW(A3225)-52)/50,0)+4)","v":0},{"$f":"INDIRECT(\"'Space-by-Space Method'!E\"&ROUNDDOWN((ROW(A3225)-52)/50,0)+4)","v":1}]
[{"$f":"IF(InteriorCalcType=2,IF(OR(AM3234=0,AN3234=\"DNQ\")=TRUE,\"\",INDIRECT(\"'Fixture Schedule'!M\"&MOD(ROW(A3234)-52,50)+9)),\"\")","v":""},{"$f":"IF(A3234=\"\",\"\",INDIRECT(\"'Fixture Schedule'!E\"&MOD(ROW(A3234)-52,50)+9))","v":""},{"$f":"IF(A3234=\"\",\"\",INDIRECT(\"'Fixture Schedule'!F\"&MOD(ROW(A3234)-52,50)+9))","v":""},{"$f":"IF(A3234=\"\",\"\",INDIRECT(\"'Fixture Schedule'!L\"&MOD(ROW(A3234)-52,50)+9))","v":""},"",null,null,{"$f":"IF(A3234=\"\",\"\",IF(AP3234=1,Summary!$C$12*(AO3234)/(SUM('Space-by-Space Method'!$BO$4:$BO$78,SUM('Exterior Lighting'!$BL$5:$BL$25))),0))","v":""},{"$f":"IF(A3234=\"\",\"\",IF(START!$B$34=1,INDIRECT(\"'Space-by-Space Method'!\"&SUBSTITUTE(ADDRESS(1,MOD(ROW(A3234)-52,50)+10,4),\"1\",\"\")&ROUNDDOWN((ROW(A3234)-52)/50,0)+4),\"\"))","v":""},{"$f":"IF(A3234=\"\",\"\",IF(AP3234=1,Summary!$F$11*(AO3234)/(SUM('Space-by-Space Method'!$BO$4:$BO$78,SUM('Exterior Lighting'!$BL$5:$BL$25))),0))","v":""},{"$f":"IF(A3234=\"\",\"\",IF(AP3234=1,Summary!$E$11*(AO3234)/(SUM('Space-by-Space Method'!$BO$4:$BO$78,SUM('Exterior Lighting'!$BL$5:$BL$25))),0))","v":""},{"$f":"IF(A3234=\"\",\"\",IF(AP3234=1,Summary!$G$11*(AO3234)/(SUM('Space-by-Space Method'!$BO$4:$BO$78,SUM('Exterior Lighting'!$BL$5:$BL$25))),0))","v":""},{"$f":"IF(A3234=\"\",\"\",IF(AP3234=1,Summary!$H$11*(AO3234)/(SUM('Space-by-Space Method'!$BO$4:$BO$78)),0))","v":""},{"$f":"IF(A3234=\"\",\"\",IF(AP3234=1,Summary!$I$11*(AO3234)/(SUM('Space-by-Space Method'!$BO$4:$BO$78)),0))","v":""},null,null,null,{"$f":"IF(A3234=\"\",\"\",IF(START!$B$34=2,INDIRECT(\"'Space-by-Space Method'!\"&SUBSTITUTE(ADDRESS(1,MOD(ROW(A3234)-52,50)+10,4),\"1\",\"\")&ROUNDDOWN((ROW(A3234)-52)/50,0)+4),\"\"))","v":""},{"$f":"IF(A3234=\"\",\"\",INDIRECT(\"'Space-by-Space Method'!C\"&ROUNDDOWN((ROW(A3234)-52)/50,0)+4))","v":""},{"$f":"IF(A3234=\"\",\"\",IF(COUNTIF(CommonSpaceTypes,AQ3234)>0,INDIRECT(\"'Space-by-Space Method'!F\"&ROUNDDOWN((ROW(A3234)-52)/50,0)+4),\"\"))","v":""},{"$f":"IF(A3234=\"\",\"\",IF(COUNTIF(BuildingSpecificSpaceTypes,AQ3234)>0,INDIRECT(\"'Space-by-Space Method'!F\"&ROUNDDOWN((ROW(A3234)-52)/50,0)+4),\"\"))","v":""},{"$f":"IF(A3234=\"\",\"\",INDIRECT(\"'Fixture Schedule'!D\"&MOD(ROW(A3234)-52,50)+9))","v":""},{"$f":"IF(A3234=\"\",\"\",IF(AR3234=\"\",\"\",INDIRECT(\"'Fixture Schedule'!K\"&MOD(ROW(A3234)-52,50)+9)))","v":""},"",{"$f":"IF(A3234=\"\",\"\",INDIRECT(\"'Fixture Schedule'!L\"&MOD(ROW(A3234)-52,50)+9))","v":""},null,null,null,null,null,null,null,null,null,null,null,null,null,{"$f":"INDIRECT(\"'Space-by-Space Method'!\"&SUBSTITUTE(ADDRESS(1,MOD(ROW(A3234)-52,50)+10,4),\"1\",\"\")&ROUNDDOWN((ROW(A3234)-52)/50,0)+4)","v":0},{"$f":"LEFT(INDIRECT(\"'Space-by-Space Method'!BJ\"&ROUNDDOWN((ROW(A3234)-52)/50,0)+4),3)","v":""},{"$f":"INDIRECT(\"'Fixture Schedule'!L\"&MOD(ROW(A3234)-52,50)+9)","v":0},{"$f":"INDIRECT(\"'Fixture Schedule'!O\"&MOD(ROW(A3234)-52,50)+9)","v":0},{"$f":"INDIRECT(\"'Space-by-Space Method'!F\"&ROUNDDOWN((ROW(A3234)-52)/50,0)+4)","v":0},{"$f":"INDIRECT(\"'Fixture Schedule'!L\"&MOD(ROW(A3234)-52,50)+9)","v":0},{"$f":"INDIRECT(\"'Space-by-Space Method'!D\"&ROUNDDOWN((ROW(A3234)-52)/50,0)+4)","v":0},{"$f":"INDIRECT(\"'Space-by-Space Method'!E\"&ROUNDDOWN((ROW(A3234)-52)/50,0)+4)","v":1}]
[{"$f":"IF(InteriorCalcType=2,IF(OR(AM3244=0,AN3244=\"DNQ\")=TRUE,\"\",INDIRECT(\"'Fixture Schedule'!M\"&MOD(ROW(A3244)-52,50)+9)),\"\")","v":""},{"$f":"IF(A3244=\"\",\"\",INDIRECT(\"'Fixture Schedule'!E\"&MOD(ROW(A3244)-52,50)+9))","v":""},{"$f":"IF(A3244=\"\",\"\",INDIRECT(\"'Fixture Schedule'!F\"&MOD(ROW(A3244)-52,50)+9))","v":""},{"$f":"IF(A3244=\"\",\"\",INDIRECT(\"'Fixture Schedule'!L\"&MOD(ROW(A3244)-52,50)+9))","v":""},"",null,null,{"$f":"IF(A3244=\"\",\"\",IF(AP3244=1,Summary!$C$12*(AO3244)/(SUM('Space-by-Space Method'!$BO$4:$BO$78,SUM('Exterior Lighting'!$BL$5:$BL$25))),0))","v":""},{"$f":"IF(A3244=\"\",\"\",IF(START!$B$34=1,INDIRECT(\"'Space-by-Space Method'!\"&SUBSTITUTE(ADDRESS(1,MOD(ROW(A3244)-52,50)+10,4),\"1\",\"\")&ROUNDDOWN((ROW(A3244)-52)/50,0)+4),\"\"))","v":""},{"$f":"IF(A3244=\"\",\"\",IF(AP3244=1,Summary!$F$11*(AO3244)/(SUM('Space-by-Space Method'!$BO$4:$BO$78,SUM('Exterior Lighting'!$BL$5:$BL$25))),0))","v":""},{"$f":"IF(A3244=\"\",\"\",IF(AP3244=1,Summary!$E$11*(AO3244)/(SUM('Space-by-Space Method'!$BO$4:$BO$78,SUM('Exterior Lighting'!$BL$5:$BL$25))),0))","v":""},{"$f":"IF(A3244=\"\",\"\",IF(AP3244=1,Summary!$G$11*(AO3244)/(SUM('Space-by-Space Method'!$BO$4:$BO$78,SUM('Exterior Lighting'!$BL$5:$BL$25))),0))","v":""},{"$f":"IF(A3244=\"\",\"\",IF(AP3244=1,Summary!$H$11*(AO3244)/(SUM('Space-by-Space Method'!$BO$4:$BO$78)),0))","v":""},{"$f":"IF(A3244=\"\",\"\",IF(AP3244=1,Summary!$I$11*(AO3244)/(SUM('Space-by-Space Method'!$BO$4:$BO$78)),0))","v":""},null,null,null,{"$f":"IF(A3244=\"\",\"\",IF(START!$B$34=2,INDIRECT(\"'Space-by-Space Method'!\"&SUBSTITUTE(ADDRESS(1,MOD(ROW(A3244)-52,50)+10,4),\"1\",\"\")&ROUNDDOWN((ROW(A3244)-52)/50,0)+4),\"\"))","v":""},{"$f":"IF(A3244=\"\",\"\",INDIRECT(\"'Space-by-Space Method'!C\"&ROUNDDOWN((ROW(A3244)-52)/50,0)+4))","v":""},{"$f":"IF(A3244=\"\",\"\",IF(COUNTIF(CommonSpaceTypes,AQ3244)>0,INDIRECT(\"'Space-by-Space Method'!F\"&ROUNDDOWN((ROW(A3244)-52)/50,0)+4),\"\"))","v":""},{"$f":"IF(A3244=\"\",\"\",IF(COUNTIF(BuildingSpecificSpaceTypes,AQ3244)>0,INDIRECT(\"'Space-by-Space Method'!F\"&ROUNDDOWN((ROW(A3244)-52)/50,0)+4),\"\"))","v":""},{"$f":"IF(A3244=\"\",\"\",INDIRECT(\"'Fixture Schedule'!D\"&MOD(ROW(A3244)-52,50)+9))","v":""},{"$f":"IF(A3244=\"\",\"\",IF(AR3244=\"\",\"\",INDIRECT(\"'Fixture Schedule'!K\"&MOD(ROW(A3244)-52,50)+9)))","v":""},"",{"$f":"IF(A3244=\"\",\"\",INDIRECT(\"'Fixture Schedule'!L\"&MOD(ROW(A3244)-52,50)+9))","v":""},null,null,null,null,null,null,null,null,null,null,null,null,null,{"$f":"INDIRECT(\"'Space-by-Space Method'!\"&SUBSTITUTE(ADDRESS(1,MOD(ROW(A3244)-52,50)+10,4),\"1\",\"\")&ROUNDDOWN((ROW(A3244)-52)/50,0)+4)","v":0},{"$f":"LEFT(INDIRECT(\"'Space-by-Space Method'!BJ\"&ROUNDDOWN((ROW(A3244)-52)/50,0)+4),3)","v":""},{"$f":"INDIRECT(\"'Fixture Schedule'!L\"&MOD(ROW(A3244)-52,50)+9)","v":0},{"$f":"INDIRECT(\"'Fixture Schedule'!O\"&MOD(ROW(A3244)-52,50)+9)","v":0},{"$f":"INDIRECT(\"'Space-by-Space Method'!F\"&ROUNDDOWN((ROW(A3244)-52)/50,0)+4)","v":0},{"$f":"INDIRECT(\"'Fixture Schedule'!L\"&MOD(ROW(A3244)-52,50)+9)","v":0},{"$f":"INDIRECT(\"'Space-by-Space Method'!D\"&ROUNDDOWN((ROW(A3244)-52)/50,0)+4)","v":0},{"$f":"INDIRECT(\"'Space-by-Space Method'!E\"&ROUNDDOWN((ROW(A3244)-52)/50,0)+4)","v":1}]
[{"$f":"IF(InteriorCalcType=2,IF(OR(AM3252=0,AN3252=\"DNQ\")=TRUE,\"\",INDIRECT(\"'Fixture Schedule'!M\"&MOD(ROW(A3252)-52,50)+9)),\"\")","v":""},{"$f":"IF(A3252=\"\",\"\",INDIRECT(\"'Fixture Schedule'!E\"&MOD(ROW(A3252)-52,50)+9))","v":""},{"$f":"IF(A3252=\"\",\"\",INDIRECT(\"'Fixture Schedule'!F\"&MOD(ROW(A3252)-52,50)+9))","v":""},{"$f":"IF(A3252=\"\",\"\",INDIRECT(\"'Fixture Schedule'!L\"&MOD(ROW(A3252)-52,50)+9))","v":""},"",null,null,{"$f":"IF(A3252=\"\",\"\",IF(AP3252=1,Summary!$C$12*(AO3252)/(SUM('Space-by-Space Method'!$BO$4:$BO$78,SUM('Exterior Lighting'!$BL$5:$BL$25))),0))","v":""},{"$f":"IF(A3252=\"\",\"\",IF(START!$B$34=1,INDIRECT(\"'Space-by-Space Method'!\"&SUBSTITUTE(ADDRESS(1,MOD(ROW(A3252)-52,50)+10,4),\"1\",\"\")&ROUNDDOWN((ROW(A3252)-52)/50,0)+4),\"\"))","v":""},{"$f":"IF(A3252=\"\",\"\",IF(AP3252=1,Summary!$F$11*(AO3252)/(SUM('Space-by-Space Method'!$BO$4:$BO$78,SUM('Exterior Lighting'!$BL$5:$BL$25))),0))","v":""},{"$f":"IF(A3252=\"\",\"\",IF(AP3252=1,Summary!$E$11*(AO3252)/(SUM('Space-by-Space Method'!$BO$4:$BO$78,SUM('Exterior Lighting'!$BL$5:$BL$25))),0))","v":""},{"$f":"IF(A3252=\"\",\"\",IF(AP3252=1,Summary!$G$11*(AO3252)/(SUM('Space-by-Space Method'!$BO$4:$BO$78,SUM('Exterior Lighting'!$BL$5:$BL$25))),0))","v":""},{"$f":"IF(A3252=\"\",\"\",IF(AP3252=1,Summary!$H$11*(AO3252)/(SUM('Space-by-Space Method'!$BO$4:$BO$78)),0))","v":""},{"$f":"IF(A3252=\"\",\"\",IF(AP3252=1,Summary!$I$11*(AO3252)/(SUM('Space-by-Space Method'!$BO$4:$BO$78)),0))","v":""},null,null,null,{"$f":"IF(A3252=\"\",\"\",IF(START!$B$34=2,INDIRECT(\"'Space-by-Space Method'!\"&SUBSTITUTE(ADDRESS(1,MOD(ROW(A3252)-52,50)+10,4),\"1\",\"\")&ROUNDDOWN((ROW(A3252)-52)/50,0)+4),\"\"))","v":""},{"$f":"IF(A3252=\"\",\"\",INDIRECT(\"'Space-by-Space Method'!C\"&ROUNDDOWN((ROW(A3252)-52)/50,0)+4))","v":""},{"$f":"IF(A3252=\"\",\"\",IF(COUNTIF(CommonSpaceTypes,AQ3252)>0,INDIRECT(\"'Space-by-Space Method'!F\"&ROUNDDOWN((ROW(A3252)-52)/50,0)+4),\"\"))","v":""},{"$f":"IF(A3252=\"\",\"\",IF(COUNTIF(BuildingSpecificSpaceTypes,AQ3252)>0,INDIRECT(\"'Space-by-Space Method'!F\"&ROUNDDOWN((ROW(A3252)-52)/50,0)+4),\"\"))","v":""},{"$f":"IF(A3252=\"\",\"\",INDIRECT(\"'Fixture Schedule'!D\"&MOD(ROW(A3252)-52,50)+9))","v":""},{"$f":"IF(A3252=\"\",\"\",IF(AR3252=\"\",\"\",INDIRECT(\"'Fixture Schedule'!K\"&MOD(ROW(A3252)-52,50)+9)))","v":""},"",{"$f":"IF(A3252=\"\",\"\",INDIRECT(\"'Fixture Schedule'!L\"&MOD(ROW(A3252)-52,50)+9))","v":""},null,null,null,null,null,null,null,null,null,null,null,null,null,{"$f":"INDIRECT(\"'Space-by-Space Method'!\"&SUBSTITUTE(ADDRESS(1,MOD(ROW(A3252)-52,50)+10,4),\"1\",\"\")&ROUNDDOWN((ROW(A3252)-52)/50,0)+4)","v":0},{"$f":"LEFT(INDIRECT(\"'Space-by-Space Method'!BJ\"&ROUNDDOWN((ROW(A3252)-52)/50,0)+4),3)","v":""},{"$f":"INDIRECT(\"'Fixture Schedule'!L\"&MOD(ROW(A3252)-52,50)+9)","v":0},{"$f":"INDIRECT(\"'Fixture Schedule'!O\"&MOD(ROW(A3252)-52,50)+9)","v":0},{"$f":"INDIRECT(\"'Space-by-Space Method'!F\"&ROUNDDOWN((ROW(A3252)-52)/50,0)+4)","v":0},{"$f":"INDIRECT(\"'Fixture Schedule'!L\"&MOD(ROW(A3252)-52,50)+9)","v":0},{"$f":"INDIRECT(\"'Space-by-Space Method'!D\"&ROUNDDOWN((ROW(A3252)-52)/50,0)+4)","v":0},{"$f":"INDIRECT(\"'Space-by-Space Method'!E\"&ROUNDDOWN((ROW(A3252)-52)/50,0)+4)","v":1}]
[{"$f":"IF(InteriorCalcType=2,IF(OR(AM3263=0,AN3263=\"DNQ\")=TRUE,\"\",INDIRECT(\"'Fixture Schedule'!M\"&MOD(ROW(A3263)-52,50)+9)),\"\")","v":""},{"$f":"IF(A3263=\"\",\"\",INDIRECT(\"'Fixture Schedule'!E\"&MOD(ROW(A3263)-52,50)+9))","v":""},{"$f":"IF(A3263=\"\",\"\",INDIRECT(\"'Fixture Schedule'!F\"&MOD(ROW(A3263)-52,50)+9))","v":""},{"$f":"IF(A3263=\"\",\"\",INDIRECT(\"'Fixture Schedule'!L\"&MOD(ROW(A3263)-52,50)+9))","v":""},"",null,null,{"$f":"IF(A3263=\"\",\"\",IF(AP3263=1,Summary!$C$12*(AO3263)/(SUM('Space-by-Space Method'!$BO$4:$BO$78,SUM('Exterior Lighting'!$BL$5:$BL$25))),0))","v":""},{"$f":"IF(A3263=\"\",\"\",IF(START!$B$34=1,INDIRECT(\"'Space-by-Space Method'!\"&SUBSTITUTE(ADDRESS(1,MOD(ROW(A3263)-52,50)+10,4),\"1\",\"\")&ROUNDDOWN((ROW(A3263)-52)/50,0)+4),\"\"))","v":""},{"$f":"IF(A3263=\"\",\"\",IF(AP3263=1,Summary!$F$11*(AO3263)/(SUM('Space-by-Space Method'!$BO$4:$BO$78,SUM('Exterior Lighting'!$BL$5:$BL$25))),0))","v":""},{"$f":"IF(A3263=\"\",\"\",IF(AP3263=1,Summary!$E$11*(AO3263)/(SUM('Space-by-Space Method'!$BO$4:$BO$78,SUM('Exterior Lighting'!$BL$5:$BL$25))),0))","v":""},{"$f":"IF(A3263=\"\",\"\",IF(AP3263=1,Summary!$G$11*(AO3263)/(SUM('Space-by-Space Method'!$BO$4:$BO$78,SUM('Exterior Lighting'!$BL$5:$BL$25))),0))","v":""},{"$f":"IF(A3263=\"\",\"\",IF(AP3263=1,Summary!$H$11*(AO3263)/(SUM('Space-by-Space Method'!$BO$4:$BO$78)),0))","v":""},{"$f":"IF(A3263=\"\",\"\",IF(AP3263=1,Summary!$I$11*(AO3263)/(SUM('Space-by-Space Method'!$BO$4:$BO$78)),0))","v":""},null,null,null,{"$f":"IF(A3263=\"\",\"\",IF(START!$B$34=2,INDIRECT(\"'Space-by-Space Method'!\"&SUBSTITUTE(ADDRESS(1,MOD(ROW(A3263)-52,50)+10,4),\"1\",\"\")&ROUNDDOWN((ROW(A3263)-52)/50,0)+4),\"\"))","v":""},{"$f":"IF(A3263=\"\",\"\",INDIRECT(\"'Space-by-Space Method'!C\"&ROUNDDOWN((ROW(A3263)-52)/50,0)+4))","v":""},{"$f":"IF(A3263=\"\",\"\",IF(COUNTIF(CommonSpaceTypes,AQ3263)>0,INDIRECT(\"'Space-by-Space Method'!F\"&ROUNDDOWN((ROW(A3263)-52)/50,0)+4),\"\"))","v":""},{"$f":"IF(A3263=\"\",\"\",IF(COUNTIF(BuildingSpecificSpaceTypes,AQ3263)>0,INDIRECT(\"'Space-by-Space Method'!F\"&ROUNDDOWN((ROW(A3263)-52)/50,0)+4),\"\"))","v":""},{"$f":"IF(A3263=\"\",\"\",INDIRECT(\"'Fixture Schedule'!D\"&MOD(ROW(A3263)-52,50)+9))","v":""},{"$f":"IF(A3263=\"\",\"\",IF(AR3263=\"\",\"\",INDIRECT(\"'Fixture Schedule'!K\"&MOD(ROW(A3263)-52,50)+9)))","v":""},"",{"$f":"IF(A3263=\"\",\"\",INDIRECT(\"'Fixture Schedule'!L\"&MOD(ROW(A3263)-52,50)+9))","v":""},null,null,null,null,null,null,null,null,null,null,null,null,null,{"$f":"INDIRECT(\"'Space-by-Space Method'!\"&SUBSTITUTE(ADDRESS(1,MOD(ROW(A3263)-52,50)+10,4),\"1\",\"\")&ROUNDDOWN((ROW(A3263)-52)/50,0)+4)","v":0},{"$f":"LEFT(INDIRECT(\"'Space-by-Space Method'!BJ\"&ROUNDDOWN((ROW(A3263)-52)/50,0)+4),3)","v":""},{"$f":"INDIRECT(\"'Fixture Schedule'!L\"&MOD(ROW(A3263)-52,50)+9)","v":0},{"$f":"INDIRECT(\"'Fixture Schedule'!O\"&MOD(ROW(A3263)-52,50)+9)","v":0},{"$f":"INDIRECT(\"'Space-by-Space Method'!F\"&ROUNDDOWN((ROW(A3263)-52)/50,0)+4)","v":0},{"$f":"INDIRECT(\"'Fixture Schedule'!L\"&MOD(ROW(A3263)-52,50)+9)","v":0},{"$f":"INDIRECT(\"'Space-by-Space Method'!D\"&ROUNDDOWN((ROW(A3263)-52)/50,0)+4)","v":0},{"$f":"INDIRECT(\"'Space-by-Space Method'!E\"&ROUNDDOWN((ROW(A3263)-52)/50,0)+4)","v":1}]
[{"$f":"IF(InteriorCalcType=2,IF(OR(AM3266=0,AN3266=\"DNQ\")=TRUE,\"\",INDIRECT(\"'Fixture Schedule'!M\"&MOD(ROW(A3266)-52,50)+9)),\"\")","v":""},{"$f":"IF(A3266=\"\",\"\",INDIRECT(\"'Fixture Schedule'!E\"&MOD(ROW(A3266)-52,50)+9))","v":""},{"$f":"IF(A3266=\"\",\"\",INDIRECT(\"'Fixture Schedule'!F\"&MOD(ROW(A3266)-52,50)+9))","v":""},{"$f":"IF(A3266=\"\",\"\",INDIRECT(\"'Fixture Schedule'!L\"&MOD(ROW(A3266)-52,50)+9))","v":""},"",null,null,{"$f":"IF(A3266=\"\",\"\",IF(AP3266=1,Summary!$C$12*(AO3266)/(SUM('Space-by-Space Method'!$BO$4:$BO$78,SUM('Exterior Lighting'!$BL$5:$BL$25))),0))","v":""},{"$f":"IF(A3266=\"\",\"\",IF(START!$B$34=1,INDIRECT(\"'Space-by-Space Method'!\"&SUBSTITUTE(ADDRESS(1,MOD(ROW(A3266)-52,50)+10,4),\"1\",\"\")&ROUNDDOWN((ROW(A3266)-52)/50,0)+4),\"\"))","v":""},{"$f":"IF(A3266=\"\",\"\",IF(AP3266=1,Summary!$F$11*(AO3266)/(SUM('Space-by-Space Method'!$BO$4:$BO$78,SUM('Exterior Lighting'!$BL$5:$BL$25))),0))","v":""},{"$f":"IF(A3266=\"\",\"\",IF(AP3266=1,Summary!$E$11*(AO3266)/(SUM('Space-by-Space Method'!$BO$4:$BO$78,SUM('Exterior Lighting'!$BL$5:$BL$25))),0))","v":""},{"$f":"IF(A3266=\"\",\"\",IF(AP3266=1,Summary!$G$11*(AO3266)/(SUM('Space-by-Space Method'!$BO$4:$BO$78,SUM('Exterior Lighting'!$BL$5:$BL$25))),0))","v":""},{"$f":"IF(A3266=\"\",\"\",IF(AP3266=1,Summary!$H$11*(AO3266)/(SUM('Space-by-Space Method'!$BO$4:$BO$78)),0))","v":""},{"$f":"IF(A3266=\"\",\"\",IF(AP3266=1,Summary!$I$11*(AO3266)/(SUM('Space-by-Space Method'!$BO$4:$BO$78)),0))","v":""},null,null,null,{"$f":"IF(A3266=\"\",\"\",IF(START!$B$34=2,INDIRECT(\"'Space-by-Space Method'!\"&SUBSTITUTE(ADDRESS(1,MOD(ROW(A3266)-52,50)+10,4),\"1\",\"\")&ROUNDDOWN((ROW(A3266)-52)/50,0)+4),\"\"))","v":""},{"$f":"IF(A3266=\"\",\"\",INDIRECT(\"'Space-by-Space Method'!C\"&ROUNDDOWN((ROW(A3266)-52)/50,0)+4))","v":""},{"$f":"IF(A3266=\"\",\"\",IF(COUNTIF(CommonSpaceTypes,AQ3266)>0,INDIRECT(\"'Space-by-Space Method'!F\"&ROUNDDOWN((ROW(A3266)-52)/50,0)+4),\"\"))","v":""},{"$f":"IF(A3266=\"\",\"\",IF(COUNTIF(BuildingSpecificSpaceTypes,AQ3266)>0,INDIRECT(\"'Space-by-Space Method'!F\"&ROUNDDOWN((ROW(A3266)-52)/50,0)+4),\"\"))","v":""},{"$f":"IF(A3266=\"\",\"\",INDIRECT(\"'Fixture Schedule'!D\"&MOD(ROW(A3266)-52,50)+9))","v":""},{"$f":"IF(A3266=\"\",\"\",IF(AR3266=\"\",\"\",INDIRECT(\"'Fixture Schedule'!K\"&MOD(ROW(A3266)-52,50)+9)))","v":""},"",{"$f":"IF(A3266=\"\",\"\",INDIRECT(\"'Fixture Schedule'!L\"&MOD(ROW(A3266)-52,50)+9))","v":""},null,null,null,null,null,null,null,null,null,null,null,null,null,{"$f":"INDIRECT(\"'Space-by-Space Method'!\"&SUBSTITUTE(ADDRESS(1,MOD(ROW(A3266)-52,50)+10,4),\"1\",\"\")&ROUNDDOWN((ROW(A3266)-52)/50,0)+4)","v":0},{"$f":"LEFT(INDIRECT(\"'Space-by-Space Method'!BJ\"&ROUNDDOWN((ROW(A3266)-52)/50,0)+4),3)","v":""},{"$f":"INDIRECT(\"'Fixture Schedule'!L\"&MOD(ROW(A3266)-52,50)+9)","v":0},{"$f":"INDIRECT(\"'Fixture Schedule'!O\"&MOD(ROW(A3266)-52,50)+9)","v":0},{"$f":"INDIRECT(\"'Space-by-Space Method'!F\"&ROUNDDOWN((ROW(A3266)-52)/50,0)+4)","v":0},{"$f":"INDIRECT(\"'Fixture Schedule'!L\"&MOD(ROW(A3266)-52,50)+9)","v":0},{"$f":"INDIRECT(\"'Space-by-Space Method'!D\"&ROUNDDOWN((ROW(A3266)-52)/50,0)+4)","v":0},{"$f":"INDIRECT(\"'Space-by-Space Method'!E\"&ROUNDDOWN((ROW(A3266)-52)/50,0)+4)","v":1}]
[{"$f":"IF(InteriorCalcType=2,IF(OR(AM3274=0,AN3274=\"DNQ\")=TRUE,\"\",INDIRECT(\"'Fixture Schedule'!M\"&MOD(ROW(A3274)-52,50)+9)),\"\")","v":""},{"$f":"IF(A3274=\"\",\"\",INDIRECT(\"'Fixture Schedule'!E\"&MOD(ROW(A3274)-52,50)+9))","v":""},{"$f":"IF(A3274=\"\",\"\",INDIRECT(\"'Fixture Schedule'!F\"&MOD(ROW(A3274)-52,50)+9))","v":""},{"$f":"IF(A3274=\"\",\"\",INDIRECT(\"'Fixture Schedule'!L\"&MOD(ROW(A3274)-52,50)+9))","v":""},"",null,null,{"$f":"IF(A3274=\"\",\"\",IF(AP3274=1,Summary!$C$12*(AO3274)/(SUM('Space-by-Space Method'!$BO$4:$BO$78,SUM('Exterior Lighting'!$BL$5:$BL$25))),0))","v":""},{"$f":"IF(A3274=\"\",\"\",IF(START!$B$34=1,INDIRECT(\"'Space-by-Space Method'!\"&SUBSTITUTE(ADDRESS(1,MOD(ROW(A3274)-52,50)+10,4),\"1\",\"\")&ROUNDDOWN((ROW(A3274)-52)/50,0)+4),\"\"))","v":""},{"$f":"IF(A3274=\"\",\"\",IF(AP3274=1,Summary!$F$11*(AO3274)/(SUM('Space-by-Space Method'!$BO$4:$BO$78,SUM('Exterior Lighting'!$BL$5:$BL$25))),0))","v":""},{"$f":"IF(A3274=\"\",\"\",IF(AP3274=1,Summary!$E$11*(AO3274)/(SUM('Space-by-Space Method'!$BO$4:$BO$78,SUM('Exterior Lighting'!$BL$5:$BL$25))),0))","v":""},{"$f":"IF(A3274=\"\",\"\",IF(AP3274=1,Summary!$G$11*(AO3274)/(SUM('Space-by-Space Method'!$BO$4:$BO$78,SUM('Exterior Lighting'!$BL$5:$BL$25))),0))","v":""},{"$f":"IF(A3274=\"\",\"\",IF(AP3274=1,Summary!$H$11*(AO3274)/(SUM('Space-by-Space Method'!$BO$4:$BO$78)),0))","v":""},{"$f":"IF(A3274=\"\",\"\",IF(AP3274=1,Summary!$I$11*(AO3274)/(SUM('Space-by-Space Method'!$BO$4:$BO$78)),0))","v":""},null,null,null,{"$f":"IF(A3274=\"\",\"\",IF(START!$B$34=2,INDIRECT(\"'Space-by-Space Method'!\"&SUBSTITUTE(ADDRESS(1,MOD(ROW(A3274)-52,50)+10,4),\"1\",\"\")&ROUNDDOWN((ROW(A3274)-52)/50,0)+4),\"\"))","v":""},{"$f":"IF(A3274=\"\",\"\",INDIRECT(\"'Space-by-Space Method'!C\"&ROUNDDOWN((ROW(A3274)-52)/50,0)+4))","v":""},{"$f":"IF(A3274=\"\",\"\",IF(COUNTIF(CommonSpaceTypes,AQ3274)>0,INDIRECT(\"'Space-by-Space Method'!F\"&ROUNDDOWN((ROW(A3274)-52)/50,0)+4),\"\"))","v":""},{"$f":"IF(A3274=\"\",\"\",IF(COUNTIF(BuildingSpecificSpaceTypes,AQ3274)>0,INDIRECT(\"'Space-by-Space Method'!F\"&ROUNDDOWN((ROW(A3274)-52)/50,0)+4),\"\"))","v":""},{"$f":"IF(A3274=\"\",\"\",INDIRECT(\"'Fixture Schedule'!D\"&MOD(ROW(A3274)-52,50)+9))","v":""},{"$f":"IF(A3274=\"\",\"\",IF(AR3274=\"\",\"\",INDIRECT(\"'Fixture Schedule'!K\"&MOD(ROW(A3274)-52,50)+9)))","v":""},"",{"$f":"IF(A3274=\"\",\"\",INDIRECT(\"'Fixture Schedule'!L\"&MOD(ROW(A3274)-52,50)+9))","v":""},null,null,null,null,null,null,null,null,null,null,null,null,null,{"$f":"INDIRECT(\"'Space-by-Space Method'!\"&SUBSTITUTE(ADDRESS(1,MOD(ROW(A3274)-52,50)+10,4),\"1\",\"\")&ROUNDDOWN((ROW(A3274)-52)/50,0)+4)","v":0},{"$f":"LEFT(INDIRECT(\"'Space-by-Space Method'!BJ\"&ROUNDDOWN((ROW(A3274)-52)/50,0)+4),3)","v":""},{"$f":"INDIRECT(\"'Fixture Schedule'!L\"&MOD(ROW(A3274)-52,50)+9)","v":0},{"$f":"INDIRECT(\"'Fixture Schedule'!O\"&MOD(ROW(A3274)-52,50)+9)","v":0},{"$f":"INDIRECT(\"'Space-by-Space Method'!F\"&ROUNDDOWN((ROW(A3274)-52)/50,0)+4)","v":0},{"$f":"INDIRECT(\"'Fixture Schedule'!L\"&MOD(ROW(A3274)-52,50)+9)","v":0},{"$f":"INDIRECT(\"'Space-by-Space Method'!D\"&ROUNDDOWN((ROW(A3274)-52)/50,0)+4)","v":0},{"$f":"INDIRECT(\"'Space-by-Space Method'!E\"&ROUNDDOWN((ROW(A3274)-52)/50,0)+4)","v":1}]
[{"$f":"IF(InteriorCalcType=2,IF(OR(AM3284=0,AN3284=\"DNQ\")=TRUE,\"\",INDIRECT(\"'Fixture Schedule'!M\"&MOD(ROW(A3284)-52,50)+9)),\"\")","v":""},{"$f":"IF(A3284=\"\",\"\",INDIRECT(\"'Fixture Schedule'!E\"&MOD(ROW(A3284)-52,50)+9))","v":""},{"$f":"IF(A3284=\"\",\"\",INDIRECT(\"'Fixture Schedule'!F\"&MOD(ROW(A3284)-52,50)+9))","v":""},{"$f":"IF(A3284=\"\",\"\",INDIRECT(\"'Fixture Schedule'!L\"&MOD(ROW(A3284)-52,50)+9))","v":""},"",null,null,{"$f":"IF(A3284=\"\",\"\",IF(AP3284=1,Summary!$C$12*(AO3284)/(SUM('Space-by-Space Method'!$BO$4:$BO$78,SUM('Exterior Lighting'!$BL$5:$BL$25))),0))","v":""},{"$f":"IF(A3284=\"\",\"\",IF(START!$B$34=1,INDIRECT(\"'Space-by-Space Method'!\"&SUBSTITUTE(ADDRESS(1,MOD(ROW(A3284)-52,50)+10,4),\"1\",\"\")&ROUNDDOWN((ROW(A3284)-52)/50,0)+4),\"\"))","v":""},{"$f":"IF(A3284=\"\",\"\",IF(AP3284=1,Summary!$F$11*(AO3284)/(SUM('Space-by-Space Method'!$BO$4:$BO$78,SUM('Exterior Lighting'!$BL$5:$BL$25))),0))","v":""},{"$f":"IF(A3284=\"\",\"\",IF(AP3284=1,Summary!$E$11*(AO3284)/(SUM('Space-by-Space Method'!$BO$4:$BO$78,SUM('Exterior Lighting'!$BL$5:$BL$25))),0))","v":""},{"$f":"IF(A3284=\"\",\"\",IF(AP3284=1,Summary!$G$11*(AO3284)/(SUM('Space-by-Space Method'!$BO$4:$BO$78,SUM('Exterior Lighting'!$BL$5:$BL$25))),0))","v":""},{"$f":"IF(A3284=\"\",\"\",IF(AP3284=1,Summary!$H$11*(AO3284)/(SUM('Space-by-Space Method'!$BO$4:$BO$78)),0))","v":""},{"$f":"IF(A3284=\"\",\"\",IF(AP3284=1,Summary!$I$11*(AO3284)/(SUM('Space-by-Space Method'!$BO$4:$BO$78)),0))","v":""},null,null,null,{"$f":"IF(A3284=\"\",\"\",IF(START!$B$34=2,INDIRECT(\"'Space-by-Space Method'!\"&SUBSTITUTE(ADDRESS(1,MOD(ROW(A3284)-52,50)+10,4),\"1\",\"\")&ROUNDDOWN((ROW(A3284)-52)/50,0)+4),\"\"))","v":""},{"$f":"IF(A3284=\"\",\"\",INDIRECT(\"'Space-by-Space Method'!C\"&ROUNDDOWN((ROW(A3284)-52)/50,0)+4))","v":""},{"$f":"IF(A3284=\"\",\"\",IF(COUNTIF(CommonSpaceTypes,AQ3284)>0,INDIRECT(\"'Space-by-Space Method'!F\"&ROUNDDOWN((ROW(A3284)-52)/50,0)+4),\"\"))","v":""},{"$f":"IF(A3284=\"\",\"\",IF(COUNTIF(BuildingSpecificSpaceTypes,AQ3284)>0,INDIRECT(\"'Space-by-Space Method'!F\"&ROUNDDOWN((ROW(A3284)-52)/50,0)+4),\"\"))","v":""},{"$f":"IF(A3284=\"\",\"\",INDIRECT(\"'Fixture Schedule'!D\"&MOD(ROW(A3284)-52,50)+9))","v":""},{"$f":"IF(A3284=\"\",\"\",IF(AR3284=\"\",\"\",INDIRECT(\"'Fixture Schedule'!K\"&MOD(ROW(A3284)-52,50)+9)))","v":""},"",{"$f":"IF(A3284=\"\",\"\",INDIRECT(\"'Fixture Schedule'!L\"&MOD(ROW(A3284)-52,50)+9))","v":""},null,null,null,null,null,null,null,null,null,null,null,null,null,{"$f":"INDIRECT(\"'Space-by-Space Method'!\"&SUBSTITUTE(ADDRESS(1,MOD(ROW(A3284)-52,50)+10,4),\"1\",\"\")&ROUNDDOWN((ROW(A3284)-52)/50,0)+4)","v":0},{"$f":"LEFT(INDIRECT(\"'Space-by-Space Method'!BJ\"&ROUNDDOWN((ROW(A3284)-52)/50,0)+4),3)","v":""},{"$f":"INDIRECT(\"'Fixture Schedule'!L\"&MOD(ROW(A3284)-52,50)+9)","v":0},{"$f":"INDIRECT(\"'Fixture Schedule'!O\"&MOD(ROW(A3284)-52,50)+9)","v":0},{"$f":"INDIRECT(\"'Space-by-Space Method'!F\"&ROUNDDOWN((ROW(A3284)-52)/50,0)+4)","v":0},{"$f":"INDIRECT(\"'Fixture Schedule'!L\"&MOD(ROW(A3284)-52,50)+9)","v":0},{"$f":"INDIRECT(\"'Space-by-Space Method'!D\"&ROUNDDOWN((ROW(A3284)-52)/50,0)+4)","v":0},{"$f":"INDIRECT(\"'Space-by-Space Method'!E\"&ROUNDDOWN((ROW(A3284)-52)/50,0)+4)","v":1}]
[{"$f":"IF(InteriorCalcType=2,IF(OR(AM3293=0,AN3293=\"DNQ\")=TRUE,\"\",INDIRECT(\"'Fixture Schedule'!M\"&MOD(ROW(A3293)-52,50)+9)),\"\")","v":""},{"$f":"IF(A3293=\"\",\"\",INDIRECT(\"'Fixture Schedule'!E\"&MOD(ROW(A3293)-52,50)+9))","v":""},{"$f":"IF(A3293=\"\",\"\",INDIRECT(\"'Fixture Schedule'!F\"&MOD(ROW(A3293)-52,50)+9))","v":""},{"$f":"IF(A3293=\"\",\"\",INDIRECT(\"'Fixture Schedule'!L\"&MOD(ROW(A3293)-52,50)+9))","v":""},"",null,null,{"$f":"IF(A3293=\"\",\"\",IF(AP3293=1,Summary!$C$12*(AO3293)/(SUM('Space-by-Space Method'!$BO$4:$BO$78,SUM('Exterior Lighting'!$BL$5:$BL$25))),0))","v":""},{"$f":"IF(A3293=\"\",\"\",IF(START!$B$34=1,INDIRECT(\"'Space-by-Space Method'!\"&SUBSTITUTE(ADDRESS(1,MOD(ROW(A3293)-52,50)+10,4),\"1\",\"\")&ROUNDDOWN((ROW(A3293)-52)/50,0)+4),\"\"))","v":""},{"$f":"IF(A3293=\"\",\"\",IF(AP3293=1,Summary!$F$11*(AO3293)/(SUM('Space-by-Space Method'!$BO$4:$BO$78,SUM('Exterior Lighting'!$BL$5:$BL$25))),0))","v":""},{"$f":"IF(A3293=\"\",\"\",IF(AP3293=1,Summary!$E$11*(AO3293)/(SUM('Space-by-Space Method'!$BO$4:$BO$78,SUM('Exterior Lighting'!$BL$5:$BL$25))),0))","v":""},{"$f":"IF(A3293=\"\",\"\",IF(AP3293=1,Summary!$G$11*(AO3293)/(SUM('Space-by-Space Method'!$BO$4:$BO$78,SUM('Exterior Lighting'!$BL$5:$BL$25))),0))","v":""},{"$f":"IF(A3293=\"\",\"\",IF(AP3293=1,Summary!$H$11*(AO3293)/(SUM('Space-by-Space Method'!$BO$4:$BO$78)),0))","v":""},{"$f":"IF(A3293=\"\",\"\",IF(AP3293=1,Summary!$I$11*(AO3293)/(SUM('Space-by-Space Method'!$BO$4:$BO$78)),0))","v":""},null,null,null,{"$f":"IF(A3293=\"\",\"\",IF(START!$B$34=2,INDIRECT(\"'Space-by-Space Method'!\"&SUBSTITUTE(ADDRESS(1,MOD(ROW(A3293)-52,50)+10,4),\"1\",\"\")&ROUNDDOWN((ROW(A3293)-52)/50,0)+4),\"\"))","v":""},{"$f":"IF(A3293=\"\",\"\",INDIRECT(\"'Space-by-Space Method'!C\"&ROUNDDOWN((ROW(A3293)-52)/50,0)+4))","v":""},{"$f":"IF(A3293=\"\",\"\",IF(COUNTIF(CommonSpaceTypes,AQ3293)>0,INDIRECT(\"'Space-by-Space Method'!F\"&ROUNDDOWN((ROW(A3293)-52)/50,0)+4),\"\"))","v":""},{"$f":"IF(A3293=\"\",\"\",IF(COUNTIF(BuildingSpecificSpaceTypes,AQ3293)>0,INDIRECT(\"'Space-by-Space Method'!F\"&ROUNDDOWN((ROW(A3293)-52)/50,0)+4),\"\"))","v":""},{"$f":"IF(A3293=\"\",\"\",INDIRECT(\"'Fixture Schedule'!D\"&MOD(ROW(A3293)-52,50)+9))","v":""},{"$f":"IF(A3293=\"\",\"\",IF(AR3293=\"\",\"\",INDIRECT(\"'Fixture Schedule'!K\"&MOD(ROW(A3293)-52,50)+9)))","v":""},"",{"$f":"IF(A3293=\"\",\"\",INDIRECT(\"'Fixture Schedule'!L\"&MOD(ROW(A3293)-52,50)+9))","v":""},null,null,null,null,null,null,null,null,null,null,null,null,null,{"$f":"INDIRECT(\"'Space-by-Space Method'!\"&SUBSTITUTE(ADDRESS(1,MOD(ROW(A3293)-52,50)+10,4),\"1\",\"\")&ROUNDDOWN((ROW(A3293)-52)/50,0)+4)","v":0},{"$f":"LEFT(INDIRECT(\"'Space-by-Space Method'!BJ\"&ROUNDDOWN((ROW(A3293)-52)/50,0)+4),3)","v":""},{"$f":"INDIRECT(\"'Fixture Schedule'!L\"&MOD(ROW(A3293)-52,50)+9)","v":0},{"$f":"INDIRECT(\"'Fixture Schedule'!O\"&MOD(ROW(A3293)-52,50)+9)","v":0},{"$f":"INDIRECT(\"'Space-by-Space Method'!F\"&ROUNDDOWN((ROW(A3293)-52)/50,0)+4)","v":0},{"$f":"INDIRECT(\"'Fixture Schedule'!L\"&MOD(ROW(A3293)-52,50)+9)","v":0},{"$f":"INDIRECT(\"'Space-by-Space Method'!D\"&ROUNDDOWN((ROW(A3293)-52)/50,0)+4)","v":0},{"$f":"INDIRECT(\"'Space-by-Space Method'!E\"&ROUNDDOWN((ROW(A3293)-52)/50,0)+4)","v":1}]
[{"$f":"IF(InteriorCalcType=2,IF(OR(AM3302=0,AN3302=\"DNQ\")=TRUE,\"\",INDIRECT(\"'Fixture Schedule'!M\"&MOD(ROW(A3302)-52,50)+9)),\"\")","v":""},{"$f":"IF(A3302=\"\",\"\",INDIRECT(\"'Fixture Schedule'!E\"&MOD(ROW(A3302)-52,50)+9))","v":""},{"$f":"IF(A3302=\"\",\"\",INDIRECT(\"'Fixture Schedule'!F\"&MOD(ROW(A3302)-52,50)+9))","v":""},{"$f":"IF(A3302=\"\",\"\",INDIRECT(\"'Fixture Schedule'!L\"&MOD(ROW(A3302)-52,50)+9))","v":""},"",null,null,{"$f":"IF(A3302=\"\",\"\",IF(AP3302=1,Summary!$C$12*(AO3302)/(SUM('Space-by-Space Method'!$BO$4:$BO$78,SUM('Exterior Lighting'!$BL$5:$BL$25))),0))","v":""},{"$f":"IF(A3302=\"\",\"\",IF(START!$B$34=1,INDIRECT(\"'Space-by-Space Method'!\"&SUBSTITUTE(ADDRESS(1,MOD(ROW(A3302)-52,50)+10,4),\"1\",\"\")&ROUNDDOWN((ROW(A3302)-52)/50,0)+4),\"\"))","v":""},{"$f":"IF(A3302=\"\",\"\",IF(AP3302=1,Summary!$F$11*(AO3302)/(SUM('Space-by-Space Method'!$BO$4:$BO$78,SUM('Exterior Lighting'!$BL$5:$BL$25))),0))","v":""},{"$f":"IF(A3302=\"\",\"\",IF(AP3302=1,Summary!$E$11*(AO3302)/(SUM('Space-by-Space Method'!$BO$4:$BO$78,SUM('Exterior Lighting'!$BL$5:$BL$25))),0))","v":""},{"$f":"IF(A3302=\"\",\"\",IF(AP3302=1,Summary!$G$11*(AO3302)/(SUM('Space-by-Space Method'!$BO$4:$BO$78,SUM('Exterior Lighting'!$BL$5:$BL$25))),0))","v":""},{"$f":"IF(A3302=\"\",\"\",IF(AP3302=1,Summary!$H$11*(AO3302)/(SUM('Space-by-Space Method'!$BO$4:$BO$78)),0))","v":""},{"$f":"IF(A3302=\"\",\"\",IF(AP3302=1,Summary!$I$11*(AO3302)/(SUM('Space-by-Space Method'!$BO$4:$BO$78)),0))","v":""},null,null,null,{"$f":"IF(A3302=\"\",\"\",IF(START!$B$34=2,INDIRECT(\"'Space-by-Space Method'!\"&SUBSTITUTE(ADDRESS(1,MOD(ROW(A3302)-52,50)+10,4),\"1\",\"\")&ROUNDDOWN((ROW(A3302)-52)/50,0)+4),\"\"))","v":""},{"$f":"IF(A3302=\"\",\"\",INDIRECT(\"'Space-by-Space Method'!C\"&ROUNDDOWN((ROW(A3302)-52)/50,0)+4))","v":""},{"$f":"IF(A3302=\"\",\"\",IF(COUNTIF(CommonSpaceTypes,AQ3302)>0,INDIRECT(\"'Space-by-Space Method'!F\"&ROUNDDOWN((ROW(A3302)-52)/50,0)+4),\"\"))","v":""},{"$f":"IF(A3302=\"\",\"\",IF(COUNTIF(BuildingSpecificSpaceTypes,AQ3302)>0,INDIRECT(\"'Space-by-Space Method'!F\"&ROUNDDOWN((ROW(A3302)-52)/50,0)+4),\"\"))","v":""},{"$f":"IF(A3302=\"\",\"\",INDIRECT(\"'Fixture Schedule'!D\"&MOD(ROW(A3302)-52,50)+9))","v":""},{"$f":"IF(A3302=\"\",\"\",IF(AR3302=\"\",\"\",INDIRECT(\"'Fixture Schedule'!K\"&MOD(ROW(A3302)-52,50)+9)))","v":""},"",{"$f":"IF(A3302=\"\",\"\",INDIRECT(\"'Fixture Schedule'!L\"&MOD(ROW(A3302)-52,50)+9))","v":""},null,null,null,null,null,null,null,null,null,null,null,null,null,{"$f":"INDIRECT(\"'Space-by-Space Method'!\"&SUBSTITUTE(ADDRESS(1,MOD(ROW(A3302)-52,50)+10,4),\"1\",\"\")&ROUNDDOWN((ROW(A3302)-52)/50,0)+4)","v":0},{"$f":"LEFT(INDIRECT(\"'Space-by-Space Method'!BJ\"&ROUNDDOWN((ROW(A3302)-52)/50,0)+4),3)","v":""},{"$f":"INDIRECT(\"'Fixture Schedule'!L\"&MOD(ROW(A3302)-52,50)+9)","v":0},{"$f":"INDIRECT(\"'Fixture Schedule'!O\"&MOD(ROW(A3302)-52,50)+9)","v":0},{"$f":"INDIRECT(\"'Space-by-Space Method'!F\"&ROUNDDOWN((ROW(A3302)-52)/50,0)+4)","v":0},{"$f":"INDIRECT(\"'Fixture Schedule'!L\"&MOD(ROW(A3302)-52,50)+9)","v":0},{"$f":"INDIRECT(\"'Space-by-Space Method'!D\"&ROUNDDOWN((ROW(A3302)-52)/50,0)+4)","v":0},{"$f":"INDIRECT(\"'Space-by-Space Method'!E\"&ROUNDDOWN((ROW(A3302)-52)/50,0)+4)","v":1}]
[{"$f":"IF(InteriorCalcType=2,IF(OR(AM3312=0,AN3312=\"DNQ\")=TRUE,\"\",INDIRECT(\"'Fixture Schedule'!M\"&MOD(ROW(A3312)-52,50)+9)),\"\")","v":""},{"$f":"IF(A3312=\"\",\"\",INDIRECT(\"'Fixture Schedule'!E\"&MOD(ROW(A3312)-52,50)+9))","v":""},{"$f":"IF(A3312=\"\",\"\",INDIRECT(\"'Fixture Schedule'!F\"&MOD(ROW(A3312)-52,50)+9))","v":""},{"$f":"IF(A3312=\"\",\"\",INDIRECT(\"'Fixture Schedule'!L\"&MOD(ROW(A3312)-52,50)+9))","v":""},"",null,null,{"$f":"IF(A3312=\"\",\"\",IF(AP3312=1,Summary!$C$12*(AO3312)/(SUM('Space-by-Space Method'!$BO$4:$BO$78,SUM('Exterior Lighting'!$BL$5:$BL$25))),0))","v":""},{"$f":"IF(A3312=\"\",\"\",IF(START!$B$34=1,INDIRECT(\"'Space-by-Space Method'!\"&SUBSTITUTE(ADDRESS(1,MOD(ROW(A3312)-52,50)+10,4),\"1\",\"\")&ROUNDDOWN((ROW(A3312)-52)/50,0)+4),\"\"))","v":""},{"$f":"IF(A3312=\"\",\"\",IF(AP3312=1,Summary!$F$11*(AO3312)/(SUM('Space-by-Space Method'!$BO$4:$BO$78,SUM('Exterior Lighting'!$BL$5:$BL$25))),0))","v":""},{"$f":"IF(A3312=\"\",\"\",IF(AP3312=1,Summary!$E$11*(AO3312)/(SUM('Space-by-Space Method'!$BO$4:$BO$78,SUM('Exterior Lighting'!$BL$5:$BL$25))),0))","v":""},{"$f":"IF(A3312=\"\",\"\",IF(AP3312=1,Summary!$G$11*(AO3312)/(SUM('Space-by-Space Method'!$BO$4:$BO$78,SUM('Exterior Lighting'!$BL$5:$BL$25))),0))","v":""},{"$f":"IF(A3312=\"\",\"\",IF(AP3312=1,Summary!$H$11*(AO3312)/(SUM('Space-by-Space Method'!$BO$4:$BO$78)),0))","v":""},{"$f":"IF(A3312=\"\",\"\",IF(AP3312=1,Summary!$I$11*(AO3312)/(SUM('Space-by-Space Method'!$BO$4:$BO$78)),0))","v":""},null,null,null,{"$f":"IF(A3312=\"\",\"\",IF(START!$B$34=2,INDIRECT(\"'Space-by-Space Method'!\"&SUBSTITUTE(ADDRESS(1,MOD(ROW(A3312)-52,50)+10,4),\"1\",\"\")&ROUNDDOWN((ROW(A3312)-52)/50,0)+4),\"\"))","v":""},{"$f":"IF(A3312=\"\",\"\",INDIRECT(\"'Space-by-Space Method'!C\"&ROUNDDOWN((ROW(A3312)-52)/50,0)+4))","v":""},{"$f":"IF(A3312=\"\",\"\",IF(COUNTIF(CommonSpaceTypes,AQ3312)>0,INDIRECT(\"'Space-by-Space Method'!F\"&ROUNDDOWN((ROW(A3312)-52)/50,0)+4),\"\"))","v":""},{"$f":"IF(A3312=\"\",\"\",IF(COUNTIF(BuildingSpecificSpaceTypes,AQ3312)>0,INDIRECT(\"'Space-by-Space Method'!F\"&ROUNDDOWN((ROW(A3312)-52)/50,0)+4),\"\"))","v":""},{"$f":"IF(A3312=\"\",\"\",INDIRECT(\"'Fixture Schedule'!D\"&MOD(ROW(A3312)-52,50)+9))","v":""},{"$f":"IF(A3312=\"\",\"\",IF(AR3312=\"\",\"\",INDIRECT(\"'Fixture Schedule'!K\"&MOD(ROW(A3312)-52,50)+9)))","v":""},"",{"$f":"IF(A3312=\"\",\"\",INDIRECT(\"'Fixture Schedule'!L\"&MOD(ROW(A3312)-52,50)+9))","v":""},null,null,null,null,null,null,null,null,null,null,null,null,null,{"$f":"INDIRECT(\"'Space-by-Space Method'!\"&SUBSTITUTE(ADDRESS(1,MOD(ROW(A3312)-52,50)+10,4),\"1\",\"\")&ROUNDDOWN((ROW(A3312)-52)/50,0)+4)","v":0},{"$f":"LEFT(INDIRECT(\"'Space-by-Space Method'!BJ\"&ROUNDDOWN((ROW(A3312)-52)/50,0)+4),3)","v":""},{"$f":"INDIRECT(\"'Fixture Schedule'!L\"&MOD(ROW(A3312)-52,50)+9)","v":0},{"$f":"INDIRECT(\"'Fixture Schedule'!O\"&MOD(ROW(A3312)-52,50)+9)","v":0},{"$f":"INDIRECT(\"'Space-by-Space Method'!F\"&ROUNDDOWN((ROW(A3312)-52)/50,0)+4)","v":0},{"$f":"INDIRECT(\"'Fixture Schedule'!L\"&MOD(ROW(A3312)-52,50)+9)","v":0},{"$f":"INDIRECT(\"'Space-by-Space Method'!D\"&ROUNDDOWN((ROW(A3312)-52)/50,0)+4)","v":0},{"$f":"INDIRECT(\"'Space-by-Space Method'!E\"&ROUNDDOWN((ROW(A3312)-52)/50,0)+4)","v":1}]
[{"$f":"IF(InteriorCalcType=2,IF(OR(AM3321=0,AN3321=\"DNQ\")=TRUE,\"\",INDIRECT(\"'Fixture Schedule'!M\"&MOD(ROW(A3321)-52,50)+9)),\"\")","v":""},{"$f":"IF(A3321=\"\",\"\",INDIRECT(\"'Fixture Schedule'!E\"&MOD(ROW(A3321)-52,50)+9))","v":""},{"$f":"IF(A3321=\"\",\"\",INDIRECT(\"'Fixture Schedule'!F\"&MOD(ROW(A3321)-52,50)+9))","v":""},{"$f":"IF(A3321=\"\",\"\",INDIRECT(\"'Fixture Schedule'!L\"&MOD(ROW(A3321)-52,50)+9))","v":""},"",null,null,{"$f":"IF(A3321=\"\",\"\",IF(AP3321=1,Summary!$C$12*(AO3321)/(SUM('Space-by-Space Method'!$BO$4:$BO$78,SUM('Exterior Lighting'!$BL$5:$BL$25))),0))","v":""},{"$f":"IF(A3321=\"\",\"\",IF(START!$B$34=1,INDIRECT(\"'Space-by-Space Method'!\"&SUBSTITUTE(ADDRESS(1,MOD(ROW(A3321)-52,50)+10,4),\"1\",\"\")&ROUNDDOWN((ROW(A3321)-52)/50,0)+4),\"\"))","v":""},{"$f":"IF(A3321=\"\",\"\",IF(AP3321=1,Summary!$F$11*(AO3321)/(SUM('Space-by-Space Method'!$BO$4:$BO$78,SUM('Exterior Lighting'!$BL$5:$BL$25))),0))","v":""},{"$f":"IF(A3321=\"\",\"\",IF(AP3321=1,Summary!$E$11*(AO3321)/(SUM('Space-by-Space Method'!$BO$4:$BO$78,SUM('Exterior Lighting'!$BL$5:$BL$25))),0))","v":""},{"$f":"IF(A3321=\"\",\"\",IF(AP3321=1,Summary!$G$11*(AO3321)/(SUM('Space-by-Space Method'!$BO$4:$BO$78,SUM('Exterior Lighting'!$BL$5:$BL$25))),0))","v":""},{"$f":"IF(A3321=\"\",\"\",IF(AP3321=1,Summary!$H$11*(AO3321)/(SUM('Space-by-Space Method'!$BO$4:$BO$78)),0))","v":""},{"$f":"IF(A3321=\"\",\"\",IF(AP3321=1,Summary!$I$11*(AO3321)/(SUM('Space-by-Space Method'!$BO$4:$BO$78)),0))","v":""},null,null,null,{"$f":"IF(A3321=\"\",\"\",IF(START!$B$34=2,INDIRECT(\"'Space-by-Space Method'!\"&SUBSTITUTE(ADDRESS(1,MOD(ROW(A3321)-52,50)+10,4),\"1\",\"\")&ROUNDDOWN((ROW(A3321)-52)/50,0)+4),\"\"))","v":""},{"$f":"IF(A3321=\"\",\"\",INDIRECT(\"'Space-by-Space Method'!C\"&ROUNDDOWN((ROW(A3321)-52)/50,0)+4))","v":""},{"$f":"IF(A3321=\"\",\"\",IF(COUNTIF(CommonSpaceTypes,AQ3321)>0,INDIRECT(\"'Space-by-Space Method'!F\"&ROUNDDOWN((ROW(A3321)-52)/50,0)+4),\"\"))","v":""},{"$f":"IF(A3321=\"\",\"\",IF(COUNTIF(BuildingSpecificSpaceTypes,AQ3321)>0,INDIRECT(\"'Space-by-Space Method'!F\"&ROUNDDOWN((ROW(A3321)-52)/50,0)+4),\"\"))","v":""},{"$f":"IF(A3321=\"\",\"\",INDIRECT(\"'Fixture Schedule'!D\"&MOD(ROW(A3321)-52,50)+9))","v":""},{"$f":"IF(A3321=\"\",\"\",IF(AR3321=\"\",\"\",INDIRECT(\"'Fixture Schedule'!K\"&MOD(ROW(A3321)-52,50)+9)))","v":""},"",{"$f":"IF(A3321=\"\",\"\",INDIRECT(\"'Fixture Schedule'!L\"&MOD(ROW(A3321)-52,50)+9))","v":""},null,null,null,null,null,null,null,null,null,null,null,null,null,{"$f":"INDIRECT(\"'Space-by-Space Method'!\"&SUBSTITUTE(ADDRESS(1,MOD(ROW(A3321)-52,50)+10,4),\"1\",\"\")&ROUNDDOWN((ROW(A3321)-52)/50,0)+4)","v":0},{"$f":"LEFT(INDIRECT(\"'Space-by-Space Method'!BJ\"&ROUNDDOWN((ROW(A3321)-52)/50,0)+4),3)","v":""},{"$f":"INDIRECT(\"'Fixture Schedule'!L\"&MOD(ROW(A3321)-52,50)+9)","v":0},{"$f":"INDIRECT(\"'Fixture Schedule'!O\"&MOD(ROW(A3321)-52,50)+9)","v":0},{"$f":"INDIRECT(\"'Space-by-Space Method'!F\"&ROUNDDOWN((ROW(A3321)-52)/50,0)+4)","v":0},{"$f":"INDIRECT(\"'Fixture Schedule'!L\"&MOD(ROW(A3321)-52,50)+9)","v":0},{"$f":"INDIRECT(\"'Space-by-Space Method'!D\"&ROUNDDOWN((ROW(A3321)-52)/50,0)+4)","v":0},{"$f":"INDIRECT(\"'Space-by-Space Method'!E\"&ROUNDDOWN((ROW(A3321)-52)/50,0)+4)","v":1}]
[{"$f":"IF(InteriorCalcType=2,IF(OR(AM3331=0,AN3331=\"DNQ\")=TRUE,\"\",INDIRECT(\"'Fixture Schedule'!M\"&MOD(ROW(A3331)-52,50)+9)),\"\")","v":""},{"$f":"IF(A3331=\"\",\"\",INDIRECT(\"'Fixture Schedule'!E\"&MOD(ROW(A3331)-52,50)+9))","v":""},{"$f":"IF(A3331=\"\",\"\",INDIRECT(\"'Fixture Schedule'!F\"&MOD(ROW(A3331)-52,50)+9))","v":""},{"$f":"IF(A3331=\"\",\"\",INDIRECT(\"'Fixture Schedule'!L\"&MOD(ROW(A3331)-52,50)+9))","v":""},"",null,null,{"$f":"IF(A3331=\"\",\"\",IF(AP3331=1,Summary!$C$12*(AO3331)/(SUM('Space-by-Space Method'!$BO$4:$BO$78,SUM('Exterior Lighting'!$BL$5:$BL$25))),0))","v":""},{"$f":"IF(A3331=\"\",\"\",IF(START!$B$34=1,INDIRECT(\"'Space-by-Space Method'!\"&SUBSTITUTE(ADDRESS(1,MOD(ROW(A3331)-52,50)+10,4),\"1\",\"\")&ROUNDDOWN((ROW(A3331)-52)/50,0)+4),\"\"))","v":""},{"$f":"IF(A3331=\"\",\"\",IF(AP3331=1,Summary!$F$11*(AO3331)/(SUM('Space-by-Space Method'!$BO$4:$BO$78,SUM('Exterior Lighting'!$BL$5:$BL$25))),0))","v":""},{"$f":"IF(A3331=\"\",\"\",IF(AP3331=1,Summary!$E$11*(AO3331)/(SUM('Space-by-Space Method'!$BO$4:$BO$78,SUM('Exterior Lighting'!$BL$5:$BL$25))),0))","v":""},{"$f":"IF(A3331=\"\",\"\",IF(AP3331=1,Summary!$G$11*(AO3331)/(SUM('Space-by-Space Method'!$BO$4:$BO$78,SUM('Exterior Lighting'!$BL$5:$BL$25))),0))","v":""},{"$f":"IF(A3331=\"\",\"\",IF(AP3331=1,Summary!$H$11*(AO3331)/(SUM('Space-by-Space Method'!$BO$4:$BO$78)),0))","v":""},{"$f":"IF(A3331=\"\",\"\",IF(AP3331=1,Summary!$I$11*(AO3331)/(SUM('Space-by-Space Method'!$BO$4:$BO$78)),0))","v":""},null,null,null,{"$f":"IF(A3331=\"\",\"\",IF(START!$B$34=2,INDIRECT(\"'Space-by-Space Method'!\"&SUBSTITUTE(ADDRESS(1,MOD(ROW(A3331)-52,50)+10,4),\"1\",\"\")&ROUNDDOWN((ROW(A3331)-52)/50,0)+4),\"\"))","v":""},{"$f":"IF(A3331=\"\",\"\",INDIRECT(\"'Space-by-Space Method'!C\"&ROUNDDOWN((ROW(A3331)-52)/50,0)+4))","v":""},{"$f":"IF(A3331=\"\",\"\",IF(COUNTIF(CommonSpaceTypes,AQ3331)>0,INDIRECT(\"'Space-by-Space Method'!F\"&ROUNDDOWN((ROW(A3331)-52)/50,0)+4),\"\"))","v":""},{"$f":"IF(A3331=\"\",\"\",IF(COUNTIF(BuildingSpecificSpaceTypes,AQ3331)>0,INDIRECT(\"'Space-by-Space Method'!F\"&ROUNDDOWN((ROW(A3331)-52)/50,0)+4),\"\"))","v":""},{"$f":"IF(A3331=\"\",\"\",INDIRECT(\"'Fixture Schedule'!D\"&MOD(ROW(A3331)-52,50)+9))","v":""},{"$f":"IF(A3331=\"\",\"\",IF(AR3331=\"\",\"\",INDIRECT(\"'Fixture Schedule'!K\"&MOD(ROW(A3331)-52,50)+9)))","v":""},"",{"$f":"IF(A3331=\"\",\"\",INDIRECT(\"'Fixture Schedule'!L\"&MOD(ROW(A3331)-52,50)+9))","v":""},null,null,null,null,null,null,null,null,null,null,null,null,null,{"$f":"INDIRECT(\"'Space-by-Space Method'!\"&SUBSTITUTE(ADDRESS(1,MOD(ROW(A3331)-52,50)+10,4),\"1\",\"\")&ROUNDDOWN((ROW(A3331)-52)/50,0)+4)","v":0},{"$f":"LEFT(INDIRECT(\"'Space-by-Space Method'!BJ\"&ROUNDDOWN((ROW(A3331)-52)/50,0)+4),3)","v":""},{"$f":"INDIRECT(\"'Fixture Schedule'!L\"&MOD(ROW(A3331)-52,50)+9)","v":0},{"$f":"INDIRECT(\"'Fixture Schedule'!O\"&MOD(ROW(A3331)-52,50)+9)","v":0},{"$f":"INDIRECT(\"'Space-by-Space Method'!F\"&ROUNDDOWN((ROW(A3331)-52)/50,0)+4)","v":0},{"$f":"INDIRECT(\"'Fixture Schedule'!L\"&MOD(ROW(A3331)-52,50)+9)","v":0},{"$f":"INDIRECT(\"'Space-by-Space Method'!D\"&ROUNDDOWN((ROW(A3331)-52)/50,0)+4)","v":0},{"$f":"INDIRECT(\"'Space-by-Space Method'!E\"&ROUNDDOWN((ROW(A3331)-52)/50,0)+4)","v":1}]
[{"$f":"IF(InteriorCalcType=2,IF(OR(AM3332=0,AN3332=\"DNQ\")=TRUE,\"\",INDIRECT(\"'Fixture Schedule'!M\"&MOD(ROW(A3332)-52,50)+9)),\"\")","v":""},{"$f":"IF(A3332=\"\",\"\",INDIRECT(\"'Fixture Schedule'!E\"&MOD(ROW(A3332)-52,50)+9))","v":""},{"$f":"IF(A3332=\"\",\"\",INDIRECT(\"'Fixture Schedule'!F\"&MOD(ROW(A3332)-52,50)+9))","v":""},{"$f":"IF(A3332=\"\",\"\",INDIRECT(\"'Fixture Schedule'!L\"&MOD(ROW(A3332)-52,50)+9))","v":""},"",null,null,{"$f":"IF(A3332=\"\",\"\",IF(AP3332=1,Summary!$C$12*(AO3332)/(SUM('Space-by-Space Method'!$BO$4:$BO$78,SUM('Exterior Lighting'!$BL$5:$BL$25))),0))","v":""},{"$f":"IF(A3332=\"\",\"\",IF(START!$B$34=1,INDIRECT(\"'Space-by-Space Method'!\"&SUBSTITUTE(ADDRESS(1,MOD(ROW(A3332)-52,50)+10,4),\"1\",\"\")&ROUNDDOWN((ROW(A3332)-52)/50,0)+4),\"\"))","v":""},{"$f":"IF(A3332=\"\",\"\",IF(AP3332=1,Summary!$F$11*(AO3332)/(SUM('Space-by-Space Method'!$BO$4:$BO$78,SUM('Exterior Lighting'!$BL$5:$BL$25))),0))","v":""},{"$f":"IF(A3332=\"\",\"\",IF(AP3332=1,Summary!$E$11*(AO3332)/(SUM('Space-by-Space Method'!$BO$4:$BO$78,SUM('Exterior Lighting'!$BL$5:$BL$25))),0))","v":""},{"$f":"IF(A3332=\"\",\"\",IF(AP3332=1,Summary!$G$11*(AO3332)/(SUM('Space-by-Space Method'!$BO$4:$BO$78,SUM('Exterior Lighting'!$BL$5:$BL$25))),0))","v":""},{"$f":"IF(A3332=\"\",\"\",IF(AP3332=1,Summary!$H$11*(AO3332)/(SUM('Space-by-Space Method'!$BO$4:$BO$78)),0))","v":""},{"$f":"IF(A3332=\"\",\"\",IF(AP3332=1,Summary!$I$11*(AO3332)/(SUM('Space-by-Space Method'!$BO$4:$BO$78)),0))","v":""},null,null,null,{"$f":"IF(A3332=\"\",\"\",IF(START!$B$34=2,INDIRECT(\"'Space-by-Space Method'!\"&SUBSTITUTE(ADDRESS(1,MOD(ROW(A3332)-52,50)+10,4),\"1\",\"\")&ROUNDDOWN((ROW(A3332)-52)/50,0)+4),\"\"))","v":""},{"$f":"IF(A3332=\"\",\"\",INDIRECT(\"'Space-by-Space Method'!C\"&ROUNDDOWN((ROW(A3332)-52)/50,0)+4))","v":""},{"$f":"IF(A3332=\"\",\"\",IF(COUNTIF(CommonSpaceTypes,AQ3332)>0,INDIRECT(\"'Space-by-Space Method'!F\"&ROUNDDOWN((ROW(A3332)-52)/50,0)+4),\"\"))","v":""},{"$f":"IF(A3332=\"\",\"\",IF(COUNTIF(BuildingSpecificSpaceTypes,AQ3332)>0,INDIRECT(\"'Space-by-Space Method'!F\"&ROUNDDOWN((ROW(A3332)-52)/50,0)+4),\"\"))","v":""},{"$f":"IF(A3332=\"\",\"\",INDIRECT(\"'Fixture Schedule'!D\"&MOD(ROW(A3332)-52,50)+9))","v":""},{"$f":"IF(A3332=\"\",\"\",IF(AR3332=\"\",\"\",INDIRECT(\"'Fixture Schedule'!K\"&MOD(ROW(A3332)-52,50)+9)))","v":""},"",{"$f":"IF(A3332=\"\",\"\",INDIRECT(\"'Fixture Schedule'!L\"&MOD(ROW(A3332)-52,50)+9))","v":""},null,null,null,null,null,null,null,null,null,null,null,null,null,{"$f":"INDIRECT(\"'Space-by-Space Method'!\"&SUBSTITUTE(ADDRESS(1,MOD(ROW(A3332)-52,50)+10,4),\"1\",\"\")&ROUNDDOWN((ROW(A3332)-52)/50,0)+4)","v":0},{"$f":"LEFT(INDIRECT(\"'Space-by-Space Method'!BJ\"&ROUNDDOWN((ROW(A3332)-52)/50,0)+4),3)","v":""},{"$f":"INDIRECT(\"'Fixture Schedule'!L\"&MOD(ROW(A3332)-52,50)+9)","v":0},{"$f":"INDIRECT(\"'Fixture Schedule'!O\"&MOD(ROW(A3332)-52,50)+9)","v":0},{"$f":"INDIRECT(\"'Space-by-Space Method'!F\"&ROUNDDOWN((ROW(A3332)-52)/50,0)+4)","v":0},{"$f":"INDIRECT(\"'Fixture Schedule'!L\"&MOD(ROW(A3332)-52,50)+9)","v":0},{"$f":"INDIRECT(\"'Space-by-Space Method'!D\"&ROUNDDOWN((ROW(A3332)-52)/50,0)+4)","v":0},{"$f":"INDIRECT(\"'Space-by-Space Method'!E\"&ROUNDDOWN((ROW(A3332)-52)/50,0)+4)","v":1}]
[{"$f":"IF(InteriorCalcType=2,IF(OR(AM3340=0,AN3340=\"DNQ\")=TRUE,\"\",INDIRECT(\"'Fixture Schedule'!M\"&MOD(ROW(A3340)-52,50)+9)),\"\")","v":""},{"$f":"IF(A3340=\"\",\"\",INDIRECT(\"'Fixture Schedule'!E\"&MOD(ROW(A3340)-52,50)+9))","v":""},{"$f":"IF(A3340=\"\",\"\",INDIRECT(\"'Fixture Schedule'!F\"&MOD(ROW(A3340)-52,50)+9))","v":""},{"$f":"IF(A3340=\"\",\"\",INDIRECT(\"'Fixture Schedule'!L\"&MOD(ROW(A3340)-52,50)+9))","v":""},"",null,null,{"$f":"IF(A3340=\"\",\"\",IF(AP3340=1,Summary!$C$12*(AO3340)/(SUM('Space-by-Space Method'!$BO$4:$BO$78,SUM('Exterior Lighting'!$BL$5:$BL$25))),0))","v":""},{"$f":"IF(A3340=\"\",\"\",IF(START!$B$34=1,INDIRECT(\"'Space-by-Space Method'!\"&SUBSTITUTE(ADDRESS(1,MOD(ROW(A3340)-52,50)+10,4),\"1\",\"\")&ROUNDDOWN((ROW(A3340)-52)/50,0)+4),\"\"))","v":""},{"$f":"IF(A3340=\"\",\"\",IF(AP3340=1,Summary!$F$11*(AO3340)/(SUM('Space-by-Space Method'!$BO$4:$BO$78,SUM('Exterior Lighting'!$BL$5:$BL$25))),0))","v":""},{"$f":"IF(A3340=\"\",\"\",IF(AP3340=1,Summary!$E$11*(AO3340)/(SUM('Space-by-Space Method'!$BO$4:$BO$78,SUM('Exterior Lighting'!$BL$5:$BL$25))),0))","v":""},{"$f":"IF(A3340=\"\",\"\",IF(AP3340=1,Summary!$G$11*(AO3340)/(SUM('Space-by-Space Method'!$BO$4:$BO$78,SUM('Exterior Lighting'!$BL$5:$BL$25))),0))","v":""},{"$f":"IF(A3340=\"\",\"\",IF(AP3340=1,Summary!$H$11*(AO3340)/(SUM('Space-by-Space Method'!$BO$4:$BO$78)),0))","v":""},{"$f":"IF(A3340=\"\",\"\",IF(AP3340=1,Summary!$I$11*(AO3340)/(SUM('Space-by-Space Method'!$BO$4:$BO$78)),0))","v":""},null,null,null,{"$f":"IF(A3340=\"\",\"\",IF(START!$B$34=2,INDIRECT(\"'Space-by-Space Method'!\"&SUBSTITUTE(ADDRESS(1,MOD(ROW(A3340)-52,50)+10,4),\"1\",\"\")&ROUNDDOWN((ROW(A3340)-52)/50,0)+4),\"\"))","v":""},{"$f":"IF(A3340=\"\",\"\",INDIRECT(\"'Space-by-Space Method'!C\"&ROUNDDOWN((ROW(A3340)-52)/50,0)+4))","v":""},{"$f":"IF(A3340=\"\",\"\",IF(COUNTIF(CommonSpaceTypes,AQ3340)>0,INDIRECT(\"'Space-by-Space Method'!F\"&ROUNDDOWN((ROW(A3340)-52)/50,0)+4),\"\"))","v":""},{"$f":"IF(A3340=\"\",\"\",IF(COUNTIF(BuildingSpecificSpaceTypes,AQ3340)>0,INDIRECT(\"'Space-by-Space Method'!F\"&ROUNDDOWN((ROW(A3340)-52)/50,0)+4),\"\"))","v":""},{"$f":"IF(A3340=\"\",\"\",INDIRECT(\"'Fixture Schedule'!D\"&MOD(ROW(A3340)-52,50)+9))","v":""},{"$f":"IF(A3340=\"\",\"\",IF(AR3340=\"\",\"\",INDIRECT(\"'Fixture Schedule'!K\"&MOD(ROW(A3340)-52,50)+9)))","v":""},"",{"$f":"IF(A3340=\"\",\"\",INDIRECT(\"'Fixture Schedule'!L\"&MOD(ROW(A3340)-52,50)+9))","v":""},null,null,null,null,null,null,null,null,null,null,null,null,null,{"$f":"INDIRECT(\"'Space-by-Space Method'!\"&SUBSTITUTE(ADDRESS(1,MOD(ROW(A3340)-52,50)+10,4),\"1\",\"\")&ROUNDDOWN((ROW(A3340)-52)/50,0)+4)","v":0},{"$f":"LEFT(INDIRECT(\"'Space-by-Space Method'!BJ\"&ROUNDDOWN((ROW(A3340)-52)/50,0)+4),3)","v":""},{"$f":"INDIRECT(\"'Fixture Schedule'!L\"&MOD(ROW(A3340)-52,50)+9)","v":0},{"$f":"INDIRECT(\"'Fixture Schedule'!O\"&MOD(ROW(A3340)-52,50)+9)","v":0},{"$f":"INDIRECT(\"'Space-by-Space Method'!F\"&ROUNDDOWN((ROW(A3340)-52)/50,0)+4)","v":0},{"$f":"INDIRECT(\"'Fixture Schedule'!L\"&MOD(ROW(A3340)-52,50)+9)","v":0},{"$f":"INDIRECT(\"'Space-by-Space Method'!D\"&ROUNDDOWN((ROW(A3340)-52)/50,0)+4)","v":0},{"$f":"INDIRECT(\"'Space-by-Space Method'!E\"&ROUNDDOWN((ROW(A3340)-52)/50,0)+4)","v":1}]
[{"$f":"IF(InteriorCalcType=2,IF(OR(AM3351=0,AN3351=\"DNQ\")=TRUE,\"\",INDIRECT(\"'Fixture Schedule'!M\"&MOD(ROW(A3351)-52,50)+9)),\"\")","v":""},{"$f":"IF(A3351=\"\",\"\",INDIRECT(\"'Fixture Schedule'!E\"&MOD(ROW(A3351)-52,50)+9))","v":""},{"$f":"IF(A3351=\"\",\"\",INDIRECT(\"'Fixture Schedule'!F\"&MOD(ROW(A3351)-52,50)+9))","v":""},{"$f":"IF(A3351=\"\",\"\",INDIRECT(\"'Fixture Schedule'!L\"&MOD(ROW(A3351)-52,50)+9))","v":""},"",null,null,{"$f":"IF(A3351=\"\",\"\",IF(AP3351=1,Summary!$C$12*(AO3351)/(SUM('Space-by-Space Method'!$BO$4:$BO$78,SUM('Exterior Lighting'!$BL$5:$BL$25))),0))","v":""},{"$f":"IF(A3351=\"\",\"\",IF(START!$B$34=1,INDIRECT(\"'Space-by-Space Method'!\"&SUBSTITUTE(ADDRESS(1,MOD(ROW(A3351)-52,50)+10,4),\"1\",\"\")&ROUNDDOWN((ROW(A3351)-52)/50,0)+4),\"\"))","v":""},{"$f":"IF(A3351=\"\",\"\",IF(AP3351=1,Summary!$F$11*(AO3351)/(SUM('Space-by-Space Method'!$BO$4:$BO$78,SUM('Exterior Lighting'!$BL$5:$BL$25))),0))","v":""},{"$f":"IF(A3351=\"\",\"\",IF(AP3351=1,Summary!$E$11*(AO3351)/(SUM('Space-by-Space Method'!$BO$4:$BO$78,SUM('Exterior Lighting'!$BL$5:$BL$25))),0))","v":""},{"$f":"IF(A3351=\"\",\"\",IF(AP3351=1,Summary!$G$11*(AO3351)/(SUM('Space-by-Space Method'!$BO$4:$BO$78,SUM('Exterior Lighting'!$BL$5:$BL$25))),0))","v":""},{"$f":"IF(A3351=\"\",\"\",IF(AP3351=1,Summary!$H$11*(AO3351)/(SUM('Space-by-Space Method'!$BO$4:$BO$78)),0))","v":""},{"$f":"IF(A3351=\"\",\"\",IF(AP3351=1,Summary!$I$11*(AO3351)/(SUM('Space-by-Space Method'!$BO$4:$BO$78)),0))","v":""},null,null,null,{"$f":"IF(A3351=\"\",\"\",IF(START!$B$34=2,INDIRECT(\"'Space-by-Space Method'!\"&SUBSTITUTE(ADDRESS(1,MOD(ROW(A3351)-52,50)+10,4),\"1\",\"\")&ROUNDDOWN((ROW(A3351)-52)/50,0)+4),\"\"))","v":""},{"$f":"IF(A3351=\"\",\"\",INDIRECT(\"'Space-by-Space Method'!C\"&ROUNDDOWN((ROW(A3351)-52)/50,0)+4))","v":""},{"$f":"IF(A3351=\"\",\"\",IF(COUNTIF(CommonSpaceTypes,AQ3351)>0,INDIRECT(\"'Space-by-Space Method'!F\"&ROUNDDOWN((ROW(A3351)-52)/50,0)+4),\"\"))","v":""},{"$f":"IF(A3351=\"\",\"\",IF(COUNTIF(BuildingSpecificSpaceTypes,AQ3351)>0,INDIRECT(\"'Space-by-Space Method'!F\"&ROUNDDOWN((ROW(A3351)-52)/50,0)+4),\"\"))","v":""},{"$f":"IF(A3351=\"\",\"\",INDIRECT(\"'Fixture Schedule'!D\"&MOD(ROW(A3351)-52,50)+9))","v":""},{"$f":"IF(A3351=\"\",\"\",IF(AR3351=\"\",\"\",INDIRECT(\"'Fixture Schedule'!K\"&MOD(ROW(A3351)-52,50)+9)))","v":""},"",{"$f":"IF(A3351=\"\",\"\",INDIRECT(\"'Fixture Schedule'!L\"&MOD(ROW(A3351)-52,50)+9))","v":""},null,null,null,null,null,null,null,null,null,null,null,null,null,{"$f":"INDIRECT(\"'Space-by-Space Method'!\"&SUBSTITUTE(ADDRESS(1,MOD(ROW(A3351)-52,50)+10,4),\"1\",\"\")&ROUNDDOWN((ROW(A3351)-52)/50,0)+4)","v":0},{"$f":"LEFT(INDIRECT(\"'Space-by-Space Method'!BJ\"&ROUNDDOWN((ROW(A3351)-52)/50,0)+4),3)","v":""},{"$f":"INDIRECT(\"'Fixture Schedule'!L\"&MOD(ROW(A3351)-52,50)+9)","v":0},{"$f":"INDIRECT(\"'Fixture Schedule'!O\"&MOD(ROW(A3351)-52,50)+9)","v":0},{"$f":"INDIRECT(\"'Space-by-Space Method'!F\"&ROUNDDOWN((ROW(A3351)-52)/50,0)+4)","v":0},{"$f":"INDIRECT(\"'Fixture Schedule'!L\"&MOD(ROW(A3351)-52,50)+9)","v":0},{"$f":"INDIRECT(\"'Space-by-Space Method'!D\"&ROUNDDOWN((ROW(A3351)-52)/50,0)+4)","v":0},{"$f":"INDIRECT(\"'Space-by-Space Method'!E\"&ROUNDDOWN((ROW(A3351)-52)/50,0)+4)","v":1}]
[{"$f":"IF(InteriorCalcType=2,IF(OR(AM3358=0,AN3358=\"DNQ\")=TRUE,\"\",INDIRECT(\"'Fixture Schedule'!M\"&MOD(ROW(A3358)-52,50)+9)),\"\")","v":""},{"$f":"IF(A3358=\"\",\"\",INDIRECT(\"'Fixture Schedule'!E\"&MOD(ROW(A3358)-52,50)+9))","v":""},{"$f":"IF(A3358=\"\",\"\",INDIRECT(\"'Fixture Schedule'!F\"&MOD(ROW(A3358)-52,50)+9))","v":""},{"$f":"IF(A3358=\"\",\"\",INDIRECT(\"'Fixture Schedule'!L\"&MOD(ROW(A3358)-52,50)+9))","v":""},"",null,null,{"$f":"IF(A3358=\"\",\"\",IF(AP3358=1,Summary!$C$12*(AO3358)/(SUM('Space-by-Space Method'!$BO$4:$BO$78,SUM('Exterior Lighting'!$BL$5:$BL$25))),0))","v":""},{"$f":"IF(A3358=\"\",\"\",IF(START!$B$34=1,INDIRECT(\"'Space-by-Space Method'!\"&SUBSTITUTE(ADDRESS(1,MOD(ROW(A3358)-52,50)+10,4),\"1\",\"\")&ROUNDDOWN((ROW(A3358)-52)/50,0)+4),\"\"))","v":""},{"$f":"IF(A3358=\"\",\"\",IF(AP3358=1,Summary!$F$11*(AO3358)/(SUM('Space-by-Space Method'!$BO$4:$BO$78,SUM('Exterior Lighting'!$BL$5:$BL$25))),0))","v":""},{"$f":"IF(A3358=\"\",\"\",IF(AP3358=1,Summary!$E$11*(AO3358)/(SUM('Space-by-Space Method'!$BO$4:$BO$78,SUM('Exterior Lighting'!$BL$5:$BL$25))),0))","v":""},{"$f":"IF(A3358=\"\",\"\",IF(AP3358=1,Summary!$G$11*(AO3358)/(SUM('Space-by-Space Method'!$BO$4:$BO$78,SUM('Exterior Lighting'!$BL$5:$BL$25))),0))","v":""},{"$f":"IF(A3358=\"\",\"\",IF(AP3358=1,Summary!$H$11*(AO3358)/(SUM('Space-by-Space Method'!$BO$4:$BO$78)),0))","v":""},{"$f":"IF(A3358=\"\",\"\",IF(AP3358=1,Summary!$I$11*(AO3358)/(SUM('Space-by-Space Method'!$BO$4:$BO$78)),0))","v":""},null,null,null,{"$f":"IF(A3358=\"\",\"\",IF(START!$B$34=2,INDIRECT(\"'Space-by-Space Method'!\"&SUBSTITUTE(ADDRESS(1,MOD(ROW(A3358)-52,50)+10,4),\"1\",\"\")&ROUNDDOWN((ROW(A3358)-52)/50,0)+4),\"\"))","v":""},{"$f":"IF(A3358=\"\",\"\",INDIRECT(\"'Space-by-Space Method'!C\"&ROUNDDOWN((ROW(A3358)-52)/50,0)+4))","v":""},{"$f":"IF(A3358=\"\",\"\",IF(COUNTIF(CommonSpaceTypes,AQ3358)>0,INDIRECT(\"'Space-by-Space Method'!F\"&ROUNDDOWN((ROW(A3358)-52)/50,0)+4),\"\"))","v":""},{"$f":"IF(A3358=\"\",\"\",IF(COUNTIF(BuildingSpecificSpaceTypes,AQ3358)>0,INDIRECT(\"'Space-by-Space Method'!F\"&ROUNDDOWN((ROW(A3358)-52)/50,0)+4),\"\"))","v":""},{"$f":"IF(A3358=\"\",\"\",INDIRECT(\"'Fixture Schedule'!D\"&MOD(ROW(A3358)-52,50)+9))","v":""},{"$f":"IF(A3358=\"\",\"\",IF(AR3358=\"\",\"\",INDIRECT(\"'Fixture Schedule'!K\"&MOD(ROW(A3358)-52,50)+9)))","v":""},"",{"$f":"IF(A3358=\"\",\"\",INDIRECT(\"'Fixture Schedule'!L\"&MOD(ROW(A3358)-52,50)+9))","v":""},null,null,null,null,null,null,null,null,null,null,null,null,null,{"$f":"INDIRECT(\"'Space-by-Space Method'!\"&SUBSTITUTE(ADDRESS(1,MOD(ROW(A3358)-52,50)+10,4),\"1\",\"\")&ROUNDDOWN((ROW(A3358)-52)/50,0)+4)","v":0},{"$f":"LEFT(INDIRECT(\"'Space-by-Space Method'!BJ\"&ROUNDDOWN((ROW(A3358)-52)/50,0)+4),3)","v":""},{"$f":"INDIRECT(\"'Fixture Schedule'!L\"&MOD(ROW(A3358)-52,50)+9)","v":0},{"$f":"INDIRECT(\"'Fixture Schedule'!O\"&MOD(ROW(A3358)-52,50)+9)","v":0},{"$f":"INDIRECT(\"'Space-by-Space Method'!F\"&ROUNDDOWN((ROW(A3358)-52)/50,0)+4)","v":0},{"$f":"INDIRECT(\"'Fixture Schedule'!L\"&MOD(ROW(A3358)-52,50)+9)","v":0},{"$f":"INDIRECT(\"'Space-by-Space Method'!D\"&ROUNDDOWN((ROW(A3358)-52)/50,0)+4)","v":0},{"$f":"INDIRECT(\"'Space-by-Space Method'!E\"&ROUNDDOWN((ROW(A3358)-52)/50,0)+4)","v":1}]
[{"$f":"IF(InteriorCalcType=2,IF(OR(AM3370=0,AN3370=\"DNQ\")=TRUE,\"\",INDIRECT(\"'Fixture Schedule'!M\"&MOD(ROW(A3370)-52,50)+9)),\"\")","v":""},{"$f":"IF(A3370=\"\",\"\",INDIRECT(\"'Fixture Schedule'!E\"&MOD(ROW(A3370)-52,50)+9))","v":""},{"$f":"IF(A3370=\"\",\"\",INDIRECT(\"'Fixture Schedule'!F\"&MOD(ROW(A3370)-52,50)+9))","v":""},{"$f":"IF(A3370=\"\",\"\",INDIRECT(\"'Fixture Schedule'!L\"&MOD(ROW(A3370)-52,50)+9))","v":""},"",null,null,{"$f":"IF(A3370=\"\",\"\",IF(AP3370=1,Summary!$C$12*(AO3370)/(SUM('Space-by-Space Method'!$BO$4:$BO$78,SUM('Exterior Lighting'!$BL$5:$BL$25))),0))","v":""},{"$f":"IF(A3370=\"\",\"\",IF(START!$B$34=1,INDIRECT(\"'Space-by-Space Method'!\"&SUBSTITUTE(ADDRESS(1,MOD(ROW(A3370)-52,50)+10,4),\"1\",\"\")&ROUNDDOWN((ROW(A3370)-52)/50,0)+4),\"\"))","v":""},{"$f":"IF(A3370=\"\",\"\",IF(AP3370=1,Summary!$F$11*(AO3370)/(SUM('Space-by-Space Method'!$BO$4:$BO$78,SUM('Exterior Lighting'!$BL$5:$BL$25))),0))","v":""},{"$f":"IF(A3370=\"\",\"\",IF(AP3370=1,Summary!$E$11*(AO3370)/(SUM('Space-by-Space Method'!$BO$4:$BO$78,SUM('Exterior Lighting'!$BL$5:$BL$25))),0))","v":""},{"$f":"IF(A3370=\"\",\"\",IF(AP3370=1,Summary!$G$11*(AO3370)/(SUM('Space-by-Space Method'!$BO$4:$BO$78,SUM('Exterior Lighting'!$BL$5:$BL$25))),0))","v":""},{"$f":"IF(A3370=\"\",\"\",IF(AP3370=1,Summary!$H$11*(AO3370)/(SUM('Space-by-Space Method'!$BO$4:$BO$78)),0))","v":""},{"$f":"IF(A3370=\"\",\"\",IF(AP3370=1,Summary!$I$11*(AO3370)/(SUM('Space-by-Space Method'!$BO$4:$BO$78)),0))","v":""},null,null,null,{"$f":"IF(A3370=\"\",\"\",IF(START!$B$34=2,INDIRECT(\"'Space-by-Space Method'!\"&SUBSTITUTE(ADDRESS(1,MOD(ROW(A3370)-52,50)+10,4),\"1\",\"\")&ROUNDDOWN((ROW(A3370)-52)/50,0)+4),\"\"))","v":""},{"$f":"IF(A3370=\"\",\"\",INDIRECT(\"'Space-by-Space Method'!C\"&ROUNDDOWN((ROW(A3370)-52)/50,0)+4))","v":""},{"$f":"IF(A3370=\"\",\"\",IF(COUNTIF(CommonSpaceTypes,AQ3370)>0,INDIRECT(\"'Space-by-Space Method'!F\"&ROUNDDOWN((ROW(A3370)-52)/50,0)+4),\"\"))","v":""},{"$f":"IF(A3370=\"\",\"\",IF(COUNTIF(BuildingSpecificSpaceTypes,AQ3370)>0,INDIRECT(\"'Space-by-Space Method'!F\"&ROUNDDOWN((ROW(A3370)-52)/50,0)+4),\"\"))","v":""},{"$f":"IF(A3370=\"\",\"\",INDIRECT(\"'Fixture Schedule'!D\"&MOD(ROW(A3370)-52,50)+9))","v":""},{"$f":"IF(A3370=\"\",\"\",IF(AR3370=\"\",\"\",INDIRECT(\"'Fixture Schedule'!K\"&MOD(ROW(A3370)-52,50)+9)))","v":""},"",{"$f":"IF(A3370=\"\",\"\",INDIRECT(\"'Fixture Schedule'!L\"&MOD(ROW(A3370)-52,50)+9))","v":""},null,null,null,null,null,null,null,null,null,null,null,null,null,{"$f":"INDIRECT(\"'Space-by-Space Method'!\"&SUBSTITUTE(ADDRESS(1,MOD(ROW(A3370)-52,50)+10,4),\"1\",\"\")&ROUNDDOWN((ROW(A3370)-52)/50,0)+4)","v":0},{"$f":"LEFT(INDIRECT(\"'Space-by-Space Method'!BJ\"&ROUNDDOWN((ROW(A3370)-52)/50,0)+4),3)","v":""},{"$f":"INDIRECT(\"'Fixture Schedule'!L\"&MOD(ROW(A3370)-52,50)+9)","v":0},{"$f":"INDIRECT(\"'Fixture Schedule'!O\"&MOD(ROW(A3370)-52,50)+9)","v":0},{"$f":"INDIRECT(\"'Space-by-Space Method'!F\"&ROUNDDOWN((ROW(A3370)-52)/50,0)+4)","v":0},{"$f":"INDIRECT(\"'Fixture Schedule'!L\"&MOD(ROW(A3370)-52,50)+9)","v":0},{"$f":"INDIRECT(\"'Space-by-Space Method'!D\"&ROUNDDOWN((ROW(A3370)-52)/50,0)+4)","v":0},{"$f":"INDIRECT(\"'Space-by-Space Method'!E\"&ROUNDDOWN((ROW(A3370)-52)/50,0)+4)","v":1}]
[{"$f":"IF(InteriorCalcType=2,IF(OR(AM3381=0,AN3381=\"DNQ\")=TRUE,\"\",INDIRECT(\"'Fixture Schedule'!M\"&MOD(ROW(A3381)-52,50)+9)),\"\")","v":""},{"$f":"IF(A3381=\"\",\"\",INDIRECT(\"'Fixture Schedule'!E\"&MOD(ROW(A3381)-52,50)+9))","v":""},{"$f":"IF(A3381=\"\",\"\",INDIRECT(\"'Fixture Schedule'!F\"&MOD(ROW(A3381)-52,50)+9))","v":""},{"$f":"IF(A3381=\"\",\"\",INDIRECT(\"'Fixture Schedule'!L\"&MOD(ROW(A3381)-52,50)+9))","v":""},{"$f":"IF(A3381=\"\",\"\",\"Watts\")","v":""},null,null,{"$f":"IF(A3381=\"\",\"\",IF(AP3381=1,Summary!$C$12*(AO3381)/(SUM('Space-by-Space Method'!$BO$4:$BO$78,SUM('Exterior Lighting'!$BL$5:$BL$25))),0))","v":""},{"$f":"IF(A3381=\"\",\"\",IF(START!$B$34=1,INDIRECT(\"'Space-by-Space Method'!\"&SUBSTITUTE(ADDRESS(1,MOD(ROW(A3381)-52,50)+10,4),\"1\",\"\")&ROUNDDOWN((ROW(A3381)-52)/50,0)+4),\"\"))","v":""},{"$f":"IF(A3381=\"\",\"\",IF(AP3381=1,Summary!$F$11*(AO3381)/(SUM('Space-by-Space Method'!$BO$4:$BO$78,SUM('Exterior Lighting'!$BL$5:$BL$25))),0))","v":""},{"$f":"IF(A3381=\"\",\"\",IF(AP3381=1,Summary!$E$11*(AO3381)/(SUM('Space-by-Space Method'!$BO$4:$BO$78,SUM('Exterior Lighting'!$BL$5:$BL$25))),0))","v":""},{"$f":"IF(A3381=\"\",\"\",IF(AP3381=1,Summary!$G$11*(AO3381)/(SUM('Space-by-Space Method'!$BO$4:$BO$78,SUM('Exterior Lighting'!$BL$5:$BL$25))),0))","v":""},{"$f":"IF(A3381=\"\",\"\",IF(AP3381=1,Summary!$H$11*(AO3381)/(SUM('Space-by-Space Method'!$BO$4:$BO$78)),0))","v":""},{"$f":"IF(A3381=\"\",\"\",IF(AP3381=1,Summary!$I$11*(AO3381)/(SUM('Space-by-Space Method'!$BO$4:$BO$78)),0))","v":""},null,null,null,{"$f":"IF(A3381=\"\",\"\",IF(START!$B$34=2,INDIRECT(\"'Space-by-Space Method'!\"&SUBSTITUTE(ADDRESS(1,MOD(ROW(A3381)-52,50)+10,4),\"1\",\"\")&ROUNDDOWN((ROW(A3381)-52)/50,0)+4),\"\"))","v":""},{"$f":"IF(A3381=\"\",\"\",INDIRECT(\"'Space-by-Space Method'!C\"&ROUNDDOWN((ROW(A3381)-52)/50,0)+4))","v":""},{"$f":"IF(A3381=\"\",\"\",IF(COUNTIF(CommonSpaceTypes,AQ3381)>0,INDIRECT(\"'Space-by-Space Method'!F\"&ROUNDDOWN((ROW(A3381)-52)/50,0)+4),\"\"))","v":""},{"$f":"IF(A3381=\"\",\"\",IF(COUNTIF(BuildingSpecificSpaceTypes,AQ3381)>0,INDIRECT(\"'Space-by-Space Method'!F\"&ROUNDDOWN((ROW(A3381)-52)/50,0)+4),\"\"))","v":""},{"$f":"IF(A3381=\"\",\"\",INDIRECT(\"'Fixture Schedule'!D\"&MOD(ROW(A3381)-52,50)+9))","v":""},{"$f":"IF(A3381=\"\",\"\",IF(AR3381=\"\",\"\",INDIRECT(\"'Fixture Schedule'!K\"&MOD(ROW(A3381)-52,50)+9)))","v":""},{"$f":"IF(A3381=\"\",\"\",AS3381*AT3381)","v":""},{"$f":"IF(A3381=\"\",\"\",INDIRECT(\"'Fixture Schedule'!L\"&MOD(ROW(A3381)-52,50)+9))","v":""},null,null,null,null,null,null,null,null,null,null,null,null,null,{"$f":"INDIRECT(\"'Space-by-Space Method'!\"&SUBSTITUTE(ADDRESS(1,MOD(ROW(A3381)-52,50)+10,4),\"1\",\"\")&ROUNDDOWN((ROW(A3381)-52)/50,0)+4)","v":0},{"$f":"LEFT(INDIRECT(\"'Space-by-Space Method'!BJ\"&ROUNDDOWN((ROW(A3381)-52)/50,0)+4),3)","v":""},{"$f":"INDIRECT(\"'Fixture Schedule'!L\"&MOD(ROW(A3381)-52,50)+9)","v":0},{"$f":"INDIRECT(\"'Fixture Schedule'!O\"&MOD(ROW(A3381)-52,50)+9)","v":0},{"$f":"INDIRECT(\"'Space-by-Space Method'!F\"&ROUNDDOWN((ROW(A3381)-52)/50,0)+4)","v":0},{"$f":"INDIRECT(\"'Fixture Schedule'!L\"&MOD(ROW(A3381)-52,50)+9)","v":0},{"$f":"INDIRECT(\"'Space-by-Space Method'!D\"&ROUNDDOWN((ROW(A3381)-52)/50,0)+4)","v":0},{"$f":"INDIRECT(\"'Space-by-Space Method'!E\"&ROUNDDOWN((ROW(A3381)-52)/50,0)+4)","v":1}]
[{"$f":"IF(InteriorCalcType=2,IF(OR(AM3389=0,AN3389=\"DNQ\")=TRUE,\"\",INDIRECT(\"'Fixture Schedule'!M\"&MOD(ROW(A3389)-52,50)+9)),\"\")","v":""},{"$f":"IF(A3389=\"\",\"\",INDIRECT(\"'Fixture Schedule'!E\"&MOD(ROW(A3389)-52,50)+9))","v":""},{"$f":"IF(A3389=\"\",\"\",INDIRECT(\"'Fixture Schedule'!F\"&MOD(ROW(A3389)-52,50)+9))","v":""},{"$f":"IF(A3389=\"\",\"\",INDIRECT(\"'Fixture Schedule'!L\"&MOD(ROW(A3389)-52,50)+9))","v":""},"",null,null,{"$f":"IF(A3389=\"\",\"\",IF(AP3389=1,Summary!$C$12*(AO3389)/(SUM('Space-by-Space Method'!$BO$4:$BO$78,SUM('Exterior Lighting'!$BL$5:$BL$25))),0))","v":""},{"$f":"IF(A3389=\"\",\"\",IF(START!$B$34=1,INDIRECT(\"'Space-by-Space Method'!\"&SUBSTITUTE(ADDRESS(1,MOD(ROW(A3389)-52,50)+10,4),\"1\",\"\")&ROUNDDOWN((ROW(A3389)-52)/50,0)+4),\"\"))","v":""},{"$f":"IF(A3389=\"\",\"\",IF(AP3389=1,Summary!$F$11*(AO3389)/(SUM('Space-by-Space Method'!$BO$4:$BO$78,SUM('Exterior Lighting'!$BL$5:$BL$25))),0))","v":""},{"$f":"IF(A3389=\"\",\"\",IF(AP3389=1,Summary!$E$11*(AO3389)/(SUM('Space-by-Space Method'!$BO$4:$BO$78,SUM('Exterior Lighting'!$BL$5:$BL$25))),0))","v":""},{"$f":"IF(A3389=\"\",\"\",IF(AP3389=1,Summary!$G$11*(AO3389)/(SUM('Space-by-Space Method'!$BO$4:$BO$78,SUM('Exterior Lighting'!$BL$5:$BL$25))),0))","v":""},{"$f":"IF(A3389=\"\",\"\",IF(AP3389=1,Summary!$H$11*(AO3389)/(SUM('Space-by-Space Method'!$BO$4:$BO$78)),0))","v":""},{"$f":"IF(A3389=\"\",\"\",IF(AP3389=1,Summary!$I$11*(AO3389)/(SUM('Space-by-Space Method'!$BO$4:$BO$78)),0))","v":""},null,null,null,{"$f":"IF(A3389=\"\",\"\",IF(START!$B$34=2,INDIRECT(\"'Space-by-Space Method'!\"&SUBSTITUTE(ADDRESS(1,MOD(ROW(A3389)-52,50)+10,4),\"1\",\"\")&ROUNDDOWN((ROW(A3389)-52)/50,0)+4),\"\"))","v":""},{"$f":"IF(A3389=\"\",\"\",INDIRECT(\"'Space-by-Space Method'!C\"&ROUNDDOWN((ROW(A3389)-52)/50,0)+4))","v":""},{"$f":"IF(A3389=\"\",\"\",IF(COUNTIF(CommonSpaceTypes,AQ3389)>0,INDIRECT(\"'Space-by-Space Method'!F\"&ROUNDDOWN((ROW(A3389)-52)/50,0)+4),\"\"))","v":""},{"$f":"IF(A3389=\"\",\"\",IF(COUNTIF(BuildingSpecificSpaceTypes,AQ3389)>0,INDIRECT(\"'Space-by-Space Method'!F\"&ROUNDDOWN((ROW(A3389)-52)/50,0)+4),\"\"))","v":""},{"$f":"IF(A3389=\"\",\"\",INDIRECT(\"'Fixture Schedule'!D\"&MOD(ROW(A3389)-52,50)+9))","v":""},{"$f":"IF(A3389=\"\",\"\",IF(AR3389=\"\",\"\",INDIRECT(\"'Fixture Schedule'!K\"&MOD(ROW(A3389)-52,50)+9)))","v":""},"",{"$f":"IF(A3389=\"\",\"\",INDIRECT(\"'Fixture Schedule'!L\"&MOD(ROW(A3389)-52,50)+9))","v":""},null,null,null,null,null,null,null,null,null,null,null,null,null,{"$f":"INDIRECT(\"'Space-by-Space Method'!\"&SUBSTITUTE(ADDRESS(1,MOD(ROW(A3389)-52,50)+10,4),\"1\",\"\")&ROUNDDOWN((ROW(A3389)-52)/50,0)+4)","v":0},{"$f":"LEFT(INDIRECT(\"'Space-by-Space Method'!BJ\"&ROUNDDOWN((ROW(A3389)-52)/50,0)+4),3)","v":""},{"$f":"INDIRECT(\"'Fixture Schedule'!L\"&MOD(ROW(A3389)-52,50)+9)","v":0},{"$f":"INDIRECT(\"'Fixture Schedule'!O\"&MOD(ROW(A3389)-52,50)+9)","v":0},{"$f":"INDIRECT(\"'Space-by-Space Method'!F\"&ROUNDDOWN((ROW(A3389)-52)/50,0)+4)","v":0},{"$f":"INDIRECT(\"'Fixture Schedule'!L\"&MOD(ROW(A3389)-52,50)+9)","v":0},{"$f":"INDIRECT(\"'Space-by-Space Method'!D\"&ROUNDDOWN((ROW(A3389)-52)/50,0)+4)","v":0},{"$f":"INDIRECT(\"'Space-by-Space Method'!E\"&ROUNDDOWN((ROW(A3389)-52)/50,0)+4)","v":1}]
[{"$f":"IF(InteriorCalcType=2,IF(OR(AM3399=0,AN3399=\"DNQ\")=TRUE,\"\",INDIRECT(\"'Fixture Schedule'!M\"&MOD(ROW(A3399)-52,50)+9)),\"\")","v":""},{"$f":"IF(A3399=\"\",\"\",INDIRECT(\"'Fixture Schedule'!E\"&MOD(ROW(A3399)-52,50)+9))","v":""},{"$f":"IF(A3399=\"\",\"\",INDIRECT(\"'Fixture Schedule'!F\"&MOD(ROW(A3399)-52,50)+9))","v":""},{"$f":"IF(A3399=\"\",\"\",INDIRECT(\"'Fixture Schedule'!L\"&MOD(ROW(A3399)-52,50)+9))","v":""},"",null,null,{"$f":"IF(A3399=\"\",\"\",IF(AP3399=1,Summary!$C$12*(AO3399)/(SUM('Space-by-Space Method'!$BO$4:$BO$78,SUM('Exterior Lighting'!$BL$5:$BL$25))),0))","v":""},{"$f":"IF(A3399=\"\",\"\",IF(START!$B$34=1,INDIRECT(\"'Space-by-Space Method'!\"&SUBSTITUTE(ADDRESS(1,MOD(ROW(A3399)-52,50)+10,4),\"1\",\"\")&ROUNDDOWN((ROW(A3399)-52)/50,0)+4),\"\"))","v":""},{"$f":"IF(A3399=\"\",\"\",IF(AP3399=1,Summary!$F$11*(AO3399)/(SUM('Space-by-Space Method'!$BO$4:$BO$78,SUM('Exterior Lighting'!$BL$5:$BL$25))),0))","v":""},{"$f":"IF(A3399=\"\",\"\",IF(AP3399=1,Summary!$E$11*(AO3399)/(SUM('Space-by-Space Method'!$BO$4:$BO$78,SUM('Exterior Lighting'!$BL$5:$BL$25))),0))","v":""},{"$f":"IF(A3399=\"\",\"\",IF(AP3399=1,Summary!$G$11*(AO3399)/(SUM('Space-by-Space Method'!$BO$4:$BO$78,SUM('Exterior Lighting'!$BL$5:$BL$25))),0))","v":""},{"$f":"IF(A3399=\"\",\"\",IF(AP3399=1,Summary!$H$11*(AO3399)/(SUM('Space-by-Space Method'!$BO$4:$BO$78)),0))","v":""},{"$f":"IF(A3399=\"\",\"\",IF(AP3399=1,Summary!$I$11*(AO3399)/(SUM('Space-by-Space Method'!$BO$4:$BO$78)),0))","v":""},null,null,null,{"$f":"IF(A3399=\"\",\"\",IF(START!$B$34=2,INDIRECT(\"'Space-by-Space Method'!\"&SUBSTITUTE(ADDRESS(1,MOD(ROW(A3399)-52,50)+10,4),\"1\",\"\")&ROUNDDOWN((ROW(A3399)-52)/50,0)+4),\"\"))","v":""},{"$f":"IF(A3399=\"\",\"\",INDIRECT(\"'Space-by-Space Method'!C\"&ROUNDDOWN((ROW(A3399)-52)/50,0)+4))","v":""},{"$f":"IF(A3399=\"\",\"\",IF(COUNTIF(CommonSpaceTypes,AQ3399)>0,INDIRECT(\"'Space-by-Space Method'!F\"&ROUNDDOWN((ROW(A3399)-52)/50,0)+4),\"\"))","v":""},{"$f":"IF(A3399=\"\",\"\",IF(COUNTIF(BuildingSpecificSpaceTypes,AQ3399)>0,INDIRECT(\"'Space-by-Space Method'!F\"&ROUNDDOWN((ROW(A3399)-52)/50,0)+4),\"\"))","v":""},{"$f":"IF(A3399=\"\",\"\",INDIRECT(\"'Fixture Schedule'!D\"&MOD(ROW(A3399)-52,50)+9))","v":""},{"$f":"IF(A3399=\"\",\"\",IF(AR3399=\"\",\"\",INDIRECT(\"'Fixture Schedule'!K\"&MOD(ROW(A3399)-52,50)+9)))","v":""},"",{"$f":"IF(A3399=\"\",\"\",INDIRECT(\"'Fixture Schedule'!L\"&MOD(ROW(A3399)-52,50)+9))","v":""},null,null,null,null,null,null,null,null,null,null,null,null,null,{"$f":"INDIRECT(\"'Space-by-Space Method'!\"&SUBSTITUTE(ADDRESS(1,MOD(ROW(A3399)-52,50)+10,4),\"1\",\"\")&ROUNDDOWN((ROW(A3399)-52)/50,0)+4)","v":0},{"$f":"LEFT(INDIRECT(\"'Space-by-Space Method'!BJ\"&ROUNDDOWN((ROW(A3399)-52)/50,0)+4),3)","v":""},{"$f":"INDIRECT(\"'Fixture Schedule'!L\"&MOD(ROW(A3399)-52,50)+9)","v":0},{"$f":"INDIRECT(\"'Fixture Schedule'!O\"&MOD(ROW(A3399)-52,50)+9)","v":0},{"$f":"INDIRECT(\"'Space-by-Space Method'!F\"&ROUNDDOWN((ROW(A3399)-52)/50,0)+4)","v":0},{"$f":"INDIRECT(\"'Fixture Schedule'!L\"&MOD(ROW(A3399)-52,50)+9)","v":0},{"$f":"INDIRECT(\"'Space-by-Space Method'!D\"&ROUNDDOWN((ROW(A3399)-52)/50,0)+4)","v":0},{"$f":"INDIRECT(\"'Space-by-Space Method'!E\"&ROUNDDOWN((ROW(A3399)-52)/50,0)+4)","v":1}]
[{"$f":"IF(InteriorCalcType=2,IF(OR(AM3400=0,AN3400=\"DNQ\")=TRUE,\"\",INDIRECT(\"'Fixture Schedule'!M\"&MOD(ROW(A3400)-52,50)+9)),\"\")","v":""},{"$f":"IF(A3400=\"\",\"\",INDIRECT(\"'Fixture Schedule'!E\"&MOD(ROW(A3400)-52,50)+9))","v":""},{"$f":"IF(A3400=\"\",\"\",INDIRECT(\"'Fixture Schedule'!F\"&MOD(ROW(A3400)-52,50)+9))","v":""},{"$f":"IF(A3400=\"\",\"\",INDIRECT(\"'Fixture Schedule'!L\"&MOD(ROW(A3400)-52,50)+9))","v":""},"",null,null,{"$f":"IF(A3400=\"\",\"\",IF(AP3400=1,Summary!$C$12*(AO3400)/(SUM('Space-by-Space Method'!$BO$4:$BO$78,SUM('Exterior Lighting'!$BL$5:$BL$25))),0))","v":""},{"$f":"IF(A3400=\"\",\"\",IF(START!$B$34=1,INDIRECT(\"'Space-by-Space Method'!\"&SUBSTITUTE(ADDRESS(1,MOD(ROW(A3400)-52,50)+10,4),\"1\",\"\")&ROUNDDOWN((ROW(A3400)-52)/50,0)+4),\"\"))","v":""},{"$f":"IF(A3400=\"\",\"\",IF(AP3400=1,Summary!$F$11*(AO3400)/(SUM('Space-by-Space Method'!$BO$4:$BO$78,SUM('Exterior Lighting'!$BL$5:$BL$25))),0))","v":""},{"$f":"IF(A3400=\"\",\"\",IF(AP3400=1,Summary!$E$11*(AO3400)/(SUM('Space-by-Space Method'!$BO$4:$BO$78,SUM('Exterior Lighting'!$BL$5:$BL$25))),0))","v":""},{"$f":"IF(A3400=\"\",\"\",IF(AP3400=1,Summary!$G$11*(AO3400)/(SUM('Space-by-Space Method'!$BO$4:$BO$78,SUM('Exterior Lighting'!$BL$5:$BL$25))),0))","v":""},{"$f":"IF(A3400=\"\",\"\",IF(AP3400=1,Summary!$H$11*(AO3400)/(SUM('Space-by-Space Method'!$BO$4:$BO$78)),0))","v":""},{"$f":"IF(A3400=\"\",\"\",IF(AP3400=1,Summary!$I$11*(AO3400)/(SUM('Space-by-Space Method'!$BO$4:$BO$78)),0))","v":""},null,null,null,{"$f":"IF(A3400=\"\",\"\",IF(START!$B$34=2,INDIRECT(\"'Space-by-Space Method'!\"&SUBSTITUTE(ADDRESS(1,MOD(ROW(A3400)-52,50)+10,4),\"1\",\"\")&ROUNDDOWN((ROW(A3400)-52)/50,0)+4),\"\"))","v":""},{"$f":"IF(A3400=\"\",\"\",INDIRECT(\"'Space-by-Space Method'!C\"&ROUNDDOWN((ROW(A3400)-52)/50,0)+4))","v":""},{"$f":"IF(A3400=\"\",\"\",IF(COUNTIF(CommonSpaceTypes,AQ3400)>0,INDIRECT(\"'Space-by-Space Method'!F\"&ROUNDDOWN((ROW(A3400)-52)/50,0)+4),\"\"))","v":""},{"$f":"IF(A3400=\"\",\"\",IF(COUNTIF(BuildingSpecificSpaceTypes,AQ3400)>0,INDIRECT(\"'Space-by-Space Method'!F\"&ROUNDDOWN((ROW(A3400)-52)/50,0)+4),\"\"))","v":""},{"$f":"IF(A3400=\"\",\"\",INDIRECT(\"'Fixture Schedule'!D\"&MOD(ROW(A3400)-52,50)+9))","v":""},{"$f":"IF(A3400=\"\",\"\",IF(AR3400=\"\",\"\",INDIRECT(\"'Fixture Schedule'!K\"&MOD(ROW(A3400)-52,50)+9)))","v":""},"",{"$f":"IF(A3400=\"\",\"\",INDIRECT(\"'Fixture Schedule'!L\"&MOD(ROW(A3400)-52,50)+9))","v":""},null,null,null,null,null,null,null,null,null,null,null,null,null,{"$f":"INDIRECT(\"'Space-by-Space Method'!\"&SUBSTITUTE(ADDRESS(1,MOD(ROW(A3400)-52,50)+10,4),\"1\",\"\")&ROUNDDOWN((ROW(A3400)-52)/50,0)+4)","v":0},{"$f":"LEFT(INDIRECT(\"'Space-by-Space Method'!BJ\"&ROUNDDOWN((ROW(A3400)-52)/50,0)+4),3)","v":""},{"$f":"INDIRECT(\"'Fixture Schedule'!L\"&MOD(ROW(A3400)-52,50)+9)","v":0},{"$f":"INDIRECT(\"'Fixture Schedule'!O\"&MOD(ROW(A3400)-52,50)+9)","v":0},{"$f":"INDIRECT(\"'Space-by-Space Method'!F\"&ROUNDDOWN((ROW(A3400)-52)/50,0)+4)","v":0},{"$f":"INDIRECT(\"'Fixture Schedule'!L\"&MOD(ROW(A3400)-52,50)+9)","v":0},{"$f":"INDIRECT(\"'Space-by-Space Method'!D\"&ROUNDDOWN((ROW(A3400)-52)/50,0)+4)","v":0},{"$f":"INDIRECT(\"'Space-by-Space Method'!E\"&ROUNDDOWN((ROW(A3400)-52)/50,0)+4)","v":1}]
[{"$f":"IF(InteriorCalcType=2,IF(OR(AM3409=0,AN3409=\"DNQ\")=TRUE,\"\",INDIRECT(\"'Fixture Schedule'!M\"&MOD(ROW(A3409)-52,50)+9)),\"\")","v":""},{"$f":"IF(A3409=\"\",\"\",INDIRECT(\"'Fixture Schedule'!E\"&MOD(ROW(A3409)-52,50)+9))","v":""},{"$f":"IF(A3409=\"\",\"\",INDIRECT(\"'Fixture Schedule'!F\"&MOD(ROW(A3409)-52,50)+9))","v":""},{"$f":"IF(A3409=\"\",\"\",INDIRECT(\"'Fixture Schedule'!L\"&MOD(ROW(A3409)-52,50)+9))","v":""},"",null,null,{"$f":"IF(A3409=\"\",\"\",IF(AP3409=1,Summary!$C$12*(AO3409)/(SUM('Space-by-Space Method'!$BO$4:$BO$78,SUM('Exterior Lighting'!$BL$5:$BL$25))),0))","v":""},{"$f":"IF(A3409=\"\",\"\",IF(START!$B$34=1,INDIRECT(\"'Space-by-Space Method'!\"&SUBSTITUTE(ADDRESS(1,MOD(ROW(A3409)-52,50)+10,4),\"1\",\"\")&ROUNDDOWN((ROW(A3409)-52)/50,0)+4),\"\"))","v":""},{"$f":"IF(A3409=\"\",\"\",IF(AP3409=1,Summary!$F$11*(AO3409)/(SUM('Space-by-Space Method'!$BO$4:$BO$78,SUM('Exterior Lighting'!$BL$5:$BL$25))),0))","v":""},{"$f":"IF(A3409=\"\",\"\",IF(AP3409=1,Summary!$E$11*(AO3409)/(SUM('Space-by-Space Method'!$BO$4:$BO$78,SUM('Exterior Lighting'!$BL$5:$BL$25))),0))","v":""},{"$f":"IF(A3409=\"\",\"\",IF(AP3409=1,Summary!$G$11*(AO3409)/(SUM('Space-by-Space Method'!$BO$4:$BO$78,SUM('Exterior Lighting'!$BL$5:$BL$25))),0))","v":""},{"$f":"IF(A3409=\"\",\"\",IF(AP3409=1,Summary!$H$11*(AO3409)/(SUM('Space-by-Space Method'!$BO$4:$BO$78)),0))","v":""},{"$f":"IF(A3409=\"\",\"\",IF(AP3409=1,Summary!$I$11*(AO3409)/(SUM('Space-by-Space Method'!$BO$4:$BO$78)),0))","v":""},null,null,null,{"$f":"IF(A3409=\"\",\"\",IF(START!$B$34=2,INDIRECT(\"'Space-by-Space Method'!\"&SUBSTITUTE(ADDRESS(1,MOD(ROW(A3409)-52,50)+10,4),\"1\",\"\")&ROUNDDOWN((ROW(A3409)-52)/50,0)+4),\"\"))","v":""},{"$f":"IF(A3409=\"\",\"\",INDIRECT(\"'Space-by-Space Method'!C\"&ROUNDDOWN((ROW(A3409)-52)/50,0)+4))","v":""},{"$f":"IF(A3409=\"\",\"\",IF(COUNTIF(CommonSpaceTypes,AQ3409)>0,INDIRECT(\"'Space-by-Space Method'!F\"&ROUNDDOWN((ROW(A3409)-52)/50,0)+4),\"\"))","v":""},{"$f":"IF(A3409=\"\",\"\",IF(COUNTIF(BuildingSpecificSpaceTypes,AQ3409)>0,INDIRECT(\"'Space-by-Space Method'!F\"&ROUNDDOWN((ROW(A3409)-52)/50,0)+4),\"\"))","v":""},{"$f":"IF(A3409=\"\",\"\",INDIRECT(\"'Fixture Schedule'!D\"&MOD(ROW(A3409)-52,50)+9))","v":""},{"$f":"IF(A3409=\"\",\"\",IF(AR3409=\"\",\"\",INDIRECT(\"'Fixture Schedule'!K\"&MOD(ROW(A3409)-52,50)+9)))","v":""},"",{"$f":"IF(A3409=\"\",\"\",INDIRECT(\"'Fixture Schedule'!L\"&MOD(ROW(A3409)-52,50)+9))","v":""},null,null,null,null,null,null,null,null,null,null,null,null,null,{"$f":"INDIRECT(\"'Space-by-Space Method'!\"&SUBSTITUTE(ADDRESS(1,MOD(ROW(A3409)-52,50)+10,4),\"1\",\"\")&ROUNDDOWN((ROW(A3409)-52)/50,0)+4)","v":0},{"$f":"LEFT(INDIRECT(\"'Space-by-Space Method'!BJ\"&ROUNDDOWN((ROW(A3409)-52)/50,0)+4),3)","v":""},{"$f":"INDIRECT(\"'Fixture Schedule'!L\"&MOD(ROW(A3409)-52,50)+9)","v":0},{"$f":"INDIRECT(\"'Fixture Schedule'!O\"&MOD(ROW(A3409)-52,50)+9)","v":0},{"$f":"INDIRECT(\"'Space-by-Space Method'!F\"&ROUNDDOWN((ROW(A3409)-52)/50,0)+4)","v":0},{"$f":"INDIRECT(\"'Fixture Schedule'!L\"&MOD(ROW(A3409)-52,50)+9)","v":0},{"$f":"INDIRECT(\"'Space-by-Space Method'!D\"&ROUNDDOWN((ROW(A3409)-52)/50,0)+4)","v":0},{"$f":"INDIRECT(\"'Space-by-Space Method'!E\"&ROUNDDOWN((ROW(A3409)-52)/50,0)+4)","v":1}]
[{"$f":"IF(InteriorCalcType=2,IF(OR(AM3419=0,AN3419=\"DNQ\")=TRUE,\"\",INDIRECT(\"'Fixture Schedule'!M\"&MOD(ROW(A3419)-52,50)+9)),\"\")","v":""},{"$f":"IF(A3419=\"\",\"\",INDIRECT(\"'Fixture Schedule'!E\"&MOD(ROW(A3419)-52,50)+9))","v":""},{"$f":"IF(A3419=\"\",\"\",INDIRECT(\"'Fixture Schedule'!F\"&MOD(ROW(A3419)-52,50)+9))","v":""},{"$f":"IF(A3419=\"\",\"\",INDIRECT(\"'Fixture Schedule'!L\"&MOD(ROW(A3419)-52,50)+9))","v":""},"",null,null,{"$f":"IF(A3419=\"\",\"\",IF(AP3419=1,Summary!$C$12*(AO3419)/(SUM('Space-by-Space Method'!$BO$4:$BO$78,SUM('Exterior Lighting'!$BL$5:$BL$25))),0))","v":""},{"$f":"IF(A3419=\"\",\"\",IF(START!$B$34=1,INDIRECT(\"'Space-by-Space Method'!\"&SUBSTITUTE(ADDRESS(1,MOD(ROW(A3419)-52,50)+10,4),\"1\",\"\")&ROUNDDOWN((ROW(A3419)-52)/50,0)+4),\"\"))","v":""},{"$f":"IF(A3419=\"\",\"\",IF(AP3419=1,Summary!$F$11*(AO3419)/(SUM('Space-by-Space Method'!$BO$4:$BO$78,SUM('Exterior Lighting'!$BL$5:$BL$25))),0))","v":""},{"$f":"IF(A3419=\"\",\"\",IF(AP3419=1,Summary!$E$11*(AO3419)/(SUM('Space-by-Space Method'!$BO$4:$BO$78,SUM('Exterior Lighting'!$BL$5:$BL$25))),0))","v":""},{"$f":"IF(A3419=\"\",\"\",IF(AP3419=1,Summary!$G$11*(AO3419)/(SUM('Space-by-Space Method'!$BO$4:$BO$78,SUM('Exterior Lighting'!$BL$5:$BL$25))),0))","v":""},{"$f":"IF(A3419=\"\",\"\",IF(AP3419=1,Summary!$H$11*(AO3419)/(SUM('Space-by-Space Method'!$BO$4:$BO$78)),0))","v":""},{"$f":"IF(A3419=\"\",\"\",IF(AP3419=1,Summary!$I$11*(AO3419)/(SUM('Space-by-Space Method'!$BO$4:$BO$78)),0))","v":""},null,null,null,{"$f":"IF(A3419=\"\",\"\",IF(START!$B$34=2,INDIRECT(\"'Space-by-Space Method'!\"&SUBSTITUTE(ADDRESS(1,MOD(ROW(A3419)-52,50)+10,4),\"1\",\"\")&ROUNDDOWN((ROW(A3419)-52)/50,0)+4),\"\"))","v":""},{"$f":"IF(A3419=\"\",\"\",INDIRECT(\"'Space-by-Space Method'!C\"&ROUNDDOWN((ROW(A3419)-52)/50,0)+4))","v":""},{"$f":"IF(A3419=\"\",\"\",IF(COUNTIF(CommonSpaceTypes,AQ3419)>0,INDIRECT(\"'Space-by-Space Method'!F\"&ROUNDDOWN((ROW(A3419)-52)/50,0)+4),\"\"))","v":""},{"$f":"IF(A3419=\"\",\"\",IF(COUNTIF(BuildingSpecificSpaceTypes,AQ3419)>0,INDIRECT(\"'Space-by-Space Method'!F\"&ROUNDDOWN((ROW(A3419)-52)/50,0)+4),\"\"))","v":""},{"$f":"IF(A3419=\"\",\"\",INDIRECT(\"'Fixture Schedule'!D\"&MOD(ROW(A3419)-52,50)+9))","v":""},{"$f":"IF(A3419=\"\",\"\",IF(AR3419=\"\",\"\",INDIRECT(\"'Fixture Schedule'!K\"&MOD(ROW(A3419)-52,50)+9)))","v":""},"",{"$f":"IF(A3419=\"\",\"\",INDIRECT(\"'Fixture Schedule'!L\"&MOD(ROW(A3419)-52,50)+9))","v":""},null,null,null,null,null,null,null,null,null,null,null,null,null,{"$f":"INDIRECT(\"'Space-by-Space Method'!\"&SUBSTITUTE(ADDRESS(1,MOD(ROW(A3419)-52,50)+10,4),\"1\",\"\")&ROUNDDOWN((ROW(A3419)-52)/50,0)+4)","v":0},{"$f":"LEFT(INDIRECT(\"'Space-by-Space Method'!BJ\"&ROUNDDOWN((ROW(A3419)-52)/50,0)+4),3)","v":""},{"$f":"INDIRECT(\"'Fixture Schedule'!L\"&MOD(ROW(A3419)-52,50)+9)","v":0},{"$f":"INDIRECT(\"'Fixture Schedule'!O\"&MOD(ROW(A3419)-52,50)+9)","v":0},{"$f":"INDIRECT(\"'Space-by-Space Method'!F\"&ROUNDDOWN((ROW(A3419)-52)/50,0)+4)","v":0},{"$f":"INDIRECT(\"'Fixture Schedule'!L\"&MOD(ROW(A3419)-52,50)+9)","v":0},{"$f":"INDIRECT(\"'Space-by-Space Method'!D\"&ROUNDDOWN((ROW(A3419)-52)/50,0)+4)","v":0},{"$f":"INDIRECT(\"'Space-by-Space Method'!E\"&ROUNDDOWN((ROW(A3419)-52)/50,0)+4)","v":1}]
[{"$f":"IF(InteriorCalcType=2,IF(OR(AM3428=0,AN3428=\"DNQ\")=TRUE,\"\",INDIRECT(\"'Fixture Schedule'!M\"&MOD(ROW(A3428)-52,50)+9)),\"\")","v":""},{"$f":"IF(A3428=\"\",\"\",INDIRECT(\"'Fixture Schedule'!E\"&MOD(ROW(A3428)-52,50)+9))","v":""},{"$f":"IF(A3428=\"\",\"\",INDIRECT(\"'Fixture Schedule'!F\"&MOD(ROW(A3428)-52,50)+9))","v":""},{"$f":"IF(A3428=\"\",\"\",INDIRECT(\"'Fixture Schedule'!L\"&MOD(ROW(A3428)-52,50)+9))","v":""},"",null,null,{"$f":"IF(A3428=\"\",\"\",IF(AP3428=1,Summary!$C$12*(AO3428)/(SUM('Space-by-Space Method'!$BO$4:$BO$78,SUM('Exterior Lighting'!$BL$5:$BL$25))),0))","v":""},{"$f":"IF(A3428=\"\",\"\",IF(START!$B$34=1,INDIRECT(\"'Space-by-Space Method'!\"&SUBSTITUTE(ADDRESS(1,MOD(ROW(A3428)-52,50)+10,4),\"1\",\"\")&ROUNDDOWN((ROW(A3428)-52)/50,0)+4),\"\"))","v":""},{"$f":"IF(A3428=\"\",\"\",IF(AP3428=1,Summary!$F$11*(AO3428)/(SUM('Space-by-Space Method'!$BO$4:$BO$78,SUM('Exterior Lighting'!$BL$5:$BL$25))),0))","v":""},{"$f":"IF(A3428=\"\",\"\",IF(AP3428=1,Summary!$E$11*(AO3428)/(SUM('Space-by-Space Method'!$BO$4:$BO$78,SUM('Exterior Lighting'!$BL$5:$BL$25))),0))","v":""},{"$f":"IF(A3428=\"\",\"\",IF(AP3428=1,Summary!$G$11*(AO3428)/(SUM('Space-by-Space Method'!$BO$4:$BO$78,SUM('Exterior Lighting'!$BL$5:$BL$25))),0))","v":""},{"$f":"IF(A3428=\"\",\"\",IF(AP3428=1,Summary!$H$11*(AO3428)/(SUM('Space-by-Space Method'!$BO$4:$BO$78)),0))","v":""},{"$f":"IF(A3428=\"\",\"\",IF(AP3428=1,Summary!$I$11*(AO3428)/(SUM('Space-by-Space Method'!$BO$4:$BO$78)),0))","v":""},null,null,null,{"$f":"IF(A3428=\"\",\"\",IF(START!$B$34=2,INDIRECT(\"'Space-by-Space Method'!\"&SUBSTITUTE(ADDRESS(1,MOD(ROW(A3428)-52,50)+10,4),\"1\",\"\")&ROUNDDOWN((ROW(A3428)-52)/50,0)+4),\"\"))","v":""},{"$f":"IF(A3428=\"\",\"\",INDIRECT(\"'Space-by-Space Method'!C\"&ROUNDDOWN((ROW(A3428)-52)/50,0)+4))","v":""},{"$f":"IF(A3428=\"\",\"\",IF(COUNTIF(CommonSpaceTypes,AQ3428)>0,INDIRECT(\"'Space-by-Space Method'!F\"&ROUNDDOWN((ROW(A3428)-52)/50,0)+4),\"\"))","v":""},{"$f":"IF(A3428=\"\",\"\",IF(COUNTIF(BuildingSpecificSpaceTypes,AQ3428)>0,INDIRECT(\"'Space-by-Space Method'!F\"&ROUNDDOWN((ROW(A3428)-52)/50,0)+4),\"\"))","v":""},{"$f":"IF(A3428=\"\",\"\",INDIRECT(\"'Fixture Schedule'!D\"&MOD(ROW(A3428)-52,50)+9))","v":""},{"$f":"IF(A3428=\"\",\"\",IF(AR3428=\"\",\"\",INDIRECT(\"'Fixture Schedule'!K\"&MOD(ROW(A3428)-52,50)+9)))","v":""},"",{"$f":"IF(A3428=\"\",\"\",INDIRECT(\"'Fixture Schedule'!L\"&MOD(ROW(A3428)-52,50)+9))","v":""},null,null,null,null,null,null,null,null,null,null,null,null,null,{"$f":"INDIRECT(\"'Space-by-Space Method'!\"&SUBSTITUTE(ADDRESS(1,MOD(ROW(A3428)-52,50)+10,4),\"1\",\"\")&ROUNDDOWN((ROW(A3428)-52)/50,0)+4)","v":0},{"$f":"LEFT(INDIRECT(\"'Space-by-Space Method'!BJ\"&ROUNDDOWN((ROW(A3428)-52)/50,0)+4),3)","v":""},{"$f":"INDIRECT(\"'Fixture Schedule'!L\"&MOD(ROW(A3428)-52,50)+9)","v":0},{"$f":"INDIRECT(\"'Fixture Schedule'!O\"&MOD(ROW(A3428)-52,50)+9)","v":0},{"$f":"INDIRECT(\"'Space-by-Space Method'!F\"&ROUNDDOWN((ROW(A3428)-52)/50,0)+4)","v":0},{"$f":"INDIRECT(\"'Fixture Schedule'!L\"&MOD(ROW(A3428)-52,50)+9)","v":0},{"$f":"INDIRECT(\"'Space-by-Space Method'!D\"&ROUNDDOWN((ROW(A3428)-52)/50,0)+4)","v":0},{"$f":"INDIRECT(\"'Space-by-Space Method'!E\"&ROUNDDOWN((ROW(A3428)-52)/50,0)+4)","v":1}]
[{"$f":"IF(InteriorCalcType=2,IF(OR(AM3437=0,AN3437=\"DNQ\")=TRUE,\"\",INDIRECT(\"'Fixture Schedule'!M\"&MOD(ROW(A3437)-52,50)+9)),\"\")","v":""},{"$f":"IF(A3437=\"\",\"\",INDIRECT(\"'Fixture Schedule'!E\"&MOD(ROW(A3437)-52,50)+9))","v":""},{"$f":"IF(A3437=\"\",\"\",INDIRECT(\"'Fixture Schedule'!F\"&MOD(ROW(A3437)-52,50)+9))","v":""},{"$f":"IF(A3437=\"\",\"\",INDIRECT(\"'Fixture Schedule'!L\"&MOD(ROW(A3437)-52,50)+9))","v":""},"",null,null,{"$f":"IF(A3437=\"\",\"\",IF(AP3437=1,Summary!$C$12*(AO3437)/(SUM('Space-by-Space Method'!$BO$4:$BO$78,SUM('Exterior Lighting'!$BL$5:$BL$25))),0))","v":""},{"$f":"IF(A3437=\"\",\"\",IF(START!$B$34=1,INDIRECT(\"'Space-by-Space Method'!\"&SUBSTITUTE(ADDRESS(1,MOD(ROW(A3437)-52,50)+10,4),\"1\",\"\")&ROUNDDOWN((ROW(A3437)-52)/50,0)+4),\"\"))","v":""},{"$f":"IF(A3437=\"\",\"\",IF(AP3437=1,Summary!$F$11*(AO3437)/(SUM('Space-by-Space Method'!$BO$4:$BO$78,SUM('Exterior Lighting'!$BL$5:$BL$25))),0))","v":""},{"$f":"IF(A3437=\"\",\"\",IF(AP3437=1,Summary!$E$11*(AO3437)/(SUM('Space-by-Space Method'!$BO$4:$BO$78,SUM('Exterior Lighting'!$BL$5:$BL$25))),0))","v":""},{"$f":"IF(A3437=\"\",\"\",IF(AP3437=1,Summary!$G$11*(AO3437)/(SUM('Space-by-Space Method'!$BO$4:$BO$78,SUM('Exterior Lighting'!$BL$5:$BL$25))),0))","v":""},{"$f":"IF(A3437=\"\",\"\",IF(AP3437=1,Summary!$H$11*(AO3437)/(SUM('Space-by-Space Method'!$BO$4:$BO$78)),0))","v":""},{"$f":"IF(A3437=\"\",\"\",IF(AP3437=1,Summary!$I$11*(AO3437)/(SUM('Space-by-Space Method'!$BO$4:$BO$78)),0))","v":""},null,null,null,{"$f":"IF(A3437=\"\",\"\",IF(START!$B$34=2,INDIRECT(\"'Space-by-Space Method'!\"&SUBSTITUTE(ADDRESS(1,MOD(ROW(A3437)-52,50)+10,4),\"1\",\"\")&ROUNDDOWN((ROW(A3437)-52)/50,0)+4),\"\"))","v":""},{"$f":"IF(A3437=\"\",\"\",INDIRECT(\"'Space-by-Space Method'!C\"&ROUNDDOWN((ROW(A3437)-52)/50,0)+4))","v":""},{"$f":"IF(A3437=\"\",\"\",IF(COUNTIF(CommonSpaceTypes,AQ3437)>0,INDIRECT(\"'Space-by-Space Method'!F\"&ROUNDDOWN((ROW(A3437)-52)/50,0)+4),\"\"))","v":""},{"$f":"IF(A3437=\"\",\"\",IF(COUNTIF(BuildingSpecificSpaceTypes,AQ3437)>0,INDIRECT(\"'Space-by-Space Method'!F\"&ROUNDDOWN((ROW(A3437)-52)/50,0)+4),\"\"))","v":""},{"$f":"IF(A3437=\"\",\"\",INDIRECT(\"'Fixture Schedule'!D\"&MOD(ROW(A3437)-52,50)+9))","v":""},{"$f":"IF(A3437=\"\",\"\",IF(AR3437=\"\",\"\",INDIRECT(\"'Fixture Schedule'!K\"&MOD(ROW(A3437)-52,50)+9)))","v":""},"",{"$f":"IF(A3437=\"\",\"\",INDIRECT(\"'Fixture Schedule'!L\"&MOD(ROW(A3437)-52,50)+9))","v":""},null,null,null,null,null,null,null,null,null,null,null,null,null,{"$f":"INDIRECT(\"'Space-by-Space Method'!\"&SUBSTITUTE(ADDRESS(1,MOD(ROW(A3437)-52,50)+10,4),\"1\",\"\")&ROUNDDOWN((ROW(A3437)-52)/50,0)+4)","v":0},{"$f":"LEFT(INDIRECT(\"'Space-by-Space Method'!BJ\"&ROUNDDOWN((ROW(A3437)-52)/50,0)+4),3)","v":""},{"$f":"INDIRECT(\"'Fixture Schedule'!L\"&MOD(ROW(A3437)-52,50)+9)","v":0},{"$f":"INDIRECT(\"'Fixture Schedule'!O\"&MOD(ROW(A3437)-52,50)+9)","v":0},{"$f":"INDIRECT(\"'Space-by-Space Method'!F\"&ROUNDDOWN((ROW(A3437)-52)/50,0)+4)","v":0},{"$f":"INDIRECT(\"'Fixture Schedule'!L\"&MOD(ROW(A3437)-52,50)+9)","v":0},{"$f":"INDIRECT(\"'Space-by-Space Method'!D\"&ROUNDDOWN((ROW(A3437)-52)/50,0)+4)","v":0},{"$f":"INDIRECT(\"'Space-by-Space Method'!E\"&ROUNDDOWN((ROW(A3437)-52)/50,0)+4)","v":1}]
[{"$f":"IF(InteriorCalcType=2,IF(OR(AM3447=0,AN3447=\"DNQ\")=TRUE,\"\",INDIRECT(\"'Fixture Schedule'!M\"&MOD(ROW(A3447)-52,50)+9)),\"\")","v":""},{"$f":"IF(A3447=\"\",\"\",INDIRECT(\"'Fixture Schedule'!E\"&MOD(ROW(A3447)-52,50)+9))","v":""},{"$f":"IF(A3447=\"\",\"\",INDIRECT(\"'Fixture Schedule'!F\"&MOD(ROW(A3447)-52,50)+9))","v":""},{"$f":"IF(A3447=\"\",\"\",INDIRECT(\"'Fixture Schedule'!L\"&MOD(ROW(A3447)-52,50)+9))","v":""},"",null,null,{"$f":"IF(A3447=\"\",\"\",IF(AP3447=1,Summary!$C$12*(AO3447)/(SUM('Space-by-Space Method'!$BO$4:$BO$78,SUM('Exterior Lighting'!$BL$5:$BL$25))),0))","v":""},{"$f":"IF(A3447=\"\",\"\",IF(START!$B$34=1,INDIRECT(\"'Space-by-Space Method'!\"&SUBSTITUTE(ADDRESS(1,MOD(ROW(A3447)-52,50)+10,4),\"1\",\"\")&ROUNDDOWN((ROW(A3447)-52)/50,0)+4),\"\"))","v":""},{"$f":"IF(A3447=\"\",\"\",IF(AP3447=1,Summary!$F$11*(AO3447)/(SUM('Space-by-Space Method'!$BO$4:$BO$78,SUM('Exterior Lighting'!$BL$5:$BL$25))),0))","v":""},{"$f":"IF(A3447=\"\",\"\",IF(AP3447=1,Summary!$E$11*(AO3447)/(SUM('Space-by-Space Method'!$BO$4:$BO$78,SUM('Exterior Lighting'!$BL$5:$BL$25))),0))","v":""},{"$f":"IF(A3447=\"\",\"\",IF(AP3447=1,Summary!$G$11*(AO3447)/(SUM('Space-by-Space Method'!$BO$4:$BO$78,SUM('Exterior Lighting'!$BL$5:$BL$25))),0))","v":""},{"$f":"IF(A3447=\"\",\"\",IF(AP3447=1,Summary!$H$11*(AO3447)/(SUM('Space-by-Space Method'!$BO$4:$BO$78)),0))","v":""},{"$f":"IF(A3447=\"\",\"\",IF(AP3447=1,Summary!$I$11*(AO3447)/(SUM('Space-by-Space Method'!$BO$4:$BO$78)),0))","v":""},null,null,null,{"$f":"IF(A3447=\"\",\"\",IF(START!$B$34=2,INDIRECT(\"'Space-by-Space Method'!\"&SUBSTITUTE(ADDRESS(1,MOD(ROW(A3447)-52,50)+10,4),\"1\",\"\")&ROUNDDOWN((ROW(A3447)-52)/50,0)+4),\"\"))","v":""},{"$f":"IF(A3447=\"\",\"\",INDIRECT(\"'Space-by-Space Method'!C\"&ROUNDDOWN((ROW(A3447)-52)/50,0)+4))","v":""},{"$f":"IF(A3447=\"\",\"\",IF(COUNTIF(CommonSpaceTypes,AQ3447)>0,INDIRECT(\"'Space-by-Space Method'!F\"&ROUNDDOWN((ROW(A3447)-52)/50,0)+4),\"\"))","v":""},{"$f":"IF(A3447=\"\",\"\",IF(COUNTIF(BuildingSpecificSpaceTypes,AQ3447)>0,INDIRECT(\"'Space-by-Space Method'!F\"&ROUNDDOWN((ROW(A3447)-52)/50,0)+4),\"\"))","v":""},{"$f":"IF(A3447=\"\",\"\",INDIRECT(\"'Fixture Schedule'!D\"&MOD(ROW(A3447)-52,50)+9))","v":""},{"$f":"IF(A3447=\"\",\"\",IF(AR3447=\"\",\"\",INDIRECT(\"'Fixture Schedule'!K\"&MOD(ROW(A3447)-52,50)+9)))","v":""},"",{"$f":"IF(A3447=\"\",\"\",INDIRECT(\"'Fixture Schedule'!L\"&MOD(ROW(A3447)-52,50)+9))","v":""},null,null,null,null,null,null,null,null,null,null,null,null,null,{"$f":"INDIRECT(\"'Space-by-Space Method'!\"&SUBSTITUTE(ADDRESS(1,MOD(ROW(A3447)-52,50)+10,4),\"1\",\"\")&ROUNDDOWN((ROW(A3447)-52)/50,0)+4)","v":0},{"$f":"LEFT(INDIRECT(\"'Space-by-Space Method'!BJ\"&ROUNDDOWN((ROW(A3447)-52)/50,0)+4),3)","v":""},{"$f":"INDIRECT(\"'Fixture Schedule'!L\"&MOD(ROW(A3447)-52,50)+9)","v":0},{"$f":"INDIRECT(\"'Fixture Schedule'!O\"&MOD(ROW(A3447)-52,50)+9)","v":0},{"$f":"INDIRECT(\"'Space-by-Space Method'!F\"&ROUNDDOWN((ROW(A3447)-52)/50,0)+4)","v":0},{"$f":"INDIRECT(\"'Fixture Schedule'!L\"&MOD(ROW(A3447)-52,50)+9)","v":0},{"$f":"INDIRECT(\"'Space-by-Space Method'!D\"&ROUNDDOWN((ROW(A3447)-52)/50,0)+4)","v":0},{"$f":"INDIRECT(\"'Space-by-Space Method'!E\"&ROUNDDOWN((ROW(A3447)-52)/50,0)+4)","v":1}]
[{"$f":"IF(InteriorCalcType=2,IF(OR(AM3455=0,AN3455=\"DNQ\")=TRUE,\"\",INDIRECT(\"'Fixture Schedule'!M\"&MOD(ROW(A3455)-52,50)+9)),\"\")","v":""},{"$f":"IF(A3455=\"\",\"\",INDIRECT(\"'Fixture Schedule'!E\"&MOD(ROW(A3455)-52,50)+9))","v":""},{"$f":"IF(A3455=\"\",\"\",INDIRECT(\"'Fixture Schedule'!F\"&MOD(ROW(A3455)-52,50)+9))","v":""},{"$f":"IF(A3455=\"\",\"\",INDIRECT(\"'Fixture Schedule'!L\"&MOD(ROW(A3455)-52,50)+9))","v":""},"",null,null,{"$f":"IF(A3455=\"\",\"\",IF(AP3455=1,Summary!$C$12*(AO3455)/(SUM('Space-by-Space Method'!$BO$4:$BO$78,SUM('Exterior Lighting'!$BL$5:$BL$25))),0))","v":""},{"$f":"IF(A3455=\"\",\"\",IF(START!$B$34=1,INDIRECT(\"'Space-by-Space Method'!\"&SUBSTITUTE(ADDRESS(1,MOD(ROW(A3455)-52,50)+10,4),\"1\",\"\")&ROUNDDOWN((ROW(A3455)-52)/50,0)+4),\"\"))","v":""},{"$f":"IF(A3455=\"\",\"\",IF(AP3455=1,Summary!$F$11*(AO3455)/(SUM('Space-by-Space Method'!$BO$4:$BO$78,SUM('Exterior Lighting'!$BL$5:$BL$25))),0))","v":""},{"$f":"IF(A3455=\"\",\"\",IF(AP3455=1,Summary!$E$11*(AO3455)/(SUM('Space-by-Space Method'!$BO$4:$BO$78,SUM('Exterior Lighting'!$BL$5:$BL$25))),0))","v":""},{"$f":"IF(A3455=\"\",\"\",IF(AP3455=1,Summary!$G$11*(AO3455)/(SUM('Space-by-Space Method'!$BO$4:$BO$78,SUM('Exterior Lighting'!$BL$5:$BL$25))),0))","v":""},{"$f":"IF(A3455=\"\",\"\",IF(AP3455=1,Summary!$H$11*(AO3455)/(SUM('Space-by-Space Method'!$BO$4:$BO$78)),0))","v":""},{"$f":"IF(A3455=\"\",\"\",IF(AP3455=1,Summary!$I$11*(AO3455)/(SUM('Space-by-Space Method'!$BO$4:$BO$78)),0))","v":""},null,null,null,{"$f":"IF(A3455=\"\",\"\",IF(START!$B$34=2,INDIRECT(\"'Space-by-Space Method'!\"&SUBSTITUTE(ADDRESS(1,MOD(ROW(A3455)-52,50)+10,4),\"1\",\"\")&ROUNDDOWN((ROW(A3455)-52)/50,0)+4),\"\"))","v":""},{"$f":"IF(A3455=\"\",\"\",INDIRECT(\"'Space-by-Space Method'!C\"&ROUNDDOWN((ROW(A3455)-52)/50,0)+4))","v":""},{"$f":"IF(A3455=\"\",\"\",IF(COUNTIF(CommonSpaceTypes,AQ3455)>0,INDIRECT(\"'Space-by-Space Method'!F\"&ROUNDDOWN((ROW(A3455)-52)/50,0)+4),\"\"))","v":""},{"$f":"IF(A3455=\"\",\"\",IF(COUNTIF(BuildingSpecificSpaceTypes,AQ3455)>0,INDIRECT(\"'Space-by-Space Method'!F\"&ROUNDDOWN((ROW(A3455)-52)/50,0)+4),\"\"))","v":""},{"$f":"IF(A3455=\"\",\"\",INDIRECT(\"'Fixture Schedule'!D\"&MOD(ROW(A3455)-52,50)+9))","v":""},{"$f":"IF(A3455=\"\",\"\",IF(AR3455=\"\",\"\",INDIRECT(\"'Fixture Schedule'!K\"&MOD(ROW(A3455)-52,50)+9)))","v":""},"",{"$f":"IF(A3455=\"\",\"\",INDIRECT(\"'Fixture Schedule'!L\"&MOD(ROW(A3455)-52,50)+9))","v":""},null,null,null,null,null,null,null,null,null,null,null,null,null,{"$f":"INDIRECT(\"'Space-by-Space Method'!\"&SUBSTITUTE(ADDRESS(1,MOD(ROW(A3455)-52,50)+10,4),\"1\",\"\")&ROUNDDOWN((ROW(A3455)-52)/50,0)+4)","v":0},{"$f":"LEFT(INDIRECT(\"'Space-by-Space Method'!BJ\"&ROUNDDOWN((ROW(A3455)-52)/50,0)+4),3)","v":""},{"$f":"INDIRECT(\"'Fixture Schedule'!L\"&MOD(ROW(A3455)-52,50)+9)","v":0},{"$f":"INDIRECT(\"'Fixture Schedule'!O\"&MOD(ROW(A3455)-52,50)+9)","v":0},{"$f":"INDIRECT(\"'Space-by-Space Method'!F\"&ROUNDDOWN((ROW(A3455)-52)/50,0)+4)","v":0},{"$f":"INDIRECT(\"'Fixture Schedule'!L\"&MOD(ROW(A3455)-52,50)+9)","v":0},{"$f":"INDIRECT(\"'Space-by-Space Method'!D\"&ROUNDDOWN((ROW(A3455)-52)/50,0)+4)","v":0},{"$f":"INDIRECT(\"'Space-by-Space Method'!E\"&ROUNDDOWN((ROW(A3455)-52)/50,0)+4)","v":1}]
[{"$f":"IF(InteriorCalcType=2,IF(OR(AM3466=0,AN3466=\"DNQ\")=TRUE,\"\",INDIRECT(\"'Fixture Schedule'!M\"&MOD(ROW(A3466)-52,50)+9)),\"\")","v":""},{"$f":"IF(A3466=\"\",\"\",INDIRECT(\"'Fixture Schedule'!E\"&MOD(ROW(A3466)-52,50)+9))","v":""},{"$f":"IF(A3466=\"\",\"\",INDIRECT(\"'Fixture Schedule'!F\"&MOD(ROW(A3466)-52,50)+9))","v":""},{"$f":"IF(A3466=\"\",\"\",INDIRECT(\"'Fixture Schedule'!L\"&MOD(ROW(A3466)-52,50)+9))","v":""},"",null,null,{"$f":"IF(A3466=\"\",\"\",IF(AP3466=1,Summary!$C$12*(AO3466)/(SUM('Space-by-Space Method'!$BO$4:$BO$78,SUM('Exterior Lighting'!$BL$5:$BL$25))),0))","v":""},{"$f":"IF(A3466=\"\",\"\",IF(START!$B$34=1,INDIRECT(\"'Space-by-Space Method'!\"&SUBSTITUTE(ADDRESS(1,MOD(ROW(A3466)-52,50)+10,4),\"1\",\"\")&ROUNDDOWN((ROW(A3466)-52)/50,0)+4),\"\"))","v":""},{"$f":"IF(A3466=\"\",\"\",IF(AP3466=1,Summary!$F$11*(AO3466)/(SUM('Space-by-Space Method'!$BO$4:$BO$78,SUM('Exterior Lighting'!$BL$5:$BL$25))),0))","v":""},{"$f":"IF(A3466=\"\",\"\",IF(AP3466=1,Summary!$E$11*(AO3466)/(SUM('Space-by-Space Method'!$BO$4:$BO$78,SUM('Exterior Lighting'!$BL$5:$BL$25))),0))","v":""},{"$f":"IF(A3466=\"\",\"\",IF(AP3466=1,Summary!$G$11*(AO3466)/(SUM('Space-by-Space Method'!$BO$4:$BO$78,SUM('Exterior Lighting'!$BL$5:$BL$25))),0))","v":""},{"$f":"IF(A3466=\"\",\"\",IF(AP3466=1,Summary!$H$11*(AO3466)/(SUM('Space-by-Space Method'!$BO$4:$BO$78)),0))","v":""},{"$f":"IF(A3466=\"\",\"\",IF(AP3466=1,Summary!$I$11*(AO3466)/(SUM('Space-by-Space Method'!$BO$4:$BO$78)),0))","v":""},null,null,null,{"$f":"IF(A3466=\"\",\"\",IF(START!$B$34=2,INDIRECT(\"'Space-by-Space Method'!\"&SUBSTITUTE(ADDRESS(1,MOD(ROW(A3466)-52,50)+10,4),\"1\",\"\")&ROUNDDOWN((ROW(A3466)-52)/50,0)+4),\"\"))","v":""},{"$f":"IF(A3466=\"\",\"\",INDIRECT(\"'Space-by-Space Method'!C\"&ROUNDDOWN((ROW(A3466)-52)/50,0)+4))","v":""},{"$f":"IF(A3466=\"\",\"\",IF(COUNTIF(CommonSpaceTypes,AQ3466)>0,INDIRECT(\"'Space-by-Space Method'!F\"&ROUNDDOWN((ROW(A3466)-52)/50,0)+4),\"\"))","v":""},{"$f":"IF(A3466=\"\",\"\",IF(COUNTIF(BuildingSpecificSpaceTypes,AQ3466)>0,INDIRECT(\"'Space-by-Space Method'!F\"&ROUNDDOWN((ROW(A3466)-52)/50,0)+4),\"\"))","v":""},{"$f":"IF(A3466=\"\",\"\",INDIRECT(\"'Fixture Schedule'!D\"&MOD(ROW(A3466)-52,50)+9))","v":""},{"$f":"IF(A3466=\"\",\"\",IF(AR3466=\"\",\"\",INDIRECT(\"'Fixture Schedule'!K\"&MOD(ROW(A3466)-52,50)+9)))","v":""},"",{"$f":"IF(A3466=\"\",\"\",INDIRECT(\"'Fixture Schedule'!L\"&MOD(ROW(A3466)-52,50)+9))","v":""},null,null,null,null,null,null,null,null,null,null,null,null,null,{"$f":"INDIRECT(\"'Space-by-Space Method'!\"&SUBSTITUTE(ADDRESS(1,MOD(ROW(A3466)-52,50)+10,4),\"1\",\"\")&ROUNDDOWN((ROW(A3466)-52)/50,0)+4)","v":0},{"$f":"LEFT(INDIRECT(\"'Space-by-Space Method'!BJ\"&ROUNDDOWN((ROW(A3466)-52)/50,0)+4),3)","v":""},{"$f":"INDIRECT(\"'Fixture Schedule'!L\"&MOD(ROW(A3466)-52,50)+9)","v":0},{"$f":"INDIRECT(\"'Fixture Schedule'!O\"&MOD(ROW(A3466)-52,50)+9)","v":0},{"$f":"INDIRECT(\"'Space-by-Space Method'!F\"&ROUNDDOWN((ROW(A3466)-52)/50,0)+4)","v":0},{"$f":"INDIRECT(\"'Fixture Schedule'!L\"&MOD(ROW(A3466)-52,50)+9)","v":0},{"$f":"INDIRECT(\"'Space-by-Space Method'!D\"&ROUNDDOWN((ROW(A3466)-52)/50,0)+4)","v":0},{"$f":"INDIRECT(\"'Space-by-Space Method'!E\"&ROUNDDOWN((ROW(A3466)-52)/50,0)+4)","v":1}]
[{"$f":"IF(InteriorCalcType=2,IF(OR(AM3473=0,AN3473=\"DNQ\")=TRUE,\"\",INDIRECT(\"'Fixture Schedule'!M\"&MOD(ROW(A3473)-52,50)+9)),\"\")","v":""},{"$f":"IF(A3473=\"\",\"\",INDIRECT(\"'Fixture Schedule'!E\"&MOD(ROW(A3473)-52,50)+9))","v":""},{"$f":"IF(A3473=\"\",\"\",INDIRECT(\"'Fixture Schedule'!F\"&MOD(ROW(A3473)-52,50)+9))","v":""},{"$f":"IF(A3473=\"\",\"\",INDIRECT(\"'Fixture Schedule'!L\"&MOD(ROW(A3473)-52,50)+9))","v":""},"",null,null,{"$f":"IF(A3473=\"\",\"\",IF(AP3473=1,Summary!$C$12*(AO3473)/(SUM('Space-by-Space Method'!$BO$4:$BO$78,SUM('Exterior Lighting'!$BL$5:$BL$25))),0))","v":""},{"$f":"IF(A3473=\"\",\"\",IF(START!$B$34=1,INDIRECT(\"'Space-by-Space Method'!\"&SUBSTITUTE(ADDRESS(1,MOD(ROW(A3473)-52,50)+10,4),\"1\",\"\")&ROUNDDOWN((ROW(A3473)-52)/50,0)+4),\"\"))","v":""},{"$f":"IF(A3473=\"\",\"\",IF(AP3473=1,Summary!$F$11*(AO3473)/(SUM('Space-by-Space Method'!$BO$4:$BO$78,SUM('Exterior Lighting'!$BL$5:$BL$25))),0))","v":""},{"$f":"IF(A3473=\"\",\"\",IF(AP3473=1,Summary!$E$11*(AO3473)/(SUM('Space-by-Space Method'!$BO$4:$BO$78,SUM('Exterior Lighting'!$BL$5:$BL$25))),0))","v":""},{"$f":"IF(A3473=\"\",\"\",IF(AP3473=1,Summary!$G$11*(AO3473)/(SUM('Space-by-Space Method'!$BO$4:$BO$78,SUM('Exterior Lighting'!$BL$5:$BL$25))),0))","v":""},{"$f":"IF(A3473=\"\",\"\",IF(AP3473=1,Summary!$H$11*(AO3473)/(SUM('Space-by-Space Method'!$BO$4:$BO$78)),0))","v":""},{"$f":"IF(A3473=\"\",\"\",IF(AP3473=1,Summary!$I$11*(AO3473)/(SUM('Space-by-Space Method'!$BO$4:$BO$78)),0))","v":""},null,null,null,{"$f":"IF(A3473=\"\",\"\",IF(START!$B$34=2,INDIRECT(\"'Space-by-Space Method'!\"&SUBSTITUTE(ADDRESS(1,MOD(ROW(A3473)-52,50)+10,4),\"1\",\"\")&ROUNDDOWN((ROW(A3473)-52)/50,0)+4),\"\"))","v":""},{"$f":"IF(A3473=\"\",\"\",INDIRECT(\"'Space-by-Space Method'!C\"&ROUNDDOWN((ROW(A3473)-52)/50,0)+4))","v":""},{"$f":"IF(A3473=\"\",\"\",IF(COUNTIF(CommonSpaceTypes,AQ3473)>0,INDIRECT(\"'Space-by-Space Method'!F\"&ROUNDDOWN((ROW(A3473)-52)/50,0)+4),\"\"))","v":""},{"$f":"IF(A3473=\"\",\"\",IF(COUNTIF(BuildingSpecificSpaceTypes,AQ3473)>0,INDIRECT(\"'Space-by-Space Method'!F\"&ROUNDDOWN((ROW(A3473)-52)/50,0)+4),\"\"))","v":""},{"$f":"IF(A3473=\"\",\"\",INDIRECT(\"'Fixture Schedule'!D\"&MOD(ROW(A3473)-52,50)+9))","v":""},{"$f":"IF(A3473=\"\",\"\",IF(AR3473=\"\",\"\",INDIRECT(\"'Fixture Schedule'!K\"&MOD(ROW(A3473)-52,50)+9)))","v":""},"",{"$f":"IF(A3473=\"\",\"\",INDIRECT(\"'Fixture Schedule'!L\"&MOD(ROW(A3473)-52,50)+9))","v":""},null,null,null,null,null,null,null,null,null,null,null,null,null,{"$f":"INDIRECT(\"'Space-by-Space Method'!\"&SUBSTITUTE(ADDRESS(1,MOD(ROW(A3473)-52,50)+10,4),\"1\",\"\")&ROUNDDOWN((ROW(A3473)-52)/50,0)+4)","v":0},{"$f":"LEFT(INDIRECT(\"'Space-by-Space Method'!BJ\"&ROUNDDOWN((ROW(A3473)-52)/50,0)+4),3)","v":""},{"$f":"INDIRECT(\"'Fixture Schedule'!L\"&MOD(ROW(A3473)-52,50)+9)","v":0},{"$f":"INDIRECT(\"'Fixture Schedule'!O\"&MOD(ROW(A3473)-52,50)+9)","v":0},{"$f":"INDIRECT(\"'Space-by-Space Method'!F\"&ROUNDDOWN((ROW(A3473)-52)/50,0)+4)","v":0},{"$f":"INDIRECT(\"'Fixture Schedule'!L\"&MOD(ROW(A3473)-52,50)+9)","v":0},{"$f":"INDIRECT(\"'Space-by-Space Method'!D\"&ROUNDDOWN((ROW(A3473)-52)/50,0)+4)","v":0},{"$f":"INDIRECT(\"'Space-by-Space Method'!E\"&ROUNDDOWN((ROW(A3473)-52)/50,0)+4)","v":1}]
[{"$f":"IF(InteriorCalcType=2,IF(OR(AM3477=0,AN3477=\"DNQ\")=TRUE,\"\",INDIRECT(\"'Fixture Schedule'!M\"&MOD(ROW(A3477)-52,50)+9)),\"\")","v":""},{"$f":"IF(A3477=\"\",\"\",INDIRECT(\"'Fixture Schedule'!E\"&MOD(ROW(A3477)-52,50)+9))","v":""},{"$f":"IF(A3477=\"\",\"\",INDIRECT(\"'Fixture Schedule'!F\"&MOD(ROW(A3477)-52,50)+9))","v":""},{"$f":"IF(A3477=\"\",\"\",INDIRECT(\"'Fixture Schedule'!L\"&MOD(ROW(A3477)-52,50)+9))","v":""},"",null,null,{"$f":"IF(A3477=\"\",\"\",IF(AP3477=1,Summary!$C$12*(AO3477)/(SUM('Space-by-Space Method'!$BO$4:$BO$78,SUM('Exterior Lighting'!$BL$5:$BL$25))),0))","v":""},{"$f":"IF(A3477=\"\",\"\",IF(START!$B$34=1,INDIRECT(\"'Space-by-Space Method'!\"&SUBSTITUTE(ADDRESS(1,MOD(ROW(A3477)-52,50)+10,4),\"1\",\"\")&ROUNDDOWN((ROW(A3477)-52)/50,0)+4),\"\"))","v":""},{"$f":"IF(A3477=\"\",\"\",IF(AP3477=1,Summary!$F$11*(AO3477)/(SUM('Space-by-Space Method'!$BO$4:$BO$78,SUM('Exterior Lighting'!$BL$5:$BL$25))),0))","v":""},{"$f":"IF(A3477=\"\",\"\",IF(AP3477=1,Summary!$E$11*(AO3477)/(SUM('Space-by-Space Method'!$BO$4:$BO$78,SUM('Exterior Lighting'!$BL$5:$BL$25))),0))","v":""},{"$f":"IF(A3477=\"\",\"\",IF(AP3477=1,Summary!$G$11*(AO3477)/(SUM('Space-by-Space Method'!$BO$4:$BO$78,SUM('Exterior Lighting'!$BL$5:$BL$25))),0))","v":""},{"$f":"IF(A3477=\"\",\"\",IF(AP3477=1,Summary!$H$11*(AO3477)/(SUM('Space-by-Space Method'!$BO$4:$BO$78)),0))","v":""},{"$f":"IF(A3477=\"\",\"\",IF(AP3477=1,Summary!$I$11*(AO3477)/(SUM('Space-by-Space Method'!$BO$4:$BO$78)),0))","v":""},null,null,null,{"$f":"IF(A3477=\"\",\"\",IF(START!$B$34=2,INDIRECT(\"'Space-by-Space Method'!\"&SUBSTITUTE(ADDRESS(1,MOD(ROW(A3477)-52,50)+10,4),\"1\",\"\")&ROUNDDOWN((ROW(A3477)-52)/50,0)+4),\"\"))","v":""},{"$f":"IF(A3477=\"\",\"\",INDIRECT(\"'Space-by-Space Method'!C\"&ROUNDDOWN((ROW(A3477)-52)/50,0)+4))","v":""},{"$f":"IF(A3477=\"\",\"\",IF(COUNTIF(CommonSpaceTypes,AQ3477)>0,INDIRECT(\"'Space-by-Space Method'!F\"&ROUNDDOWN((ROW(A3477)-52)/50,0)+4),\"\"))","v":""},{"$f":"IF(A3477=\"\",\"\",IF(COUNTIF(BuildingSpecificSpaceTypes,AQ3477)>0,INDIRECT(\"'Space-by-Space Method'!F\"&ROUNDDOWN((ROW(A3477)-52)/50,0)+4),\"\"))","v":""},{"$f":"IF(A3477=\"\",\"\",INDIRECT(\"'Fixture Schedule'!D\"&MOD(ROW(A3477)-52,50)+9))","v":""},{"$f":"IF(A3477=\"\",\"\",IF(AR3477=\"\",\"\",INDIRECT(\"'Fixture Schedule'!K\"&MOD(ROW(A3477)-52,50)+9)))","v":""},"",{"$f":"IF(A3477=\"\",\"\",INDIRECT(\"'Fixture Schedule'!L\"&MOD(ROW(A3477)-52,50)+9))","v":""},null,null,null,null,null,null,null,null,null,null,null,null,null,{"$f":"INDIRECT(\"'Space-by-Space Method'!\"&SUBSTITUTE(ADDRESS(1,MOD(ROW(A3477)-52,50)+10,4),\"1\",\"\")&ROUNDDOWN((ROW(A3477)-52)/50,0)+4)","v":0},{"$f":"LEFT(INDIRECT(\"'Space-by-Space Method'!BJ\"&ROUNDDOWN((ROW(A3477)-52)/50,0)+4),3)","v":""},{"$f":"INDIRECT(\"'Fixture Schedule'!L\"&MOD(ROW(A3477)-52,50)+9)","v":0},{"$f":"INDIRECT(\"'Fixture Schedule'!O\"&MOD(ROW(A3477)-52,50)+9)","v":0},{"$f":"INDIRECT(\"'Space-by-Space Method'!F\"&ROUNDDOWN((ROW(A3477)-52)/50,0)+4)","v":0},{"$f":"INDIRECT(\"'Fixture Schedule'!L\"&MOD(ROW(A3477)-52,50)+9)","v":0},{"$f":"INDIRECT(\"'Space-by-Space Method'!D\"&ROUNDDOWN((ROW(A3477)-52)/50,0)+4)","v":0},{"$f":"INDIRECT(\"'Space-by-Space Method'!E\"&ROUNDDOWN((ROW(A3477)-52)/50,0)+4)","v":1}]
[{"$f":"IF(InteriorCalcType=2,IF(OR(AM3487=0,AN3487=\"DNQ\")=TRUE,\"\",INDIRECT(\"'Fixture Schedule'!M\"&MOD(ROW(A3487)-52,50)+9)),\"\")","v":""},{"$f":"IF(A3487=\"\",\"\",INDIRECT(\"'Fixture Schedule'!E\"&MOD(ROW(A3487)-52,50)+9))","v":""},{"$f":"IF(A3487=\"\",\"\",INDIRECT(\"'Fixture Schedule'!F\"&MOD(ROW(A3487)-52,50)+9))","v":""},{"$f":"IF(A3487=\"\",\"\",INDIRECT(\"'Fixture Schedule'!L\"&MOD(ROW(A3487)-52,50)+9))","v":""},"",null,null,{"$f":"IF(A3487=\"\",\"\",IF(AP3487=1,Summary!$C$12*(AO3487)/(SUM('Space-by-Space Method'!$BO$4:$BO$78,SUM('Exterior Lighting'!$BL$5:$BL$25))),0))","v":""},{"$f":"IF(A3487=\"\",\"\",IF(START!$B$34=1,INDIRECT(\"'Space-by-Space Method'!\"&SUBSTITUTE(ADDRESS(1,MOD(ROW(A3487)-52,50)+10,4),\"1\",\"\")&ROUNDDOWN((ROW(A3487)-52)/50,0)+4),\"\"))","v":""},{"$f":"IF(A3487=\"\",\"\",IF(AP3487=1,Summary!$F$11*(AO3487)/(SUM('Space-by-Space Method'!$BO$4:$BO$78,SUM('Exterior Lighting'!$BL$5:$BL$25))),0))","v":""},{"$f":"IF(A3487=\"\",\"\",IF(AP3487=1,Summary!$E$11*(AO3487)/(SUM('Space-by-Space Method'!$BO$4:$BO$78,SUM('Exterior Lighting'!$BL$5:$BL$25))),0))","v":""},{"$f":"IF(A3487=\"\",\"\",IF(AP3487=1,Summary!$G$11*(AO3487)/(SUM('Space-by-Space Method'!$BO$4:$BO$78,SUM('Exterior Lighting'!$BL$5:$BL$25))),0))","v":""},{"$f":"IF(A3487=\"\",\"\",IF(AP3487=1,Summary!$H$11*(AO3487)/(SUM('Space-by-Space Method'!$BO$4:$BO$78)),0))","v":""},{"$f":"IF(A3487=\"\",\"\",IF(AP3487=1,Summary!$I$11*(AO3487)/(SUM('Space-by-Space Method'!$BO$4:$BO$78)),0))","v":""},null,null,null,{"$f":"IF(A3487=\"\",\"\",IF(START!$B$34=2,INDIRECT(\"'Space-by-Space Method'!\"&SUBSTITUTE(ADDRESS(1,MOD(ROW(A3487)-52,50)+10,4),\"1\",\"\")&ROUNDDOWN((ROW(A3487)-52)/50,0)+4),\"\"))","v":""},{"$f":"IF(A3487=\"\",\"\",INDIRECT(\"'Space-by-Space Method'!C\"&ROUNDDOWN((ROW(A3487)-52)/50,0)+4))","v":""},{"$f":"IF(A3487=\"\",\"\",IF(COUNTIF(CommonSpaceTypes,AQ3487)>0,INDIRECT(\"'Space-by-Space Method'!F\"&ROUNDDOWN((ROW(A3487)-52)/50,0)+4),\"\"))","v":""},{"$f":"IF(A3487=\"\",\"\",IF(COUNTIF(BuildingSpecificSpaceTypes,AQ3487)>0,INDIRECT(\"'Space-by-Space Method'!F\"&ROUNDDOWN((ROW(A3487)-52)/50,0)+4),\"\"))","v":""},{"$f":"IF(A3487=\"\",\"\",INDIRECT(\"'Fixture Schedule'!D\"&MOD(ROW(A3487)-52,50)+9))","v":""},{"$f":"IF(A3487=\"\",\"\",IF(AR3487=\"\",\"\",INDIRECT(\"'Fixture Schedule'!K\"&MOD(ROW(A3487)-52,50)+9)))","v":""},"",{"$f":"IF(A3487=\"\",\"\",INDIRECT(\"'Fixture Schedule'!L\"&MOD(ROW(A3487)-52,50)+9))","v":""},null,null,null,null,null,null,null,null,null,null,null,null,null,{"$f":"INDIRECT(\"'Space-by-Space Method'!\"&SUBSTITUTE(ADDRESS(1,MOD(ROW(A3487)-52,50)+10,4),\"1\",\"\")&ROUNDDOWN((ROW(A3487)-52)/50,0)+4)","v":0},{"$f":"LEFT(INDIRECT(\"'Space-by-Space Method'!BJ\"&ROUNDDOWN((ROW(A3487)-52)/50,0)+4),3)","v":""},{"$f":"INDIRECT(\"'Fixture Schedule'!L\"&MOD(ROW(A3487)-52,50)+9)","v":0},{"$f":"INDIRECT(\"'Fixture Schedule'!O\"&MOD(ROW(A3487)-52,50)+9)","v":0},{"$f":"INDIRECT(\"'Space-by-Space Method'!F\"&ROUNDDOWN((ROW(A3487)-52)/50,0)+4)","v":0},{"$f":"INDIRECT(\"'Fixture Schedule'!L\"&MOD(ROW(A3487)-52,50)+9)","v":0},{"$f":"INDIRECT(\"'Space-by-Space Method'!D\"&ROUNDDOWN((ROW(A3487)-52)/50,0)+4)","v":0},{"$f":"INDIRECT(\"'Space-by-Space Method'!E\"&ROUNDDOWN((ROW(A3487)-52)/50,0)+4)","v":1}]
[{"$f":"IF(InteriorCalcType=2,IF(OR(AM3496=0,AN3496=\"DNQ\")=TRUE,\"\",INDIRECT(\"'Fixture Schedule'!M\"&MOD(ROW(A3496)-52,50)+9)),\"\")","v":""},{"$f":"IF(A3496=\"\",\"\",INDIRECT(\"'Fixture Schedule'!E\"&MOD(ROW(A3496)-52,50)+9))","v":""},{"$f":"IF(A3496=\"\",\"\",INDIRECT(\"'Fixture Schedule'!F\"&MOD(ROW(A3496)-52,50)+9))","v":""},{"$f":"IF(A3496=\"\",\"\",INDIRECT(\"'Fixture Schedule'!L\"&MOD(ROW(A3496)-52,50)+9))","v":""},"",null,null,{"$f":"IF(A3496=\"\",\"\",IF(AP3496=1,Summary!$C$12*(AO3496)/(SUM('Space-by-Space Method'!$BO$4:$BO$78,SUM('Exterior Lighting'!$BL$5:$BL$25))),0))","v":""},{"$f":"IF(A3496=\"\",\"\",IF(START!$B$34=1,INDIRECT(\"'Space-by-Space Method'!\"&SUBSTITUTE(ADDRESS(1,MOD(ROW(A3496)-52,50)+10,4),\"1\",\"\")&ROUNDDOWN((ROW(A3496)-52)/50,0)+4),\"\"))","v":""},{"$f":"IF(A3496=\"\",\"\",IF(AP3496=1,Summary!$F$11*(AO3496)/(SUM('Space-by-Space Method'!$BO$4:$BO$78,SUM('Exterior Lighting'!$BL$5:$BL$25))),0))","v":""},{"$f":"IF(A3496=\"\",\"\",IF(AP3496=1,Summary!$E$11*(AO3496)/(SUM('Space-by-Space Method'!$BO$4:$BO$78,SUM('Exterior Lighting'!$BL$5:$BL$25))),0))","v":""},{"$f":"IF(A3496=\"\",\"\",IF(AP3496=1,Summary!$G$11*(AO3496)/(SUM('Space-by-Space Method'!$BO$4:$BO$78,SUM('Exterior Lighting'!$BL$5:$BL$25))),0))","v":""},{"$f":"IF(A3496=\"\",\"\",IF(AP3496=1,Summary!$H$11*(AO3496)/(SUM('Space-by-Space Method'!$BO$4:$BO$78)),0))","v":""},{"$f":"IF(A3496=\"\",\"\",IF(AP3496=1,Summary!$I$11*(AO3496)/(SUM('Space-by-Space Method'!$BO$4:$BO$78)),0))","v":""},null,null,null,{"$f":"IF(A3496=\"\",\"\",IF(START!$B$34=2,INDIRECT(\"'Space-by-Space Method'!\"&SUBSTITUTE(ADDRESS(1,MOD(ROW(A3496)-52,50)+10,4),\"1\",\"\")&ROUNDDOWN((ROW(A3496)-52)/50,0)+4),\"\"))","v":""},{"$f":"IF(A3496=\"\",\"\",INDIRECT(\"'Space-by-Space Method'!C\"&ROUNDDOWN((ROW(A3496)-52)/50,0)+4))","v":""},{"$f":"IF(A3496=\"\",\"\",IF(COUNTIF(CommonSpaceTypes,AQ3496)>0,INDIRECT(\"'Space-by-Space Method'!F\"&ROUNDDOWN((ROW(A3496)-52)/50,0)+4),\"\"))","v":""},{"$f":"IF(A3496=\"\",\"\",IF(COUNTIF(BuildingSpecificSpaceTypes,AQ3496)>0,INDIRECT(\"'Space-by-Space Method'!F\"&ROUNDDOWN((ROW(A3496)-52)/50,0)+4),\"\"))","v":""},{"$f":"IF(A3496=\"\",\"\",INDIRECT(\"'Fixture Schedule'!D\"&MOD(ROW(A3496)-52,50)+9))","v":""},{"$f":"IF(A3496=\"\",\"\",IF(AR3496=\"\",\"\",INDIRECT(\"'Fixture Schedule'!K\"&MOD(ROW(A3496)-52,50)+9)))","v":""},"",{"$f":"IF(A3496=\"\",\"\",INDIRECT(\"'Fixture Schedule'!L\"&MOD(ROW(A3496)-52,50)+9))","v":""},null,null,null,null,null,null,null,null,null,null,null,null,null,{"$f":"INDIRECT(\"'Space-by-Space Method'!\"&SUBSTITUTE(ADDRESS(1,MOD(ROW(A3496)-52,50)+10,4),\"1\",\"\")&ROUNDDOWN((ROW(A3496)-52)/50,0)+4)","v":0},{"$f":"LEFT(INDIRECT(\"'Space-by-Space Method'!BJ\"&ROUNDDOWN((ROW(A3496)-52)/50,0)+4),3)","v":""},{"$f":"INDIRECT(\"'Fixture Schedule'!L\"&MOD(ROW(A3496)-52,50)+9)","v":0},{"$f":"INDIRECT(\"'Fixture Schedule'!O\"&MOD(ROW(A3496)-52,50)+9)","v":0},{"$f":"INDIRECT(\"'Space-by-Space Method'!F\"&ROUNDDOWN((ROW(A3496)-52)/50,0)+4)","v":0},{"$f":"INDIRECT(\"'Fixture Schedule'!L\"&MOD(ROW(A3496)-52,50)+9)","v":0},{"$f":"INDIRECT(\"'Space-by-Space Method'!D\"&ROUNDDOWN((ROW(A3496)-52)/50,0)+4)","v":0},{"$f":"INDIRECT(\"'Space-by-Space Method'!E\"&ROUNDDOWN((ROW(A3496)-52)/50,0)+4)","v":1}]
[{"$f":"IF(InteriorCalcType=2,IF(OR(AM3505=0,AN3505=\"DNQ\")=TRUE,\"\",INDIRECT(\"'Fixture Schedule'!M\"&MOD(ROW(A3505)-52,50)+9)),\"\")","v":""},{"$f":"IF(A3505=\"\",\"\",INDIRECT(\"'Fixture Schedule'!E\"&MOD(ROW(A3505)-52,50)+9))","v":""},{"$f":"IF(A3505=\"\",\"\",INDIRECT(\"'Fixture Schedule'!F\"&MOD(ROW(A3505)-52,50)+9))","v":""},{"$f":"IF(A3505=\"\",\"\",INDIRECT(\"'Fixture Schedule'!L\"&MOD(ROW(A3505)-52,50)+9))","v":""},"",null,null,{"$f":"IF(A3505=\"\",\"\",IF(AP3505=1,Summary!$C$12*(AO3505)/(SUM('Space-by-Space Method'!$BO$4:$BO$78,SUM('Exterior Lighting'!$BL$5:$BL$25))),0))","v":""},{"$f":"IF(A3505=\"\",\"\",IF(START!$B$34=1,INDIRECT(\"'Space-by-Space Method'!\"&SUBSTITUTE(ADDRESS(1,MOD(ROW(A3505)-52,50)+10,4),\"1\",\"\")&ROUNDDOWN((ROW(A3505)-52)/50,0)+4),\"\"))","v":""},{"$f":"IF(A3505=\"\",\"\",IF(AP3505=1,Summary!$F$11*(AO3505)/(SUM('Space-by-Space Method'!$BO$4:$BO$78,SUM('Exterior Lighting'!$BL$5:$BL$25))),0))","v":""},{"$f":"IF(A3505=\"\",\"\",IF(AP3505=1,Summary!$E$11*(AO3505)/(SUM('Space-by-Space Method'!$BO$4:$BO$78,SUM('Exterior Lighting'!$BL$5:$BL$25))),0))","v":""},{"$f":"IF(A3505=\"\",\"\",IF(AP3505=1,Summary!$G$11*(AO3505)/(SUM('Space-by-Space Method'!$BO$4:$BO$78,SUM('Exterior Lighting'!$BL$5:$BL$25))),0))","v":""},{"$f":"IF(A3505=\"\",\"\",IF(AP3505=1,Summary!$H$11*(AO3505)/(SUM('Space-by-Space Method'!$BO$4:$BO$78)),0))","v":""},{"$f":"IF(A3505=\"\",\"\",IF(AP3505=1,Summary!$I$11*(AO3505)/(SUM('Space-by-Space Method'!$BO$4:$BO$78)),0))","v":""},null,null,null,{"$f":"IF(A3505=\"\",\"\",IF(START!$B$34=2,INDIRECT(\"'Space-by-Space Method'!\"&SUBSTITUTE(ADDRESS(1,MOD(ROW(A3505)-52,50)+10,4),\"1\",\"\")&ROUNDDOWN((ROW(A3505)-52)/50,0)+4),\"\"))","v":""},{"$f":"IF(A3505=\"\",\"\",INDIRECT(\"'Space-by-Space Method'!C\"&ROUNDDOWN((ROW(A3505)-52)/50,0)+4))","v":""},{"$f":"IF(A3505=\"\",\"\",IF(COUNTIF(CommonSpaceTypes,AQ3505)>0,INDIRECT(\"'Space-by-Space Method'!F\"&ROUNDDOWN((ROW(A3505)-52)/50,0)+4),\"\"))","v":""},{"$f":"IF(A3505=\"\",\"\",IF(COUNTIF(BuildingSpecificSpaceTypes,AQ3505)>0,INDIRECT(\"'Space-by-Space Method'!F\"&ROUNDDOWN((ROW(A3505)-52)/50,0)+4),\"\"))","v":""},{"$f":"IF(A3505=\"\",\"\",INDIRECT(\"'Fixture Schedule'!D\"&MOD(ROW(A3505)-52,50)+9))","v":""},{"$f":"IF(A3505=\"\",\"\",IF(AR3505=\"\",\"\",INDIRECT(\"'Fixture Schedule'!K\"&MOD(ROW(A3505)-52,50)+9)))","v":""},"",{"$f":"IF(A3505=\"\",\"\",INDIRECT(\"'Fixture Schedule'!L\"&MOD(ROW(A3505)-52,50)+9))","v":""},null,null,null,null,null,null,null,null,null,null,null,null,null,{"$f":"INDIRECT(\"'Space-by-Space Method'!\"&SUBSTITUTE(ADDRESS(1,MOD(ROW(A3505)-52,50)+10,4),\"1\",\"\")&ROUNDDOWN((ROW(A3505)-52)/50,0)+4)","v":0},{"$f":"LEFT(INDIRECT(\"'Space-by-Space Method'!BJ\"&ROUNDDOWN((ROW(A3505)-52)/50,0)+4),3)","v":""},{"$f":"INDIRECT(\"'Fixture Schedule'!L\"&MOD(ROW(A3505)-52,50)+9)","v":0},{"$f":"INDIRECT(\"'Fixture Schedule'!O\"&MOD(ROW(A3505)-52,50)+9)","v":0},{"$f":"INDIRECT(\"'Space-by-Space Method'!F\"&ROUNDDOWN((ROW(A3505)-52)/50,0)+4)","v":0},{"$f":"INDIRECT(\"'Fixture Schedule'!L\"&MOD(ROW(A3505)-52,50)+9)","v":0},{"$f":"INDIRECT(\"'Space-by-Space Method'!D\"&ROUNDDOWN((ROW(A3505)-52)/50,0)+4)","v":0},{"$f":"INDIRECT(\"'Space-by-Space Method'!E\"&ROUNDDOWN((ROW(A3505)-52)/50,0)+4)","v":1}]
[{"$f":"IF(InteriorCalcType=2,IF(OR(AM3516=0,AN3516=\"DNQ\")=TRUE,\"\",INDIRECT(\"'Fixture Schedule'!M\"&MOD(ROW(A3516)-52,50)+9)),\"\")","v":""},{"$f":"IF(A3516=\"\",\"\",INDIRECT(\"'Fixture Schedule'!E\"&MOD(ROW(A3516)-52,50)+9))","v":""},{"$f":"IF(A3516=\"\",\"\",INDIRECT(\"'Fixture Schedule'!F\"&MOD(ROW(A3516)-52,50)+9))","v":""},{"$f":"IF(A3516=\"\",\"\",INDIRECT(\"'Fixture Schedule'!L\"&MOD(ROW(A3516)-52,50)+9))","v":""},"",null,null,{"$f":"IF(A3516=\"\",\"\",IF(AP3516=1,Summary!$C$12*(AO3516)/(SUM('Space-by-Space Method'!$BO$4:$BO$78,SUM('Exterior Lighting'!$BL$5:$BL$25))),0))","v":""},{"$f":"IF(A3516=\"\",\"\",IF(START!$B$34=1,INDIRECT(\"'Space-by-Space Method'!\"&SUBSTITUTE(ADDRESS(1,MOD(ROW(A3516)-52,50)+10,4),\"1\",\"\")&ROUNDDOWN((ROW(A3516)-52)/50,0)+4),\"\"))","v":""},{"$f":"IF(A3516=\"\",\"\",IF(AP3516=1,Summary!$F$11*(AO3516)/(SUM('Space-by-Space Method'!$BO$4:$BO$78,SUM('Exterior Lighting'!$BL$5:$BL$25))),0))","v":""},{"$f":"IF(A3516=\"\",\"\",IF(AP3516=1,Summary!$E$11*(AO3516)/(SUM('Space-by-Space Method'!$BO$4:$BO$78,SUM('Exterior Lighting'!$BL$5:$BL$25))),0))","v":""},{"$f":"IF(A3516=\"\",\"\",IF(AP3516=1,Summary!$G$11*(AO3516)/(SUM('Space-by-Space Method'!$BO$4:$BO$78,SUM('Exterior Lighting'!$BL$5:$BL$25))),0))","v":""},{"$f":"IF(A3516=\"\",\"\",IF(AP3516=1,Summary!$H$11*(AO3516)/(SUM('Space-by-Space Method'!$BO$4:$BO$78)),0))","v":""},{"$f":"IF(A3516=\"\",\"\",IF(AP3516=1,Summary!$I$11*(AO3516)/(SUM('Space-by-Space Method'!$BO$4:$BO$78)),0))","v":""},null,null,null,{"$f":"IF(A3516=\"\",\"\",IF(START!$B$34=2,INDIRECT(\"'Space-by-Space Method'!\"&SUBSTITUTE(ADDRESS(1,MOD(ROW(A3516)-52,50)+10,4),\"1\",\"\")&ROUNDDOWN((ROW(A3516)-52)/50,0)+4),\"\"))","v":""},{"$f":"IF(A3516=\"\",\"\",INDIRECT(\"'Space-by-Space Method'!C\"&ROUNDDOWN((ROW(A3516)-52)/50,0)+4))","v":""},{"$f":"IF(A3516=\"\",\"\",IF(COUNTIF(CommonSpaceTypes,AQ3516)>0,INDIRECT(\"'Space-by-Space Method'!F\"&ROUNDDOWN((ROW(A3516)-52)/50,0)+4),\"\"))","v":""},{"$f":"IF(A3516=\"\",\"\",IF(COUNTIF(BuildingSpecificSpaceTypes,AQ3516)>0,INDIRECT(\"'Space-by-Space Method'!F\"&ROUNDDOWN((ROW(A3516)-52)/50,0)+4),\"\"))","v":""},{"$f":"IF(A3516=\"\",\"\",INDIRECT(\"'Fixture Schedule'!D\"&MOD(ROW(A3516)-52,50)+9))","v":""},{"$f":"IF(A3516=\"\",\"\",IF(AR3516=\"\",\"\",INDIRECT(\"'Fixture Schedule'!K\"&MOD(ROW(A3516)-52,50)+9)))","v":""},"",{"$f":"IF(A3516=\"\",\"\",INDIRECT(\"'Fixture Schedule'!L\"&MOD(ROW(A3516)-52,50)+9))","v":""},null,null,null,null,null,null,null,null,null,null,null,null,null,{"$f":"INDIRECT(\"'Space-by-Space Method'!\"&SUBSTITUTE(ADDRESS(1,MOD(ROW(A3516)-52,50)+10,4),\"1\",\"\")&ROUNDDOWN((ROW(A3516)-52)/50,0)+4)","v":0},{"$f":"LEFT(INDIRECT(\"'Space-by-Space Method'!BJ\"&ROUNDDOWN((ROW(A3516)-52)/50,0)+4),3)","v":""},{"$f":"INDIRECT(\"'Fixture Schedule'!L\"&MOD(ROW(A3516)-52,50)+9)","v":0},{"$f":"INDIRECT(\"'Fixture Schedule'!O\"&MOD(ROW(A3516)-52,50)+9)","v":0},{"$f":"INDIRECT(\"'Space-by-Space Method'!F\"&ROUNDDOWN((ROW(A3516)-52)/50,0)+4)","v":0},{"$f":"INDIRECT(\"'Fixture Schedule'!L\"&MOD(ROW(A3516)-52,50)+9)","v":0},{"$f":"INDIRECT(\"'Space-by-Space Method'!D\"&ROUNDDOWN((ROW(A3516)-52)/50,0)+4)","v":0},{"$f":"INDIRECT(\"'Space-by-Space Method'!E\"&ROUNDDOWN((ROW(A3516)-52)/50,0)+4)","v":1}]
[{"$f":"IF(InteriorCalcType=2,IF(OR(AM3524=0,AN3524=\"DNQ\")=TRUE,\"\",INDIRECT(\"'Fixture Schedule'!M\"&MOD(ROW(A3524)-52,50)+9)),\"\")","v":""},{"$f":"IF(A3524=\"\",\"\",INDIRECT(\"'Fixture Schedule'!E\"&MOD(ROW(A3524)-52,50)+9))","v":""},{"$f":"IF(A3524=\"\",\"\",INDIRECT(\"'Fixture Schedule'!F\"&MOD(ROW(A3524)-52,50)+9))","v":""},{"$f":"IF(A3524=\"\",\"\",INDIRECT(\"'Fixture Schedule'!L\"&MOD(ROW(A3524)-52,50)+9))","v":""},"",null,null,{"$f":"IF(A3524=\"\",\"\",IF(AP3524=1,Summary!$C$12*(AO3524)/(SUM('Space-by-Space Method'!$BO$4:$BO$78,SUM('Exterior Lighting'!$BL$5:$BL$25))),0))","v":""},{"$f":"IF(A3524=\"\",\"\",IF(START!$B$34=1,INDIRECT(\"'Space-by-Space Method'!\"&SUBSTITUTE(ADDRESS(1,MOD(ROW(A3524)-52,50)+10,4),\"1\",\"\")&ROUNDDOWN((ROW(A3524)-52)/50,0)+4),\"\"))","v":""},{"$f":"IF(A3524=\"\",\"\",IF(AP3524=1,Summary!$F$11*(AO3524)/(SUM('Space-by-Space Method'!$BO$4:$BO$78,SUM('Exterior Lighting'!$BL$5:$BL$25))),0))","v":""},{"$f":"IF(A3524=\"\",\"\",IF(AP3524=1,Summary!$E$11*(AO3524)/(SUM('Space-by-Space Method'!$BO$4:$BO$78,SUM('Exterior Lighting'!$BL$5:$BL$25))),0))","v":""},{"$f":"IF(A3524=\"\",\"\",IF(AP3524=1,Summary!$G$11*(AO3524)/(SUM('Space-by-Space Method'!$BO$4:$BO$78,SUM('Exterior Lighting'!$BL$5:$BL$25))),0))","v":""},{"$f":"IF(A3524=\"\",\"\",IF(AP3524=1,Summary!$H$11*(AO3524)/(SUM('Space-by-Space Method'!$BO$4:$BO$78)),0))","v":""},{"$f":"IF(A3524=\"\",\"\",IF(AP3524=1,Summary!$I$11*(AO3524)/(SUM('Space-by-Space Method'!$BO$4:$BO$78)),0))","v":""},null,null,null,{"$f":"IF(A3524=\"\",\"\",IF(START!$B$34=2,INDIRECT(\"'Space-by-Space Method'!\"&SUBSTITUTE(ADDRESS(1,MOD(ROW(A3524)-52,50)+10,4),\"1\",\"\")&ROUNDDOWN((ROW(A3524)-52)/50,0)+4),\"\"))","v":""},{"$f":"IF(A3524=\"\",\"\",INDIRECT(\"'Space-by-Space Method'!C\"&ROUNDDOWN((ROW(A3524)-52)/50,0)+4))","v":""},{"$f":"IF(A3524=\"\",\"\",IF(COUNTIF(CommonSpaceTypes,AQ3524)>0,INDIRECT(\"'Space-by-Space Method'!F\"&ROUNDDOWN((ROW(A3524)-52)/50,0)+4),\"\"))","v":""},{"$f":"IF(A3524=\"\",\"\",IF(COUNTIF(BuildingSpecificSpaceTypes,AQ3524)>0,INDIRECT(\"'Space-by-Space Method'!F\"&ROUNDDOWN((ROW(A3524)-52)/50,0)+4),\"\"))","v":""},{"$f":"IF(A3524=\"\",\"\",INDIRECT(\"'Fixture Schedule'!D\"&MOD(ROW(A3524)-52,50)+9))","v":""},{"$f":"IF(A3524=\"\",\"\",IF(AR3524=\"\",\"\",INDIRECT(\"'Fixture Schedule'!K\"&MOD(ROW(A3524)-52,50)+9)))","v":""},"",{"$f":"IF(A3524=\"\",\"\",INDIRECT(\"'Fixture Schedule'!L\"&MOD(ROW(A3524)-52,50)+9))","v":""},null,null,null,null,null,null,null,null,null,null,null,null,null,{"$f":"INDIRECT(\"'Space-by-Space Method'!\"&SUBSTITUTE(ADDRESS(1,MOD(ROW(A3524)-52,50)+10,4),\"1\",\"\")&ROUNDDOWN((ROW(A3524)-52)/50,0)+4)","v":0},{"$f":"LEFT(INDIRECT(\"'Space-by-Space Method'!BJ\"&ROUNDDOWN((ROW(A3524)-52)/50,0)+4),3)","v":""},{"$f":"INDIRECT(\"'Fixture Schedule'!L\"&MOD(ROW(A3524)-52,50)+9)","v":0},{"$f":"INDIRECT(\"'Fixture Schedule'!O\"&MOD(ROW(A3524)-52,50)+9)","v":0},{"$f":"INDIRECT(\"'Space-by-Space Method'!F\"&ROUNDDOWN((ROW(A3524)-52)/50,0)+4)","v":0},{"$f":"INDIRECT(\"'Fixture Schedule'!L\"&MOD(ROW(A3524)-52,50)+9)","v":0},{"$f":"INDIRECT(\"'Space-by-Space Method'!D\"&ROUNDDOWN((ROW(A3524)-52)/50,0)+4)","v":0},{"$f":"INDIRECT(\"'Space-by-Space Method'!E\"&ROUNDDOWN((ROW(A3524)-52)/50,0)+4)","v":1}]
[{"$f":"IF(InteriorCalcType=2,IF(OR(AM3534=0,AN3534=\"DNQ\")=TRUE,\"\",INDIRECT(\"'Fixture Schedule'!M\"&MOD(ROW(A3534)-52,50)+9)),\"\")","v":""},{"$f":"IF(A3534=\"\",\"\",INDIRECT(\"'Fixture Schedule'!E\"&MOD(ROW(A3534)-52,50)+9))","v":""},{"$f":"IF(A3534=\"\",\"\",INDIRECT(\"'Fixture Schedule'!F\"&MOD(ROW(A3534)-52,50)+9))","v":""},{"$f":"IF(A3534=\"\",\"\",INDIRECT(\"'Fixture Schedule'!L\"&MOD(ROW(A3534)-52,50)+9))","v":""},"",null,null,{"$f":"IF(A3534=\"\",\"\",IF(AP3534=1,Summary!$C$12*(AO3534)/(SUM('Space-by-Space Method'!$BO$4:$BO$78,SUM('Exterior Lighting'!$BL$5:$BL$25))),0))","v":""},{"$f":"IF(A3534=\"\",\"\",IF(START!$B$34=1,INDIRECT(\"'Space-by-Space Method'!\"&SUBSTITUTE(ADDRESS(1,MOD(ROW(A3534)-52,50)+10,4),\"1\",\"\")&ROUNDDOWN((ROW(A3534)-52)/50,0)+4),\"\"))","v":""},{"$f":"IF(A3534=\"\",\"\",IF(AP3534=1,Summary!$F$11*(AO3534)/(SUM('Space-by-Space Method'!$BO$4:$BO$78,SUM('Exterior Lighting'!$BL$5:$BL$25))),0))","v":""},{"$f":"IF(A3534=\"\",\"\",IF(AP3534=1,Summary!$E$11*(AO3534)/(SUM('Space-by-Space Method'!$BO$4:$BO$78,SUM('Exterior Lighting'!$BL$5:$BL$25))),0))","v":""},{"$f":"IF(A3534=\"\",\"\",IF(AP3534=1,Summary!$G$11*(AO3534)/(SUM('Space-by-Space Method'!$BO$4:$BO$78,SUM('Exterior Lighting'!$BL$5:$BL$25))),0))","v":""},{"$f":"IF(A3534=\"\",\"\",IF(AP3534=1,Summary!$H$11*(AO3534)/(SUM('Space-by-Space Method'!$BO$4:$BO$78)),0))","v":""},{"$f":"IF(A3534=\"\",\"\",IF(AP3534=1,Summary!$I$11*(AO3534)/(SUM('Space-by-Space Method'!$BO$4:$BO$78)),0))","v":""},null,null,null,{"$f":"IF(A3534=\"\",\"\",IF(START!$B$34=2,INDIRECT(\"'Space-by-Space Method'!\"&SUBSTITUTE(ADDRESS(1,MOD(ROW(A3534)-52,50)+10,4),\"1\",\"\")&ROUNDDOWN((ROW(A3534)-52)/50,0)+4),\"\"))","v":""},{"$f":"IF(A3534=\"\",\"\",INDIRECT(\"'Space-by-Space Method'!C\"&ROUNDDOWN((ROW(A3534)-52)/50,0)+4))","v":""},{"$f":"IF(A3534=\"\",\"\",IF(COUNTIF(CommonSpaceTypes,AQ3534)>0,INDIRECT(\"'Space-by-Space Method'!F\"&ROUNDDOWN((ROW(A3534)-52)/50,0)+4),\"\"))","v":""},{"$f":"IF(A3534=\"\",\"\",IF(COUNTIF(BuildingSpecificSpaceTypes,AQ3534)>0,INDIRECT(\"'Space-by-Space Method'!F\"&ROUNDDOWN((ROW(A3534)-52)/50,0)+4),\"\"))","v":""},{"$f":"IF(A3534=\"\",\"\",INDIRECT(\"'Fixture Schedule'!D\"&MOD(ROW(A3534)-52,50)+9))","v":""},{"$f":"IF(A3534=\"\",\"\",IF(AR3534=\"\",\"\",INDIRECT(\"'Fixture Schedule'!K\"&MOD(ROW(A3534)-52,50)+9)))","v":""},"",{"$f":"IF(A3534=\"\",\"\",INDIRECT(\"'Fixture Schedule'!L\"&MOD(ROW(A3534)-52,50)+9))","v":""},null,null,null,null,null,null,null,null,null,null,null,null,null,{"$f":"INDIRECT(\"'Space-by-Space Method'!\"&SUBSTITUTE(ADDRESS(1,MOD(ROW(A3534)-52,50)+10,4),\"1\",\"\")&ROUNDDOWN((ROW(A3534)-52)/50,0)+4)","v":0},{"$f":"LEFT(INDIRECT(\"'Space-by-Space Method'!BJ\"&ROUNDDOWN((ROW(A3534)-52)/50,0)+4),3)","v":""},{"$f":"INDIRECT(\"'Fixture Schedule'!L\"&MOD(ROW(A3534)-52,50)+9)","v":0},{"$f":"INDIRECT(\"'Fixture Schedule'!O\"&MOD(ROW(A3534)-52,50)+9)","v":0},{"$f":"INDIRECT(\"'Space-by-Space Method'!F\"&ROUNDDOWN((ROW(A3534)-52)/50,0)+4)","v":0},{"$f":"INDIRECT(\"'Fixture Schedule'!L\"&MOD(ROW(A3534)-52,50)+9)","v":0},{"$f":"INDIRECT(\"'Space-by-Space Method'!D\"&ROUNDDOWN((ROW(A3534)-52)/50,0)+4)","v":0},{"$f":"INDIRECT(\"'Space-by-Space Method'!E\"&ROUNDDOWN((ROW(A3534)-52)/50,0)+4)","v":1}]
[{"$f":"IF(InteriorCalcType=2,IF(OR(AM3535=0,AN3535=\"DNQ\")=TRUE,\"\",INDIRECT(\"'Fixture Schedule'!M\"&MOD(ROW(A3535)-52,50)+9)),\"\")","v":""},{"$f":"IF(A3535=\"\",\"\",INDIRECT(\"'Fixture Schedule'!E\"&MOD(ROW(A3535)-52,50)+9))","v":""},{"$f":"IF(A3535=\"\",\"\",INDIRECT(\"'Fixture Schedule'!F\"&MOD(ROW(A3535)-52,50)+9))","v":""},{"$f":"IF(A3535=\"\",\"\",INDIRECT(\"'Fixture Schedule'!L\"&MOD(ROW(A3535)-52,50)+9))","v":""},"",null,null,{"$f":"IF(A3535=\"\",\"\",IF(AP3535=1,Summary!$C$12*(AO3535)/(SUM('Space-by-Space Method'!$BO$4:$BO$78,SUM('Exterior Lighting'!$BL$5:$BL$25))),0))","v":""},{"$f":"IF(A3535=\"\",\"\",IF(START!$B$34=1,INDIRECT(\"'Space-by-Space Method'!\"&SUBSTITUTE(ADDRESS(1,MOD(ROW(A3535)-52,50)+10,4),\"1\",\"\")&ROUNDDOWN((ROW(A3535)-52)/50,0)+4),\"\"))","v":""},{"$f":"IF(A3535=\"\",\"\",IF(AP3535=1,Summary!$F$11*(AO3535)/(SUM('Space-by-Space Method'!$BO$4:$BO$78,SUM('Exterior Lighting'!$BL$5:$BL$25))),0))","v":""},{"$f":"IF(A3535=\"\",\"\",IF(AP3535=1,Summary!$E$11*(AO3535)/(SUM('Space-by-Space Method'!$BO$4:$BO$78,SUM('Exterior Lighting'!$BL$5:$BL$25))),0))","v":""},{"$f":"IF(A3535=\"\",\"\",IF(AP3535=1,Summary!$G$11*(AO3535)/(SUM('Space-by-Space Method'!$BO$4:$BO$78,SUM('Exterior Lighting'!$BL$5:$BL$25))),0))","v":""},{"$f":"IF(A3535=\"\",\"\",IF(AP3535=1,Summary!$H$11*(AO3535)/(SUM('Space-by-Space Method'!$BO$4:$BO$78)),0))","v":""},{"$f":"IF(A3535=\"\",\"\",IF(AP3535=1,Summary!$I$11*(AO3535)/(SUM('Space-by-Space Method'!$BO$4:$BO$78)),0))","v":""},null,null,null,{"$f":"IF(A3535=\"\",\"\",IF(START!$B$34=2,INDIRECT(\"'Space-by-Space Method'!\"&SUBSTITUTE(ADDRESS(1,MOD(ROW(A3535)-52,50)+10,4),\"1\",\"\")&ROUNDDOWN((ROW(A3535)-52)/50,0)+4),\"\"))","v":""},{"$f":"IF(A3535=\"\",\"\",INDIRECT(\"'Space-by-Space Method'!C\"&ROUNDDOWN((ROW(A3535)-52)/50,0)+4))","v":""},{"$f":"IF(A3535=\"\",\"\",IF(COUNTIF(CommonSpaceTypes,AQ3535)>0,INDIRECT(\"'Space-by-Space Method'!F\"&ROUNDDOWN((ROW(A3535)-52)/50,0)+4),\"\"))","v":""},{"$f":"IF(A3535=\"\",\"\",IF(COUNTIF(BuildingSpecificSpaceTypes,AQ3535)>0,INDIRECT(\"'Space-by-Space Method'!F\"&ROUNDDOWN((ROW(A3535)-52)/50,0)+4),\"\"))","v":""},{"$f":"IF(A3535=\"\",\"\",INDIRECT(\"'Fixture Schedule'!D\"&MOD(ROW(A3535)-52,50)+9))","v":""},{"$f":"IF(A3535=\"\",\"\",IF(AR3535=\"\",\"\",INDIRECT(\"'Fixture Schedule'!K\"&MOD(ROW(A3535)-52,50)+9)))","v":""},"",{"$f":"IF(A3535=\"\",\"\",INDIRECT(\"'Fixture Schedule'!L\"&MOD(ROW(A3535)-52,50)+9))","v":""},null,null,null,null,null,null,null,null,null,null,null,null,null,{"$f":"INDIRECT(\"'Space-by-Space Method'!\"&SUBSTITUTE(ADDRESS(1,MOD(ROW(A3535)-52,50)+10,4),\"1\",\"\")&ROUNDDOWN((ROW(A3535)-52)/50,0)+4)","v":0},{"$f":"LEFT(INDIRECT(\"'Space-by-Space Method'!BJ\"&ROUNDDOWN((ROW(A3535)-52)/50,0)+4),3)","v":""},{"$f":"INDIRECT(\"'Fixture Schedule'!L\"&MOD(ROW(A3535)-52,50)+9)","v":0},{"$f":"INDIRECT(\"'Fixture Schedule'!O\"&MOD(ROW(A3535)-52,50)+9)","v":0},{"$f":"INDIRECT(\"'Space-by-Space Method'!F\"&ROUNDDOWN((ROW(A3535)-52)/50,0)+4)","v":0},{"$f":"INDIRECT(\"'Fixture Schedule'!L\"&MOD(ROW(A3535)-52,50)+9)","v":0},{"$f":"INDIRECT(\"'Space-by-Space Method'!D\"&ROUNDDOWN((ROW(A3535)-52)/50,0)+4)","v":0},{"$f":"INDIRECT(\"'Space-by-Space Method'!E\"&ROUNDDOWN((ROW(A3535)-52)/50,0)+4)","v":1}]
[{"$f":"IF(InteriorCalcType=2,IF(OR(AM3543=0,AN3543=\"DNQ\")=TRUE,\"\",INDIRECT(\"'Fixture Schedule'!M\"&MOD(ROW(A3543)-52,50)+9)),\"\")","v":""},{"$f":"IF(A3543=\"\",\"\",INDIRECT(\"'Fixture Schedule'!E\"&MOD(ROW(A3543)-52,50)+9))","v":""},{"$f":"IF(A3543=\"\",\"\",INDIRECT(\"'Fixture Schedule'!F\"&MOD(ROW(A3543)-52,50)+9))","v":""},{"$f":"IF(A3543=\"\",\"\",INDIRECT(\"'Fixture Schedule'!L\"&MOD(ROW(A3543)-52,50)+9))","v":""},"",null,null,{"$f":"IF(A3543=\"\",\"\",IF(AP3543=1,Summary!$C$12*(AO3543)/(SUM('Space-by-Space Method'!$BO$4:$BO$78,SUM('Exterior Lighting'!$BL$5:$BL$25))),0))","v":""},{"$f":"IF(A3543=\"\",\"\",IF(START!$B$34=1,INDIRECT(\"'Space-by-Space Method'!\"&SUBSTITUTE(ADDRESS(1,MOD(ROW(A3543)-52,50)+10,4),\"1\",\"\")&ROUNDDOWN((ROW(A3543)-52)/50,0)+4),\"\"))","v":""},{"$f":"IF(A3543=\"\",\"\",IF(AP3543=1,Summary!$F$11*(AO3543)/(SUM('Space-by-Space Method'!$BO$4:$BO$78,SUM('Exterior Lighting'!$BL$5:$BL$25))),0))","v":""},{"$f":"IF(A3543=\"\",\"\",IF(AP3543=1,Summary!$E$11*(AO3543)/(SUM('Space-by-Space Method'!$BO$4:$BO$78,SUM('Exterior Lighting'!$BL$5:$BL$25))),0))","v":""},{"$f":"IF(A3543=\"\",\"\",IF(AP3543=1,Summary!$G$11*(AO3543)/(SUM('Space-by-Space Method'!$BO$4:$BO$78,SUM('Exterior Lighting'!$BL$5:$BL$25))),0))","v":""},{"$f":"IF(A3543=\"\",\"\",IF(AP3543=1,Summary!$H$11*(AO3543)/(SUM('Space-by-Space Method'!$BO$4:$BO$78)),0))","v":""},{"$f":"IF(A3543=\"\",\"\",IF(AP3543=1,Summary!$I$11*(AO3543)/(SUM('Space-by-Space Method'!$BO$4:$BO$78)),0))","v":""},null,null,null,{"$f":"IF(A3543=\"\",\"\",IF(START!$B$34=2,INDIRECT(\"'Space-by-Space Method'!\"&SUBSTITUTE(ADDRESS(1,MOD(ROW(A3543)-52,50)+10,4),\"1\",\"\")&ROUNDDOWN((ROW(A3543)-52)/50,0)+4),\"\"))","v":""},{"$f":"IF(A3543=\"\",\"\",INDIRECT(\"'Space-by-Space Method'!C\"&ROUNDDOWN((ROW(A3543)-52)/50,0)+4))","v":""},{"$f":"IF(A3543=\"\",\"\",IF(COUNTIF(CommonSpaceTypes,AQ3543)>0,INDIRECT(\"'Space-by-Space Method'!F\"&ROUNDDOWN((ROW(A3543)-52)/50,0)+4),\"\"))","v":""},{"$f":"IF(A3543=\"\",\"\",IF(COUNTIF(BuildingSpecificSpaceTypes,AQ3543)>0,INDIRECT(\"'Space-by-Space Method'!F\"&ROUNDDOWN((ROW(A3543)-52)/50,0)+4),\"\"))","v":""},{"$f":"IF(A3543=\"\",\"\",INDIRECT(\"'Fixture Schedule'!D\"&MOD(ROW(A3543)-52,50)+9))","v":""},{"$f":"IF(A3543=\"\",\"\",IF(AR3543=\"\",\"\",INDIRECT(\"'Fixture Schedule'!K\"&MOD(ROW(A3543)-52,50)+9)))","v":""},"",{"$f":"IF(A3543=\"\",\"\",INDIRECT(\"'Fixture Schedule'!L\"&MOD(ROW(A3543)-52,50)+9))","v":""},null,null,null,null,null,null,null,null,null,null,null,null,null,{"$f":"INDIRECT(\"'Space-by-Space Method'!\"&SUBSTITUTE(ADDRESS(1,MOD(ROW(A3543)-52,50)+10,4),\"1\",\"\")&ROUNDDOWN((ROW(A3543)-52)/50,0)+4)","v":0},{"$f":"LEFT(INDIRECT(\"'Space-by-Space Method'!BJ\"&ROUNDDOWN((ROW(A3543)-52)/50,0)+4),3)","v":""},{"$f":"INDIRECT(\"'Fixture Schedule'!L\"&MOD(ROW(A3543)-52,50)+9)","v":0},{"$f":"INDIRECT(\"'Fixture Schedule'!O\"&MOD(ROW(A3543)-52,50)+9)","v":0},{"$f":"INDIRECT(\"'Space-by-Space Method'!F\"&ROUNDDOWN((ROW(A3543)-52)/50,0)+4)","v":0},{"$f":"INDIRECT(\"'Fixture Schedule'!L\"&MOD(ROW(A3543)-52,50)+9)","v":0},{"$f":"INDIRECT(\"'Space-by-Space Method'!D\"&ROUNDDOWN((ROW(A3543)-52)/50,0)+4)","v":0},{"$f":"INDIRECT(\"'Space-by-Space Method'!E\"&ROUNDDOWN((ROW(A3543)-52)/50,0)+4)","v":1}]
[{"$f":"IF(InteriorCalcType=2,IF(OR(AM3554=0,AN3554=\"DNQ\")=TRUE,\"\",INDIRECT(\"'Fixture Schedule'!M\"&MOD(ROW(A3554)-52,50)+9)),\"\")","v":""},{"$f":"IF(A3554=\"\",\"\",INDIRECT(\"'Fixture Schedule'!E\"&MOD(ROW(A3554)-52,50)+9))","v":""},{"$f":"IF(A3554=\"\",\"\",INDIRECT(\"'Fixture Schedule'!F\"&MOD(ROW(A3554)-52,50)+9))","v":""},{"$f":"IF(A3554=\"\",\"\",INDIRECT(\"'Fixture Schedule'!L\"&MOD(ROW(A3554)-52,50)+9))","v":""},"",null,null,{"$f":"IF(A3554=\"\",\"\",IF(AP3554=1,Summary!$C$12*(AO3554)/(SUM('Space-by-Space Method'!$BO$4:$BO$78,SUM('Exterior Lighting'!$BL$5:$BL$25))),0))","v":""},{"$f":"IF(A3554=\"\",\"\",IF(START!$B$34=1,INDIRECT(\"'Space-by-Space Method'!\"&SUBSTITUTE(ADDRESS(1,MOD(ROW(A3554)-52,50)+10,4),\"1\",\"\")&ROUNDDOWN((ROW(A3554)-52)/50,0)+4),\"\"))","v":""},{"$f":"IF(A3554=\"\",\"\",IF(AP3554=1,Summary!$F$11*(AO3554)/(SUM('Space-by-Space Method'!$BO$4:$BO$78,SUM('Exterior Lighting'!$BL$5:$BL$25))),0))","v":""},{"$f":"IF(A3554=\"\",\"\",IF(AP3554=1,Summary!$E$11*(AO3554)/(SUM('Space-by-Space Method'!$BO$4:$BO$78,SUM('Exterior Lighting'!$BL$5:$BL$25))),0))","v":""},{"$f":"IF(A3554=\"\",\"\",IF(AP3554=1,Summary!$G$11*(AO3554)/(SUM('Space-by-Space Method'!$BO$4:$BO$78,SUM('Exterior Lighting'!$BL$5:$BL$25))),0))","v":""},{"$f":"IF(A3554=\"\",\"\",IF(AP3554=1,Summary!$H$11*(AO3554)/(SUM('Space-by-Space Method'!$BO$4:$BO$78)),0))","v":""},{"$f":"IF(A3554=\"\",\"\",IF(AP3554=1,Summary!$I$11*(AO3554)/(SUM('Space-by-Space Method'!$BO$4:$BO$78)),0))","v":""},null,null,null,{"$f":"IF(A3554=\"\",\"\",IF(START!$B$34=2,INDIRECT(\"'Space-by-Space Method'!\"&SUBSTITUTE(ADDRESS(1,MOD(ROW(A3554)-52,50)+10,4),\"1\",\"\")&ROUNDDOWN((ROW(A3554)-52)/50,0)+4),\"\"))","v":""},{"$f":"IF(A3554=\"\",\"\",INDIRECT(\"'Space-by-Space Method'!C\"&ROUNDDOWN((ROW(A3554)-52)/50,0)+4))","v":""},{"$f":"IF(A3554=\"\",\"\",IF(COUNTIF(CommonSpaceTypes,AQ3554)>0,INDIRECT(\"'Space-by-Space Method'!F\"&ROUNDDOWN((ROW(A3554)-52)/50,0)+4),\"\"))","v":""},{"$f":"IF(A3554=\"\",\"\",IF(COUNTIF(BuildingSpecificSpaceTypes,AQ3554)>0,INDIRECT(\"'Space-by-Space Method'!F\"&ROUNDDOWN((ROW(A3554)-52)/50,0)+4),\"\"))","v":""},{"$f":"IF(A3554=\"\",\"\",INDIRECT(\"'Fixture Schedule'!D\"&MOD(ROW(A3554)-52,50)+9))","v":""},{"$f":"IF(A3554=\"\",\"\",IF(AR3554=\"\",\"\",INDIRECT(\"'Fixture Schedule'!K\"&MOD(ROW(A3554)-52,50)+9)))","v":""},"",{"$f":"IF(A3554=\"\",\"\",INDIRECT(\"'Fixture Schedule'!L\"&MOD(ROW(A3554)-52,50)+9))","v":""},null,null,null,null,null,null,null,null,null,null,null,null,null,{"$f":"INDIRECT(\"'Space-by-Space Method'!\"&SUBSTITUTE(ADDRESS(1,MOD(ROW(A3554)-52,50)+10,4),\"1\",\"\")&ROUNDDOWN((ROW(A3554)-52)/50,0)+4)","v":0},{"$f":"LEFT(INDIRECT(\"'Space-by-Space Method'!BJ\"&ROUNDDOWN((ROW(A3554)-52)/50,0)+4),3)","v":""},{"$f":"INDIRECT(\"'Fixture Schedule'!L\"&MOD(ROW(A3554)-52,50)+9)","v":0},{"$f":"INDIRECT(\"'Fixture Schedule'!O\"&MOD(ROW(A3554)-52,50)+9)","v":0},{"$f":"INDIRECT(\"'Space-by-Space Method'!F\"&ROUNDDOWN((ROW(A3554)-52)/50,0)+4)","v":0},{"$f":"INDIRECT(\"'Fixture Schedule'!L\"&MOD(ROW(A3554)-52,50)+9)","v":0},{"$f":"INDIRECT(\"'Space-by-Space Method'!D\"&ROUNDDOWN((ROW(A3554)-52)/50,0)+4)","v":0},{"$f":"INDIRECT(\"'Space-by-Space Method'!E\"&ROUNDDOWN((ROW(A3554)-52)/50,0)+4)","v":1}]
[{"$f":"IF(InteriorCalcType=2,IF(OR(AM3561=0,AN3561=\"DNQ\")=TRUE,\"\",INDIRECT(\"'Fixture Schedule'!M\"&MOD(ROW(A3561)-52,50)+9)),\"\")","v":""},{"$f":"IF(A3561=\"\",\"\",INDIRECT(\"'Fixture Schedule'!E\"&MOD(ROW(A3561)-52,50)+9))","v":""},{"$f":"IF(A3561=\"\",\"\",INDIRECT(\"'Fixture Schedule'!F\"&MOD(ROW(A3561)-52,50)+9))","v":""},{"$f":"IF(A3561=\"\",\"\",INDIRECT(\"'Fixture Schedule'!L\"&MOD(ROW(A3561)-52,50)+9))","v":""},"",null,null,{"$f":"IF(A3561=\"\",\"\",IF(AP3561=1,Summary!$C$12*(AO3561)/(SUM('Space-by-Space Method'!$BO$4:$BO$78,SUM('Exterior Lighting'!$BL$5:$BL$25))),0))","v":""},{"$f":"IF(A3561=\"\",\"\",IF(START!$B$34=1,INDIRECT(\"'Space-by-Space Method'!\"&SUBSTITUTE(ADDRESS(1,MOD(ROW(A3561)-52,50)+10,4),\"1\",\"\")&ROUNDDOWN((ROW(A3561)-52)/50,0)+4),\"\"))","v":""},{"$f":"IF(A3561=\"\",\"\",IF(AP3561=1,Summary!$F$11*(AO3561)/(SUM('Space-by-Space Method'!$BO$4:$BO$78,SUM('Exterior Lighting'!$BL$5:$BL$25))),0))","v":""},{"$f":"IF(A3561=\"\",\"\",IF(AP3561=1,Summary!$E$11*(AO3561)/(SUM('Space-by-Space Method'!$BO$4:$BO$78,SUM('Exterior Lighting'!$BL$5:$BL$25))),0))","v":""},{"$f":"IF(A3561=\"\",\"\",IF(AP3561=1,Summary!$G$11*(AO3561)/(SUM('Space-by-Space Method'!$BO$4:$BO$78,SUM('Exterior Lighting'!$BL$5:$BL$25))),0))","v":""},{"$f":"IF(A3561=\"\",\"\",IF(AP3561=1,Summary!$H$11*(AO3561)/(SUM('Space-by-Space Method'!$BO$4:$BO$78)),0))","v":""},{"$f":"IF(A3561=\"\",\"\",IF(AP3561=1,Summary!$I$11*(AO3561)/(SUM('Space-by-Space Method'!$BO$4:$BO$78)),0))","v":""},null,null,null,{"$f":"IF(A3561=\"\",\"\",IF(START!$B$34=2,INDIRECT(\"'Space-by-Space Method'!\"&SUBSTITUTE(ADDRESS(1,MOD(ROW(A3561)-52,50)+10,4),\"1\",\"\")&ROUNDDOWN((ROW(A3561)-52)/50,0)+4),\"\"))","v":""},{"$f":"IF(A3561=\"\",\"\",INDIRECT(\"'Space-by-Space Method'!C\"&ROUNDDOWN((ROW(A3561)-52)/50,0)+4))","v":""},{"$f":"IF(A3561=\"\",\"\",IF(COUNTIF(CommonSpaceTypes,AQ3561)>0,INDIRECT(\"'Space-by-Space Method'!F\"&ROUNDDOWN((ROW(A3561)-52)/50,0)+4),\"\"))","v":""},{"$f":"IF(A3561=\"\",\"\",IF(COUNTIF(BuildingSpecificSpaceTypes,AQ3561)>0,INDIRECT(\"'Space-by-Space Method'!F\"&ROUNDDOWN((ROW(A3561)-52)/50,0)+4),\"\"))","v":""},{"$f":"IF(A3561=\"\",\"\",INDIRECT(\"'Fixture Schedule'!D\"&MOD(ROW(A3561)-52,50)+9))","v":""},{"$f":"IF(A3561=\"\",\"\",IF(AR3561=\"\",\"\",INDIRECT(\"'Fixture Schedule'!K\"&MOD(ROW(A3561)-52,50)+9)))","v":""},"",{"$f":"IF(A3561=\"\",\"\",INDIRECT(\"'Fixture Schedule'!L\"&MOD(ROW(A3561)-52,50)+9))","v":""},null,null,null,null,null,null,null,null,null,null,null,null,null,{"$f":"INDIRECT(\"'Space-by-Space Method'!\"&SUBSTITUTE(ADDRESS(1,MOD(ROW(A3561)-52,50)+10,4),\"1\",\"\")&ROUNDDOWN((ROW(A3561)-52)/50,0)+4)","v":0},{"$f":"LEFT(INDIRECT(\"'Space-by-Space Method'!BJ\"&ROUNDDOWN((ROW(A3561)-52)/50,0)+4),3)","v":""},{"$f":"INDIRECT(\"'Fixture Schedule'!L\"&MOD(ROW(A3561)-52,50)+9)","v":0},{"$f":"INDIRECT(\"'Fixture Schedule'!O\"&MOD(ROW(A3561)-52,50)+9)","v":0},{"$f":"INDIRECT(\"'Space-by-Space Method'!F\"&ROUNDDOWN((ROW(A3561)-52)/50,0)+4)","v":0},{"$f":"INDIRECT(\"'Fixture Schedule'!L\"&MOD(ROW(A3561)-52,50)+9)","v":0},{"$f":"INDIRECT(\"'Space-by-Space Method'!D\"&ROUNDDOWN((ROW(A3561)-52)/50,0)+4)","v":0},{"$f":"INDIRECT(\"'Space-by-Space Method'!E\"&ROUNDDOWN((ROW(A3561)-52)/50,0)+4)","v":1}]
[{"$f":"IF(InteriorCalcType=2,IF(OR(AM3573=0,AN3573=\"DNQ\")=TRUE,\"\",INDIRECT(\"'Fixture Schedule'!M\"&MOD(ROW(A3573)-52,50)+9)),\"\")","v":""},{"$f":"IF(A3573=\"\",\"\",INDIRECT(\"'Fixture Schedule'!E\"&MOD(ROW(A3573)-52,50)+9))","v":""},{"$f":"IF(A3573=\"\",\"\",INDIRECT(\"'Fixture Schedule'!F\"&MOD(ROW(A3573)-52,50)+9))","v":""},{"$f":"IF(A3573=\"\",\"\",INDIRECT(\"'Fixture Schedule'!L\"&MOD(ROW(A3573)-52,50)+9))","v":""},{"$f":"IF(A3573=\"\",\"\",\"Watts\")","v":""},null,null,{"$f":"IF(A3573=\"\",\"\",IF(AP3573=1,Summary!$C$12*(AO3573)/(SUM('Space-by-Space Method'!$BO$4:$BO$78,SUM('Exterior Lighting'!$BL$5:$BL$25))),0))","v":""},{"$f":"IF(A3573=\"\",\"\",IF(START!$B$34=1,INDIRECT(\"'Space-by-Space Method'!\"&SUBSTITUTE(ADDRESS(1,MOD(ROW(A3573)-52,50)+10,4),\"1\",\"\")&ROUNDDOWN((ROW(A3573)-52)/50,0)+4),\"\"))","v":""},{"$f":"IF(A3573=\"\",\"\",IF(AP3573=1,Summary!$F$11*(AO3573)/(SUM('Space-by-Space Method'!$BO$4:$BO$78,SUM('Exterior Lighting'!$BL$5:$BL$25))),0))","v":""},{"$f":"IF(A3573=\"\",\"\",IF(AP3573=1,Summary!$E$11*(AO3573)/(SUM('Space-by-Space Method'!$BO$4:$BO$78,SUM('Exterior Lighting'!$BL$5:$BL$25))),0))","v":""},{"$f":"IF(A3573=\"\",\"\",IF(AP3573=1,Summary!$G$11*(AO3573)/(SUM('Space-by-Space Method'!$BO$4:$BO$78,SUM('Exterior Lighting'!$BL$5:$BL$25))),0))","v":""},{"$f":"IF(A3573=\"\",\"\",IF(AP3573=1,Summary!$H$11*(AO3573)/(SUM('Space-by-Space Method'!$BO$4:$BO$78)),0))","v":""},{"$f":"IF(A3573=\"\",\"\",IF(AP3573=1,Summary!$I$11*(AO3573)/(SUM('Space-by-Space Method'!$BO$4:$BO$78)),0))","v":""},null,null,null,{"$f":"IF(A3573=\"\",\"\",IF(START!$B$34=2,INDIRECT(\"'Space-by-Space Method'!\"&SUBSTITUTE(ADDRESS(1,MOD(ROW(A3573)-52,50)+10,4),\"1\",\"\")&ROUNDDOWN((ROW(A3573)-52)/50,0)+4),\"\"))","v":""},{"$f":"IF(A3573=\"\",\"\",INDIRECT(\"'Space-by-Space Method'!C\"&ROUNDDOWN((ROW(A3573)-52)/50,0)+4))","v":""},{"$f":"IF(A3573=\"\",\"\",IF(COUNTIF(CommonSpaceTypes,AQ3573)>0,INDIRECT(\"'Space-by-Space Method'!F\"&ROUNDDOWN((ROW(A3573)-52)/50,0)+4),\"\"))","v":""},{"$f":"IF(A3573=\"\",\"\",IF(COUNTIF(BuildingSpecificSpaceTypes,AQ3573)>0,INDIRECT(\"'Space-by-Space Method'!F\"&ROUNDDOWN((ROW(A3573)-52)/50,0)+4),\"\"))","v":""},{"$f":"IF(A3573=\"\",\"\",INDIRECT(\"'Fixture Schedule'!D\"&MOD(ROW(A3573)-52,50)+9))","v":""},{"$f":"IF(A3573=\"\",\"\",IF(AR3573=\"\",\"\",INDIRECT(\"'Fixture Schedule'!K\"&MOD(ROW(A3573)-52,50)+9)))","v":""},{"$f":"IF(A3573=\"\",\"\",AS3573*AT3573)","v":""},{"$f":"IF(A3573=\"\",\"\",INDIRECT(\"'Fixture Schedule'!L\"&MOD(ROW(A3573)-52,50)+9))","v":""},null,null,null,null,null,null,null,null,null,null,null,null,null,{"$f":"INDIRECT(\"'Space-by-Space Method'!\"&SUBSTITUTE(ADDRESS(1,MOD(ROW(A3573)-52,50)+10,4),\"1\",\"\")&ROUNDDOWN((ROW(A3573)-52)/50,0)+4)","v":0},{"$f":"LEFT(INDIRECT(\"'Space-by-Space Method'!BJ\"&ROUNDDOWN((ROW(A3573)-52)/50,0)+4),3)","v":""},{"$f":"INDIRECT(\"'Fixture Schedule'!L\"&MOD(ROW(A3573)-52,50)+9)","v":0},{"$f":"INDIRECT(\"'Fixture Schedule'!O\"&MOD(ROW(A3573)-52,50)+9)","v":0},{"$f":"INDIRECT(\"'Space-by-Space Method'!F\"&ROUNDDOWN((ROW(A3573)-52)/50,0)+4)","v":0},{"$f":"INDIRECT(\"'Fixture Schedule'!L\"&MOD(ROW(A3573)-52,50)+9)","v":0},{"$f":"INDIRECT(\"'Space-by-Space Method'!D\"&ROUNDDOWN((ROW(A3573)-52)/50,0)+4)","v":0},{"$f":"INDIRECT(\"'Space-by-Space Method'!E\"&ROUNDDOWN((ROW(A3573)-52)/50,0)+4)","v":1}]
[{"$f":"IF(InteriorCalcType=2,IF(OR(AM3582=0,AN3582=\"DNQ\")=TRUE,\"\",INDIRECT(\"'Fixture Schedule'!M\"&MOD(ROW(A3582)-52,50)+9)),\"\")","v":""},{"$f":"IF(A3582=\"\",\"\",INDIRECT(\"'Fixture Schedule'!E\"&MOD(ROW(A3582)-52,50)+9))","v":""},{"$f":"IF(A3582=\"\",\"\",INDIRECT(\"'Fixture Schedule'!F\"&MOD(ROW(A3582)-52,50)+9))","v":""},{"$f":"IF(A3582=\"\",\"\",INDIRECT(\"'Fixture Schedule'!L\"&MOD(ROW(A3582)-52,50)+9))","v":""},"",null,null,{"$f":"IF(A3582=\"\",\"\",IF(AP3582=1,Summary!$C$12*(AO3582)/(SUM('Space-by-Space Method'!$BO$4:$BO$78,SUM('Exterior Lighting'!$BL$5:$BL$25))),0))","v":""},{"$f":"IF(A3582=\"\",\"\",IF(START!$B$34=1,INDIRECT(\"'Space-by-Space Method'!\"&SUBSTITUTE(ADDRESS(1,MOD(ROW(A3582)-52,50)+10,4),\"1\",\"\")&ROUNDDOWN((ROW(A3582)-52)/50,0)+4),\"\"))","v":""},{"$f":"IF(A3582=\"\",\"\",IF(AP3582=1,Summary!$F$11*(AO3582)/(SUM('Space-by-Space Method'!$BO$4:$BO$78,SUM('Exterior Lighting'!$BL$5:$BL$25))),0))","v":""},{"$f":"IF(A3582=\"\",\"\",IF(AP3582=1,Summary!$E$11*(AO3582)/(SUM('Space-by-Space Method'!$BO$4:$BO$78,SUM('Exterior Lighting'!$BL$5:$BL$25))),0))","v":""},{"$f":"IF(A3582=\"\",\"\",IF(AP3582=1,Summary!$G$11*(AO3582)/(SUM('Space-by-Space Method'!$BO$4:$BO$78,SUM('Exterior Lighting'!$BL$5:$BL$25))),0))","v":""},{"$f":"IF(A3582=\"\",\"\",IF(AP3582=1,Summary!$H$11*(AO3582)/(SUM('Space-by-Space Method'!$BO$4:$BO$78)),0))","v":""},{"$f":"IF(A3582=\"\",\"\",IF(AP3582=1,Summary!$I$11*(AO3582)/(SUM('Space-by-Space Method'!$BO$4:$BO$78)),0))","v":""},null,null,null,{"$f":"IF(A3582=\"\",\"\",IF(START!$B$34=2,INDIRECT(\"'Space-by-Space Method'!\"&SUBSTITUTE(ADDRESS(1,MOD(ROW(A3582)-52,50)+10,4),\"1\",\"\")&ROUNDDOWN((ROW(A3582)-52)/50,0)+4),\"\"))","v":""},{"$f":"IF(A3582=\"\",\"\",INDIRECT(\"'Space-by-Space Method'!C\"&ROUNDDOWN((ROW(A3582)-52)/50,0)+4))","v":""},{"$f":"IF(A3582=\"\",\"\",IF(COUNTIF(CommonSpaceTypes,AQ3582)>0,INDIRECT(\"'Space-by-Space Method'!F\"&ROUNDDOWN((ROW(A3582)-52)/50,0)+4),\"\"))","v":""},{"$f":"IF(A3582=\"\",\"\",IF(COUNTIF(BuildingSpecificSpaceTypes,AQ3582)>0,INDIRECT(\"'Space-by-Space Method'!F\"&ROUNDDOWN((ROW(A3582)-52)/50,0)+4),\"\"))","v":""},{"$f":"IF(A3582=\"\",\"\",INDIRECT(\"'Fixture Schedule'!D\"&MOD(ROW(A3582)-52,50)+9))","v":""},{"$f":"IF(A3582=\"\",\"\",IF(AR3582=\"\",\"\",INDIRECT(\"'Fixture Schedule'!K\"&MOD(ROW(A3582)-52,50)+9)))","v":""},"",{"$f":"IF(A3582=\"\",\"\",INDIRECT(\"'Fixture Schedule'!L\"&MOD(ROW(A3582)-52,50)+9))","v":""},null,null,null,null,null,null,null,null,null,null,null,null,null,{"$f":"INDIRECT(\"'Space-by-Space Method'!\"&SUBSTITUTE(ADDRESS(1,MOD(ROW(A3582)-52,50)+10,4),\"1\",\"\")&ROUNDDOWN((ROW(A3582)-52)/50,0)+4)","v":0},{"$f":"LEFT(INDIRECT(\"'Space-by-Space Method'!BJ\"&ROUNDDOWN((ROW(A3582)-52)/50,0)+4),3)","v":""},{"$f":"INDIRECT(\"'Fixture Schedule'!L\"&MOD(ROW(A3582)-52,50)+9)","v":0},{"$f":"INDIRECT(\"'Fixture Schedule'!O\"&MOD(ROW(A3582)-52,50)+9)","v":0},{"$f":"INDIRECT(\"'Space-by-Space Method'!F\"&ROUNDDOWN((ROW(A3582)-52)/50,0)+4)","v":0},{"$f":"INDIRECT(\"'Fixture Schedule'!L\"&MOD(ROW(A3582)-52,50)+9)","v":0},{"$f":"INDIRECT(\"'Space-by-Space Method'!D\"&ROUNDDOWN((ROW(A3582)-52)/50,0)+4)","v":0},{"$f":"INDIRECT(\"'Space-by-Space Method'!E\"&ROUNDDOWN((ROW(A3582)-52)/50,0)+4)","v":1}]
[{"$f":"IF(InteriorCalcType=2,IF(OR(AM3590=0,AN3590=\"DNQ\")=TRUE,\"\",INDIRECT(\"'Fixture Schedule'!M\"&MOD(ROW(A3590)-52,50)+9)),\"\")","v":""},{"$f":"IF(A3590=\"\",\"\",INDIRECT(\"'Fixture Schedule'!E\"&MOD(ROW(A3590)-52,50)+9))","v":""},{"$f":"IF(A3590=\"\",\"\",INDIRECT(\"'Fixture Schedule'!F\"&MOD(ROW(A3590)-52,50)+9))","v":""},{"$f":"IF(A3590=\"\",\"\",INDIRECT(\"'Fixture Schedule'!L\"&MOD(ROW(A3590)-52,50)+9))","v":""},"",null,null,{"$f":"IF(A3590=\"\",\"\",IF(AP3590=1,Summary!$C$12*(AO3590)/(SUM('Space-by-Space Method'!$BO$4:$BO$78,SUM('Exterior Lighting'!$BL$5:$BL$25))),0))","v":""},{"$f":"IF(A3590=\"\",\"\",IF(START!$B$34=1,INDIRECT(\"'Space-by-Space Method'!\"&SUBSTITUTE(ADDRESS(1,MOD(ROW(A3590)-52,50)+10,4),\"1\",\"\")&ROUNDDOWN((ROW(A3590)-52)/50,0)+4),\"\"))","v":""},{"$f":"IF(A3590=\"\",\"\",IF(AP3590=1,Summary!$F$11*(AO3590)/(SUM('Space-by-Space Method'!$BO$4:$BO$78,SUM('Exterior Lighting'!$BL$5:$BL$25))),0))","v":""},{"$f":"IF(A3590=\"\",\"\",IF(AP3590=1,Summary!$E$11*(AO3590)/(SUM('Space-by-Space Method'!$BO$4:$BO$78,SUM('Exterior Lighting'!$BL$5:$BL$25))),0))","v":""},{"$f":"IF(A3590=\"\",\"\",IF(AP3590=1,Summary!$G$11*(AO3590)/(SUM('Space-by-Space Method'!$BO$4:$BO$78,SUM('Exterior Lighting'!$BL$5:$BL$25))),0))","v":""},{"$f":"IF(A3590=\"\",\"\",IF(AP3590=1,Summary!$H$11*(AO3590)/(SUM('Space-by-Space Method'!$BO$4:$BO$78)),0))","v":""},{"$f":"IF(A3590=\"\",\"\",IF(AP3590=1,Summary!$I$11*(AO3590)/(SUM('Space-by-Space Method'!$BO$4:$BO$78)),0))","v":""},null,null,null,{"$f":"IF(A3590=\"\",\"\",IF(START!$B$34=2,INDIRECT(\"'Space-by-Space Method'!\"&SUBSTITUTE(ADDRESS(1,MOD(ROW(A3590)-52,50)+10,4),\"1\",\"\")&ROUNDDOWN((ROW(A3590)-52)/50,0)+4),\"\"))","v":""},{"$f":"IF(A3590=\"\",\"\",INDIRECT(\"'Space-by-Space Method'!C\"&ROUNDDOWN((ROW(A3590)-52)/50,0)+4))","v":""},{"$f":"IF(A3590=\"\",\"\",IF(COUNTIF(CommonSpaceTypes,AQ3590)>0,INDIRECT(\"'Space-by-Space Method'!F\"&ROUNDDOWN((ROW(A3590)-52)/50,0)+4),\"\"))","v":""},{"$f":"IF(A3590=\"\",\"\",IF(COUNTIF(BuildingSpecificSpaceTypes,AQ3590)>0,INDIRECT(\"'Space-by-Space Method'!F\"&ROUNDDOWN((ROW(A3590)-52)/50,0)+4),\"\"))","v":""},{"$f":"IF(A3590=\"\",\"\",INDIRECT(\"'Fixture Schedule'!D\"&MOD(ROW(A3590)-52,50)+9))","v":""},{"$f":"IF(A3590=\"\",\"\",IF(AR3590=\"\",\"\",INDIRECT(\"'Fixture Schedule'!K\"&MOD(ROW(A3590)-52,50)+9)))","v":""},"",{"$f":"IF(A3590=\"\",\"\",INDIRECT(\"'Fixture Schedule'!L\"&MOD(ROW(A3590)-52,50)+9))","v":""},null,null,null,null,null,null,null,null,null,null,null,null,null,{"$f":"INDIRECT(\"'Space-by-Space Method'!\"&SUBSTITUTE(ADDRESS(1,MOD(ROW(A3590)-52,50)+10,4),\"1\",\"\")&ROUNDDOWN((ROW(A3590)-52)/50,0)+4)","v":0},{"$f":"LEFT(INDIRECT(\"'Space-by-Space Method'!BJ\"&ROUNDDOWN((ROW(A3590)-52)/50,0)+4),3)","v":""},{"$f":"INDIRECT(\"'Fixture Schedule'!L\"&MOD(ROW(A3590)-52,50)+9)","v":0},{"$f":"INDIRECT(\"'Fixture Schedule'!O\"&MOD(ROW(A3590)-52,50)+9)","v":0},{"$f":"INDIRECT(\"'Space-by-Space Method'!F\"&ROUNDDOWN((ROW(A3590)-52)/50,0)+4)","v":0},{"$f":"INDIRECT(\"'Fixture Schedule'!L\"&MOD(ROW(A3590)-52,50)+9)","v":0},{"$f":"INDIRECT(\"'Space-by-Space Method'!D\"&ROUNDDOWN((ROW(A3590)-52)/50,0)+4)","v":0},{"$f":"INDIRECT(\"'Space-by-Space Method'!E\"&ROUNDDOWN((ROW(A3590)-52)/50,0)+4)","v":1}]
[{"$f":"IF(InteriorCalcType=2,IF(OR(AM3601=0,AN3601=\"DNQ\")=TRUE,\"\",INDIRECT(\"'Fixture Schedule'!M\"&MOD(ROW(A3601)-52,50)+9)),\"\")","v":""},{"$f":"IF(A3601=\"\",\"\",INDIRECT(\"'Fixture Schedule'!E\"&MOD(ROW(A3601)-52,50)+9))","v":""},{"$f":"IF(A3601=\"\",\"\",INDIRECT(\"'Fixture Schedule'!F\"&MOD(ROW(A3601)-52,50)+9))","v":""},{"$f":"IF(A3601=\"\",\"\",INDIRECT(\"'Fixture Schedule'!L\"&MOD(ROW(A3601)-52,50)+9))","v":""},"",null,null,{"$f":"IF(A3601=\"\",\"\",IF(AP3601=1,Summary!$C$12*(AO3601)/(SUM('Space-by-Space Method'!$BO$4:$BO$78,SUM('Exterior Lighting'!$BL$5:$BL$25))),0))","v":""},{"$f":"IF(A3601=\"\",\"\",IF(START!$B$34=1,INDIRECT(\"'Space-by-Space Method'!\"&SUBSTITUTE(ADDRESS(1,MOD(ROW(A3601)-52,50)+10,4),\"1\",\"\")&ROUNDDOWN((ROW(A3601)-52)/50,0)+4),\"\"))","v":""},{"$f":"IF(A3601=\"\",\"\",IF(AP3601=1,Summary!$F$11*(AO3601)/(SUM('Space-by-Space Method'!$BO$4:$BO$78,SUM('Exterior Lighting'!$BL$5:$BL$25))),0))","v":""},{"$f":"IF(A3601=\"\",\"\",IF(AP3601=1,Summary!$E$11*(AO3601)/(SUM('Space-by-Space Method'!$BO$4:$BO$78,SUM('Exterior Lighting'!$BL$5:$BL$25))),0))","v":""},{"$f":"IF(A3601=\"\",\"\",IF(AP3601=1,Summary!$G$11*(AO3601)/(SUM('Space-by-Space Method'!$BO$4:$BO$78,SUM('Exterior Lighting'!$BL$5:$BL$25))),0))","v":""},{"$f":"IF(A3601=\"\",\"\",IF(AP3601=1,Summary!$H$11*(AO3601)/(SUM('Space-by-Space Method'!$BO$4:$BO$78)),0))","v":""},{"$f":"IF(A3601=\"\",\"\",IF(AP3601=1,Summary!$I$11*(AO3601)/(SUM('Space-by-Space Method'!$BO$4:$BO$78)),0))","v":""},null,null,null,{"$f":"IF(A3601=\"\",\"\",IF(START!$B$34=2,INDIRECT(\"'Space-by-Space Method'!\"&SUBSTITUTE(ADDRESS(1,MOD(ROW(A3601)-52,50)+10,4),\"1\",\"\")&ROUNDDOWN((ROW(A3601)-52)/50,0)+4),\"\"))","v":""},{"$f":"IF(A3601=\"\",\"\",INDIRECT(\"'Space-by-Space Method'!C\"&ROUNDDOWN((ROW(A3601)-52)/50,0)+4))","v":""},{"$f":"IF(A3601=\"\",\"\",IF(COUNTIF(CommonSpaceTypes,AQ3601)>0,INDIRECT(\"'Space-by-Space Method'!F\"&ROUNDDOWN((ROW(A3601)-52)/50,0)+4),\"\"))","v":""},{"$f":"IF(A3601=\"\",\"\",IF(COUNTIF(BuildingSpecificSpaceTypes,AQ3601)>0,INDIRECT(\"'Space-by-Space Method'!F\"&ROUNDDOWN((ROW(A3601)-52)/50,0)+4),\"\"))","v":""},{"$f":"IF(A3601=\"\",\"\",INDIRECT(\"'Fixture Schedule'!D\"&MOD(ROW(A3601)-52,50)+9))","v":""},{"$f":"IF(A3601=\"\",\"\",IF(AR3601=\"\",\"\",INDIRECT(\"'Fixture Schedule'!K\"&MOD(ROW(A3601)-52,50)+9)))","v":""},"",{"$f":"IF(A3601=\"\",\"\",INDIRECT(\"'Fixture Schedule'!L\"&MOD(ROW(A3601)-52,50)+9))","v":""},null,null,null,null,null,null,null,null,null,null,null,null,null,{"$f":"INDIRECT(\"'Space-by-Space Method'!\"&SUBSTITUTE(ADDRESS(1,MOD(ROW(A3601)-52,50)+10,4),\"1\",\"\")&ROUNDDOWN((ROW(A3601)-52)/50,0)+4)","v":0},{"$f":"LEFT(INDIRECT(\"'Space-by-Space Method'!BJ\"&ROUNDDOWN((ROW(A3601)-52)/50,0)+4),3)","v":""},{"$f":"INDIRECT(\"'Fixture Schedule'!L\"&MOD(ROW(A3601)-52,50)+9)","v":0},{"$f":"INDIRECT(\"'Fixture Schedule'!O\"&MOD(ROW(A3601)-52,50)+9)","v":0},{"$f":"INDIRECT(\"'Space-by-Space Method'!F\"&ROUNDDOWN((ROW(A3601)-52)/50,0)+4)","v":0},{"$f":"INDIRECT(\"'Fixture Schedule'!L\"&MOD(ROW(A3601)-52,50)+9)","v":0},{"$f":"INDIRECT(\"'Space-by-Space Method'!D\"&ROUNDDOWN((ROW(A3601)-52)/50,0)+4)","v":0},{"$f":"INDIRECT(\"'Space-by-Space Method'!E\"&ROUNDDOWN((ROW(A3601)-52)/50,0)+4)","v":1}]
[{"$f":"IF(InteriorCalcType=2,IF(OR(AM3608=0,AN3608=\"DNQ\")=TRUE,\"\",INDIRECT(\"'Fixture Schedule'!M\"&MOD(ROW(A3608)-52,50)+9)),\"\")","v":""},{"$f":"IF(A3608=\"\",\"\",INDIRECT(\"'Fixture Schedule'!E\"&MOD(ROW(A3608)-52,50)+9))","v":""},{"$f":"IF(A3608=\"\",\"\",INDIRECT(\"'Fixture Schedule'!F\"&MOD(ROW(A3608)-52,50)+9))","v":""},{"$f":"IF(A3608=\"\",\"\",INDIRECT(\"'Fixture Schedule'!L\"&MOD(ROW(A3608)-52,50)+9))","v":""},"",null,null,{"$f":"IF(A3608=\"\",\"\",IF(AP3608=1,Summary!$C$12*(AO3608)/(SUM('Space-by-Space Method'!$BO$4:$BO$78,SUM('Exterior Lighting'!$BL$5:$BL$25))),0))","v":""},{"$f":"IF(A3608=\"\",\"\",IF(START!$B$34=1,INDIRECT(\"'Space-by-Space Method'!\"&SUBSTITUTE(ADDRESS(1,MOD(ROW(A3608)-52,50)+10,4),\"1\",\"\")&ROUNDDOWN((ROW(A3608)-52)/50,0)+4),\"\"))","v":""},{"$f":"IF(A3608=\"\",\"\",IF(AP3608=1,Summary!$F$11*(AO3608)/(SUM('Space-by-Space Method'!$BO$4:$BO$78,SUM('Exterior Lighting'!$BL$5:$BL$25))),0))","v":""},{"$f":"IF(A3608=\"\",\"\",IF(AP3608=1,Summary!$E$11*(AO3608)/(SUM('Space-by-Space Method'!$BO$4:$BO$78,SUM('Exterior Lighting'!$BL$5:$BL$25))),0))","v":""},{"$f":"IF(A3608=\"\",\"\",IF(AP3608=1,Summary!$G$11*(AO3608)/(SUM('Space-by-Space Method'!$BO$4:$BO$78,SUM('Exterior Lighting'!$BL$5:$BL$25))),0))","v":""},{"$f":"IF(A3608=\"\",\"\",IF(AP3608=1,Summary!$H$11*(AO3608)/(SUM('Space-by-Space Method'!$BO$4:$BO$78)),0))","v":""},{"$f":"IF(A3608=\"\",\"\",IF(AP3608=1,Summary!$I$11*(AO3608)/(SUM('Space-by-Space Method'!$BO$4:$BO$78)),0))","v":""},null,null,null,{"$f":"IF(A3608=\"\",\"\",IF(START!$B$34=2,INDIRECT(\"'Space-by-Space Method'!\"&SUBSTITUTE(ADDRESS(1,MOD(ROW(A3608)-52,50)+10,4),\"1\",\"\")&ROUNDDOWN((ROW(A3608)-52)/50,0)+4),\"\"))","v":""},{"$f":"IF(A3608=\"\",\"\",INDIRECT(\"'Space-by-Space Method'!C\"&ROUNDDOWN((ROW(A3608)-52)/50,0)+4))","v":""},{"$f":"IF(A3608=\"\",\"\",IF(COUNTIF(CommonSpaceTypes,AQ3608)>0,INDIRECT(\"'Space-by-Space Method'!F\"&ROUNDDOWN((ROW(A3608)-52)/50,0)+4),\"\"))","v":""},{"$f":"IF(A3608=\"\",\"\",IF(COUNTIF(BuildingSpecificSpaceTypes,AQ3608)>0,INDIRECT(\"'Space-by-Space Method'!F\"&ROUNDDOWN((ROW(A3608)-52)/50,0)+4),\"\"))","v":""},{"$f":"IF(A3608=\"\",\"\",INDIRECT(\"'Fixture Schedule'!D\"&MOD(ROW(A3608)-52,50)+9))","v":""},{"$f":"IF(A3608=\"\",\"\",IF(AR3608=\"\",\"\",INDIRECT(\"'Fixture Schedule'!K\"&MOD(ROW(A3608)-52,50)+9)))","v":""},"",{"$f":"IF(A3608=\"\",\"\",INDIRECT(\"'Fixture Schedule'!L\"&MOD(ROW(A3608)-52,50)+9))","v":""},null,null,null,null,null,null,null,null,null,null,null,null,null,{"$f":"INDIRECT(\"'Space-by-Space Method'!\"&SUBSTITUTE(ADDRESS(1,MOD(ROW(A3608)-52,50)+10,4),\"1\",\"\")&ROUNDDOWN((ROW(A3608)-52)/50,0)+4)","v":0},{"$f":"LEFT(INDIRECT(\"'Space-by-Space Method'!BJ\"&ROUNDDOWN((ROW(A3608)-52)/50,0)+4),3)","v":""},{"$f":"INDIRECT(\"'Fixture Schedule'!L\"&MOD(ROW(A3608)-52,50)+9)","v":0},{"$f":"INDIRECT(\"'Fixture Schedule'!O\"&MOD(ROW(A3608)-52,50)+9)","v":0},{"$f":"INDIRECT(\"'Space-by-Space Method'!F\"&ROUNDDOWN((ROW(A3608)-52)/50,0)+4)","v":0},{"$f":"INDIRECT(\"'Fixture Schedule'!L\"&MOD(ROW(A3608)-52,50)+9)","v":0},{"$f":"INDIRECT(\"'Space-by-Space Method'!D\"&ROUNDDOWN((ROW(A3608)-52)/50,0)+4)","v":0},{"$f":"INDIRECT(\"'Space-by-Space Method'!E\"&ROUNDDOWN((ROW(A3608)-52)/50,0)+4)","v":1}]
[{"$f":"IF(InteriorCalcType=2,IF(OR(AM3612=0,AN3612=\"DNQ\")=TRUE,\"\",INDIRECT(\"'Fixture Schedule'!M\"&MOD(ROW(A3612)-52,50)+9)),\"\")","v":""},{"$f":"IF(A3612=\"\",\"\",INDIRECT(\"'Fixture Schedule'!E\"&MOD(ROW(A3612)-52,50)+9))","v":""},{"$f":"IF(A3612=\"\",\"\",INDIRECT(\"'Fixture Schedule'!F\"&MOD(ROW(A3612)-52,50)+9))","v":""},{"$f":"IF(A3612=\"\",\"\",INDIRECT(\"'Fixture Schedule'!L\"&MOD(ROW(A3612)-52,50)+9))","v":""},"",null,null,{"$f":"IF(A3612=\"\",\"\",IF(AP3612=1,Summary!$C$12*(AO3612)/(SUM('Space-by-Space Method'!$BO$4:$BO$78,SUM('Exterior Lighting'!$BL$5:$BL$25))),0))","v":""},{"$f":"IF(A3612=\"\",\"\",IF(START!$B$34=1,INDIRECT(\"'Space-by-Space Method'!\"&SUBSTITUTE(ADDRESS(1,MOD(ROW(A3612)-52,50)+10,4),\"1\",\"\")&ROUNDDOWN((ROW(A3612)-52)/50,0)+4),\"\"))","v":""},{"$f":"IF(A3612=\"\",\"\",IF(AP3612=1,Summary!$F$11*(AO3612)/(SUM('Space-by-Space Method'!$BO$4:$BO$78,SUM('Exterior Lighting'!$BL$5:$BL$25))),0))","v":""},{"$f":"IF(A3612=\"\",\"\",IF(AP3612=1,Summary!$E$11*(AO3612)/(SUM('Space-by-Space Method'!$BO$4:$BO$78,SUM('Exterior Lighting'!$BL$5:$BL$25))),0))","v":""},{"$f":"IF(A3612=\"\",\"\",IF(AP3612=1,Summary!$G$11*(AO3612)/(SUM('Space-by-Space Method'!$BO$4:$BO$78,SUM('Exterior Lighting'!$BL$5:$BL$25))),0))","v":""},{"$f":"IF(A3612=\"\",\"\",IF(AP3612=1,Summary!$H$11*(AO3612)/(SUM('Space-by-Space Method'!$BO$4:$BO$78)),0))","v":""},{"$f":"IF(A3612=\"\",\"\",IF(AP3612=1,Summary!$I$11*(AO3612)/(SUM('Space-by-Space Method'!$BO$4:$BO$78)),0))","v":""},null,null,null,{"$f":"IF(A3612=\"\",\"\",IF(START!$B$34=2,INDIRECT(\"'Space-by-Space Method'!\"&SUBSTITUTE(ADDRESS(1,MOD(ROW(A3612)-52,50)+10,4),\"1\",\"\")&ROUNDDOWN((ROW(A3612)-52)/50,0)+4),\"\"))","v":""},{"$f":"IF(A3612=\"\",\"\",INDIRECT(\"'Space-by-Space Method'!C\"&ROUNDDOWN((ROW(A3612)-52)/50,0)+4))","v":""},{"$f":"IF(A3612=\"\",\"\",IF(COUNTIF(CommonSpaceTypes,AQ3612)>0,INDIRECT(\"'Space-by-Space Method'!F\"&ROUNDDOWN((ROW(A3612)-52)/50,0)+4),\"\"))","v":""},{"$f":"IF(A3612=\"\",\"\",IF(COUNTIF(BuildingSpecificSpaceTypes,AQ3612)>0,INDIRECT(\"'Space-by-Space Method'!F\"&ROUNDDOWN((ROW(A3612)-52)/50,0)+4),\"\"))","v":""},{"$f":"IF(A3612=\"\",\"\",INDIRECT(\"'Fixture Schedule'!D\"&MOD(ROW(A3612)-52,50)+9))","v":""},{"$f":"IF(A3612=\"\",\"\",IF(AR3612=\"\",\"\",INDIRECT(\"'Fixture Schedule'!K\"&MOD(ROW(A3612)-52,50)+9)))","v":""},"",{"$f":"IF(A3612=\"\",\"\",INDIRECT(\"'Fixture Schedule'!L\"&MOD(ROW(A3612)-52,50)+9))","v":""},null,null,null,null,null,null,null,null,null,null,null,null,null,{"$f":"INDIRECT(\"'Space-by-Space Method'!\"&SUBSTITUTE(ADDRESS(1,MOD(ROW(A3612)-52,50)+10,4),\"1\",\"\")&ROUNDDOWN((ROW(A3612)-52)/50,0)+4)","v":0},{"$f":"LEFT(INDIRECT(\"'Space-by-Space Method'!BJ\"&ROUNDDOWN((ROW(A3612)-52)/50,0)+4),3)","v":""},{"$f":"INDIRECT(\"'Fixture Schedule'!L\"&MOD(ROW(A3612)-52,50)+9)","v":0},{"$f":"INDIRECT(\"'Fixture Schedule'!O\"&MOD(ROW(A3612)-52,50)+9)","v":0},{"$f":"INDIRECT(\"'Space-by-Space Method'!F\"&ROUNDDOWN((ROW(A3612)-52)/50,0)+4)","v":0},{"$f":"INDIRECT(\"'Fixture Schedule'!L\"&MOD(ROW(A3612)-52,50)+9)","v":0},{"$f":"INDIRECT(\"'Space-by-Space Method'!D\"&ROUNDDOWN((ROW(A3612)-52)/50,0)+4)","v":0},{"$f":"INDIRECT(\"'Space-by-Space Method'!E\"&ROUNDDOWN((ROW(A3612)-52)/50,0)+4)","v":1}]
[{"$f":"IF(InteriorCalcType=2,IF(OR(AM3622=0,AN3622=\"DNQ\")=TRUE,\"\",INDIRECT(\"'Fixture Schedule'!M\"&MOD(ROW(A3622)-52,50)+9)),\"\")","v":""},{"$f":"IF(A3622=\"\",\"\",INDIRECT(\"'Fixture Schedule'!E\"&MOD(ROW(A3622)-52,50)+9))","v":""},{"$f":"IF(A3622=\"\",\"\",INDIRECT(\"'Fixture Schedule'!F\"&MOD(ROW(A3622)-52,50)+9))","v":""},{"$f":"IF(A3622=\"\",\"\",INDIRECT(\"'Fixture Schedule'!L\"&MOD(ROW(A3622)-52,50)+9))","v":""},"",null,null,{"$f":"IF(A3622=\"\",\"\",IF(AP3622=1,Summary!$C$12*(AO3622)/(SUM('Space-by-Space Method'!$BO$4:$BO$78,SUM('Exterior Lighting'!$BL$5:$BL$25))),0))","v":""},{"$f":"IF(A3622=\"\",\"\",IF(START!$B$34=1,INDIRECT(\"'Space-by-Space Method'!\"&SUBSTITUTE(ADDRESS(1,MOD(ROW(A3622)-52,50)+10,4),\"1\",\"\")&ROUNDDOWN((ROW(A3622)-52)/50,0)+4),\"\"))","v":""},{"$f":"IF(A3622=\"\",\"\",IF(AP3622=1,Summary!$F$11*(AO3622)/(SUM('Space-by-Space Method'!$BO$4:$BO$78,SUM('Exterior Lighting'!$BL$5:$BL$25))),0))","v":""},{"$f":"IF(A3622=\"\",\"\",IF(AP3622=1,Summary!$E$11*(AO3622)/(SUM('Space-by-Space Method'!$BO$4:$BO$78,SUM('Exterior Lighting'!$BL$5:$BL$25))),0))","v":""},{"$f":"IF(A3622=\"\",\"\",IF(AP3622=1,Summary!$G$11*(AO3622)/(SUM('Space-by-Space Method'!$BO$4:$BO$78,SUM('Exterior Lighting'!$BL$5:$BL$25))),0))","v":""},{"$f":"IF(A3622=\"\",\"\",IF(AP3622=1,Summary!$H$11*(AO3622)/(SUM('Space-by-Space Method'!$BO$4:$BO$78)),0))","v":""},{"$f":"IF(A3622=\"\",\"\",IF(AP3622=1,Summary!$I$11*(AO3622)/(SUM('Space-by-Space Method'!$BO$4:$BO$78)),0))","v":""},null,null,null,{"$f":"IF(A3622=\"\",\"\",IF(START!$B$34=2,INDIRECT(\"'Space-by-Space Method'!\"&SUBSTITUTE(ADDRESS(1,MOD(ROW(A3622)-52,50)+10,4),\"1\",\"\")&ROUNDDOWN((ROW(A3622)-52)/50,0)+4),\"\"))","v":""},{"$f":"IF(A3622=\"\",\"\",INDIRECT(\"'Space-by-Space Method'!C\"&ROUNDDOWN((ROW(A3622)-52)/50,0)+4))","v":""},{"$f":"IF(A3622=\"\",\"\",IF(COUNTIF(CommonSpaceTypes,AQ3622)>0,INDIRECT(\"'Space-by-Space Method'!F\"&ROUNDDOWN((ROW(A3622)-52)/50,0)+4),\"\"))","v":""},{"$f":"IF(A3622=\"\",\"\",IF(COUNTIF(BuildingSpecificSpaceTypes,AQ3622)>0,INDIRECT(\"'Space-by-Space Method'!F\"&ROUNDDOWN((ROW(A3622)-52)/50,0)+4),\"\"))","v":""},{"$f":"IF(A3622=\"\",\"\",INDIRECT(\"'Fixture Schedule'!D\"&MOD(ROW(A3622)-52,50)+9))","v":""},{"$f":"IF(A3622=\"\",\"\",IF(AR3622=\"\",\"\",INDIRECT(\"'Fixture Schedule'!K\"&MOD(ROW(A3622)-52,50)+9)))","v":""},"",{"$f":"IF(A3622=\"\",\"\",INDIRECT(\"'Fixture Schedule'!L\"&MOD(ROW(A3622)-52,50)+9))","v":""},null,null,null,null,null,null,null,null,null,null,null,null,null,{"$f":"INDIRECT(\"'Space-by-Space Method'!\"&SUBSTITUTE(ADDRESS(1,MOD(ROW(A3622)-52,50)+10,4),\"1\",\"\")&ROUNDDOWN((ROW(A3622)-52)/50,0)+4)","v":0},{"$f":"LEFT(INDIRECT(\"'Space-by-Space Method'!BJ\"&ROUNDDOWN((ROW(A3622)-52)/50,0)+4),3)","v":""},{"$f":"INDIRECT(\"'Fixture Schedule'!L\"&MOD(ROW(A3622)-52,50)+9)","v":0},{"$f":"INDIRECT(\"'Fixture Schedule'!O\"&MOD(ROW(A3622)-52,50)+9)","v":0},{"$f":"INDIRECT(\"'Space-by-Space Method'!F\"&ROUNDDOWN((ROW(A3622)-52)/50,0)+4)","v":0},{"$f":"INDIRECT(\"'Fixture Schedule'!L\"&MOD(ROW(A3622)-52,50)+9)","v":0},{"$f":"INDIRECT(\"'Space-by-Space Method'!D\"&ROUNDDOWN((ROW(A3622)-52)/50,0)+4)","v":0},{"$f":"INDIRECT(\"'Space-by-Space Method'!E\"&ROUNDDOWN((ROW(A3622)-52)/50,0)+4)","v":1}]
[{"$f":"IF(InteriorCalcType=2,IF(OR(AM3631=0,AN3631=\"DNQ\")=TRUE,\"\",INDIRECT(\"'Fixture Schedule'!M\"&MOD(ROW(A3631)-52,50)+9)),\"\")","v":""},{"$f":"IF(A3631=\"\",\"\",INDIRECT(\"'Fixture Schedule'!E\"&MOD(ROW(A3631)-52,50)+9))","v":""},{"$f":"IF(A3631=\"\",\"\",INDIRECT(\"'Fixture Schedule'!F\"&MOD(ROW(A3631)-52,50)+9))","v":""},{"$f":"IF(A3631=\"\",\"\",INDIRECT(\"'Fixture Schedule'!L\"&MOD(ROW(A3631)-52,50)+9))","v":""},"",null,null,{"$f":"IF(A3631=\"\",\"\",IF(AP3631=1,Summary!$C$12*(AO3631)/(SUM('Space-by-Space Method'!$BO$4:$BO$78,SUM('Exterior Lighting'!$BL$5:$BL$25))),0))","v":""},{"$f":"IF(A3631=\"\",\"\",IF(START!$B$34=1,INDIRECT(\"'Space-by-Space Method'!\"&SUBSTITUTE(ADDRESS(1,MOD(ROW(A3631)-52,50)+10,4),\"1\",\"\")&ROUNDDOWN((ROW(A3631)-52)/50,0)+4),\"\"))","v":""},{"$f":"IF(A3631=\"\",\"\",IF(AP3631=1,Summary!$F$11*(AO3631)/(SUM('Space-by-Space Method'!$BO$4:$BO$78,SUM('Exterior Lighting'!$BL$5:$BL$25))),0))","v":""},{"$f":"IF(A3631=\"\",\"\",IF(AP3631=1,Summary!$E$11*(AO3631)/(SUM('Space-by-Space Method'!$BO$4:$BO$78,SUM('Exterior Lighting'!$BL$5:$BL$25))),0))","v":""},{"$f":"IF(A3631=\"\",\"\",IF(AP3631=1,Summary!$G$11*(AO3631)/(SUM('Space-by-Space Method'!$BO$4:$BO$78,SUM('Exterior Lighting'!$BL$5:$BL$25))),0))","v":""},{"$f":"IF(A3631=\"\",\"\",IF(AP3631=1,Summary!$H$11*(AO3631)/(SUM('Space-by-Space Method'!$BO$4:$BO$78)),0))","v":""},{"$f":"IF(A3631=\"\",\"\",IF(AP3631=1,Summary!$I$11*(AO3631)/(SUM('Space-by-Space Method'!$BO$4:$BO$78)),0))","v":""},null,null,null,{"$f":"IF(A3631=\"\",\"\",IF(START!$B$34=2,INDIRECT(\"'Space-by-Space Method'!\"&SUBSTITUTE(ADDRESS(1,MOD(ROW(A3631)-52,50)+10,4),\"1\",\"\")&ROUNDDOWN((ROW(A3631)-52)/50,0)+4),\"\"))","v":""},{"$f":"IF(A3631=\"\",\"\",INDIRECT(\"'Space-by-Space Method'!C\"&ROUNDDOWN((ROW(A3631)-52)/50,0)+4))","v":""},{"$f":"IF(A3631=\"\",\"\",IF(COUNTIF(CommonSpaceTypes,AQ3631)>0,INDIRECT(\"'Space-by-Space Method'!F\"&ROUNDDOWN((ROW(A3631)-52)/50,0)+4),\"\"))","v":""},{"$f":"IF(A3631=\"\",\"\",IF(COUNTIF(BuildingSpecificSpaceTypes,AQ3631)>0,INDIRECT(\"'Space-by-Space Method'!F\"&ROUNDDOWN((ROW(A3631)-52)/50,0)+4),\"\"))","v":""},{"$f":"IF(A3631=\"\",\"\",INDIRECT(\"'Fixture Schedule'!D\"&MOD(ROW(A3631)-52,50)+9))","v":""},{"$f":"IF(A3631=\"\",\"\",IF(AR3631=\"\",\"\",INDIRECT(\"'Fixture Schedule'!K\"&MOD(ROW(A3631)-52,50)+9)))","v":""},"",{"$f":"IF(A3631=\"\",\"\",INDIRECT(\"'Fixture Schedule'!L\"&MOD(ROW(A3631)-52,50)+9))","v":""},null,null,null,null,null,null,null,null,null,null,null,null,null,{"$f":"INDIRECT(\"'Space-by-Space Method'!\"&SUBSTITUTE(ADDRESS(1,MOD(ROW(A3631)-52,50)+10,4),\"1\",\"\")&ROUNDDOWN((ROW(A3631)-52)/50,0)+4)","v":0},{"$f":"LEFT(INDIRECT(\"'Space-by-Space Method'!BJ\"&ROUNDDOWN((ROW(A3631)-52)/50,0)+4),3)","v":""},{"$f":"INDIRECT(\"'Fixture Schedule'!L\"&MOD(ROW(A3631)-52,50)+9)","v":0},{"$f":"INDIRECT(\"'Fixture Schedule'!O\"&MOD(ROW(A3631)-52,50)+9)","v":0},{"$f":"INDIRECT(\"'Space-by-Space Method'!F\"&ROUNDDOWN((ROW(A3631)-52)/50,0)+4)","v":0},{"$f":"INDIRECT(\"'Fixture Schedule'!L\"&MOD(ROW(A3631)-52,50)+9)","v":0},{"$f":"INDIRECT(\"'Space-by-Space Method'!D\"&ROUNDDOWN((ROW(A3631)-52)/50,0)+4)","v":0},{"$f":"INDIRECT(\"'Space-by-Space Method'!E\"&ROUNDDOWN((ROW(A3631)-52)/50,0)+4)","v":1}]
[{"$f":"IF(InteriorCalcType=2,IF(OR(AM3640=0,AN3640=\"DNQ\")=TRUE,\"\",INDIRECT(\"'Fixture Schedule'!M\"&MOD(ROW(A3640)-52,50)+9)),\"\")","v":""},{"$f":"IF(A3640=\"\",\"\",INDIRECT(\"'Fixture Schedule'!E\"&MOD(ROW(A3640)-52,50)+9))","v":""},{"$f":"IF(A3640=\"\",\"\",INDIRECT(\"'Fixture Schedule'!F\"&MOD(ROW(A3640)-52,50)+9))","v":""},{"$f":"IF(A3640=\"\",\"\",INDIRECT(\"'Fixture Schedule'!L\"&MOD(ROW(A3640)-52,50)+9))","v":""},"",null,null,{"$f":"IF(A3640=\"\",\"\",IF(AP3640=1,Summary!$C$12*(AO3640)/(SUM('Space-by-Space Method'!$BO$4:$BO$78,SUM('Exterior Lighting'!$BL$5:$BL$25))),0))","v":""},{"$f":"IF(A3640=\"\",\"\",IF(START!$B$34=1,INDIRECT(\"'Space-by-Space Method'!\"&SUBSTITUTE(ADDRESS(1,MOD(ROW(A3640)-52,50)+10,4),\"1\",\"\")&ROUNDDOWN((ROW(A3640)-52)/50,0)+4),\"\"))","v":""},{"$f":"IF(A3640=\"\",\"\",IF(AP3640=1,Summary!$F$11*(AO3640)/(SUM('Space-by-Space Method'!$BO$4:$BO$78,SUM('Exterior Lighting'!$BL$5:$BL$25))),0))","v":""},{"$f":"IF(A3640=\"\",\"\",IF(AP3640=1,Summary!$E$11*(AO3640)/(SUM('Space-by-Space Method'!$BO$4:$BO$78,SUM('Exterior Lighting'!$BL$5:$BL$25))),0))","v":""},{"$f":"IF(A3640=\"\",\"\",IF(AP3640=1,Summary!$G$11*(AO3640)/(SUM('Space-by-Space Method'!$BO$4:$BO$78,SUM('Exterior Lighting'!$BL$5:$BL$25))),0))","v":""},{"$f":"IF(A3640=\"\",\"\",IF(AP3640=1,Summary!$H$11*(AO3640)/(SUM('Space-by-Space Method'!$BO$4:$BO$78)),0))","v":""},{"$f":"IF(A3640=\"\",\"\",IF(AP3640=1,Summary!$I$11*(AO3640)/(SUM('Space-by-Space Method'!$BO$4:$BO$78)),0))","v":""},null,null,null,{"$f":"IF(A3640=\"\",\"\",IF(START!$B$34=2,INDIRECT(\"'Space-by-Space Method'!\"&SUBSTITUTE(ADDRESS(1,MOD(ROW(A3640)-52,50)+10,4),\"1\",\"\")&ROUNDDOWN((ROW(A3640)-52)/50,0)+4),\"\"))","v":""},{"$f":"IF(A3640=\"\",\"\",INDIRECT(\"'Space-by-Space Method'!C\"&ROUNDDOWN((ROW(A3640)-52)/50,0)+4))","v":""},{"$f":"IF(A3640=\"\",\"\",IF(COUNTIF(CommonSpaceTypes,AQ3640)>0,INDIRECT(\"'Space-by-Space Method'!F\"&ROUNDDOWN((ROW(A3640)-52)/50,0)+4),\"\"))","v":""},{"$f":"IF(A3640=\"\",\"\",IF(COUNTIF(BuildingSpecificSpaceTypes,AQ3640)>0,INDIRECT(\"'Space-by-Space Method'!F\"&ROUNDDOWN((ROW(A3640)-52)/50,0)+4),\"\"))","v":""},{"$f":"IF(A3640=\"\",\"\",INDIRECT(\"'Fixture Schedule'!D\"&MOD(ROW(A3640)-52,50)+9))","v":""},{"$f":"IF(A3640=\"\",\"\",IF(AR3640=\"\",\"\",INDIRECT(\"'Fixture Schedule'!K\"&MOD(ROW(A3640)-52,50)+9)))","v":""},"",{"$f":"IF(A3640=\"\",\"\",INDIRECT(\"'Fixture Schedule'!L\"&MOD(ROW(A3640)-52,50)+9))","v":""},null,null,null,null,null,null,null,null,null,null,null,null,null,{"$f":"INDIRECT(\"'Space-by-Space Method'!\"&SUBSTITUTE(ADDRESS(1,MOD(ROW(A3640)-52,50)+10,4),\"1\",\"\")&ROUNDDOWN((ROW(A3640)-52)/50,0)+4)","v":0},{"$f":"LEFT(INDIRECT(\"'Space-by-Space Method'!BJ\"&ROUNDDOWN((ROW(A3640)-52)/50,0)+4),3)","v":""},{"$f":"INDIRECT(\"'Fixture Schedule'!L\"&MOD(ROW(A3640)-52,50)+9)","v":0},{"$f":"INDIRECT(\"'Fixture Schedule'!O\"&MOD(ROW(A3640)-52,50)+9)","v":0},{"$f":"INDIRECT(\"'Space-by-Space Method'!F\"&ROUNDDOWN((ROW(A3640)-52)/50,0)+4)","v":0},{"$f":"INDIRECT(\"'Fixture Schedule'!L\"&MOD(ROW(A3640)-52,50)+9)","v":0},{"$f":"INDIRECT(\"'Space-by-Space Method'!D\"&ROUNDDOWN((ROW(A3640)-52)/50,0)+4)","v":0},{"$f":"INDIRECT(\"'Space-by-Space Method'!E\"&ROUNDDOWN((ROW(A3640)-52)/50,0)+4)","v":1}]
[{"$f":"IF(InteriorCalcType=2,IF(OR(AM3650=0,AN3650=\"DNQ\")=TRUE,\"\",INDIRECT(\"'Fixture Schedule'!M\"&MOD(ROW(A3650)-52,50)+9)),\"\")","v":""},{"$f":"IF(A3650=\"\",\"\",INDIRECT(\"'Fixture Schedule'!E\"&MOD(ROW(A3650)-52,50)+9))","v":""},{"$f":"IF(A3650=\"\",\"\",INDIRECT(\"'Fixture Schedule'!F\"&MOD(ROW(A3650)-52,50)+9))","v":""},{"$f":"IF(A3650=\"\",\"\",INDIRECT(\"'Fixture Schedule'!L\"&MOD(ROW(A3650)-52,50)+9))","v":""},"",null,null,{"$f":"IF(A3650=\"\",\"\",IF(AP3650=1,Summary!$C$12*(AO3650)/(SUM('Space-by-Space Method'!$BO$4:$BO$78,SUM('Exterior Lighting'!$BL$5:$BL$25))),0))","v":""},{"$f":"IF(A3650=\"\",\"\",IF(START!$B$34=1,INDIRECT(\"'Space-by-Space Method'!\"&SUBSTITUTE(ADDRESS(1,MOD(ROW(A3650)-52,50)+10,4),\"1\",\"\")&ROUNDDOWN((ROW(A3650)-52)/50,0)+4),\"\"))","v":""},{"$f":"IF(A3650=\"\",\"\",IF(AP3650=1,Summary!$F$11*(AO3650)/(SUM('Space-by-Space Method'!$BO$4:$BO$78,SUM('Exterior Lighting'!$BL$5:$BL$25))),0))","v":""},{"$f":"IF(A3650=\"\",\"\",IF(AP3650=1,Summary!$E$11*(AO3650)/(SUM('Space-by-Space Method'!$BO$4:$BO$78,SUM('Exterior Lighting'!$BL$5:$BL$25))),0))","v":""},{"$f":"IF(A3650=\"\",\"\",IF(AP3650=1,Summary!$G$11*(AO3650)/(SUM('Space-by-Space Method'!$BO$4:$BO$78,SUM('Exterior Lighting'!$BL$5:$BL$25))),0))","v":""},{"$f":"IF(A3650=\"\",\"\",IF(AP3650=1,Summary!$H$11*(AO3650)/(SUM('Space-by-Space Method'!$BO$4:$BO$78)),0))","v":""},{"$f":"IF(A3650=\"\",\"\",IF(AP3650=1,Summary!$I$11*(AO3650)/(SUM('Space-by-Space Method'!$BO$4:$BO$78)),0))","v":""},null,null,null,{"$f":"IF(A3650=\"\",\"\",IF(START!$B$34=2,INDIRECT(\"'Space-by-Space Method'!\"&SUBSTITUTE(ADDRESS(1,MOD(ROW(A3650)-52,50)+10,4),\"1\",\"\")&ROUNDDOWN((ROW(A3650)-52)/50,0)+4),\"\"))","v":""},{"$f":"IF(A3650=\"\",\"\",INDIRECT(\"'Space-by-Space Method'!C\"&ROUNDDOWN((ROW(A3650)-52)/50,0)+4))","v":""},{"$f":"IF(A3650=\"\",\"\",IF(COUNTIF(CommonSpaceTypes,AQ3650)>0,INDIRECT(\"'Space-by-Space Method'!F\"&ROUNDDOWN((ROW(A3650)-52)/50,0)+4),\"\"))","v":""},{"$f":"IF(A3650=\"\",\"\",IF(COUNTIF(BuildingSpecificSpaceTypes,AQ3650)>0,INDIRECT(\"'Space-by-Space Method'!F\"&ROUNDDOWN((ROW(A3650)-52)/50,0)+4),\"\"))","v":""},{"$f":"IF(A3650=\"\",\"\",INDIRECT(\"'Fixture Schedule'!D\"&MOD(ROW(A3650)-52,50)+9))","v":""},{"$f":"IF(A3650=\"\",\"\",IF(AR3650=\"\",\"\",INDIRECT(\"'Fixture Schedule'!K\"&MOD(ROW(A3650)-52,50)+9)))","v":""},"",{"$f":"IF(A3650=\"\",\"\",INDIRECT(\"'Fixture Schedule'!L\"&MOD(ROW(A3650)-52,50)+9))","v":""},null,null,null,null,null,null,null,null,null,null,null,null,null,{"$f":"INDIRECT(\"'Space-by-Space Method'!\"&SUBSTITUTE(ADDRESS(1,MOD(ROW(A3650)-52,50)+10,4),\"1\",\"\")&ROUNDDOWN((ROW(A3650)-52)/50,0)+4)","v":0},{"$f":"LEFT(INDIRECT(\"'Space-by-Space Method'!BJ\"&ROUNDDOWN((ROW(A3650)-52)/50,0)+4),3)","v":""},{"$f":"INDIRECT(\"'Fixture Schedule'!L\"&MOD(ROW(A3650)-52,50)+9)","v":0},{"$f":"INDIRECT(\"'Fixture Schedule'!O\"&MOD(ROW(A3650)-52,50)+9)","v":0},{"$f":"INDIRECT(\"'Space-by-Space Method'!F\"&ROUNDDOWN((ROW(A3650)-52)/50,0)+4)","v":0},{"$f":"INDIRECT(\"'Fixture Schedule'!L\"&MOD(ROW(A3650)-52,50)+9)","v":0},{"$f":"INDIRECT(\"'Space-by-Space Method'!D\"&ROUNDDOWN((ROW(A3650)-52)/50,0)+4)","v":0},{"$f":"INDIRECT(\"'Space-by-Space Method'!E\"&ROUNDDOWN((ROW(A3650)-52)/50,0)+4)","v":1}]
[{"$f":"IF(InteriorCalcType=2,IF(OR(AM3658=0,AN3658=\"DNQ\")=TRUE,\"\",INDIRECT(\"'Fixture Schedule'!M\"&MOD(ROW(A3658)-52,50)+9)),\"\")","v":""},{"$f":"IF(A3658=\"\",\"\",INDIRECT(\"'Fixture Schedule'!E\"&MOD(ROW(A3658)-52,50)+9))","v":""},{"$f":"IF(A3658=\"\",\"\",INDIRECT(\"'Fixture Schedule'!F\"&MOD(ROW(A3658)-52,50)+9))","v":""},{"$f":"IF(A3658=\"\",\"\",INDIRECT(\"'Fixture Schedule'!L\"&MOD(ROW(A3658)-52,50)+9))","v":""},"",null,null,{"$f":"IF(A3658=\"\",\"\",IF(AP3658=1,Summary!$C$12*(AO3658)/(SUM('Space-by-Space Method'!$BO$4:$BO$78,SUM('Exterior Lighting'!$BL$5:$BL$25))),0))","v":""},{"$f":"IF(A3658=\"\",\"\",IF(START!$B$34=1,INDIRECT(\"'Space-by-Space Method'!\"&SUBSTITUTE(ADDRESS(1,MOD(ROW(A3658)-52,50)+10,4),\"1\",\"\")&ROUNDDOWN((ROW(A3658)-52)/50,0)+4),\"\"))","v":""},{"$f":"IF(A3658=\"\",\"\",IF(AP3658=1,Summary!$F$11*(AO3658)/(SUM('Space-by-Space Method'!$BO$4:$BO$78,SUM('Exterior Lighting'!$BL$5:$BL$25))),0))","v":""},{"$f":"IF(A3658=\"\",\"\",IF(AP3658=1,Summary!$E$11*(AO3658)/(SUM('Space-by-Space Method'!$BO$4:$BO$78,SUM('Exterior Lighting'!$BL$5:$BL$25))),0))","v":""},{"$f":"IF(A3658=\"\",\"\",IF(AP3658=1,Summary!$G$11*(AO3658)/(SUM('Space-by-Space Method'!$BO$4:$BO$78,SUM('Exterior Lighting'!$BL$5:$BL$25))),0))","v":""},{"$f":"IF(A3658=\"\",\"\",IF(AP3658=1,Summary!$H$11*(AO3658)/(SUM('Space-by-Space Method'!$BO$4:$BO$78)),0))","v":""},{"$f":"IF(A3658=\"\",\"\",IF(AP3658=1,Summary!$I$11*(AO3658)/(SUM('Space-by-Space Method'!$BO$4:$BO$78)),0))","v":""},null,null,null,{"$f":"IF(A3658=\"\",\"\",IF(START!$B$34=2,INDIRECT(\"'Space-by-Space Method'!\"&SUBSTITUTE(ADDRESS(1,MOD(ROW(A3658)-52,50)+10,4),\"1\",\"\")&ROUNDDOWN((ROW(A3658)-52)/50,0)+4),\"\"))","v":""},{"$f":"IF(A3658=\"\",\"\",INDIRECT(\"'Space-by-Space Method'!C\"&ROUNDDOWN((ROW(A3658)-52)/50,0)+4))","v":""},{"$f":"IF(A3658=\"\",\"\",IF(COUNTIF(CommonSpaceTypes,AQ3658)>0,INDIRECT(\"'Space-by-Space Method'!F\"&ROUNDDOWN((ROW(A3658)-52)/50,0)+4),\"\"))","v":""},{"$f":"IF(A3658=\"\",\"\",IF(COUNTIF(BuildingSpecificSpaceTypes,AQ3658)>0,INDIRECT(\"'Space-by-Space Method'!F\"&ROUNDDOWN((ROW(A3658)-52)/50,0)+4),\"\"))","v":""},{"$f":"IF(A3658=\"\",\"\",INDIRECT(\"'Fixture Schedule'!D\"&MOD(ROW(A3658)-52,50)+9))","v":""},{"$f":"IF(A3658=\"\",\"\",IF(AR3658=\"\",\"\",INDIRECT(\"'Fixture Schedule'!K\"&MOD(ROW(A3658)-52,50)+9)))","v":""},"",{"$f":"IF(A3658=\"\",\"\",INDIRECT(\"'Fixture Schedule'!L\"&MOD(ROW(A3658)-52,50)+9))","v":""},null,null,null,null,null,null,null,null,null,null,null,null,null,{"$f":"INDIRECT(\"'Space-by-Space Method'!\"&SUBSTITUTE(ADDRESS(1,MOD(ROW(A3658)-52,50)+10,4),\"1\",\"\")&ROUNDDOWN((ROW(A3658)-52)/50,0)+4)","v":0},{"$f":"LEFT(INDIRECT(\"'Space-by-Space Method'!BJ\"&ROUNDDOWN((ROW(A3658)-52)/50,0)+4),3)","v":""},{"$f":"INDIRECT(\"'Fixture Schedule'!L\"&MOD(ROW(A3658)-52,50)+9)","v":0},{"$f":"INDIRECT(\"'Fixture Schedule'!O\"&MOD(ROW(A3658)-52,50)+9)","v":0},{"$f":"INDIRECT(\"'Space-by-Space Method'!F\"&ROUNDDOWN((ROW(A3658)-52)/50,0)+4)","v":0},{"$f":"INDIRECT(\"'Fixture Schedule'!L\"&MOD(ROW(A3658)-52,50)+9)","v":0},{"$f":"INDIRECT(\"'Space-by-Space Method'!D\"&ROUNDDOWN((ROW(A3658)-52)/50,0)+4)","v":0},{"$f":"INDIRECT(\"'Space-by-Space Method'!E\"&ROUNDDOWN((ROW(A3658)-52)/50,0)+4)","v":1}]
[{"$f":"IF(InteriorCalcType=2,IF(OR(AM3669=0,AN3669=\"DNQ\")=TRUE,\"\",INDIRECT(\"'Fixture Schedule'!M\"&MOD(ROW(A3669)-52,50)+9)),\"\")","v":""},{"$f":"IF(A3669=\"\",\"\",INDIRECT(\"'Fixture Schedule'!E\"&MOD(ROW(A3669)-52,50)+9))","v":""},{"$f":"IF(A3669=\"\",\"\",INDIRECT(\"'Fixture Schedule'!F\"&MOD(ROW(A3669)-52,50)+9))","v":""},{"$f":"IF(A3669=\"\",\"\",INDIRECT(\"'Fixture Schedule'!L\"&MOD(ROW(A3669)-52,50)+9))","v":""},"",null,null,{"$f":"IF(A3669=\"\",\"\",IF(AP3669=1,Summary!$C$12*(AO3669)/(SUM('Space-by-Space Method'!$BO$4:$BO$78,SUM('Exterior Lighting'!$BL$5:$BL$25))),0))","v":""},{"$f":"IF(A3669=\"\",\"\",IF(START!$B$34=1,INDIRECT(\"'Space-by-Space Method'!\"&SUBSTITUTE(ADDRESS(1,MOD(ROW(A3669)-52,50)+10,4),\"1\",\"\")&ROUNDDOWN((ROW(A3669)-52)/50,0)+4),\"\"))","v":""},{"$f":"IF(A3669=\"\",\"\",IF(AP3669=1,Summary!$F$11*(AO3669)/(SUM('Space-by-Space Method'!$BO$4:$BO$78,SUM('Exterior Lighting'!$BL$5:$BL$25))),0))","v":""},{"$f":"IF(A3669=\"\",\"\",IF(AP3669=1,Summary!$E$11*(AO3669)/(SUM('Space-by-Space Method'!$BO$4:$BO$78,SUM('Exterior Lighting'!$BL$5:$BL$25))),0))","v":""},{"$f":"IF(A3669=\"\",\"\",IF(AP3669=1,Summary!$G$11*(AO3669)/(SUM('Space-by-Space Method'!$BO$4:$BO$78,SUM('Exterior Lighting'!$BL$5:$BL$25))),0))","v":""},{"$f":"IF(A3669=\"\",\"\",IF(AP3669=1,Summary!$H$11*(AO3669)/(SUM('Space-by-Space Method'!$BO$4:$BO$78)),0))","v":""},{"$f":"IF(A3669=\"\",\"\",IF(AP3669=1,Summary!$I$11*(AO3669)/(SUM('Space-by-Space Method'!$BO$4:$BO$78)),0))","v":""},null,null,null,{"$f":"IF(A3669=\"\",\"\",IF(START!$B$34=2,INDIRECT(\"'Space-by-Space Method'!\"&SUBSTITUTE(ADDRESS(1,MOD(ROW(A3669)-52,50)+10,4),\"1\",\"\")&ROUNDDOWN((ROW(A3669)-52)/50,0)+4),\"\"))","v":""},{"$f":"IF(A3669=\"\",\"\",INDIRECT(\"'Space-by-Space Method'!C\"&ROUNDDOWN((ROW(A3669)-52)/50,0)+4))","v":""},{"$f":"IF(A3669=\"\",\"\",IF(COUNTIF(CommonSpaceTypes,AQ3669)>0,INDIRECT(\"'Space-by-Space Method'!F\"&ROUNDDOWN((ROW(A3669)-52)/50,0)+4),\"\"))","v":""},{"$f":"IF(A3669=\"\",\"\",IF(COUNTIF(BuildingSpecificSpaceTypes,AQ3669)>0,INDIRECT(\"'Space-by-Space Method'!F\"&ROUNDDOWN((ROW(A3669)-52)/50,0)+4),\"\"))","v":""},{"$f":"IF(A3669=\"\",\"\",INDIRECT(\"'Fixture Schedule'!D\"&MOD(ROW(A3669)-52,50)+9))","v":""},{"$f":"IF(A3669=\"\",\"\",IF(AR3669=\"\",\"\",INDIRECT(\"'Fixture Schedule'!K\"&MOD(ROW(A3669)-52,50)+9)))","v":""},"",{"$f":"IF(A3669=\"\",\"\",INDIRECT(\"'Fixture Schedule'!L\"&MOD(ROW(A3669)-52,50)+9))","v":""},null,null,null,null,null,null,null,null,null,null,null,null,null,{"$f":"INDIRECT(\"'Space-by-Space Method'!\"&SUBSTITUTE(ADDRESS(1,MOD(ROW(A3669)-52,50)+10,4),\"1\",\"\")&ROUNDDOWN((ROW(A3669)-52)/50,0)+4)","v":0},{"$f":"LEFT(INDIRECT(\"'Space-by-Space Method'!BJ\"&ROUNDDOWN((ROW(A3669)-52)/50,0)+4),3)","v":""},{"$f":"INDIRECT(\"'Fixture Schedule'!L\"&MOD(ROW(A3669)-52,50)+9)","v":0},{"$f":"INDIRECT(\"'Fixture Schedule'!O\"&MOD(ROW(A3669)-52,50)+9)","v":0},{"$f":"INDIRECT(\"'Space-by-Space Method'!F\"&ROUNDDOWN((ROW(A3669)-52)/50,0)+4)","v":0},{"$f":"INDIRECT(\"'Fixture Schedule'!L\"&MOD(ROW(A3669)-52,50)+9)","v":0},{"$f":"INDIRECT(\"'Space-by-Space Method'!D\"&ROUNDDOWN((ROW(A3669)-52)/50,0)+4)","v":0},{"$f":"INDIRECT(\"'Space-by-Space Method'!E\"&ROUNDDOWN((ROW(A3669)-52)/50,0)+4)","v":1}]
[{"$f":"IF(InteriorCalcType=2,IF(OR(AM3670=0,AN3670=\"DNQ\")=TRUE,\"\",INDIRECT(\"'Fixture Schedule'!M\"&MOD(ROW(A3670)-52,50)+9)),\"\")","v":""},{"$f":"IF(A3670=\"\",\"\",INDIRECT(\"'Fixture Schedule'!E\"&MOD(ROW(A3670)-52,50)+9))","v":""},{"$f":"IF(A3670=\"\",\"\",INDIRECT(\"'Fixture Schedule'!F\"&MOD(ROW(A3670)-52,50)+9))","v":""},{"$f":"IF(A3670=\"\",\"\",INDIRECT(\"'Fixture Schedule'!L\"&MOD(ROW(A3670)-52,50)+9))","v":""},"",null,null,{"$f":"IF(A3670=\"\",\"\",IF(AP3670=1,Summary!$C$12*(AO3670)/(SUM('Space-by-Space Method'!$BO$4:$BO$78,SUM('Exterior Lighting'!$BL$5:$BL$25))),0))","v":""},{"$f":"IF(A3670=\"\",\"\",IF(START!$B$34=1,INDIRECT(\"'Space-by-Space Method'!\"&SUBSTITUTE(ADDRESS(1,MOD(ROW(A3670)-52,50)+10,4),\"1\",\"\")&ROUNDDOWN((ROW(A3670)-52)/50,0)+4),\"\"))","v":""},{"$f":"IF(A3670=\"\",\"\",IF(AP3670=1,Summary!$F$11*(AO3670)/(SUM('Space-by-Space Method'!$BO$4:$BO$78,SUM('Exterior Lighting'!$BL$5:$BL$25))),0))","v":""},{"$f":"IF(A3670=\"\",\"\",IF(AP3670=1,Summary!$E$11*(AO3670)/(SUM('Space-by-Space Method'!$BO$4:$BO$78,SUM('Exterior Lighting'!$BL$5:$BL$25))),0))","v":""},{"$f":"IF(A3670=\"\",\"\",IF(AP3670=1,Summary!$G$11*(AO3670)/(SUM('Space-by-Space Method'!$BO$4:$BO$78,SUM('Exterior Lighting'!$BL$5:$BL$25))),0))","v":""},{"$f":"IF(A3670=\"\",\"\",IF(AP3670=1,Summary!$H$11*(AO3670)/(SUM('Space-by-Space Method'!$BO$4:$BO$78)),0))","v":""},{"$f":"IF(A3670=\"\",\"\",IF(AP3670=1,Summary!$I$11*(AO3670)/(SUM('Space-by-Space Method'!$BO$4:$BO$78)),0))","v":""},null,null,null,{"$f":"IF(A3670=\"\",\"\",IF(START!$B$34=2,INDIRECT(\"'Space-by-Space Method'!\"&SUBSTITUTE(ADDRESS(1,MOD(ROW(A3670)-52,50)+10,4),\"1\",\"\")&ROUNDDOWN((ROW(A3670)-52)/50,0)+4),\"\"))","v":""},{"$f":"IF(A3670=\"\",\"\",INDIRECT(\"'Space-by-Space Method'!C\"&ROUNDDOWN((ROW(A3670)-52)/50,0)+4))","v":""},{"$f":"IF(A3670=\"\",\"\",IF(COUNTIF(CommonSpaceTypes,AQ3670)>0,INDIRECT(\"'Space-by-Space Method'!F\"&ROUNDDOWN((ROW(A3670)-52)/50,0)+4),\"\"))","v":""},{"$f":"IF(A3670=\"\",\"\",IF(COUNTIF(BuildingSpecificSpaceTypes,AQ3670)>0,INDIRECT(\"'Space-by-Space Method'!F\"&ROUNDDOWN((ROW(A3670)-52)/50,0)+4),\"\"))","v":""},{"$f":"IF(A3670=\"\",\"\",INDIRECT(\"'Fixture Schedule'!D\"&MOD(ROW(A3670)-52,50)+9))","v":""},{"$f":"IF(A3670=\"\",\"\",IF(AR3670=\"\",\"\",INDIRECT(\"'Fixture Schedule'!K\"&MOD(ROW(A3670)-52,50)+9)))","v":""},"",{"$f":"IF(A3670=\"\",\"\",INDIRECT(\"'Fixture Schedule'!L\"&MOD(ROW(A3670)-52,50)+9))","v":""},null,null,null,null,null,null,null,null,null,null,null,null,null,{"$f":"INDIRECT(\"'Space-by-Space Method'!\"&SUBSTITUTE(ADDRESS(1,MOD(ROW(A3670)-52,50)+10,4),\"1\",\"\")&ROUNDDOWN((ROW(A3670)-52)/50,0)+4)","v":0},{"$f":"LEFT(INDIRECT(\"'Space-by-Space Method'!BJ\"&ROUNDDOWN((ROW(A3670)-52)/50,0)+4),3)","v":""},{"$f":"INDIRECT(\"'Fixture Schedule'!L\"&MOD(ROW(A3670)-52,50)+9)","v":0},{"$f":"INDIRECT(\"'Fixture Schedule'!O\"&MOD(ROW(A3670)-52,50)+9)","v":0},{"$f":"INDIRECT(\"'Space-by-Space Method'!F\"&ROUNDDOWN((ROW(A3670)-52)/50,0)+4)","v":0},{"$f":"INDIRECT(\"'Fixture Schedule'!L\"&MOD(ROW(A3670)-52,50)+9)","v":0},{"$f":"INDIRECT(\"'Space-by-Space Method'!D\"&ROUNDDOWN((ROW(A3670)-52)/50,0)+4)","v":0},{"$f":"INDIRECT(\"'Space-by-Space Method'!E\"&ROUNDDOWN((ROW(A3670)-52)/50,0)+4)","v":1}]
[{"$f":"IF(InteriorCalcType=2,IF(OR(AM3678=0,AN3678=\"DNQ\")=TRUE,\"\",INDIRECT(\"'Fixture Schedule'!M\"&MOD(ROW(A3678)-52,50)+9)),\"\")","v":""},{"$f":"IF(A3678=\"\",\"\",INDIRECT(\"'Fixture Schedule'!E\"&MOD(ROW(A3678)-52,50)+9))","v":""},{"$f":"IF(A3678=\"\",\"\",INDIRECT(\"'Fixture Schedule'!F\"&MOD(ROW(A3678)-52,50)+9))","v":""},{"$f":"IF(A3678=\"\",\"\",INDIRECT(\"'Fixture Schedule'!L\"&MOD(ROW(A3678)-52,50)+9))","v":""},"",null,null,{"$f":"IF(A3678=\"\",\"\",IF(AP3678=1,Summary!$C$12*(AO3678)/(SUM('Space-by-Space Method'!$BO$4:$BO$78,SUM('Exterior Lighting'!$BL$5:$BL$25))),0))","v":""},{"$f":"IF(A3678=\"\",\"\",IF(START!$B$34=1,INDIRECT(\"'Space-by-Space Method'!\"&SUBSTITUTE(ADDRESS(1,MOD(ROW(A3678)-52,50)+10,4),\"1\",\"\")&ROUNDDOWN((ROW(A3678)-52)/50,0)+4),\"\"))","v":""},{"$f":"IF(A3678=\"\",\"\",IF(AP3678=1,Summary!$F$11*(AO3678)/(SUM('Space-by-Space Method'!$BO$4:$BO$78,SUM('Exterior Lighting'!$BL$5:$BL$25))),0))","v":""},{"$f":"IF(A3678=\"\",\"\",IF(AP3678=1,Summary!$E$11*(AO3678)/(SUM('Space-by-Space Method'!$BO$4:$BO$78,SUM('Exterior Lighting'!$BL$5:$BL$25))),0))","v":""},{"$f":"IF(A3678=\"\",\"\",IF(AP3678=1,Summary!$G$11*(AO3678)/(SUM('Space-by-Space Method'!$BO$4:$BO$78,SUM('Exterior Lighting'!$BL$5:$BL$25))),0))","v":""},{"$f":"IF(A3678=\"\",\"\",IF(AP3678=1,Summary!$H$11*(AO3678)/(SUM('Space-by-Space Method'!$BO$4:$BO$78)),0))","v":""},{"$f":"IF(A3678=\"\",\"\",IF(AP3678=1,Summary!$I$11*(AO3678)/(SUM('Space-by-Space Method'!$BO$4:$BO$78)),0))","v":""},null,null,null,{"$f":"IF(A3678=\"\",\"\",IF(START!$B$34=2,INDIRECT(\"'Space-by-Space Method'!\"&SUBSTITUTE(ADDRESS(1,MOD(ROW(A3678)-52,50)+10,4),\"1\",\"\")&ROUNDDOWN((ROW(A3678)-52)/50,0)+4),\"\"))","v":""},{"$f":"IF(A3678=\"\",\"\",INDIRECT(\"'Space-by-Space Method'!C\"&ROUNDDOWN((ROW(A3678)-52)/50,0)+4))","v":""},{"$f":"IF(A3678=\"\",\"\",IF(COUNTIF(CommonSpaceTypes,AQ3678)>0,INDIRECT(\"'Space-by-Space Method'!F\"&ROUNDDOWN((ROW(A3678)-52)/50,0)+4),\"\"))","v":""},{"$f":"IF(A3678=\"\",\"\",IF(COUNTIF(BuildingSpecificSpaceTypes,AQ3678)>0,INDIRECT(\"'Space-by-Space Method'!F\"&ROUNDDOWN((ROW(A3678)-52)/50,0)+4),\"\"))","v":""},{"$f":"IF(A3678=\"\",\"\",INDIRECT(\"'Fixture Schedule'!D\"&MOD(ROW(A3678)-52,50)+9))","v":""},{"$f":"IF(A3678=\"\",\"\",IF(AR3678=\"\",\"\",INDIRECT(\"'Fixture Schedule'!K\"&MOD(ROW(A3678)-52,50)+9)))","v":""},"",{"$f":"IF(A3678=\"\",\"\",INDIRECT(\"'Fixture Schedule'!L\"&MOD(ROW(A3678)-52,50)+9))","v":""},null,null,null,null,null,null,null,null,null,null,null,null,null,{"$f":"INDIRECT(\"'Space-by-Space Method'!\"&SUBSTITUTE(ADDRESS(1,MOD(ROW(A3678)-52,50)+10,4),\"1\",\"\")&ROUNDDOWN((ROW(A3678)-52)/50,0)+4)","v":0},{"$f":"LEFT(INDIRECT(\"'Space-by-Space Method'!BJ\"&ROUNDDOWN((ROW(A3678)-52)/50,0)+4),3)","v":""},{"$f":"INDIRECT(\"'Fixture Schedule'!L\"&MOD(ROW(A3678)-52,50)+9)","v":0},{"$f":"INDIRECT(\"'Fixture Schedule'!O\"&MOD(ROW(A3678)-52,50)+9)","v":0},{"$f":"INDIRECT(\"'Space-by-Space Method'!F\"&ROUNDDOWN((ROW(A3678)-52)/50,0)+4)","v":0},{"$f":"INDIRECT(\"'Fixture Schedule'!L\"&MOD(ROW(A3678)-52,50)+9)","v":0},{"$f":"INDIRECT(\"'Space-by-Space Method'!D\"&ROUNDDOWN((ROW(A3678)-52)/50,0)+4)","v":0},{"$f":"INDIRECT(\"'Space-by-Space Method'!E\"&ROUNDDOWN((ROW(A3678)-52)/50,0)+4)","v":1}]
[{"$f":"IF(InteriorCalcType=2,IF(OR(AM3689=0,AN3689=\"DNQ\")=TRUE,\"\",INDIRECT(\"'Fixture Schedule'!M\"&MOD(ROW(A3689)-52,50)+9)),\"\")","v":""},{"$f":"IF(A3689=\"\",\"\",INDIRECT(\"'Fixture Schedule'!E\"&MOD(ROW(A3689)-52,50)+9))","v":""},{"$f":"IF(A3689=\"\",\"\",INDIRECT(\"'Fixture Schedule'!F\"&MOD(ROW(A3689)-52,50)+9))","v":""},{"$f":"IF(A3689=\"\",\"\",INDIRECT(\"'Fixture Schedule'!L\"&MOD(ROW(A3689)-52,50)+9))","v":""},"",null,null,{"$f":"IF(A3689=\"\",\"\",IF(AP3689=1,Summary!$C$12*(AO3689)/(SUM('Space-by-Space Method'!$BO$4:$BO$78,SUM('Exterior Lighting'!$BL$5:$BL$25))),0))","v":""},{"$f":"IF(A3689=\"\",\"\",IF(START!$B$34=1,INDIRECT(\"'Space-by-Space Method'!\"&SUBSTITUTE(ADDRESS(1,MOD(ROW(A3689)-52,50)+10,4),\"1\",\"\")&ROUNDDOWN((ROW(A3689)-52)/50,0)+4),\"\"))","v":""},{"$f":"IF(A3689=\"\",\"\",IF(AP3689=1,Summary!$F$11*(AO3689)/(SUM('Space-by-Space Method'!$BO$4:$BO$78,SUM('Exterior Lighting'!$BL$5:$BL$25))),0))","v":""},{"$f":"IF(A3689=\"\",\"\",IF(AP3689=1,Summary!$E$11*(AO3689)/(SUM('Space-by-Space Method'!$BO$4:$BO$78,SUM('Exterior Lighting'!$BL$5:$BL$25))),0))","v":""},{"$f":"IF(A3689=\"\",\"\",IF(AP3689=1,Summary!$G$11*(AO3689)/(SUM('Space-by-Space Method'!$BO$4:$BO$78,SUM('Exterior Lighting'!$BL$5:$BL$25))),0))","v":""},{"$f":"IF(A3689=\"\",\"\",IF(AP3689=1,Summary!$H$11*(AO3689)/(SUM('Space-by-Space Method'!$BO$4:$BO$78)),0))","v":""},{"$f":"IF(A3689=\"\",\"\",IF(AP3689=1,Summary!$I$11*(AO3689)/(SUM('Space-by-Space Method'!$BO$4:$BO$78)),0))","v":""},null,null,null,{"$f":"IF(A3689=\"\",\"\",IF(START!$B$34=2,INDIRECT(\"'Space-by-Space Method'!\"&SUBSTITUTE(ADDRESS(1,MOD(ROW(A3689)-52,50)+10,4),\"1\",\"\")&ROUNDDOWN((ROW(A3689)-52)/50,0)+4),\"\"))","v":""},{"$f":"IF(A3689=\"\",\"\",INDIRECT(\"'Space-by-Space Method'!C\"&ROUNDDOWN((ROW(A3689)-52)/50,0)+4))","v":""},{"$f":"IF(A3689=\"\",\"\",IF(COUNTIF(CommonSpaceTypes,AQ3689)>0,INDIRECT(\"'Space-by-Space Method'!F\"&ROUNDDOWN((ROW(A3689)-52)/50,0)+4),\"\"))","v":""},{"$f":"IF(A3689=\"\",\"\",IF(COUNTIF(BuildingSpecificSpaceTypes,AQ3689)>0,INDIRECT(\"'Space-by-Space Method'!F\"&ROUNDDOWN((ROW(A3689)-52)/50,0)+4),\"\"))","v":""},{"$f":"IF(A3689=\"\",\"\",INDIRECT(\"'Fixture Schedule'!D\"&MOD(ROW(A3689)-52,50)+9))","v":""},{"$f":"IF(A3689=\"\",\"\",IF(AR3689=\"\",\"\",INDIRECT(\"'Fixture Schedule'!K\"&MOD(ROW(A3689)-52,50)+9)))","v":""},"",{"$f":"IF(A3689=\"\",\"\",INDIRECT(\"'Fixture Schedule'!L\"&MOD(ROW(A3689)-52,50)+9))","v":""},null,null,null,null,null,null,null,null,null,null,null,null,null,{"$f":"INDIRECT(\"'Space-by-Space Method'!\"&SUBSTITUTE(ADDRESS(1,MOD(ROW(A3689)-52,50)+10,4),\"1\",\"\")&ROUNDDOWN((ROW(A3689)-52)/50,0)+4)","v":0},{"$f":"LEFT(INDIRECT(\"'Space-by-Space Method'!BJ\"&ROUNDDOWN((ROW(A3689)-52)/50,0)+4),3)","v":""},{"$f":"INDIRECT(\"'Fixture Schedule'!L\"&MOD(ROW(A3689)-52,50)+9)","v":0},{"$f":"INDIRECT(\"'Fixture Schedule'!O\"&MOD(ROW(A3689)-52,50)+9)","v":0},{"$f":"INDIRECT(\"'Space-by-Space Method'!F\"&ROUNDDOWN((ROW(A3689)-52)/50,0)+4)","v":0},{"$f":"INDIRECT(\"'Fixture Schedule'!L\"&MOD(ROW(A3689)-52,50)+9)","v":0},{"$f":"INDIRECT(\"'Space-by-Space Method'!D\"&ROUNDDOWN((ROW(A3689)-52)/50,0)+4)","v":0},{"$f":"INDIRECT(\"'Space-by-Space Method'!E\"&ROUNDDOWN((ROW(A3689)-52)/50,0)+4)","v":1}]
[{"$f":"IF(InteriorCalcType=2,IF(OR(AM3696=0,AN3696=\"DNQ\")=TRUE,\"\",INDIRECT(\"'Fixture Schedule'!M\"&MOD(ROW(A3696)-52,50)+9)),\"\")","v":""},{"$f":"IF(A3696=\"\",\"\",INDIRECT(\"'Fixture Schedule'!E\"&MOD(ROW(A3696)-52,50)+9))","v":""},{"$f":"IF(A3696=\"\",\"\",INDIRECT(\"'Fixture Schedule'!F\"&MOD(ROW(A3696)-52,50)+9))","v":""},{"$f":"IF(A3696=\"\",\"\",INDIRECT(\"'Fixture Schedule'!L\"&MOD(ROW(A3696)-52,50)+9))","v":""},"",null,null,{"$f":"IF(A3696=\"\",\"\",IF(AP3696=1,Summary!$C$12*(AO3696)/(SUM('Space-by-Space Method'!$BO$4:$BO$78,SUM('Exterior Lighting'!$BL$5:$BL$25))),0))","v":""},{"$f":"IF(A3696=\"\",\"\",IF(START!$B$34=1,INDIRECT(\"'Space-by-Space Method'!\"&SUBSTITUTE(ADDRESS(1,MOD(ROW(A3696)-52,50)+10,4),\"1\",\"\")&ROUNDDOWN((ROW(A3696)-52)/50,0)+4),\"\"))","v":""},{"$f":"IF(A3696=\"\",\"\",IF(AP3696=1,Summary!$F$11*(AO3696)/(SUM('Space-by-Space Method'!$BO$4:$BO$78,SUM('Exterior Lighting'!$BL$5:$BL$25))),0))","v":""},{"$f":"IF(A3696=\"\",\"\",IF(AP3696=1,Summary!$E$11*(AO3696)/(SUM('Space-by-Space Method'!$BO$4:$BO$78,SUM('Exterior Lighting'!$BL$5:$BL$25))),0))","v":""},{"$f":"IF(A3696=\"\",\"\",IF(AP3696=1,Summary!$G$11*(AO3696)/(SUM('Space-by-Space Method'!$BO$4:$BO$78,SUM('Exterior Lighting'!$BL$5:$BL$25))),0))","v":""},{"$f":"IF(A3696=\"\",\"\",IF(AP3696=1,Summary!$H$11*(AO3696)/(SUM('Space-by-Space Method'!$BO$4:$BO$78)),0))","v":""},{"$f":"IF(A3696=\"\",\"\",IF(AP3696=1,Summary!$I$11*(AO3696)/(SUM('Space-by-Space Method'!$BO$4:$BO$78)),0))","v":""},null,null,null,{"$f":"IF(A3696=\"\",\"\",IF(START!$B$34=2,INDIRECT(\"'Space-by-Space Method'!\"&SUBSTITUTE(ADDRESS(1,MOD(ROW(A3696)-52,50)+10,4),\"1\",\"\")&ROUNDDOWN((ROW(A3696)-52)/50,0)+4),\"\"))","v":""},{"$f":"IF(A3696=\"\",\"\",INDIRECT(\"'Space-by-Space Method'!C\"&ROUNDDOWN((ROW(A3696)-52)/50,0)+4))","v":""},{"$f":"IF(A3696=\"\",\"\",IF(COUNTIF(CommonSpaceTypes,AQ3696)>0,INDIRECT(\"'Space-by-Space Method'!F\"&ROUNDDOWN((ROW(A3696)-52)/50,0)+4),\"\"))","v":""},{"$f":"IF(A3696=\"\",\"\",IF(COUNTIF(BuildingSpecificSpaceTypes,AQ3696)>0,INDIRECT(\"'Space-by-Space Method'!F\"&ROUNDDOWN((ROW(A3696)-52)/50,0)+4),\"\"))","v":""},{"$f":"IF(A3696=\"\",\"\",INDIRECT(\"'Fixture Schedule'!D\"&MOD(ROW(A3696)-52,50)+9))","v":""},{"$f":"IF(A3696=\"\",\"\",IF(AR3696=\"\",\"\",INDIRECT(\"'Fixture Schedule'!K\"&MOD(ROW(A3696)-52,50)+9)))","v":""},"",{"$f":"IF(A3696=\"\",\"\",INDIRECT(\"'Fixture Schedule'!L\"&MOD(ROW(A3696)-52,50)+9))","v":""},null,null,null,null,null,null,null,null,null,null,null,null,null,{"$f":"INDIRECT(\"'Space-by-Space Method'!\"&SUBSTITUTE(ADDRESS(1,MOD(ROW(A3696)-52,50)+10,4),\"1\",\"\")&ROUNDDOWN((ROW(A3696)-52)/50,0)+4)","v":0},{"$f":"LEFT(INDIRECT(\"'Space-by-Space Method'!BJ\"&ROUNDDOWN((ROW(A3696)-52)/50,0)+4),3)","v":""},{"$f":"INDIRECT(\"'Fixture Schedule'!L\"&MOD(ROW(A3696)-52,50)+9)","v":0},{"$f":"INDIRECT(\"'Fixture Schedule'!O\"&MOD(ROW(A3696)-52,50)+9)","v":0},{"$f":"INDIRECT(\"'Space-by-Space Method'!F\"&ROUNDDOWN((ROW(A3696)-52)/50,0)+4)","v":0},{"$f":"INDIRECT(\"'Fixture Schedule'!L\"&MOD(ROW(A3696)-52,50)+9)","v":0},{"$f":"INDIRECT(\"'Space-by-Space Method'!D\"&ROUNDDOWN((ROW(A3696)-52)/50,0)+4)","v":0},{"$f":"INDIRECT(\"'Space-by-Space Method'!E\"&ROUNDDOWN((ROW(A3696)-52)/50,0)+4)","v":1}]
[{"$f":"IF(InteriorCalcType=2,IF(OR(AM3708=0,AN3708=\"DNQ\")=TRUE,\"\",INDIRECT(\"'Fixture Schedule'!M\"&MOD(ROW(A3708)-52,50)+9)),\"\")","v":""},{"$f":"IF(A3708=\"\",\"\",INDIRECT(\"'Fixture Schedule'!E\"&MOD(ROW(A3708)-52,50)+9))","v":""},{"$f":"IF(A3708=\"\",\"\",INDIRECT(\"'Fixture Schedule'!F\"&MOD(ROW(A3708)-52,50)+9))","v":""},{"$f":"IF(A3708=\"\",\"\",INDIRECT(\"'Fixture Schedule'!L\"&MOD(ROW(A3708)-52,50)+9))","v":""},"",null,null,{"$f":"IF(A3708=\"\",\"\",IF(AP3708=1,Summary!$C$12*(AO3708)/(SUM('Space-by-Space Method'!$BO$4:$BO$78,SUM('Exterior Lighting'!$BL$5:$BL$25))),0))","v":""},{"$f":"IF(A3708=\"\",\"\",IF(START!$B$34=1,INDIRECT(\"'Space-by-Space Method'!\"&SUBSTITUTE(ADDRESS(1,MOD(ROW(A3708)-52,50)+10,4),\"1\",\"\")&ROUNDDOWN((ROW(A3708)-52)/50,0)+4),\"\"))","v":""},{"$f":"IF(A3708=\"\",\"\",IF(AP3708=1,Summary!$F$11*(AO3708)/(SUM('Space-by-Space Method'!$BO$4:$BO$78,SUM('Exterior Lighting'!$BL$5:$BL$25))),0))","v":""},{"$f":"IF(A3708=\"\",\"\",IF(AP3708=1,Summary!$E$11*(AO3708)/(SUM('Space-by-Space Method'!$BO$4:$BO$78,SUM('Exterior Lighting'!$BL$5:$BL$25))),0))","v":""},{"$f":"IF(A3708=\"\",\"\",IF(AP3708=1,Summary!$G$11*(AO3708)/(SUM('Space-by-Space Method'!$BO$4:$BO$78,SUM('Exterior Lighting'!$BL$5:$BL$25))),0))","v":""},{"$f":"IF(A3708=\"\",\"\",IF(AP3708=1,Summary!$H$11*(AO3708)/(SUM('Space-by-Space Method'!$BO$4:$BO$78)),0))","v":""},{"$f":"IF(A3708=\"\",\"\",IF(AP3708=1,Summary!$I$11*(AO3708)/(SUM('Space-by-Space Method'!$BO$4:$BO$78)),0))","v":""},null,null,null,{"$f":"IF(A3708=\"\",\"\",IF(START!$B$34=2,INDIRECT(\"'Space-by-Space Method'!\"&SUBSTITUTE(ADDRESS(1,MOD(ROW(A3708)-52,50)+10,4),\"1\",\"\")&ROUNDDOWN((ROW(A3708)-52)/50,0)+4),\"\"))","v":""},{"$f":"IF(A3708=\"\",\"\",INDIRECT(\"'Space-by-Space Method'!C\"&ROUNDDOWN((ROW(A3708)-52)/50,0)+4))","v":""},{"$f":"IF(A3708=\"\",\"\",IF(COUNTIF(CommonSpaceTypes,AQ3708)>0,INDIRECT(\"'Space-by-Space Method'!F\"&ROUNDDOWN((ROW(A3708)-52)/50,0)+4),\"\"))","v":""},{"$f":"IF(A3708=\"\",\"\",IF(COUNTIF(BuildingSpecificSpaceTypes,AQ3708)>0,INDIRECT(\"'Space-by-Space Method'!F\"&ROUNDDOWN((ROW(A3708)-52)/50,0)+4),\"\"))","v":""},{"$f":"IF(A3708=\"\",\"\",INDIRECT(\"'Fixture Schedule'!D\"&MOD(ROW(A3708)-52,50)+9))","v":""},{"$f":"IF(A3708=\"\",\"\",IF(AR3708=\"\",\"\",INDIRECT(\"'Fixture Schedule'!K\"&MOD(ROW(A3708)-52,50)+9)))","v":""},"",{"$f":"IF(A3708=\"\",\"\",INDIRECT(\"'Fixture Schedule'!L\"&MOD(ROW(A3708)-52,50)+9))","v":""},null,null,null,null,null,null,null,null,null,null,null,null,null,{"$f":"INDIRECT(\"'Space-by-Space Method'!\"&SUBSTITUTE(ADDRESS(1,MOD(ROW(A3708)-52,50)+10,4),\"1\",\"\")&ROUNDDOWN((ROW(A3708)-52)/50,0)+4)","v":0},{"$f":"LEFT(INDIRECT(\"'Space-by-Space Method'!BJ\"&ROUNDDOWN((ROW(A3708)-52)/50,0)+4),3)","v":""},{"$f":"INDIRECT(\"'Fixture Schedule'!L\"&MOD(ROW(A3708)-52,50)+9)","v":0},{"$f":"INDIRECT(\"'Fixture Schedule'!O\"&MOD(ROW(A3708)-52,50)+9)","v":0},{"$f":"INDIRECT(\"'Space-by-Space Method'!F\"&ROUNDDOWN((ROW(A3708)-52)/50,0)+4)","v":0},{"$f":"INDIRECT(\"'Fixture Schedule'!L\"&MOD(ROW(A3708)-52,50)+9)","v":0},{"$f":"INDIRECT(\"'Space-by-Space Method'!D\"&ROUNDDOWN((ROW(A3708)-52)/50,0)+4)","v":0},{"$f":"INDIRECT(\"'Space-by-Space Method'!E\"&ROUNDDOWN((ROW(A3708)-52)/50,0)+4)","v":1}]
[{"$f":"IF(InteriorCalcType=2,IF(OR(AM3714=0,AN3714=\"DNQ\")=TRUE,\"\",INDIRECT(\"'Fixture Schedule'!M\"&MOD(ROW(A3714)-52,50)+9)),\"\")","v":""},{"$f":"IF(A3714=\"\",\"\",INDIRECT(\"'Fixture Schedule'!E\"&MOD(ROW(A3714)-52,50)+9))","v":""},{"$f":"IF(A3714=\"\",\"\",INDIRECT(\"'Fixture Schedule'!F\"&MOD(ROW(A3714)-52,50)+9))","v":""},{"$f":"IF(A3714=\"\",\"\",INDIRECT(\"'Fixture Schedule'!L\"&MOD(ROW(A3714)-52,50)+9))","v":""},"",null,null,{"$f":"IF(A3714=\"\",\"\",IF(AP3714=1,Summary!$C$12*(AO3714)/(SUM('Space-by-Space Method'!$BO$4:$BO$78,SUM('Exterior Lighting'!$BL$5:$BL$25))),0))","v":""},{"$f":"IF(A3714=\"\",\"\",IF(START!$B$34=1,INDIRECT(\"'Space-by-Space Method'!\"&SUBSTITUTE(ADDRESS(1,MOD(ROW(A3714)-52,50)+10,4),\"1\",\"\")&ROUNDDOWN((ROW(A3714)-52)/50,0)+4),\"\"))","v":""},{"$f":"IF(A3714=\"\",\"\",IF(AP3714=1,Summary!$F$11*(AO3714)/(SUM('Space-by-Space Method'!$BO$4:$BO$78,SUM('Exterior Lighting'!$BL$5:$BL$25))),0))","v":""},{"$f":"IF(A3714=\"\",\"\",IF(AP3714=1,Summary!$E$11*(AO3714)/(SUM('Space-by-Space Method'!$BO$4:$BO$78,SUM('Exterior Lighting'!$BL$5:$BL$25))),0))","v":""},{"$f":"IF(A3714=\"\",\"\",IF(AP3714=1,Summary!$G$11*(AO3714)/(SUM('Space-by-Space Method'!$BO$4:$BO$78,SUM('Exterior Lighting'!$BL$5:$BL$25))),0))","v":""},{"$f":"IF(A3714=\"\",\"\",IF(AP3714=1,Summary!$H$11*(AO3714)/(SUM('Space-by-Space Method'!$BO$4:$BO$78)),0))","v":""},{"$f":"IF(A3714=\"\",\"\",IF(AP3714=1,Summary!$I$11*(AO3714)/(SUM('Space-by-Space Method'!$BO$4:$BO$78)),0))","v":""},null,null,null,{"$f":"IF(A3714=\"\",\"\",IF(START!$B$34=2,INDIRECT(\"'Space-by-Space Method'!\"&SUBSTITUTE(ADDRESS(1,MOD(ROW(A3714)-52,50)+10,4),\"1\",\"\")&ROUNDDOWN((ROW(A3714)-52)/50,0)+4),\"\"))","v":""},{"$f":"IF(A3714=\"\",\"\",INDIRECT(\"'Space-by-Space Method'!C\"&ROUNDDOWN((ROW(A3714)-52)/50,0)+4))","v":""},{"$f":"IF(A3714=\"\",\"\",IF(COUNTIF(CommonSpaceTypes,AQ3714)>0,INDIRECT(\"'Space-by-Space Method'!F\"&ROUNDDOWN((ROW(A3714)-52)/50,0)+4),\"\"))","v":""},{"$f":"IF(A3714=\"\",\"\",IF(COUNTIF(BuildingSpecificSpaceTypes,AQ3714)>0,INDIRECT(\"'Space-by-Space Method'!F\"&ROUNDDOWN((ROW(A3714)-52)/50,0)+4),\"\"))","v":""},{"$f":"IF(A3714=\"\",\"\",INDIRECT(\"'Fixture Schedule'!D\"&MOD(ROW(A3714)-52,50)+9))","v":""},{"$f":"IF(A3714=\"\",\"\",IF(AR3714=\"\",\"\",INDIRECT(\"'Fixture Schedule'!K\"&MOD(ROW(A3714)-52,50)+9)))","v":""},"",{"$f":"IF(A3714=\"\",\"\",INDIRECT(\"'Fixture Schedule'!L\"&MOD(ROW(A3714)-52,50)+9))","v":""},null,null,null,null,null,null,null,null,null,null,null,null,null,{"$f":"INDIRECT(\"'Space-by-Space Method'!\"&SUBSTITUTE(ADDRESS(1,MOD(ROW(A3714)-52,50)+10,4),\"1\",\"\")&ROUNDDOWN((ROW(A3714)-52)/50,0)+4)","v":0},{"$f":"LEFT(INDIRECT(\"'Space-by-Space Method'!BJ\"&ROUNDDOWN((ROW(A3714)-52)/50,0)+4),3)","v":""},{"$f":"INDIRECT(\"'Fixture Schedule'!L\"&MOD(ROW(A3714)-52,50)+9)","v":0},{"$f":"INDIRECT(\"'Fixture Schedule'!O\"&MOD(ROW(A3714)-52,50)+9)","v":0},{"$f":"INDIRECT(\"'Space-by-Space Method'!F\"&ROUNDDOWN((ROW(A3714)-52)/50,0)+4)","v":0},{"$f":"INDIRECT(\"'Fixture Schedule'!L\"&MOD(ROW(A3714)-52,50)+9)","v":0},{"$f":"INDIRECT(\"'Space-by-Space Method'!D\"&ROUNDDOWN((ROW(A3714)-52)/50,0)+4)","v":0},{"$f":"INDIRECT(\"'Space-by-Space Method'!E\"&ROUNDDOWN((ROW(A3714)-52)/50,0)+4)","v":1}]
[{"$f":"IF(InteriorCalcType=2,IF(OR(AM3727=0,AN3727=\"DNQ\")=TRUE,\"\",INDIRECT(\"'Fixture Schedule'!M\"&MOD(ROW(A3727)-52,50)+9)),\"\")","v":""},{"$f":"IF(A3727=\"\",\"\",INDIRECT(\"'Fixture Schedule'!E\"&MOD(ROW(A3727)-52,50)+9))","v":""},{"$f":"IF(A3727=\"\",\"\",INDIRECT(\"'Fixture Schedule'!F\"&MOD(ROW(A3727)-52,50)+9))","v":""},{"$f":"IF(A3727=\"\",\"\",INDIRECT(\"'Fixture Schedule'!L\"&MOD(ROW(A3727)-52,50)+9))","v":""},"",null,null,{"$f":"IF(A3727=\"\",\"\",IF(AP3727=1,Summary!$C$12*(AO3727)/(SUM('Space-by-Space Method'!$BO$4:$BO$78,SUM('Exterior Lighting'!$BL$5:$BL$25))),0))","v":""},{"$f":"IF(A3727=\"\",\"\",IF(START!$B$34=1,INDIRECT(\"'Space-by-Space Method'!\"&SUBSTITUTE(ADDRESS(1,MOD(ROW(A3727)-52,50)+10,4),\"1\",\"\")&ROUNDDOWN((ROW(A3727)-52)/50,0)+4),\"\"))","v":""},{"$f":"IF(A3727=\"\",\"\",IF(AP3727=1,Summary!$F$11*(AO3727)/(SUM('Space-by-Space Method'!$BO$4:$BO$78,SUM('Exterior Lighting'!$BL$5:$BL$25))),0))","v":""},{"$f":"IF(A3727=\"\",\"\",IF(AP3727=1,Summary!$E$11*(AO3727)/(SUM('Space-by-Space Method'!$BO$4:$BO$78,SUM('Exterior Lighting'!$BL$5:$BL$25))),0))","v":""},{"$f":"IF(A3727=\"\",\"\",IF(AP3727=1,Summary!$G$11*(AO3727)/(SUM('Space-by-Space Method'!$BO$4:$BO$78,SUM('Exterior Lighting'!$BL$5:$BL$25))),0))","v":""},{"$f":"IF(A3727=\"\",\"\",IF(AP3727=1,Summary!$H$11*(AO3727)/(SUM('Space-by-Space Method'!$BO$4:$BO$78)),0))","v":""},{"$f":"IF(A3727=\"\",\"\",IF(AP3727=1,Summary!$I$11*(AO3727)/(SUM('Space-by-Space Method'!$BO$4:$BO$78)),0))","v":""},null,null,null,{"$f":"IF(A3727=\"\",\"\",IF(START!$B$34=2,INDIRECT(\"'Space-by-Space Method'!\"&SUBSTITUTE(ADDRESS(1,MOD(ROW(A3727)-52,50)+10,4),\"1\",\"\")&ROUNDDOWN((ROW(A3727)-52)/50,0)+4),\"\"))","v":""},{"$f":"IF(A3727=\"\",\"\",INDIRECT(\"'Space-by-Space Method'!C\"&ROUNDDOWN((ROW(A3727)-52)/50,0)+4))","v":""},{"$f":"IF(A3727=\"\",\"\",IF(COUNTIF(CommonSpaceTypes,AQ3727)>0,INDIRECT(\"'Space-by-Space Method'!F\"&ROUNDDOWN((ROW(A3727)-52)/50,0)+4),\"\"))","v":""},{"$f":"IF(A3727=\"\",\"\",IF(COUNTIF(BuildingSpecificSpaceTypes,AQ3727)>0,INDIRECT(\"'Space-by-Space Method'!F\"&ROUNDDOWN((ROW(A3727)-52)/50,0)+4),\"\"))","v":""},{"$f":"IF(A3727=\"\",\"\",INDIRECT(\"'Fixture Schedule'!D\"&MOD(ROW(A3727)-52,50)+9))","v":""},{"$f":"IF(A3727=\"\",\"\",IF(AR3727=\"\",\"\",INDIRECT(\"'Fixture Schedule'!K\"&MOD(ROW(A3727)-52,50)+9)))","v":""},"",{"$f":"IF(A3727=\"\",\"\",INDIRECT(\"'Fixture Schedule'!L\"&MOD(ROW(A3727)-52,50)+9))","v":""},null,null,null,null,null,null,null,null,null,null,null,null,null,{"$f":"INDIRECT(\"'Space-by-Space Method'!\"&SUBSTITUTE(ADDRESS(1,MOD(ROW(A3727)-52,50)+10,4),\"1\",\"\")&ROUNDDOWN((ROW(A3727)-52)/50,0)+4)","v":0},{"$f":"LEFT(INDIRECT(\"'Space-by-Space Method'!BJ\"&ROUNDDOWN((ROW(A3727)-52)/50,0)+4),3)","v":""},{"$f":"INDIRECT(\"'Fixture Schedule'!L\"&MOD(ROW(A3727)-52,50)+9)","v":0},{"$f":"INDIRECT(\"'Fixture Schedule'!O\"&MOD(ROW(A3727)-52,50)+9)","v":0},{"$f":"INDIRECT(\"'Space-by-Space Method'!F\"&ROUNDDOWN((ROW(A3727)-52)/50,0)+4)","v":0},{"$f":"INDIRECT(\"'Fixture Schedule'!L\"&MOD(ROW(A3727)-52,50)+9)","v":0},{"$f":"INDIRECT(\"'Space-by-Space Method'!D\"&ROUNDDOWN((ROW(A3727)-52)/50,0)+4)","v":0},{"$f":"INDIRECT(\"'Space-by-Space Method'!E\"&ROUNDDOWN((ROW(A3727)-52)/50,0)+4)","v":1}]
[{"$f":"IF(InteriorCalcType=2,IF(OR(AM3737=0,AN3737=\"DNQ\")=TRUE,\"\",INDIRECT(\"'Fixture Schedule'!M\"&MOD(ROW(A3737)-52,50)+9)),\"\")","v":""},{"$f":"IF(A3737=\"\",\"\",INDIRECT(\"'Fixture Schedule'!E\"&MOD(ROW(A3737)-52,50)+9))","v":""},{"$f":"IF(A3737=\"\",\"\",INDIRECT(\"'Fixture Schedule'!F\"&MOD(ROW(A3737)-52,50)+9))","v":""},{"$f":"IF(A3737=\"\",\"\",INDIRECT(\"'Fixture Schedule'!L\"&MOD(ROW(A3737)-52,50)+9))","v":""},"",null,null,{"$f":"IF(A3737=\"\",\"\",IF(AP3737=1,Summary!$C$12*(AO3737)/(SUM('Space-by-Space Method'!$BO$4:$BO$78,SUM('Exterior Lighting'!$BL$5:$BL$25))),0))","v":""},{"$f":"IF(A3737=\"\",\"\",IF(START!$B$34=1,INDIRECT(\"'Space-by-Space Method'!\"&SUBSTITUTE(ADDRESS(1,MOD(ROW(A3737)-52,50)+10,4),\"1\",\"\")&ROUNDDOWN((ROW(A3737)-52)/50,0)+4),\"\"))","v":""},{"$f":"IF(A3737=\"\",\"\",IF(AP3737=1,Summary!$F$11*(AO3737)/(SUM('Space-by-Space Method'!$BO$4:$BO$78,SUM('Exterior Lighting'!$BL$5:$BL$25))),0))","v":""},{"$f":"IF(A3737=\"\",\"\",IF(AP3737=1,Summary!$E$11*(AO3737)/(SUM('Space-by-Space Method'!$BO$4:$BO$78,SUM('Exterior Lighting'!$BL$5:$BL$25))),0))","v":""},{"$f":"IF(A3737=\"\",\"\",IF(AP3737=1,Summary!$G$11*(AO3737)/(SUM('Space-by-Space Method'!$BO$4:$BO$78,SUM('Exterior Lighting'!$BL$5:$BL$25))),0))","v":""},{"$f":"IF(A3737=\"\",\"\",IF(AP3737=1,Summary!$H$11*(AO3737)/(SUM('Space-by-Space Method'!$BO$4:$BO$78)),0))","v":""},{"$f":"IF(A3737=\"\",\"\",IF(AP3737=1,Summary!$I$11*(AO3737)/(SUM('Space-by-Space Method'!$BO$4:$BO$78)),0))","v":""},null,null,null,{"$f":"IF(A3737=\"\",\"\",IF(START!$B$34=2,INDIRECT(\"'Space-by-Space Method'!\"&SUBSTITUTE(ADDRESS(1,MOD(ROW(A3737)-52,50)+10,4),\"1\",\"\")&ROUNDDOWN((ROW(A3737)-52)/50,0)+4),\"\"))","v":""},{"$f":"IF(A3737=\"\",\"\",INDIRECT(\"'Space-by-Space Method'!C\"&ROUNDDOWN((ROW(A3737)-52)/50,0)+4))","v":""},{"$f":"IF(A3737=\"\",\"\",IF(COUNTIF(CommonSpaceTypes,AQ3737)>0,INDIRECT(\"'Space-by-Space Method'!F\"&ROUNDDOWN((ROW(A3737)-52)/50,0)+4),\"\"))","v":""},{"$f":"IF(A3737=\"\",\"\",IF(COUNTIF(BuildingSpecificSpaceTypes,AQ3737)>0,INDIRECT(\"'Space-by-Space Method'!F\"&ROUNDDOWN((ROW(A3737)-52)/50,0)+4),\"\"))","v":""},{"$f":"IF(A3737=\"\",\"\",INDIRECT(\"'Fixture Schedule'!D\"&MOD(ROW(A3737)-52,50)+9))","v":""},{"$f":"IF(A3737=\"\",\"\",IF(AR3737=\"\",\"\",INDIRECT(\"'Fixture Schedule'!K\"&MOD(ROW(A3737)-52,50)+9)))","v":""},"",{"$f":"IF(A3737=\"\",\"\",INDIRECT(\"'Fixture Schedule'!L\"&MOD(ROW(A3737)-52,50)+9))","v":""},null,null,null,null,null,null,null,null,null,null,null,null,null,{"$f":"INDIRECT(\"'Space-by-Space Method'!\"&SUBSTITUTE(ADDRESS(1,MOD(ROW(A3737)-52,50)+10,4),\"1\",\"\")&ROUNDDOWN((ROW(A3737)-52)/50,0)+4)","v":0},{"$f":"LEFT(INDIRECT(\"'Space-by-Space Method'!BJ\"&ROUNDDOWN((ROW(A3737)-52)/50,0)+4),3)","v":""},{"$f":"INDIRECT(\"'Fixture Schedule'!L\"&MOD(ROW(A3737)-52,50)+9)","v":0},{"$f":"INDIRECT(\"'Fixture Schedule'!O\"&MOD(ROW(A3737)-52,50)+9)","v":0},{"$f":"INDIRECT(\"'Space-by-Space Method'!F\"&ROUNDDOWN((ROW(A3737)-52)/50,0)+4)","v":0},{"$f":"INDIRECT(\"'Fixture Schedule'!L\"&MOD(ROW(A3737)-52,50)+9)","v":0},{"$f":"INDIRECT(\"'Space-by-Space Method'!D\"&ROUNDDOWN((ROW(A3737)-52)/50,0)+4)","v":0},{"$f":"INDIRECT(\"'Space-by-Space Method'!E\"&ROUNDDOWN((ROW(A3737)-52)/50,0)+4)","v":1}]
[{"$f":"IF(InteriorCalcType=2,IF(OR(AM3738=0,AN3738=\"DNQ\")=TRUE,\"\",INDIRECT(\"'Fixture Schedule'!M\"&MOD(ROW(A3738)-52,50)+9)),\"\")","v":""},{"$f":"IF(A3738=\"\",\"\",INDIRECT(\"'Fixture Schedule'!E\"&MOD(ROW(A3738)-52,50)+9))","v":""},{"$f":"IF(A3738=\"\",\"\",INDIRECT(\"'Fixture Schedule'!F\"&MOD(ROW(A3738)-52,50)+9))","v":""},{"$f":"IF(A3738=\"\",\"\",INDIRECT(\"'Fixture Schedule'!L\"&MOD(ROW(A3738)-52,50)+9))","v":""},"",null,null,{"$f":"IF(A3738=\"\",\"\",IF(AP3738=1,Summary!$C$12*(AO3738)/(SUM('Space-by-Space Method'!$BO$4:$BO$78,SUM('Exterior Lighting'!$BL$5:$BL$25))),0))","v":""},{"$f":"IF(A3738=\"\",\"\",IF(START!$B$34=1,INDIRECT(\"'Space-by-Space Method'!\"&SUBSTITUTE(ADDRESS(1,MOD(ROW(A3738)-52,50)+10,4),\"1\",\"\")&ROUNDDOWN((ROW(A3738)-52)/50,0)+4),\"\"))","v":""},{"$f":"IF(A3738=\"\",\"\",IF(AP3738=1,Summary!$F$11*(AO3738)/(SUM('Space-by-Space Method'!$BO$4:$BO$78,SUM('Exterior Lighting'!$BL$5:$BL$25))),0))","v":""},{"$f":"IF(A3738=\"\",\"\",IF(AP3738=1,Summary!$E$11*(AO3738)/(SUM('Space-by-Space Method'!$BO$4:$BO$78,SUM('Exterior Lighting'!$BL$5:$BL$25))),0))","v":""},{"$f":"IF(A3738=\"\",\"\",IF(AP3738=1,Summary!$G$11*(AO3738)/(SUM('Space-by-Space Method'!$BO$4:$BO$78,SUM('Exterior Lighting'!$BL$5:$BL$25))),0))","v":""},{"$f":"IF(A3738=\"\",\"\",IF(AP3738=1,Summary!$H$11*(AO3738)/(SUM('Space-by-Space Method'!$BO$4:$BO$78)),0))","v":""},{"$f":"IF(A3738=\"\",\"\",IF(AP3738=1,Summary!$I$11*(AO3738)/(SUM('Space-by-Space Method'!$BO$4:$BO$78)),0))","v":""},null,null,null,{"$f":"IF(A3738=\"\",\"\",IF(START!$B$34=2,INDIRECT(\"'Space-by-Space Method'!\"&SUBSTITUTE(ADDRESS(1,MOD(ROW(A3738)-52,50)+10,4),\"1\",\"\")&ROUNDDOWN((ROW(A3738)-52)/50,0)+4),\"\"))","v":""},{"$f":"IF(A3738=\"\",\"\",INDIRECT(\"'Space-by-Space Method'!C\"&ROUNDDOWN((ROW(A3738)-52)/50,0)+4))","v":""},{"$f":"IF(A3738=\"\",\"\",IF(COUNTIF(CommonSpaceTypes,AQ3738)>0,INDIRECT(\"'Space-by-Space Method'!F\"&ROUNDDOWN((ROW(A3738)-52)/50,0)+4),\"\"))","v":""},{"$f":"IF(A3738=\"\",\"\",IF(COUNTIF(BuildingSpecificSpaceTypes,AQ3738)>0,INDIRECT(\"'Space-by-Space Method'!F\"&ROUNDDOWN((ROW(A3738)-52)/50,0)+4),\"\"))","v":""},{"$f":"IF(A3738=\"\",\"\",INDIRECT(\"'Fixture Schedule'!D\"&MOD(ROW(A3738)-52,50)+9))","v":""},{"$f":"IF(A3738=\"\",\"\",IF(AR3738=\"\",\"\",INDIRECT(\"'Fixture Schedule'!K\"&MOD(ROW(A3738)-52,50)+9)))","v":""},"",{"$f":"IF(A3738=\"\",\"\",INDIRECT(\"'Fixture Schedule'!L\"&MOD(ROW(A3738)-52,50)+9))","v":""},null,null,null,null,null,null,null,null,null,null,null,null,null,{"$f":"INDIRECT(\"'Space-by-Space Method'!\"&SUBSTITUTE(ADDRESS(1,MOD(ROW(A3738)-52,50)+10,4),\"1\",\"\")&ROUNDDOWN((ROW(A3738)-52)/50,0)+4)","v":0},{"$f":"LEFT(INDIRECT(\"'Space-by-Space Method'!BJ\"&ROUNDDOWN((ROW(A3738)-52)/50,0)+4),3)","v":""},{"$f":"INDIRECT(\"'Fixture Schedule'!L\"&MOD(ROW(A3738)-52,50)+9)","v":0},{"$f":"INDIRECT(\"'Fixture Schedule'!O\"&MOD(ROW(A3738)-52,50)+9)","v":0},{"$f":"INDIRECT(\"'Space-by-Space Method'!F\"&ROUNDDOWN((ROW(A3738)-52)/50,0)+4)","v":0},{"$f":"INDIRECT(\"'Fixture Schedule'!L\"&MOD(ROW(A3738)-52,50)+9)","v":0},{"$f":"INDIRECT(\"'Space-by-Space Method'!D\"&ROUNDDOWN((ROW(A3738)-52)/50,0)+4)","v":0},{"$f":"INDIRECT(\"'Space-by-Space Method'!E\"&ROUNDDOWN((ROW(A3738)-52)/50,0)+4)","v":1}]
[{"$f":"IF(InteriorCalcType=2,IF(OR(AM3746=0,AN3746=\"DNQ\")=TRUE,\"\",INDIRECT(\"'Fixture Schedule'!M\"&MOD(ROW(A3746)-52,50)+9)),\"\")","v":""},{"$f":"IF(A3746=\"\",\"\",INDIRECT(\"'Fixture Schedule'!E\"&MOD(ROW(A3746)-52,50)+9))","v":""},{"$f":"IF(A3746=\"\",\"\",INDIRECT(\"'Fixture Schedule'!F\"&MOD(ROW(A3746)-52,50)+9))","v":""},{"$f":"IF(A3746=\"\",\"\",INDIRECT(\"'Fixture Schedule'!L\"&MOD(ROW(A3746)-52,50)+9))","v":""},"",null,null,{"$f":"IF(A3746=\"\",\"\",IF(AP3746=1,Summary!$C$12*(AO3746)/(SUM('Space-by-Space Method'!$BO$4:$BO$78,SUM('Exterior Lighting'!$BL$5:$BL$25))),0))","v":""},{"$f":"IF(A3746=\"\",\"\",IF(START!$B$34=1,INDIRECT(\"'Space-by-Space Method'!\"&SUBSTITUTE(ADDRESS(1,MOD(ROW(A3746)-52,50)+10,4),\"1\",\"\")&ROUNDDOWN((ROW(A3746)-52)/50,0)+4),\"\"))","v":""},{"$f":"IF(A3746=\"\",\"\",IF(AP3746=1,Summary!$F$11*(AO3746)/(SUM('Space-by-Space Method'!$BO$4:$BO$78,SUM('Exterior Lighting'!$BL$5:$BL$25))),0))","v":""},{"$f":"IF(A3746=\"\",\"\",IF(AP3746=1,Summary!$E$11*(AO3746)/(SUM('Space-by-Space Method'!$BO$4:$BO$78,SUM('Exterior Lighting'!$BL$5:$BL$25))),0))","v":""},{"$f":"IF(A3746=\"\",\"\",IF(AP3746=1,Summary!$G$11*(AO3746)/(SUM('Space-by-Space Method'!$BO$4:$BO$78,SUM('Exterior Lighting'!$BL$5:$BL$25))),0))","v":""},{"$f":"IF(A3746=\"\",\"\",IF(AP3746=1,Summary!$H$11*(AO3746)/(SUM('Space-by-Space Method'!$BO$4:$BO$78)),0))","v":""},{"$f":"IF(A3746=\"\",\"\",IF(AP3746=1,Summary!$I$11*(AO3746)/(SUM('Space-by-Space Method'!$BO$4:$BO$78)),0))","v":""},null,null,null,{"$f":"IF(A3746=\"\",\"\",IF(START!$B$34=2,INDIRECT(\"'Space-by-Space Method'!\"&SUBSTITUTE(ADDRESS(1,MOD(ROW(A3746)-52,50)+10,4),\"1\",\"\")&ROUNDDOWN((ROW(A3746)-52)/50,0)+4),\"\"))","v":""},{"$f":"IF(A3746=\"\",\"\",INDIRECT(\"'Space-by-Space Method'!C\"&ROUNDDOWN((ROW(A3746)-52)/50,0)+4))","v":""},{"$f":"IF(A3746=\"\",\"\",IF(COUNTIF(CommonSpaceTypes,AQ3746)>0,INDIRECT(\"'Space-by-Space Method'!F\"&ROUNDDOWN((ROW(A3746)-52)/50,0)+4),\"\"))","v":""},{"$f":"IF(A3746=\"\",\"\",IF(COUNTIF(BuildingSpecificSpaceTypes,AQ3746)>0,INDIRECT(\"'Space-by-Space Method'!F\"&ROUNDDOWN((ROW(A3746)-52)/50,0)+4),\"\"))","v":""},{"$f":"IF(A3746=\"\",\"\",INDIRECT(\"'Fixture Schedule'!D\"&MOD(ROW(A3746)-52,50)+9))","v":""},{"$f":"IF(A3746=\"\",\"\",IF(AR3746=\"\",\"\",INDIRECT(\"'Fixture Schedule'!K\"&MOD(ROW(A3746)-52,50)+9)))","v":""},"",{"$f":"IF(A3746=\"\",\"\",INDIRECT(\"'Fixture Schedule'!L\"&MOD(ROW(A3746)-52,50)+9))","v":""},null,null,null,null,null,null,null,null,null,null,null,null,null,{"$f":"INDIRECT(\"'Space-by-Space Method'!\"&SUBSTITUTE(ADDRESS(1,MOD(ROW(A3746)-52,50)+10,4),\"1\",\"\")&ROUNDDOWN((ROW(A3746)-52)/50,0)+4)","v":0},{"$f":"LEFT(INDIRECT(\"'Space-by-Space Method'!BJ\"&ROUNDDOWN((ROW(A3746)-52)/50,0)+4),3)","v":""},{"$f":"INDIRECT(\"'Fixture Schedule'!L\"&MOD(ROW(A3746)-52,50)+9)","v":0},{"$f":"INDIRECT(\"'Fixture Schedule'!O\"&MOD(ROW(A3746)-52,50)+9)","v":0},{"$f":"INDIRECT(\"'Space-by-Space Method'!F\"&ROUNDDOWN((ROW(A3746)-52)/50,0)+4)","v":0},{"$f":"INDIRECT(\"'Fixture Schedule'!L\"&MOD(ROW(A3746)-52,50)+9)","v":0},{"$f":"INDIRECT(\"'Space-by-Space Method'!D\"&ROUNDDOWN((ROW(A3746)-52)/50,0)+4)","v":0},{"$f":"INDIRECT(\"'Space-by-Space Method'!E\"&ROUNDDOWN((ROW(A3746)-52)/50,0)+4)","v":1}]
[{"$f":"IF(InteriorCalcType=2,IF(OR(AM3757=0,AN3757=\"DNQ\")=TRUE,\"\",INDIRECT(\"'Fixture Schedule'!M\"&MOD(ROW(A3757)-52,50)+9)),\"\")","v":""},{"$f":"IF(A3757=\"\",\"\",INDIRECT(\"'Fixture Schedule'!E\"&MOD(ROW(A3757)-52,50)+9))","v":""},{"$f":"IF(A3757=\"\",\"\",INDIRECT(\"'Fixture Schedule'!F\"&MOD(ROW(A3757)-52,50)+9))","v":""},{"$f":"IF(A3757=\"\",\"\",INDIRECT(\"'Fixture Schedule'!L\"&MOD(ROW(A3757)-52,50)+9))","v":""},"",null,null,{"$f":"IF(A3757=\"\",\"\",IF(AP3757=1,Summary!$C$12*(AO3757)/(SUM('Space-by-Space Method'!$BO$4:$BO$78,SUM('Exterior Lighting'!$BL$5:$BL$25))),0))","v":""},{"$f":"IF(A3757=\"\",\"\",IF(START!$B$34=1,INDIRECT(\"'Space-by-Space Method'!\"&SUBSTITUTE(ADDRESS(1,MOD(ROW(A3757)-52,50)+10,4),\"1\",\"\")&ROUNDDOWN((ROW(A3757)-52)/50,0)+4),\"\"))","v":""},{"$f":"IF(A3757=\"\",\"\",IF(AP3757=1,Summary!$F$11*(AO3757)/(SUM('Space-by-Space Method'!$BO$4:$BO$78,SUM('Exterior Lighting'!$BL$5:$BL$25))),0))","v":""},{"$f":"IF(A3757=\"\",\"\",IF(AP3757=1,Summary!$E$11*(AO3757)/(SUM('Space-by-Space Method'!$BO$4:$BO$78,SUM('Exterior Lighting'!$BL$5:$BL$25))),0))","v":""},{"$f":"IF(A3757=\"\",\"\",IF(AP3757=1,Summary!$G$11*(AO3757)/(SUM('Space-by-Space Method'!$BO$4:$BO$78,SUM('Exterior Lighting'!$BL$5:$BL$25))),0))","v":""},{"$f":"IF(A3757=\"\",\"\",IF(AP3757=1,Summary!$H$11*(AO3757)/(SUM('Space-by-Space Method'!$BO$4:$BO$78)),0))","v":""},{"$f":"IF(A3757=\"\",\"\",IF(AP3757=1,Summary!$I$11*(AO3757)/(SUM('Space-by-Space Method'!$BO$4:$BO$78)),0))","v":""},null,null,null,{"$f":"IF(A3757=\"\",\"\",IF(START!$B$34=2,INDIRECT(\"'Space-by-Space Method'!\"&SUBSTITUTE(ADDRESS(1,MOD(ROW(A3757)-52,50)+10,4),\"1\",\"\")&ROUNDDOWN((ROW(A3757)-52)/50,0)+4),\"\"))","v":""},{"$f":"IF(A3757=\"\",\"\",INDIRECT(\"'Space-by-Space Method'!C\"&ROUNDDOWN((ROW(A3757)-52)/50,0)+4))","v":""},{"$f":"IF(A3757=\"\",\"\",IF(COUNTIF(CommonSpaceTypes,AQ3757)>0,INDIRECT(\"'Space-by-Space Method'!F\"&ROUNDDOWN((ROW(A3757)-52)/50,0)+4),\"\"))","v":""},{"$f":"IF(A3757=\"\",\"\",IF(COUNTIF(BuildingSpecificSpaceTypes,AQ3757)>0,INDIRECT(\"'Space-by-Space Method'!F\"&ROUNDDOWN((ROW(A3757)-52)/50,0)+4),\"\"))","v":""},{"$f":"IF(A3757=\"\",\"\",INDIRECT(\"'Fixture Schedule'!D\"&MOD(ROW(A3757)-52,50)+9))","v":""},{"$f":"IF(A3757=\"\",\"\",IF(AR3757=\"\",\"\",INDIRECT(\"'Fixture Schedule'!K\"&MOD(ROW(A3757)-52,50)+9)))","v":""},"",{"$f":"IF(A3757=\"\",\"\",INDIRECT(\"'Fixture Schedule'!L\"&MOD(ROW(A3757)-52,50)+9))","v":""},null,null,null,null,null,null,null,null,null,null,null,null,null,{"$f":"INDIRECT(\"'Space-by-Space Method'!\"&SUBSTITUTE(ADDRESS(1,MOD(ROW(A3757)-52,50)+10,4),\"1\",\"\")&ROUNDDOWN((ROW(A3757)-52)/50,0)+4)","v":0},{"$f":"LEFT(INDIRECT(\"'Space-by-Space Method'!BJ\"&ROUNDDOWN((ROW(A3757)-52)/50,0)+4),3)","v":""},{"$f":"INDIRECT(\"'Fixture Schedule'!L\"&MOD(ROW(A3757)-52,50)+9)","v":0},{"$f":"INDIRECT(\"'Fixture Schedule'!O\"&MOD(ROW(A3757)-52,50)+9)","v":0},{"$f":"INDIRECT(\"'Space-by-Space Method'!F\"&ROUNDDOWN((ROW(A3757)-52)/50,0)+4)","v":0},{"$f":"INDIRECT(\"'Fixture Schedule'!L\"&MOD(ROW(A3757)-52,50)+9)","v":0},{"$f":"INDIRECT(\"'Space-by-Space Method'!D\"&ROUNDDOWN((ROW(A3757)-52)/50,0)+4)","v":0},{"$f":"INDIRECT(\"'Space-by-Space Method'!E\"&ROUNDDOWN((ROW(A3757)-52)/50,0)+4)","v":1}]
[{"$f":"IF(InteriorCalcType=2,IF(OR(AM3766=0,AN3766=\"DNQ\")=TRUE,\"\",INDIRECT(\"'Fixture Schedule'!M\"&MOD(ROW(A3766)-52,50)+9)),\"\")","v":""},{"$f":"IF(A3766=\"\",\"\",INDIRECT(\"'Fixture Schedule'!E\"&MOD(ROW(A3766)-52,50)+9))","v":""},{"$f":"IF(A3766=\"\",\"\",INDIRECT(\"'Fixture Schedule'!F\"&MOD(ROW(A3766)-52,50)+9))","v":""},{"$f":"IF(A3766=\"\",\"\",INDIRECT(\"'Fixture Schedule'!L\"&MOD(ROW(A3766)-52,50)+9))","v":""},"",null,null,{"$f":"IF(A3766=\"\",\"\",IF(AP3766=1,Summary!$C$12*(AO3766)/(SUM('Space-by-Space Method'!$BO$4:$BO$78,SUM('Exterior Lighting'!$BL$5:$BL$25))),0))","v":""},{"$f":"IF(A3766=\"\",\"\",IF(START!$B$34=1,INDIRECT(\"'Space-by-Space Method'!\"&SUBSTITUTE(ADDRESS(1,MOD(ROW(A3766)-52,50)+10,4),\"1\",\"\")&ROUNDDOWN((ROW(A3766)-52)/50,0)+4),\"\"))","v":""},{"$f":"IF(A3766=\"\",\"\",IF(AP3766=1,Summary!$F$11*(AO3766)/(SUM('Space-by-Space Method'!$BO$4:$BO$78,SUM('Exterior Lighting'!$BL$5:$BL$25))),0))","v":""},{"$f":"IF(A3766=\"\",\"\",IF(AP3766=1,Summary!$E$11*(AO3766)/(SUM('Space-by-Space Method'!$BO$4:$BO$78,SUM('Exterior Lighting'!$BL$5:$BL$25))),0))","v":""},{"$f":"IF(A3766=\"\",\"\",IF(AP3766=1,Summary!$G$11*(AO3766)/(SUM('Space-by-Space Method'!$BO$4:$BO$78,SUM('Exterior Lighting'!$BL$5:$BL$25))),0))","v":""},{"$f":"IF(A3766=\"\",\"\",IF(AP3766=1,Summary!$H$11*(AO3766)/(SUM('Space-by-Space Method'!$BO$4:$BO$78)),0))","v":""},{"$f":"IF(A3766=\"\",\"\",IF(AP3766=1,Summary!$I$11*(AO3766)/(SUM('Space-by-Space Method'!$BO$4:$BO$78)),0))","v":""},null,null,null,{"$f":"IF(A3766=\"\",\"\",IF(START!$B$34=2,INDIRECT(\"'Space-by-Space Method'!\"&SUBSTITUTE(ADDRESS(1,MOD(ROW(A3766)-52,50)+10,4),\"1\",\"\")&ROUNDDOWN((ROW(A3766)-52)/50,0)+4),\"\"))","v":""},{"$f":"IF(A3766=\"\",\"\",INDIRECT(\"'Space-by-Space Method'!C\"&ROUNDDOWN((ROW(A3766)-52)/50,0)+4))","v":""},{"$f":"IF(A3766=\"\",\"\",IF(COUNTIF(CommonSpaceTypes,AQ3766)>0,INDIRECT(\"'Space-by-Space Method'!F\"&ROUNDDOWN((ROW(A3766)-52)/50,0)+4),\"\"))","v":""},{"$f":"IF(A3766=\"\",\"\",IF(COUNTIF(BuildingSpecificSpaceTypes,AQ3766)>0,INDIRECT(\"'Space-by-Space Method'!F\"&ROUNDDOWN((ROW(A3766)-52)/50,0)+4),\"\"))","v":""},{"$f":"IF(A3766=\"\",\"\",INDIRECT(\"'Fixture Schedule'!D\"&MOD(ROW(A3766)-52,50)+9))","v":""},{"$f":"IF(A3766=\"\",\"\",IF(AR3766=\"\",\"\",INDIRECT(\"'Fixture Schedule'!K\"&MOD(ROW(A3766)-52,50)+9)))","v":""},"",{"$f":"IF(A3766=\"\",\"\",INDIRECT(\"'Fixture Schedule'!L\"&MOD(ROW(A3766)-52,50)+9))","v":""},null,null,null,null,null,null,null,null,null,null,null,null,null,{"$f":"INDIRECT(\"'Space-by-Space Method'!\"&SUBSTITUTE(ADDRESS(1,MOD(ROW(A3766)-52,50)+10,4),\"1\",\"\")&ROUNDDOWN((ROW(A3766)-52)/50,0)+4)","v":0},{"$f":"LEFT(INDIRECT(\"'Space-by-Space Method'!BJ\"&ROUNDDOWN((ROW(A3766)-52)/50,0)+4),3)","v":""},{"$f":"INDIRECT(\"'Fixture Schedule'!L\"&MOD(ROW(A3766)-52,50)+9)","v":0},{"$f":"INDIRECT(\"'Fixture Schedule'!O\"&MOD(ROW(A3766)-52,50)+9)","v":0},{"$f":"INDIRECT(\"'Space-by-Space Method'!F\"&ROUNDDOWN((ROW(A3766)-52)/50,0)+4)","v":0},{"$f":"INDIRECT(\"'Fixture Schedule'!L\"&MOD(ROW(A3766)-52,50)+9)","v":0},{"$f":"INDIRECT(\"'Space-by-Space Method'!D\"&ROUNDDOWN((ROW(A3766)-52)/50,0)+4)","v":0},{"$f":"INDIRECT(\"'Space-by-Space Method'!E\"&ROUNDDOWN((ROW(A3766)-52)/50,0)+4)","v":1}]
[{"$f":"IF(InteriorCalcType=2,IF(OR(AM3775=0,AN3775=\"DNQ\")=TRUE,\"\",INDIRECT(\"'Fixture Schedule'!M\"&MOD(ROW(A3775)-52,50)+9)),\"\")","v":""},{"$f":"IF(A3775=\"\",\"\",INDIRECT(\"'Fixture Schedule'!E\"&MOD(ROW(A3775)-52,50)+9))","v":""},{"$f":"IF(A3775=\"\",\"\",INDIRECT(\"'Fixture Schedule'!F\"&MOD(ROW(A3775)-52,50)+9))","v":""},{"$f":"IF(A3775=\"\",\"\",INDIRECT(\"'Fixture Schedule'!L\"&MOD(ROW(A3775)-52,50)+9))","v":""},"",null,null,{"$f":"IF(A3775=\"\",\"\",IF(AP3775=1,Summary!$C$12*(AO3775)/(SUM('Space-by-Space Method'!$BO$4:$BO$78,SUM('Exterior Lighting'!$BL$5:$BL$25))),0))","v":""},{"$f":"IF(A3775=\"\",\"\",IF(START!$B$34=1,INDIRECT(\"'Space-by-Space Method'!\"&SUBSTITUTE(ADDRESS(1,MOD(ROW(A3775)-52,50)+10,4),\"1\",\"\")&ROUNDDOWN((ROW(A3775)-52)/50,0)+4),\"\"))","v":""},{"$f":"IF(A3775=\"\",\"\",IF(AP3775=1,Summary!$F$11*(AO3775)/(SUM('Space-by-Space Method'!$BO$4:$BO$78,SUM('Exterior Lighting'!$BL$5:$BL$25))),0))","v":""},{"$f":"IF(A3775=\"\",\"\",IF(AP3775=1,Summary!$E$11*(AO3775)/(SUM('Space-by-Space Method'!$BO$4:$BO$78,SUM('Exterior Lighting'!$BL$5:$BL$25))),0))","v":""},{"$f":"IF(A3775=\"\",\"\",IF(AP3775=1,Summary!$G$11*(AO3775)/(SUM('Space-by-Space Method'!$BO$4:$BO$78,SUM('Exterior Lighting'!$BL$5:$BL$25))),0))","v":""},{"$f":"IF(A3775=\"\",\"\",IF(AP3775=1,Summary!$H$11*(AO3775)/(SUM('Space-by-Space Method'!$BO$4:$BO$78)),0))","v":""},{"$f":"IF(A3775=\"\",\"\",IF(AP3775=1,Summary!$I$11*(AO3775)/(SUM('Space-by-Space Method'!$BO$4:$BO$78)),0))","v":""},null,null,null,{"$f":"IF(A3775=\"\",\"\",IF(START!$B$34=2,INDIRECT(\"'Space-by-Space Method'!\"&SUBSTITUTE(ADDRESS(1,MOD(ROW(A3775)-52,50)+10,4),\"1\",\"\")&ROUNDDOWN((ROW(A3775)-52)/50,0)+4),\"\"))","v":""},{"$f":"IF(A3775=\"\",\"\",INDIRECT(\"'Space-by-Space Method'!C\"&ROUNDDOWN((ROW(A3775)-52)/50,0)+4))","v":""},{"$f":"IF(A3775=\"\",\"\",IF(COUNTIF(CommonSpaceTypes,AQ3775)>0,INDIRECT(\"'Space-by-Space Method'!F\"&ROUNDDOWN((ROW(A3775)-52)/50,0)+4),\"\"))","v":""},{"$f":"IF(A3775=\"\",\"\",IF(COUNTIF(BuildingSpecificSpaceTypes,AQ3775)>0,INDIRECT(\"'Space-by-Space Method'!F\"&ROUNDDOWN((ROW(A3775)-52)/50,0)+4),\"\"))","v":""},{"$f":"IF(A3775=\"\",\"\",INDIRECT(\"'Fixture Schedule'!D\"&MOD(ROW(A3775)-52,50)+9))","v":""},{"$f":"IF(A3775=\"\",\"\",IF(AR3775=\"\",\"\",INDIRECT(\"'Fixture Schedule'!K\"&MOD(ROW(A3775)-52,50)+9)))","v":""},"",{"$f":"IF(A3775=\"\",\"\",INDIRECT(\"'Fixture Schedule'!L\"&MOD(ROW(A3775)-52,50)+9))","v":""},null,null,null,null,null,null,null,null,null,null,null,null,null,{"$f":"INDIRECT(\"'Space-by-Space Method'!\"&SUBSTITUTE(ADDRESS(1,MOD(ROW(A3775)-52,50)+10,4),\"1\",\"\")&ROUNDDOWN((ROW(A3775)-52)/50,0)+4)","v":0},{"$f":"LEFT(INDIRECT(\"'Space-by-Space Method'!BJ\"&ROUNDDOWN((ROW(A3775)-52)/50,0)+4),3)","v":""},{"$f":"INDIRECT(\"'Fixture Schedule'!L\"&MOD(ROW(A3775)-52,50)+9)","v":0},{"$f":"INDIRECT(\"'Fixture Schedule'!O\"&MOD(ROW(A3775)-52,50)+9)","v":0},{"$f":"INDIRECT(\"'Space-by-Space Method'!F\"&ROUNDDOWN((ROW(A3775)-52)/50,0)+4)","v":0},{"$f":"INDIRECT(\"'Fixture Schedule'!L\"&MOD(ROW(A3775)-52,50)+9)","v":0},{"$f":"INDIRECT(\"'Space-by-Space Method'!D\"&ROUNDDOWN((ROW(A3775)-52)/50,0)+4)","v":0},{"$f":"INDIRECT(\"'Space-by-Space Method'!E\"&ROUNDDOWN((ROW(A3775)-52)/50,0)+4)","v":1}]
[{"$f":"IF(InteriorCalcType=2,IF(OR(AM3785=0,AN3785=\"DNQ\")=TRUE,\"\",INDIRECT(\"'Fixture Schedule'!M\"&MOD(ROW(A3785)-52,50)+9)),\"\")","v":""},{"$f":"IF(A3785=\"\",\"\",INDIRECT(\"'Fixture Schedule'!E\"&MOD(ROW(A3785)-52,50)+9))","v":""},{"$f":"IF(A3785=\"\",\"\",INDIRECT(\"'Fixture Schedule'!F\"&MOD(ROW(A3785)-52,50)+9))","v":""},{"$f":"IF(A3785=\"\",\"\",INDIRECT(\"'Fixture Schedule'!L\"&MOD(ROW(A3785)-52,50)+9))","v":""},"",null,null,{"$f":"IF(A3785=\"\",\"\",IF(AP3785=1,Summary!$C$12*(AO3785)/(SUM('Space-by-Space Method'!$BO$4:$BO$78,SUM('Exterior Lighting'!$BL$5:$BL$25))),0))","v":""},{"$f":"IF(A3785=\"\",\"\",IF(START!$B$34=1,INDIRECT(\"'Space-by-Space Method'!\"&SUBSTITUTE(ADDRESS(1,MOD(ROW(A3785)-52,50)+10,4),\"1\",\"\")&ROUNDDOWN((ROW(A3785)-52)/50,0)+4),\"\"))","v":""},{"$f":"IF(A3785=\"\",\"\",IF(AP3785=1,Summary!$F$11*(AO3785)/(SUM('Space-by-Space Method'!$BO$4:$BO$78,SUM('Exterior Lighting'!$BL$5:$BL$25))),0))","v":""},{"$f":"IF(A3785=\"\",\"\",IF(AP3785=1,Summary!$E$11*(AO3785)/(SUM('Space-by-Space Method'!$BO$4:$BO$78,SUM('Exterior Lighting'!$BL$5:$BL$25))),0))","v":""},{"$f":"IF(A3785=\"\",\"\",IF(AP3785=1,Summary!$G$11*(AO3785)/(SUM('Space-by-Space Method'!$BO$4:$BO$78,SUM('Exterior Lighting'!$BL$5:$BL$25))),0))","v":""},{"$f":"IF(A3785=\"\",\"\",IF(AP3785=1,Summary!$H$11*(AO3785)/(SUM('Space-by-Space Method'!$BO$4:$BO$78)),0))","v":""},{"$f":"IF(A3785=\"\",\"\",IF(AP3785=1,Summary!$I$11*(AO3785)/(SUM('Space-by-Space Method'!$BO$4:$BO$78)),0))","v":""},null,null,null,{"$f":"IF(A3785=\"\",\"\",IF(START!$B$34=2,INDIRECT(\"'Space-by-Space Method'!\"&SUBSTITUTE(ADDRESS(1,MOD(ROW(A3785)-52,50)+10,4),\"1\",\"\")&ROUNDDOWN((ROW(A3785)-52)/50,0)+4),\"\"))","v":""},{"$f":"IF(A3785=\"\",\"\",INDIRECT(\"'Space-by-Space Method'!C\"&ROUNDDOWN((ROW(A3785)-52)/50,0)+4))","v":""},{"$f":"IF(A3785=\"\",\"\",IF(COUNTIF(CommonSpaceTypes,AQ3785)>0,INDIRECT(\"'Space-by-Space Method'!F\"&ROUNDDOWN((ROW(A3785)-52)/50,0)+4),\"\"))","v":""},{"$f":"IF(A3785=\"\",\"\",IF(COUNTIF(BuildingSpecificSpaceTypes,AQ3785)>0,INDIRECT(\"'Space-by-Space Method'!F\"&ROUNDDOWN((ROW(A3785)-52)/50,0)+4),\"\"))","v":""},{"$f":"IF(A3785=\"\",\"\",INDIRECT(\"'Fixture Schedule'!D\"&MOD(ROW(A3785)-52,50)+9))","v":""},{"$f":"IF(A3785=\"\",\"\",IF(AR3785=\"\",\"\",INDIRECT(\"'Fixture Schedule'!K\"&MOD(ROW(A3785)-52,50)+9)))","v":""},"",{"$f":"IF(A3785=\"\",\"\",INDIRECT(\"'Fixture Schedule'!L\"&MOD(ROW(A3785)-52,50)+9))","v":""},null,null,null,null,null,null,null,null,null,null,null,null,null,{"$f":"INDIRECT(\"'Space-by-Space Method'!\"&SUBSTITUTE(ADDRESS(1,MOD(ROW(A3785)-52,50)+10,4),\"1\",\"\")&ROUNDDOWN((ROW(A3785)-52)/50,0)+4)","v":0},{"$f":"LEFT(INDIRECT(\"'Space-by-Space Method'!BJ\"&ROUNDDOWN((ROW(A3785)-52)/50,0)+4),3)","v":""},{"$f":"INDIRECT(\"'Fixture Schedule'!L\"&MOD(ROW(A3785)-52,50)+9)","v":0},{"$f":"INDIRECT(\"'Fixture Schedule'!O\"&MOD(ROW(A3785)-52,50)+9)","v":0},{"$f":"INDIRECT(\"'Space-by-Space Method'!F\"&ROUNDDOWN((ROW(A3785)-52)/50,0)+4)","v":0},{"$f":"INDIRECT(\"'Fixture Schedule'!L\"&MOD(ROW(A3785)-52,50)+9)","v":0},{"$f":"INDIRECT(\"'Space-by-Space Method'!D\"&ROUNDDOWN((ROW(A3785)-52)/50,0)+4)","v":0},{"$f":"INDIRECT(\"'Space-by-Space Method'!E\"&ROUNDDOWN((ROW(A3785)-52)/50,0)+4)","v":1}]
[{"$f":"IF(InteriorCalcType=2,IF(OR(AM3793=0,AN3793=\"DNQ\")=TRUE,\"\",INDIRECT(\"'Fixture Schedule'!M\"&MOD(ROW(A3793)-52,50)+9)),\"\")","v":""},{"$f":"IF(A3793=\"\",\"\",INDIRECT(\"'Fixture Schedule'!E\"&MOD(ROW(A3793)-52,50)+9))","v":""},{"$f":"IF(A3793=\"\",\"\",INDIRECT(\"'Fixture Schedule'!F\"&MOD(ROW(A3793)-52,50)+9))","v":""},{"$f":"IF(A3793=\"\",\"\",INDIRECT(\"'Fixture Schedule'!L\"&MOD(ROW(A3793)-52,50)+9))","v":""},"",null,null,{"$f":"IF(A3793=\"\",\"\",IF(AP3793=1,Summary!$C$12*(AO3793)/(SUM('Space-by-Space Method'!$BO$4:$BO$78,SUM('Exterior Lighting'!$BL$5:$BL$25))),0))","v":""},{"$f":"IF(A3793=\"\",\"\",IF(START!$B$34=1,INDIRECT(\"'Space-by-Space Method'!\"&SUBSTITUTE(ADDRESS(1,MOD(ROW(A3793)-52,50)+10,4),\"1\",\"\")&ROUNDDOWN((ROW(A3793)-52)/50,0)+4),\"\"))","v":""},{"$f":"IF(A3793=\"\",\"\",IF(AP3793=1,Summary!$F$11*(AO3793)/(SUM('Space-by-Space Method'!$BO$4:$BO$78,SUM('Exterior Lighting'!$BL$5:$BL$25))),0))","v":""},{"$f":"IF(A3793=\"\",\"\",IF(AP3793=1,Summary!$E$11*(AO3793)/(SUM('Space-by-Space Method'!$BO$4:$BO$78,SUM('Exterior Lighting'!$BL$5:$BL$25))),0))","v":""},{"$f":"IF(A3793=\"\",\"\",IF(AP3793=1,Summary!$G$11*(AO3793)/(SUM('Space-by-Space Method'!$BO$4:$BO$78,SUM('Exterior Lighting'!$BL$5:$BL$25))),0))","v":""},{"$f":"IF(A3793=\"\",\"\",IF(AP3793=1,Summary!$H$11*(AO3793)/(SUM('Space-by-Space Method'!$BO$4:$BO$78)),0))","v":""},{"$f":"IF(A3793=\"\",\"\",IF(AP3793=1,Summary!$I$11*(AO3793)/(SUM('Space-by-Space Method'!$BO$4:$BO$78)),0))","v":""},null,null,null,{"$f":"IF(A3793=\"\",\"\",IF(START!$B$34=2,INDIRECT(\"'Space-by-Space Method'!\"&SUBSTITUTE(ADDRESS(1,MOD(ROW(A3793)-52,50)+10,4),\"1\",\"\")&ROUNDDOWN((ROW(A3793)-52)/50,0)+4),\"\"))","v":""},{"$f":"IF(A3793=\"\",\"\",INDIRECT(\"'Space-by-Space Method'!C\"&ROUNDDOWN((ROW(A3793)-52)/50,0)+4))","v":""},{"$f":"IF(A3793=\"\",\"\",IF(COUNTIF(CommonSpaceTypes,AQ3793)>0,INDIRECT(\"'Space-by-Space Method'!F\"&ROUNDDOWN((ROW(A3793)-52)/50,0)+4),\"\"))","v":""},{"$f":"IF(A3793=\"\",\"\",IF(COUNTIF(BuildingSpecificSpaceTypes,AQ3793)>0,INDIRECT(\"'Space-by-Space Method'!F\"&ROUNDDOWN((ROW(A3793)-52)/50,0)+4),\"\"))","v":""},{"$f":"IF(A3793=\"\",\"\",INDIRECT(\"'Fixture Schedule'!D\"&MOD(ROW(A3793)-52,50)+9))","v":""},{"$f":"IF(A3793=\"\",\"\",IF(AR3793=\"\",\"\",INDIRECT(\"'Fixture Schedule'!K\"&MOD(ROW(A3793)-52,50)+9)))","v":""},"",{"$f":"IF(A3793=\"\",\"\",INDIRECT(\"'Fixture Schedule'!L\"&MOD(ROW(A3793)-52,50)+9))","v":""},null,null,null,null,null,null,null,null,null,null,null,null,null,{"$f":"INDIRECT(\"'Space-by-Space Method'!\"&SUBSTITUTE(ADDRESS(1,MOD(ROW(A3793)-52,50)+10,4),\"1\",\"\")&ROUNDDOWN((ROW(A3793)-52)/50,0)+4)","v":0},{"$f":"LEFT(INDIRECT(\"'Space-by-Space Method'!BJ\"&ROUNDDOWN((ROW(A3793)-52)/50,0)+4),3)","v":""},{"$f":"INDIRECT(\"'Fixture Schedule'!L\"&MOD(ROW(A3793)-52,50)+9)","v":0},{"$f":"INDIRECT(\"'Fixture Schedule'!O\"&MOD(ROW(A3793)-52,50)+9)","v":0},{"$f":"INDIRECT(\"'Space-by-Space Method'!F\"&ROUNDDOWN((ROW(A3793)-52)/50,0)+4)","v":0},{"$f":"INDIRECT(\"'Fixture Schedule'!L\"&MOD(ROW(A3793)-52,50)+9)","v":0},{"$f":"INDIRECT(\"'Space-by-Space Method'!D\"&ROUNDDOWN((ROW(A3793)-52)/50,0)+4)","v":0},{"$f":"INDIRECT(\"'Space-by-Space Method'!E\"&ROUNDDOWN((ROW(A3793)-52)/50,0)+4)","v":1}]
[{"$f":"IF(OR(AM3804=0,AN3804=\"DNQ\")=TRUE,\"\",INDIRECT(\"'Fixture Schedule'!M\"&MOD(ROW(A3804)-3802,50)+9))","v":""},{"$f":"IF(A3804=\"\",\"\",INDIRECT(\"'Fixture Schedule'!E\"&MOD(ROW(A3804)-3802,50)+9))","v":""},{"$f":"IF(A3804=\"\",\"\",INDIRECT(\"'Fixture Schedule'!F\"&MOD(ROW(A3804)-3802,50)+9))","v":""},{"$f":"IF(A3804=\"\",\"\",INDIRECT(\"'Fixture Schedule'!L\"&MOD(ROW(A3804)-52,50)+9))","v":""},"",null,null,{"$f":"IF(A3804=\"\",\"\",IF(AP3804=1,Summary!$C$12*(AO3804)/(IF(InteriorCalcType=1,'Building Area Method'!$BK$6,SUM('Space-by-Space Method'!$BO$4:$BO$78))+SUM('Exterior Lighting'!$BL$5:$BL$25)),0))","v":""},{"$f":"IF(A3804=\"\",\"\",IF(START!$B$34=1,INDIRECT(\"'Exterior Lighting'!\"&SUBSTITUTE(ADDRESS(1,MOD(ROW(A3804)-3802,50)+9,4),\"1\",\"\")&ROUNDDOWN((ROW(A3804)-3802)/50,0)+5),\"\"))","v":""},{"$f":"IF(A3804=\"\",\"\",IF(AP3804=1,Summary!$F$11*(AO3804)/(IF(InteriorCalcType=1,'Building Area Method'!$BK$6,SUM('Space-by-Space Method'!$BO$4:$BO$78))+SUM('Exterior Lighting'!$BL$5:$BL$25)),0))","v":""},{"$f":"IF(A3804=\"\",\"\",IF(AP3804=1,Summary!$E$11*(AO3804)/(IF(InteriorCalcType=1,'Building Area Method'!$BK$6,SUM('Space-by-Space Method'!$BO$4:$BO$78))+SUM('Exterior Lighting'!$BL$5:$BL$25)),0))","v":""},{"$f":"IF(A3804=\"\",\"\",IF(AP3804=1,Summary!$G$11*(AO3804)/(IF(InteriorCalcType=1,'Building Area Method'!$BK$6,SUM('Space-by-Space Method'!$BO$4:$BO$78))+SUM('Exterior Lighting'!$BL$5:$BL$25)),0))","v":""},"","",null,null,null,{"$f":"IF(A3804=\"\",\"\",IF(START!$B$34=2,INDIRECT(\"'Exterior Lighting'!\"&SUBSTITUTE(ADDRESS(1,MOD(ROW(A3804)-3802,50)+9,4),\"1\",\"\")&ROUNDDOWN((ROW(A3804)-3802)/50,0)+5),\"\"))","v":""},"",{"$f":"IF(A3804=\"\",\"\",INDIRECT(\"'Exterior Lighting'!C\"&ROUNDDOWN((ROW(A3804)-3802)/50,0)+5))","v":""},"",{"$f":"IF(A3804=\"\",\"\",INDIRECT(\"'Fixture Schedule'!D\"&MOD(ROW(A3804)-3802,50)+9))","v":""},{"$f":"IF(A3804=\"\",\"\",IF(AR3804=\"\",\"\",INDIRECT(\"'Fixture Schedule'!K\"&MOD(ROW(A3804)-52,50)+9)))","v":""},{"$f":"IF(A3804=\"\",\"\",INDIRECT(\"'Exterior Lighting'!E\"&ROUNDDOWN((ROW(A3804)-3802)/50,0)+5))","v":""},{"$f":"IF(A3804=\"\",\"\",INDIRECT(\"'Fixture Schedule'!L\"&MOD(ROW(A3804)-52,50)+9))","v":""},null,null,null,null,null,null,null,null,null,null,null,null,null,{"$f":"INDIRECT(\"'Exterior Lighting'!\"&SUBSTITUTE(ADDRESS(1,MOD(ROW(A3804)-3802,50)+9,4),\"1\",\"\")&ROUNDDOWN((ROW(A3804)-3802)/50,0)+5)","v":0},{"$f":"LEFT(INDIRECT(\"'Exterior Lighting'!BH\"&ROUNDDOWN((ROW(A3804)-3802)/50,0)+5),3)","v":""},{"$f":"INDIRECT(\"'Fixture Schedule'!L\"&MOD(ROW(A3804)-52,50)+9)","v":0},{"$f":"INDIRECT(\"'Fixture Schedule'!O\"&MOD(ROW(A3804)-52,50)+9)","v":0},null,{"$f":"INDIRECT(\"'Fixture Schedule'!L\"&MOD(ROW(A3804)-52,50)+9)","v":0}]
[{"$f":"IF(OR(AM3811=0,AN3811=\"DNQ\")=TRUE,\"\",INDIRECT(\"'Fixture Schedule'!M\"&MOD(ROW(A3811)-3802,50)+9))","v":""},{"$f":"IF(A3811=\"\",\"\",INDIRECT(\"'Fixture Schedule'!E\"&MOD(ROW(A3811)-3802,50)+9))","v":""},{"$f":"IF(A3811=\"\",\"\",INDIRECT(\"'Fixture Schedule'!F\"&MOD(ROW(A3811)-3802,50)+9))","v":""},{"$f":"IF(A3811=\"\",\"\",INDIRECT(\"'Fixture Schedule'!L\"&MOD(ROW(A3811)-52,50)+9))","v":""},"",null,null,{"$f":"IF(A3811=\"\",\"\",IF(AP3811=1,Summary!$C$12*(AO3811)/(IF(InteriorCalcType=1,'Building Area Method'!$BK$6,SUM('Space-by-Space Method'!$BO$4:$BO$78))+SUM('Exterior Lighting'!$BL$5:$BL$25)),0))","v":""},{"$f":"IF(A3811=\"\",\"\",IF(START!$B$34=1,INDIRECT(\"'Exterior Lighting'!\"&SUBSTITUTE(ADDRESS(1,MOD(ROW(A3811)-3802,50)+9,4),\"1\",\"\")&ROUNDDOWN((ROW(A3811)-3802)/50,0)+5),\"\"))","v":""},{"$f":"IF(A3811=\"\",\"\",IF(AP3811=1,Summary!$F$11*(AO3811)/(IF(InteriorCalcType=1,'Building Area Method'!$BK$6,SUM('Space-by-Space Method'!$BO$4:$BO$78))+SUM('Exterior Lighting'!$BL$5:$BL$25)),0))","v":""},{"$f":"IF(A3811=\"\",\"\",IF(AP3811=1,Summary!$E$11*(AO3811)/(IF(InteriorCalcType=1,'Building Area Method'!$BK$6,SUM('Space-by-Space Method'!$BO$4:$BO$78))+SUM('Exterior Lighting'!$BL$5:$BL$25)),0))","v":""},{"$f":"IF(A3811=\"\",\"\",IF(AP3811=1,Summary!$G$11*(AO3811)/(IF(InteriorCalcType=1,'Building Area Method'!$BK$6,SUM('Space-by-Space Method'!$BO$4:$BO$78))+SUM('Exterior Lighting'!$BL$5:$BL$25)),0))","v":""},"","",null,null,null,{"$f":"IF(A3811=\"\",\"\",IF(START!$B$34=2,INDIRECT(\"'Exterior Lighting'!\"&SUBSTITUTE(ADDRESS(1,MOD(ROW(A3811)-3802,50)+9,4),\"1\",\"\")&ROUNDDOWN((ROW(A3811)-3802)/50,0)+5),\"\"))","v":""},"",{"$f":"IF(A3811=\"\",\"\",INDIRECT(\"'Exterior Lighting'!C\"&ROUNDDOWN((ROW(A3811)-3802)/50,0)+5))","v":""},"",{"$f":"IF(A3811=\"\",\"\",INDIRECT(\"'Fixture Schedule'!D\"&MOD(ROW(A3811)-3802,50)+9))","v":""},{"$f":"IF(A3811=\"\",\"\",IF(AR3811=\"\",\"\",INDIRECT(\"'Fixture Schedule'!K\"&MOD(ROW(A3811)-52,50)+9)))","v":""},{"$f":"IF(A3811=\"\",\"\",INDIRECT(\"'Exterior Lighting'!E\"&ROUNDDOWN((ROW(A3811)-3802)/50,0)+5))","v":""},{"$f":"IF(A3811=\"\",\"\",INDIRECT(\"'Fixture Schedule'!L\"&MOD(ROW(A3811)-52,50)+9))","v":""},null,null,null,null,null,null,null,null,null,null,null,null,null,{"$f":"INDIRECT(\"'Exterior Lighting'!\"&SUBSTITUTE(ADDRESS(1,MOD(ROW(A3811)-3802,50)+9,4),\"1\",\"\")&ROUNDDOWN((ROW(A3811)-3802)/50,0)+5)","v":0},{"$f":"LEFT(INDIRECT(\"'Exterior Lighting'!BH\"&ROUNDDOWN((ROW(A3811)-3802)/50,0)+5),3)","v":""},{"$f":"INDIRECT(\"'Fixture Schedule'!L\"&MOD(ROW(A3811)-52,50)+9)","v":0},{"$f":"INDIRECT(\"'Fixture Schedule'!O\"&MOD(ROW(A3811)-52,50)+9)","v":0},null,{"$f":"INDIRECT(\"'Fixture Schedule'!L\"&MOD(ROW(A3811)-52,50)+9)","v":0}]
[{"$f":"IF(OR(AM3815=0,AN3815=\"DNQ\")=TRUE,\"\",INDIRECT(\"'Fixture Schedule'!M\"&MOD(ROW(A3815)-3802,50)+9))","v":""},{"$f":"IF(A3815=\"\",\"\",INDIRECT(\"'Fixture Schedule'!E\"&MOD(ROW(A3815)-3802,50)+9))","v":""},{"$f":"IF(A3815=\"\",\"\",INDIRECT(\"'Fixture Schedule'!F\"&MOD(ROW(A3815)-3802,50)+9))","v":""},{"$f":"IF(A3815=\"\",\"\",INDIRECT(\"'Fixture Schedule'!L\"&MOD(ROW(A3815)-52,50)+9))","v":""},"",null,null,{"$f":"IF(A3815=\"\",\"\",IF(AP3815=1,Summary!$C$12*(AO3815)/(IF(InteriorCalcType=1,'Building Area Method'!$BK$6,SUM('Space-by-Space Method'!$BO$4:$BO$78))+SUM('Exterior Lighting'!$BL$5:$BL$25)),0))","v":""},{"$f":"IF(A3815=\"\",\"\",IF(START!$B$34=1,INDIRECT(\"'Exterior Lighting'!\"&SUBSTITUTE(ADDRESS(1,MOD(ROW(A3815)-3802,50)+9,4),\"1\",\"\")&ROUNDDOWN((ROW(A3815)-3802)/50,0)+5),\"\"))","v":""},{"$f":"IF(A3815=\"\",\"\",IF(AP3815=1,Summary!$F$11*(AO3815)/(IF(InteriorCalcType=1,'Building Area Method'!$BK$6,SUM('Space-by-Space Method'!$BO$4:$BO$78))+SUM('Exterior Lighting'!$BL$5:$BL$25)),0))","v":""},{"$f":"IF(A3815=\"\",\"\",IF(AP3815=1,Summary!$E$11*(AO3815)/(IF(InteriorCalcType=1,'Building Area Method'!$BK$6,SUM('Space-by-Space Method'!$BO$4:$BO$78))+SUM('Exterior Lighting'!$BL$5:$BL$25)),0))","v":""},{"$f":"IF(A3815=\"\",\"\",IF(AP3815=1,Summary!$G$11*(AO3815)/(IF(InteriorCalcType=1,'Building Area Method'!$BK$6,SUM('Space-by-Space Method'!$BO$4:$BO$78))+SUM('Exterior Lighting'!$BL$5:$BL$25)),0))","v":""},"","",null,null,null,{"$f":"IF(A3815=\"\",\"\",IF(START!$B$34=2,INDIRECT(\"'Exterior Lighting'!\"&SUBSTITUTE(ADDRESS(1,MOD(ROW(A3815)-3802,50)+9,4),\"1\",\"\")&ROUNDDOWN((ROW(A3815)-3802)/50,0)+5),\"\"))","v":""},"",{"$f":"IF(A3815=\"\",\"\",INDIRECT(\"'Exterior Lighting'!C\"&ROUNDDOWN((ROW(A3815)-3802)/50,0)+5))","v":""},"",{"$f":"IF(A3815=\"\",\"\",INDIRECT(\"'Fixture Schedule'!D\"&MOD(ROW(A3815)-3802,50)+9))","v":""},{"$f":"IF(A3815=\"\",\"\",IF(AR3815=\"\",\"\",INDIRECT(\"'Fixture Schedule'!K\"&MOD(ROW(A3815)-52,50)+9)))","v":""},{"$f":"IF(A3815=\"\",\"\",INDIRECT(\"'Exterior Lighting'!E\"&ROUNDDOWN((ROW(A3815)-3802)/50,0)+5))","v":""},{"$f":"IF(A3815=\"\",\"\",INDIRECT(\"'Fixture Schedule'!L\"&MOD(ROW(A3815)-52,50)+9))","v":""},null,null,null,null,null,null,null,null,null,null,null,null,null,{"$f":"INDIRECT(\"'Exterior Lighting'!\"&SUBSTITUTE(ADDRESS(1,MOD(ROW(A3815)-3802,50)+9,4),\"1\",\"\")&ROUNDDOWN((ROW(A3815)-3802)/50,0)+5)","v":0},{"$f":"LEFT(INDIRECT(\"'Exterior Lighting'!BH\"&ROUNDDOWN((ROW(A3815)-3802)/50,0)+5),3)","v":""},{"$f":"INDIRECT(\"'Fixture Schedule'!L\"&MOD(ROW(A3815)-52,50)+9)","v":0},{"$f":"INDIRECT(\"'Fixture Schedule'!O\"&MOD(ROW(A3815)-52,50)+9)","v":0},null,{"$f":"INDIRECT(\"'Fixture Schedule'!L\"&MOD(ROW(A3815)-52,50)+9)","v":0}]
[{"$f":"IF(OR(AM3829=0,AN3829=\"DNQ\")=TRUE,\"\",INDIRECT(\"'Fixture Schedule'!M\"&MOD(ROW(A3829)-3802,50)+9))","v":""},{"$f":"IF(A3829=\"\",\"\",INDIRECT(\"'Fixture Schedule'!E\"&MOD(ROW(A3829)-3802,50)+9))","v":""},{"$f":"IF(A3829=\"\",\"\",INDIRECT(\"'Fixture Schedule'!F\"&MOD(ROW(A3829)-3802,50)+9))","v":""},{"$f":"IF(A3829=\"\",\"\",INDIRECT(\"'Fixture Schedule'!L\"&MOD(ROW(A3829)-52,50)+9))","v":""},"",null,null,{"$f":"IF(A3829=\"\",\"\",IF(AP3829=1,Summary!$C$12*(AO3829)/(IF(InteriorCalcType=1,'Building Area Method'!$BK$6,SUM('Space-by-Space Method'!$BO$4:$BO$78))+SUM('Exterior Lighting'!$BL$5:$BL$25)),0))","v":""},{"$f":"IF(A3829=\"\",\"\",IF(START!$B$34=1,INDIRECT(\"'Exterior Lighting'!\"&SUBSTITUTE(ADDRESS(1,MOD(ROW(A3829)-3802,50)+9,4),\"1\",\"\")&ROUNDDOWN((ROW(A3829)-3802)/50,0)+5),\"\"))","v":""},{"$f":"IF(A3829=\"\",\"\",IF(AP3829=1,Summary!$F$11*(AO3829)/(IF(InteriorCalcType=1,'Building Area Method'!$BK$6,SUM('Space-by-Space Method'!$BO$4:$BO$78))+SUM('Exterior Lighting'!$BL$5:$BL$25)),0))","v":""},{"$f":"IF(A3829=\"\",\"\",IF(AP3829=1,Summary!$E$11*(AO3829)/(IF(InteriorCalcType=1,'Building Area Method'!$BK$6,SUM('Space-by-Space Method'!$BO$4:$BO$78))+SUM('Exterior Lighting'!$BL$5:$BL$25)),0))","v":""},{"$f":"IF(A3829=\"\",\"\",IF(AP3829=1,Summary!$G$11*(AO3829)/(IF(InteriorCalcType=1,'Building Area Method'!$BK$6,SUM('Space-by-Space Method'!$BO$4:$BO$78))+SUM('Exterior Lighting'!$BL$5:$BL$25)),0))","v":""},"","",null,null,null,{"$f":"IF(A3829=\"\",\"\",IF(START!$B$34=2,INDIRECT(\"'Exterior Lighting'!\"&SUBSTITUTE(ADDRESS(1,MOD(ROW(A3829)-3802,50)+9,4),\"1\",\"\")&ROUNDDOWN((ROW(A3829)-3802)/50,0)+5),\"\"))","v":""},"",{"$f":"IF(A3829=\"\",\"\",INDIRECT(\"'Exterior Lighting'!C\"&ROUNDDOWN((ROW(A3829)-3802)/50,0)+5))","v":""},"",{"$f":"IF(A3829=\"\",\"\",INDIRECT(\"'Fixture Schedule'!D\"&MOD(ROW(A3829)-3802,50)+9))","v":""},{"$f":"IF(A3829=\"\",\"\",IF(AR3829=\"\",\"\",INDIRECT(\"'Fixture Schedule'!K\"&MOD(ROW(A3829)-52,50)+9)))","v":""},{"$f":"IF(A3829=\"\",\"\",INDIRECT(\"'Exterior Lighting'!E\"&ROUNDDOWN((ROW(A3829)-3802)/50,0)+5))","v":""},{"$f":"IF(A3829=\"\",\"\",INDIRECT(\"'Fixture Schedule'!L\"&MOD(ROW(A3829)-52,50)+9))","v":""},null,null,null,null,null,null,null,null,null,null,null,null,null,{"$f":"INDIRECT(\"'Exterior Lighting'!\"&SUBSTITUTE(ADDRESS(1,MOD(ROW(A3829)-3802,50)+9,4),\"1\",\"\")&ROUNDDOWN((ROW(A3829)-3802)/50,0)+5)","v":0},{"$f":"LEFT(INDIRECT(\"'Exterior Lighting'!BH\"&ROUNDDOWN((ROW(A3829)-3802)/50,0)+5),3)","v":""},{"$f":"INDIRECT(\"'Fixture Schedule'!L\"&MOD(ROW(A3829)-52,50)+9)","v":0},{"$f":"INDIRECT(\"'Fixture Schedule'!O\"&MOD(ROW(A3829)-52,50)+9)","v":0},null,{"$f":"INDIRECT(\"'Fixture Schedule'!L\"&MOD(ROW(A3829)-52,50)+9)","v":0}]
[{"$f":"IF(OR(AM3834=0,AN3834=\"DNQ\")=TRUE,\"\",INDIRECT(\"'Fixture Schedule'!M\"&MOD(ROW(A3834)-3802,50)+9))","v":""},{"$f":"IF(A3834=\"\",\"\",INDIRECT(\"'Fixture Schedule'!E\"&MOD(ROW(A3834)-3802,50)+9))","v":""},{"$f":"IF(A3834=\"\",\"\",INDIRECT(\"'Fixture Schedule'!F\"&MOD(ROW(A3834)-3802,50)+9))","v":""},{"$f":"IF(A3834=\"\",\"\",INDIRECT(\"'Fixture Schedule'!L\"&MOD(ROW(A3834)-52,50)+9))","v":""},"",null,null,{"$f":"IF(A3834=\"\",\"\",IF(AP3834=1,Summary!$C$12*(AO3834)/(IF(InteriorCalcType=1,'Building Area Method'!$BK$6,SUM('Space-by-Space Method'!$BO$4:$BO$78))+SUM('Exterior Lighting'!$BL$5:$BL$25)),0))","v":""},{"$f":"IF(A3834=\"\",\"\",IF(START!$B$34=1,INDIRECT(\"'Exterior Lighting'!\"&SUBSTITUTE(ADDRESS(1,MOD(ROW(A3834)-3802,50)+9,4),\"1\",\"\")&ROUNDDOWN((ROW(A3834)-3802)/50,0)+5),\"\"))","v":""},{"$f":"IF(A3834=\"\",\"\",IF(AP3834=1,Summary!$F$11*(AO3834)/(IF(InteriorCalcType=1,'Building Area Method'!$BK$6,SUM('Space-by-Space Method'!$BO$4:$BO$78))+SUM('Exterior Lighting'!$BL$5:$BL$25)),0))","v":""},{"$f":"IF(A3834=\"\",\"\",IF(AP3834=1,Summary!$E$11*(AO3834)/(IF(InteriorCalcType=1,'Building Area Method'!$BK$6,SUM('Space-by-Space Method'!$BO$4:$BO$78))+SUM('Exterior Lighting'!$BL$5:$BL$25)),0))","v":""},{"$f":"IF(A3834=\"\",\"\",IF(AP3834=1,Summary!$G$11*(AO3834)/(IF(InteriorCalcType=1,'Building Area Method'!$BK$6,SUM('Space-by-Space Method'!$BO$4:$BO$78))+SUM('Exterior Lighting'!$BL$5:$BL$25)),0))","v":""},"","",null,null,null,{"$f":"IF(A3834=\"\",\"\",IF(START!$B$34=2,INDIRECT(\"'Exterior Lighting'!\"&SUBSTITUTE(ADDRESS(1,MOD(ROW(A3834)-3802,50)+9,4),\"1\",\"\")&ROUNDDOWN((ROW(A3834)-3802)/50,0)+5),\"\"))","v":""},"",{"$f":"IF(A3834=\"\",\"\",INDIRECT(\"'Exterior Lighting'!C\"&ROUNDDOWN((ROW(A3834)-3802)/50,0)+5))","v":""},"",{"$f":"IF(A3834=\"\",\"\",INDIRECT(\"'Fixture Schedule'!D\"&MOD(ROW(A3834)-3802,50)+9))","v":""},{"$f":"IF(A3834=\"\",\"\",IF(AR3834=\"\",\"\",INDIRECT(\"'Fixture Schedule'!K\"&MOD(ROW(A3834)-52,50)+9)))","v":""},{"$f":"IF(A3834=\"\",\"\",INDIRECT(\"'Exterior Lighting'!E\"&ROUNDDOWN((ROW(A3834)-3802)/50,0)+5))","v":""},{"$f":"IF(A3834=\"\",\"\",INDIRECT(\"'Fixture Schedule'!L\"&MOD(ROW(A3834)-52,50)+9))","v":""},null,null,null,null,null,null,null,null,null,null,null,null,null,{"$f":"INDIRECT(\"'Exterior Lighting'!\"&SUBSTITUTE(ADDRESS(1,MOD(ROW(A3834)-3802,50)+9,4),\"1\",\"\")&ROUNDDOWN((ROW(A3834)-3802)/50,0)+5)","v":0},{"$f":"LEFT(INDIRECT(\"'Exterior Lighting'!BH\"&ROUNDDOWN((ROW(A3834)-3802)/50,0)+5),3)","v":""},{"$f":"INDIRECT(\"'Fixture Schedule'!L\"&MOD(ROW(A3834)-52,50)+9)","v":0},{"$f":"INDIRECT(\"'Fixture Schedule'!O\"&MOD(ROW(A3834)-52,50)+9)","v":0},null,{"$f":"INDIRECT(\"'Fixture Schedule'!L\"&MOD(ROW(A3834)-52,50)+9)","v":0}]
[{"$f":"IF(OR(AM3843=0,AN3843=\"DNQ\")=TRUE,\"\",INDIRECT(\"'Fixture Schedule'!M\"&MOD(ROW(A3843)-3802,50)+9))","v":""},{"$f":"IF(A3843=\"\",\"\",INDIRECT(\"'Fixture Schedule'!E\"&MOD(ROW(A3843)-3802,50)+9))","v":""},{"$f":"IF(A3843=\"\",\"\",INDIRECT(\"'Fixture Schedule'!F\"&MOD(ROW(A3843)-3802,50)+9))","v":""},{"$f":"IF(A3843=\"\",\"\",INDIRECT(\"'Fixture Schedule'!L\"&MOD(ROW(A3843)-52,50)+9))","v":""},"",null,null,{"$f":"IF(A3843=\"\",\"\",IF(AP3843=1,Summary!$C$12*(AO3843)/(IF(InteriorCalcType=1,'Building Area Method'!$BK$6,SUM('Space-by-Space Method'!$BO$4:$BO$78))+SUM('Exterior Lighting'!$BL$5:$BL$25)),0))","v":""},{"$f":"IF(A3843=\"\",\"\",IF(START!$B$34=1,INDIRECT(\"'Exterior Lighting'!\"&SUBSTITUTE(ADDRESS(1,MOD(ROW(A3843)-3802,50)+9,4),\"1\",\"\")&ROUNDDOWN((ROW(A3843)-3802)/50,0)+5),\"\"))","v":""},{"$f":"IF(A3843=\"\",\"\",IF(AP3843=1,Summary!$F$11*(AO3843)/(IF(InteriorCalcType=1,'Building Area Method'!$BK$6,SUM('Space-by-Space Method'!$BO$4:$BO$78))+SUM('Exterior Lighting'!$BL$5:$BL$25)),0))","v":""},{"$f":"IF(A3843=\"\",\"\",IF(AP3843=1,Summary!$E$11*(AO3843)/(IF(InteriorCalcType=1,'Building Area Method'!$BK$6,SUM('Space-by-Space Method'!$BO$4:$BO$78))+SUM('Exterior Lighting'!$BL$5:$BL$25)),0))","v":""},{"$f":"IF(A3843=\"\",\"\",IF(AP3843=1,Summary!$G$11*(AO3843)/(IF(InteriorCalcType=1,'Building Area Method'!$BK$6,SUM('Space-by-Space Method'!$BO$4:$BO$78))+SUM('Exterior Lighting'!$BL$5:$BL$25)),0))","v":""},"","",null,null,null,{"$f":"IF(A3843=\"\",\"\",IF(START!$B$34=2,INDIRECT(\"'Exterior Lighting'!\"&SUBSTITUTE(ADDRESS(1,MOD(ROW(A3843)-3802,50)+9,4),\"1\",\"\")&ROUNDDOWN((ROW(A3843)-3802)/50,0)+5),\"\"))","v":""},"",{"$f":"IF(A3843=\"\",\"\",INDIRECT(\"'Exterior Lighting'!C\"&ROUNDDOWN((ROW(A3843)-3802)/50,0)+5))","v":""},"",{"$f":"IF(A3843=\"\",\"\",INDIRECT(\"'Fixture Schedule'!D\"&MOD(ROW(A3843)-3802,50)+9))","v":""},{"$f":"IF(A3843=\"\",\"\",IF(AR3843=\"\",\"\",INDIRECT(\"'Fixture Schedule'!K\"&MOD(ROW(A3843)-52,50)+9)))","v":""},{"$f":"IF(A3843=\"\",\"\",INDIRECT(\"'Exterior Lighting'!E\"&ROUNDDOWN((ROW(A3843)-3802)/50,0)+5))","v":""},{"$f":"IF(A3843=\"\",\"\",INDIRECT(\"'Fixture Schedule'!L\"&MOD(ROW(A3843)-52,50)+9))","v":""},null,null,null,null,null,null,null,null,null,null,null,null,null,{"$f":"INDIRECT(\"'Exterior Lighting'!\"&SUBSTITUTE(ADDRESS(1,MOD(ROW(A3843)-3802,50)+9,4),\"1\",\"\")&ROUNDDOWN((ROW(A3843)-3802)/50,0)+5)","v":0},{"$f":"LEFT(INDIRECT(\"'Exterior Lighting'!BH\"&ROUNDDOWN((ROW(A3843)-3802)/50,0)+5),3)","v":""},{"$f":"INDIRECT(\"'Fixture Schedule'!L\"&MOD(ROW(A3843)-52,50)+9)","v":0},{"$f":"INDIRECT(\"'Fixture Schedule'!O\"&MOD(ROW(A3843)-52,50)+9)","v":0},null,{"$f":"INDIRECT(\"'Fixture Schedule'!L\"&MOD(ROW(A3843)-52,50)+9)","v":0}]
[{"$f":"IF(OR(AM3849=0,AN3849=\"DNQ\")=TRUE,\"\",INDIRECT(\"'Fixture Schedule'!M\"&MOD(ROW(A3849)-3802,50)+9))","v":""},{"$f":"IF(A3849=\"\",\"\",INDIRECT(\"'Fixture Schedule'!E\"&MOD(ROW(A3849)-3802,50)+9))","v":""},{"$f":"IF(A3849=\"\",\"\",INDIRECT(\"'Fixture Schedule'!F\"&MOD(ROW(A3849)-3802,50)+9))","v":""},{"$f":"IF(A3849=\"\",\"\",INDIRECT(\"'Fixture Schedule'!L\"&MOD(ROW(A3849)-52,50)+9))","v":""},"",null,null,{"$f":"IF(A3849=\"\",\"\",IF(AP3849=1,Summary!$C$12*(AO3849)/(IF(InteriorCalcType=1,'Building Area Method'!$BK$6,SUM('Space-by-Space Method'!$BO$4:$BO$78))+SUM('Exterior Lighting'!$BL$5:$BL$25)),0))","v":""},{"$f":"IF(A3849=\"\",\"\",IF(START!$B$34=1,INDIRECT(\"'Exterior Lighting'!\"&SUBSTITUTE(ADDRESS(1,MOD(ROW(A3849)-3802,50)+9,4),\"1\",\"\")&ROUNDDOWN((ROW(A3849)-3802)/50,0)+5),\"\"))","v":""},{"$f":"IF(A3849=\"\",\"\",IF(AP3849=1,Summary!$F$11*(AO3849)/(IF(InteriorCalcType=1,'Building Area Method'!$BK$6,SUM('Space-by-Space Method'!$BO$4:$BO$78))+SUM('Exterior Lighting'!$BL$5:$BL$25)),0))","v":""},{"$f":"IF(A3849=\"\",\"\",IF(AP3849=1,Summary!$E$11*(AO3849)/(IF(InteriorCalcType=1,'Building Area Method'!$BK$6,SUM('Space-by-Space Method'!$BO$4:$BO$78))+SUM('Exterior Lighting'!$BL$5:$BL$25)),0))","v":""},{"$f":"IF(A3849=\"\",\"\",IF(AP3849=1,Summary!$G$11*(AO3849)/(IF(InteriorCalcType=1,'Building Area Method'!$BK$6,SUM('Space-by-Space Method'!$BO$4:$BO$78))+SUM('Exterior Lighting'!$BL$5:$BL$25)),0))","v":""},"","",null,null,null,{"$f":"IF(A3849=\"\",\"\",IF(START!$B$34=2,INDIRECT(\"'Exterior Lighting'!\"&SUBSTITUTE(ADDRESS(1,MOD(ROW(A3849)-3802,50)+9,4),\"1\",\"\")&ROUNDDOWN((ROW(A3849)-3802)/50,0)+5),\"\"))","v":""},"",{"$f":"IF(A3849=\"\",\"\",INDIRECT(\"'Exterior Lighting'!C\"&ROUNDDOWN((ROW(A3849)-3802)/50,0)+5))","v":""},"",{"$f":"IF(A3849=\"\",\"\",INDIRECT(\"'Fixture Schedule'!D\"&MOD(ROW(A3849)-3802,50)+9))","v":""},{"$f":"IF(A3849=\"\",\"\",IF(AR3849=\"\",\"\",INDIRECT(\"'Fixture Schedule'!K\"&MOD(ROW(A3849)-52,50)+9)))","v":""},{"$f":"IF(A3849=\"\",\"\",INDIRECT(\"'Exterior Lighting'!E\"&ROUNDDOWN((ROW(A3849)-3802)/50,0)+5))","v":""},{"$f":"IF(A3849=\"\",\"\",INDIRECT(\"'Fixture Schedule'!L\"&MOD(ROW(A3849)-52,50)+9))","v":""},null,null,null,null,null,null,null,null,null,null,null,null,null,{"$f":"INDIRECT(\"'Exterior Lighting'!\"&SUBSTITUTE(ADDRESS(1,MOD(ROW(A3849)-3802,50)+9,4),\"1\",\"\")&ROUNDDOWN((ROW(A3849)-3802)/50,0)+5)","v":0},{"$f":"LEFT(INDIRECT(\"'Exterior Lighting'!BH\"&ROUNDDOWN((ROW(A3849)-3802)/50,0)+5),3)","v":""},{"$f":"INDIRECT(\"'Fixture Schedule'!L\"&MOD(ROW(A3849)-52,50)+9)","v":0},{"$f":"INDIRECT(\"'Fixture Schedule'!O\"&MOD(ROW(A3849)-52,50)+9)","v":0},null,{"$f":"INDIRECT(\"'Fixture Schedule'!L\"&MOD(ROW(A3849)-52,50)+9)","v":0}]
[{"$f":"IF(OR(AM3862=0,AN3862=\"DNQ\")=TRUE,\"\",INDIRECT(\"'Fixture Schedule'!M\"&MOD(ROW(A3862)-3802,50)+9))","v":""},{"$f":"IF(A3862=\"\",\"\",INDIRECT(\"'Fixture Schedule'!E\"&MOD(ROW(A3862)-3802,50)+9))","v":""},{"$f":"IF(A3862=\"\",\"\",INDIRECT(\"'Fixture Schedule'!F\"&MOD(ROW(A3862)-3802,50)+9))","v":""},{"$f":"IF(A3862=\"\",\"\",INDIRECT(\"'Fixture Schedule'!L\"&MOD(ROW(A3862)-52,50)+9))","v":""},"",null,null,{"$f":"IF(A3862=\"\",\"\",IF(AP3862=1,Summary!$C$12*(AO3862)/(IF(InteriorCalcType=1,'Building Area Method'!$BK$6,SUM('Space-by-Space Method'!$BO$4:$BO$78))+SUM('Exterior Lighting'!$BL$5:$BL$25)),0))","v":""},{"$f":"IF(A3862=\"\",\"\",IF(START!$B$34=1,INDIRECT(\"'Exterior Lighting'!\"&SUBSTITUTE(ADDRESS(1,MOD(ROW(A3862)-3802,50)+9,4),\"1\",\"\")&ROUNDDOWN((ROW(A3862)-3802)/50,0)+5),\"\"))","v":""},{"$f":"IF(A3862=\"\",\"\",IF(AP3862=1,Summary!$F$11*(AO3862)/(IF(InteriorCalcType=1,'Building Area Method'!$BK$6,SUM('Space-by-Space Method'!$BO$4:$BO$78))+SUM('Exterior Lighting'!$BL$5:$BL$25)),0))","v":""},{"$f":"IF(A3862=\"\",\"\",IF(AP3862=1,Summary!$E$11*(AO3862)/(IF(InteriorCalcType=1,'Building Area Method'!$BK$6,SUM('Space-by-Space Method'!$BO$4:$BO$78))+SUM('Exterior Lighting'!$BL$5:$BL$25)),0))","v":""},{"$f":"IF(A3862=\"\",\"\",IF(AP3862=1,Summary!$G$11*(AO3862)/(IF(InteriorCalcType=1,'Building Area Method'!$BK$6,SUM('Space-by-Space Method'!$BO$4:$BO$78))+SUM('Exterior Lighting'!$BL$5:$BL$25)),0))","v":""},"","",null,null,null,{"$f":"IF(A3862=\"\",\"\",IF(START!$B$34=2,INDIRECT(\"'Exterior Lighting'!\"&SUBSTITUTE(ADDRESS(1,MOD(ROW(A3862)-3802,50)+9,4),\"1\",\"\")&ROUNDDOWN((ROW(A3862)-3802)/50,0)+5),\"\"))","v":""},"",{"$f":"IF(A3862=\"\",\"\",INDIRECT(\"'Exterior Lighting'!C\"&ROUNDDOWN((ROW(A3862)-3802)/50,0)+5))","v":""},"",{"$f":"IF(A3862=\"\",\"\",INDIRECT(\"'Fixture Schedule'!D\"&MOD(ROW(A3862)-3802,50)+9))","v":""},{"$f":"IF(A3862=\"\",\"\",IF(AR3862=\"\",\"\",INDIRECT(\"'Fixture Schedule'!K\"&MOD(ROW(A3862)-52,50)+9)))","v":""},{"$f":"IF(A3862=\"\",\"\",INDIRECT(\"'Exterior Lighting'!E\"&ROUNDDOWN((ROW(A3862)-3802)/50,0)+5))","v":""},{"$f":"IF(A3862=\"\",\"\",INDIRECT(\"'Fixture Schedule'!L\"&MOD(ROW(A3862)-52,50)+9))","v":""},null,null,null,null,null,null,null,null,null,null,null,null,null,{"$f":"INDIRECT(\"'Exterior Lighting'!\"&SUBSTITUTE(ADDRESS(1,MOD(ROW(A3862)-3802,50)+9,4),\"1\",\"\")&ROUNDDOWN((ROW(A3862)-3802)/50,0)+5)","v":0},{"$f":"LEFT(INDIRECT(\"'Exterior Lighting'!BH\"&ROUNDDOWN((ROW(A3862)-3802)/50,0)+5),3)","v":""},{"$f":"INDIRECT(\"'Fixture Schedule'!L\"&MOD(ROW(A3862)-52,50)+9)","v":0},{"$f":"INDIRECT(\"'Fixture Schedule'!O\"&MOD(ROW(A3862)-52,50)+9)","v":0},null,{"$f":"INDIRECT(\"'Fixture Schedule'!L\"&MOD(ROW(A3862)-52,50)+9)","v":0}]
[{"$f":"IF(OR(AM3867=0,AN3867=\"DNQ\")=TRUE,\"\",INDIRECT(\"'Fixture Schedule'!M\"&MOD(ROW(A3867)-3802,50)+9))","v":""},{"$f":"IF(A3867=\"\",\"\",INDIRECT(\"'Fixture Schedule'!E\"&MOD(ROW(A3867)-3802,50)+9))","v":""},{"$f":"IF(A3867=\"\",\"\",INDIRECT(\"'Fixture Schedule'!F\"&MOD(ROW(A3867)-3802,50)+9))","v":""},{"$f":"IF(A3867=\"\",\"\",INDIRECT(\"'Fixture Schedule'!L\"&MOD(ROW(A3867)-52,50)+9))","v":""},{"$f":"IF(A3867=\"\",\"\",\"Watts\")","v":""},null,null,{"$f":"IF(A3867=\"\",\"\",IF(AP3867=1,Summary!$C$12*(AO3867)/(IF(InteriorCalcType=1,'Building Area Method'!$BK$6,SUM('Space-by-Space Method'!$BO$4:$BO$78))+SUM('Exterior Lighting'!$BL$5:$BL$25)),0))","v":""},{"$f":"IF(A3867=\"\",\"\",IF(START!$B$34=1,INDIRECT(\"'Exterior Lighting'!\"&SUBSTITUTE(ADDRESS(1,MOD(ROW(A3867)-3802,50)+9,4),\"1\",\"\")&ROUNDDOWN((ROW(A3867)-3802)/50,0)+5),\"\"))","v":""},{"$f":"IF(A3867=\"\",\"\",IF(AP3867=1,Summary!$F$11*(AO3867)/(IF(InteriorCalcType=1,'Building Area Method'!$BK$6,SUM('Space-by-Space Method'!$BO$4:$BO$78))+SUM('Exterior Lighting'!$BL$5:$BL$25)),0))","v":""},{"$f":"IF(A3867=\"\",\"\",IF(AP3867=1,Summary!$E$11*(AO3867)/(IF(InteriorCalcType=1,'Building Area Method'!$BK$6,SUM('Space-by-Space Method'!$BO$4:$BO$78))+SUM('Exterior Lighting'!$BL$5:$BL$25)),0))","v":""},{"$f":"IF(A3867=\"\",\"\",IF(AP3867=1,Summary!$G$11*(AO3867)/(IF(InteriorCalcType=1,'Building Area Method'!$BK$6,SUM('Space-by-Space Method'!$BO$4:$BO$78))+SUM('Exterior Lighting'!$BL$5:$BL$25)),0))","v":""},{"$f":"IF(A3867=\"\",\"\",0)","v":""},{"$f":"IF(A3867=\"\",\"\",0)","v":""},null,null,null,{"$f":"IF(A3867=\"\",\"\",IF(START!$B$34=2,INDIRECT(\"'Exterior Lighting'!\"&SUBSTITUTE(ADDRESS(1,MOD(ROW(A3867)-3802,50)+9,4),\"1\",\"\")&ROUNDDOWN((ROW(A3867)-3802)/50,0)+5),\"\"))","v":""},{"$f":"IF(A3867=\"\",\"\",\"\")","v":""},{"$f":"IF(A3867=\"\",\"\",INDIRECT(\"'Exterior Lighting'!C\"&ROUNDDOWN((ROW(A3867)-3802)/50,0)+5))","v":""},{"$f":"IF(A3867=\"\",\"\",\"\")","v":""},{"$f":"IF(A3867=\"\",\"\",INDIRECT(\"'Fixture Schedule'!D\"&MOD(ROW(A3867)-3802,50)+9))","v":""},{"$f":"IF(A3867=\"\",\"\",IF(AR3867=\"\",\"\",INDIRECT(\"'Fixture Schedule'!K\"&MOD(ROW(A3867)-52,50)+9)))","v":""},{"$f":"IF(A3867=\"\",\"\",INDIRECT(\"'Exterior Lighting'!E\"&ROUNDDOWN((ROW(A3867)-3802)/50,0)+5))","v":""},{"$f":"IF(A3867=\"\",\"\",INDIRECT(\"'Fixture Schedule'!L\"&MOD(ROW(A3867)-52,50)+9))","v":""},null,null,null,null,null,null,null,null,null,null,null,null,null,{"$f":"INDIRECT(\"'Exterior Lighting'!\"&SUBSTITUTE(ADDRESS(1,MOD(ROW(A3867)-3802,50)+9,4),\"1\",\"\")&ROUNDDOWN((ROW(A3867)-3802)/50,0)+5)","v":0},{"$f":"LEFT(INDIRECT(\"'Exterior Lighting'!BH\"&ROUNDDOWN((ROW(A3867)-3802)/50,0)+5),3)","v":""},{"$f":"INDIRECT(\"'Fixture Schedule'!L\"&MOD(ROW(A3867)-52,50)+9)","v":0},{"$f":"INDIRECT(\"'Fixture Schedule'!O\"&MOD(ROW(A3867)-52,50)+9)","v":0},null,{"$f":"INDIRECT(\"'Fixture Schedule'!L\"&MOD(ROW(A3867)-52,50)+9)","v":0}]
[{"$f":"IF(OR(AM3873=0,AN3873=\"DNQ\")=TRUE,\"\",INDIRECT(\"'Fixture Schedule'!M\"&MOD(ROW(A3873)-3802,50)+9))","v":""},{"$f":"IF(A3873=\"\",\"\",INDIRECT(\"'Fixture Schedule'!E\"&MOD(ROW(A3873)-3802,50)+9))","v":""},{"$f":"IF(A3873=\"\",\"\",INDIRECT(\"'Fixture Schedule'!F\"&MOD(ROW(A3873)-3802,50)+9))","v":""},{"$f":"IF(A3873=\"\",\"\",INDIRECT(\"'Fixture Schedule'!L\"&MOD(ROW(A3873)-52,50)+9))","v":""},"",null,null,{"$f":"IF(A3873=\"\",\"\",IF(AP3873=1,Summary!$C$12*(AO3873)/(IF(InteriorCalcType=1,'Building Area Method'!$BK$6,SUM('Space-by-Space Method'!$BO$4:$BO$78))+SUM('Exterior Lighting'!$BL$5:$BL$25)),0))","v":""},{"$f":"IF(A3873=\"\",\"\",IF(START!$B$34=1,INDIRECT(\"'Exterior Lighting'!\"&SUBSTITUTE(ADDRESS(1,MOD(ROW(A3873)-3802,50)+9,4),\"1\",\"\")&ROUNDDOWN((ROW(A3873)-3802)/50,0)+5),\"\"))","v":""},{"$f":"IF(A3873=\"\",\"\",IF(AP3873=1,Summary!$F$11*(AO3873)/(IF(InteriorCalcType=1,'Building Area Method'!$BK$6,SUM('Space-by-Space Method'!$BO$4:$BO$78))+SUM('Exterior Lighting'!$BL$5:$BL$25)),0))","v":""},{"$f":"IF(A3873=\"\",\"\",IF(AP3873=1,Summary!$E$11*(AO3873)/(IF(InteriorCalcType=1,'Building Area Method'!$BK$6,SUM('Space-by-Space Method'!$BO$4:$BO$78))+SUM('Exterior Lighting'!$BL$5:$BL$25)),0))","v":""},{"$f":"IF(A3873=\"\",\"\",IF(AP3873=1,Summary!$G$11*(AO3873)/(IF(InteriorCalcType=1,'Building Area Method'!$BK$6,SUM('Space-by-Space Method'!$BO$4:$BO$78))+SUM('Exterior Lighting'!$BL$5:$BL$25)),0))","v":""},"","",null,null,null,{"$f":"IF(A3873=\"\",\"\",IF(START!$B$34=2,INDIRECT(\"'Exterior Lighting'!\"&SUBSTITUTE(ADDRESS(1,MOD(ROW(A3873)-3802,50)+9,4),\"1\",\"\")&ROUNDDOWN((ROW(A3873)-3802)/50,0)+5),\"\"))","v":""},"",{"$f":"IF(A3873=\"\",\"\",INDIRECT(\"'Exterior Lighting'!C\"&ROUNDDOWN((ROW(A3873)-3802)/50,0)+5))","v":""},"",{"$f":"IF(A3873=\"\",\"\",INDIRECT(\"'Fixture Schedule'!D\"&MOD(ROW(A3873)-3802,50)+9))","v":""},{"$f":"IF(A3873=\"\",\"\",IF(AR3873=\"\",\"\",INDIRECT(\"'Fixture Schedule'!K\"&MOD(ROW(A3873)-52,50)+9)))","v":""},{"$f":"IF(A3873=\"\",\"\",INDIRECT(\"'Exterior Lighting'!E\"&ROUNDDOWN((ROW(A3873)-3802)/50,0)+5))","v":""},{"$f":"IF(A3873=\"\",\"\",INDIRECT(\"'Fixture Schedule'!L\"&MOD(ROW(A3873)-52,50)+9))","v":""},null,null,null,null,null,null,null,null,null,null,null,null,null,{"$f":"INDIRECT(\"'Exterior Lighting'!\"&SUBSTITUTE(ADDRESS(1,MOD(ROW(A3873)-3802,50)+9,4),\"1\",\"\")&ROUNDDOWN((ROW(A3873)-3802)/50,0)+5)","v":0},{"$f":"LEFT(INDIRECT(\"'Exterior Lighting'!BH\"&ROUNDDOWN((ROW(A3873)-3802)/50,0)+5),3)","v":""},{"$f":"INDIRECT(\"'Fixture Schedule'!L\"&MOD(ROW(A3873)-52,50)+9)","v":0},{"$f":"INDIRECT(\"'Fixture Schedule'!O\"&MOD(ROW(A3873)-52,50)+9)","v":0},null,{"$f":"INDIRECT(\"'Fixture Schedule'!L\"&MOD(ROW(A3873)-52,50)+9)","v":0}]
[{"$f":"IF(OR(AM3881=0,AN3881=\"DNQ\")=TRUE,\"\",INDIRECT(\"'Fixture Schedule'!M\"&MOD(ROW(A3881)-3802,50)+9))","v":""},{"$f":"IF(A3881=\"\",\"\",INDIRECT(\"'Fixture Schedule'!E\"&MOD(ROW(A3881)-3802,50)+9))","v":""},{"$f":"IF(A3881=\"\",\"\",INDIRECT(\"'Fixture Schedule'!F\"&MOD(ROW(A3881)-3802,50)+9))","v":""},{"$f":"IF(A3881=\"\",\"\",INDIRECT(\"'Fixture Schedule'!L\"&MOD(ROW(A3881)-52,50)+9))","v":""},"",null,null,{"$f":"IF(A3881=\"\",\"\",IF(AP3881=1,Summary!$C$12*(AO3881)/(IF(InteriorCalcType=1,'Building Area Method'!$BK$6,SUM('Space-by-Space Method'!$BO$4:$BO$78))+SUM('Exterior Lighting'!$BL$5:$BL$25)),0))","v":""},{"$f":"IF(A3881=\"\",\"\",IF(START!$B$34=1,INDIRECT(\"'Exterior Lighting'!\"&SUBSTITUTE(ADDRESS(1,MOD(ROW(A3881)-3802,50)+9,4),\"1\",\"\")&ROUNDDOWN((ROW(A3881)-3802)/50,0)+5),\"\"))","v":""},{"$f":"IF(A3881=\"\",\"\",IF(AP3881=1,Summary!$F$11*(AO3881)/(IF(InteriorCalcType=1,'Building Area Method'!$BK$6,SUM('Space-by-Space Method'!$BO$4:$BO$78))+SUM('Exterior Lighting'!$BL$5:$BL$25)),0))","v":""},{"$f":"IF(A3881=\"\",\"\",IF(AP3881=1,Summary!$E$11*(AO3881)/(IF(InteriorCalcType=1,'Building Area Method'!$BK$6,SUM('Space-by-Space Method'!$BO$4:$BO$78))+SUM('Exterior Lighting'!$BL$5:$BL$25)),0))","v":""},{"$f":"IF(A3881=\"\",\"\",IF(AP3881=1,Summary!$G$11*(AO3881)/(IF(InteriorCalcType=1,'Building Area Method'!$BK$6,SUM('Space-by-Space Method'!$BO$4:$BO$78))+SUM('Exterior Lighting'!$BL$5:$BL$25)),0))","v":""},"","",null,null,null,{"$f":"IF(A3881=\"\",\"\",IF(START!$B$34=2,INDIRECT(\"'Exterior Lighting'!\"&SUBSTITUTE(ADDRESS(1,MOD(ROW(A3881)-3802,50)+9,4),\"1\",\"\")&ROUNDDOWN((ROW(A3881)-3802)/50,0)+5),\"\"))","v":""},"",{"$f":"IF(A3881=\"\",\"\",INDIRECT(\"'Exterior Lighting'!C\"&ROUNDDOWN((ROW(A3881)-3802)/50,0)+5))","v":""},"",{"$f":"IF(A3881=\"\",\"\",INDIRECT(\"'Fixture Schedule'!D\"&MOD(ROW(A3881)-3802,50)+9))","v":""},{"$f":"IF(A3881=\"\",\"\",IF(AR3881=\"\",\"\",INDIRECT(\"'Fixture Schedule'!K\"&MOD(ROW(A3881)-52,50)+9)))","v":""},{"$f":"IF(A3881=\"\",\"\",INDIRECT(\"'Exterior Lighting'!E\"&ROUNDDOWN((ROW(A3881)-3802)/50,0)+5))","v":""},{"$f":"IF(A3881=\"\",\"\",INDIRECT(\"'Fixture Schedule'!L\"&MOD(ROW(A3881)-52,50)+9))","v":""},null,null,null,null,null,null,null,null,null,null,null,null,null,{"$f":"INDIRECT(\"'Exterior Lighting'!\"&SUBSTITUTE(ADDRESS(1,MOD(ROW(A3881)-3802,50)+9,4),\"1\",\"\")&ROUNDDOWN((ROW(A3881)-3802)/50,0)+5)","v":0},{"$f":"LEFT(INDIRECT(\"'Exterior Lighting'!BH\"&ROUNDDOWN((ROW(A3881)-3802)/50,0)+5),3)","v":""},{"$f":"INDIRECT(\"'Fixture Schedule'!L\"&MOD(ROW(A3881)-52,50)+9)","v":0},{"$f":"INDIRECT(\"'Fixture Schedule'!O\"&MOD(ROW(A3881)-52,50)+9)","v":0},null,{"$f":"INDIRECT(\"'Fixture Schedule'!L\"&MOD(ROW(A3881)-52,50)+9)","v":0}]
[{"$f":"IF(OR(AM3892=0,AN3892=\"DNQ\")=TRUE,\"\",INDIRECT(\"'Fixture Schedule'!M\"&MOD(ROW(A3892)-3802,50)+9))","v":""},{"$f":"IF(A3892=\"\",\"\",INDIRECT(\"'Fixture Schedule'!E\"&MOD(ROW(A3892)-3802,50)+9))","v":""},{"$f":"IF(A3892=\"\",\"\",INDIRECT(\"'Fixture Schedule'!F\"&MOD(ROW(A3892)-3802,50)+9))","v":""},{"$f":"IF(A3892=\"\",\"\",INDIRECT(\"'Fixture Schedule'!L\"&MOD(ROW(A3892)-52,50)+9))","v":""},"",null,null,{"$f":"IF(A3892=\"\",\"\",IF(AP3892=1,Summary!$C$12*(AO3892)/(IF(InteriorCalcType=1,'Building Area Method'!$BK$6,SUM('Space-by-Space Method'!$BO$4:$BO$78))+SUM('Exterior Lighting'!$BL$5:$BL$25)),0))","v":""},{"$f":"IF(A3892=\"\",\"\",IF(START!$B$34=1,INDIRECT(\"'Exterior Lighting'!\"&SUBSTITUTE(ADDRESS(1,MOD(ROW(A3892)-3802,50)+9,4),\"1\",\"\")&ROUNDDOWN((ROW(A3892)-3802)/50,0)+5),\"\"))","v":""},{"$f":"IF(A3892=\"\",\"\",IF(AP3892=1,Summary!$F$11*(AO3892)/(IF(InteriorCalcType=1,'Building Area Method'!$BK$6,SUM('Space-by-Space Method'!$BO$4:$BO$78))+SUM('Exterior Lighting'!$BL$5:$BL$25)),0))","v":""},{"$f":"IF(A3892=\"\",\"\",IF(AP3892=1,Summary!$E$11*(AO3892)/(IF(InteriorCalcType=1,'Building Area Method'!$BK$6,SUM('Space-by-Space Method'!$BO$4:$BO$78))+SUM('Exterior Lighting'!$BL$5:$BL$25)),0))","v":""},{"$f":"IF(A3892=\"\",\"\",IF(AP3892=1,Summary!$G$11*(AO3892)/(IF(InteriorCalcType=1,'Building Area Method'!$BK$6,SUM('Space-by-Space Method'!$BO$4:$BO$78))+SUM('Exterior Lighting'!$BL$5:$BL$25)),0))","v":""},"","",null,null,null,{"$f":"IF(A3892=\"\",\"\",IF(START!$B$34=2,INDIRECT(\"'Exterior Lighting'!\"&SUBSTITUTE(ADDRESS(1,MOD(ROW(A3892)-3802,50)+9,4),\"1\",\"\")&ROUNDDOWN((ROW(A3892)-3802)/50,0)+5),\"\"))","v":""},"",{"$f":"IF(A3892=\"\",\"\",INDIRECT(\"'Exterior Lighting'!C\"&ROUNDDOWN((ROW(A3892)-3802)/50,0)+5))","v":""},"",{"$f":"IF(A3892=\"\",\"\",INDIRECT(\"'Fixture Schedule'!D\"&MOD(ROW(A3892)-3802,50)+9))","v":""},{"$f":"IF(A3892=\"\",\"\",IF(AR3892=\"\",\"\",INDIRECT(\"'Fixture Schedule'!K\"&MOD(ROW(A3892)-52,50)+9)))","v":""},{"$f":"IF(A3892=\"\",\"\",INDIRECT(\"'Exterior Lighting'!E\"&ROUNDDOWN((ROW(A3892)-3802)/50,0)+5))","v":""},{"$f":"IF(A3892=\"\",\"\",INDIRECT(\"'Fixture Schedule'!L\"&MOD(ROW(A3892)-52,50)+9))","v":""},null,null,null,null,null,null,null,null,null,null,null,null,null,{"$f":"INDIRECT(\"'Exterior Lighting'!\"&SUBSTITUTE(ADDRESS(1,MOD(ROW(A3892)-3802,50)+9,4),\"1\",\"\")&ROUNDDOWN((ROW(A3892)-3802)/50,0)+5)","v":0},{"$f":"LEFT(INDIRECT(\"'Exterior Lighting'!BH\"&ROUNDDOWN((ROW(A3892)-3802)/50,0)+5),3)","v":""},{"$f":"INDIRECT(\"'Fixture Schedule'!L\"&MOD(ROW(A3892)-52,50)+9)","v":0},{"$f":"INDIRECT(\"'Fixture Schedule'!O\"&MOD(ROW(A3892)-52,50)+9)","v":0},null,{"$f":"INDIRECT(\"'Fixture Schedule'!L\"&MOD(ROW(A3892)-52,50)+9)","v":0}]
[{"$f":"IF(OR(AM3899=0,AN3899=\"DNQ\")=TRUE,\"\",INDIRECT(\"'Fixture Schedule'!M\"&MOD(ROW(A3899)-3802,50)+9))","v":""},{"$f":"IF(A3899=\"\",\"\",INDIRECT(\"'Fixture Schedule'!E\"&MOD(ROW(A3899)-3802,50)+9))","v":""},{"$f":"IF(A3899=\"\",\"\",INDIRECT(\"'Fixture Schedule'!F\"&MOD(ROW(A3899)-3802,50)+9))","v":""},{"$f":"IF(A3899=\"\",\"\",INDIRECT(\"'Fixture Schedule'!L\"&MOD(ROW(A3899)-52,50)+9))","v":""},"",null,null,{"$f":"IF(A3899=\"\",\"\",IF(AP3899=1,Summary!$C$12*(AO3899)/(IF(InteriorCalcType=1,'Building Area Method'!$BK$6,SUM('Space-by-Space Method'!$BO$4:$BO$78))+SUM('Exterior Lighting'!$BL$5:$BL$25)),0))","v":""},{"$f":"IF(A3899=\"\",\"\",IF(START!$B$34=1,INDIRECT(\"'Exterior Lighting'!\"&SUBSTITUTE(ADDRESS(1,MOD(ROW(A3899)-3802,50)+9,4),\"1\",\"\")&ROUNDDOWN((ROW(A3899)-3802)/50,0)+5),\"\"))","v":""},{"$f":"IF(A3899=\"\",\"\",IF(AP3899=1,Summary!$F$11*(AO3899)/(IF(InteriorCalcType=1,'Building Area Method'!$BK$6,SUM('Space-by-Space Method'!$BO$4:$BO$78))+SUM('Exterior Lighting'!$BL$5:$BL$25)),0))","v":""},{"$f":"IF(A3899=\"\",\"\",IF(AP3899=1,Summary!$E$11*(AO3899)/(IF(InteriorCalcType=1,'Building Area Method'!$BK$6,SUM('Space-by-Space Method'!$BO$4:$BO$78))+SUM('Exterior Lighting'!$BL$5:$BL$25)),0))","v":""},{"$f":"IF(A3899=\"\",\"\",IF(AP3899=1,Summary!$G$11*(AO3899)/(IF(InteriorCalcType=1,'Building Area Method'!$BK$6,SUM('Space-by-Space Method'!$BO$4:$BO$78))+SUM('Exterior Lighting'!$BL$5:$BL$25)),0))","v":""},"","",null,null,null,{"$f":"IF(A3899=\"\",\"\",IF(START!$B$34=2,INDIRECT(\"'Exterior Lighting'!\"&SUBSTITUTE(ADDRESS(1,MOD(ROW(A3899)-3802,50)+9,4),\"1\",\"\")&ROUNDDOWN((ROW(A3899)-3802)/50,0)+5),\"\"))","v":""},"",{"$f":"IF(A3899=\"\",\"\",INDIRECT(\"'Exterior Lighting'!C\"&ROUNDDOWN((ROW(A3899)-3802)/50,0)+5))","v":""},"",{"$f":"IF(A3899=\"\",\"\",INDIRECT(\"'Fixture Schedule'!D\"&MOD(ROW(A3899)-3802,50)+9))","v":""},{"$f":"IF(A3899=\"\",\"\",IF(AR3899=\"\",\"\",INDIRECT(\"'Fixture Schedule'!K\"&MOD(ROW(A3899)-52,50)+9)))","v":""},{"$f":"IF(A3899=\"\",\"\",INDIRECT(\"'Exterior Lighting'!E\"&ROUNDDOWN((ROW(A3899)-3802)/50,0)+5))","v":""},{"$f":"IF(A3899=\"\",\"\",INDIRECT(\"'Fixture Schedule'!L\"&MOD(ROW(A3899)-52,50)+9))","v":""},null,null,null,null,null,null,null,null,null,null,null,null,null,{"$f":"INDIRECT(\"'Exterior Lighting'!\"&SUBSTITUTE(ADDRESS(1,MOD(ROW(A3899)-3802,50)+9,4),\"1\",\"\")&ROUNDDOWN((ROW(A3899)-3802)/50,0)+5)","v":0},{"$f":"LEFT(INDIRECT(\"'Exterior Lighting'!BH\"&ROUNDDOWN((ROW(A3899)-3802)/50,0)+5),3)","v":""},{"$f":"INDIRECT(\"'Fixture Schedule'!L\"&MOD(ROW(A3899)-52,50)+9)","v":0},{"$f":"INDIRECT(\"'Fixture Schedule'!O\"&MOD(ROW(A3899)-52,50)+9)","v":0},null,{"$f":"INDIRECT(\"'Fixture Schedule'!L\"&MOD(ROW(A3899)-52,50)+9)","v":0}]
[{"$f":"IF(OR(AM3911=0,AN3911=\"DNQ\")=TRUE,\"\",INDIRECT(\"'Fixture Schedule'!M\"&MOD(ROW(A3911)-3802,50)+9))","v":""},{"$f":"IF(A3911=\"\",\"\",INDIRECT(\"'Fixture Schedule'!E\"&MOD(ROW(A3911)-3802,50)+9))","v":""},{"$f":"IF(A3911=\"\",\"\",INDIRECT(\"'Fixture Schedule'!F\"&MOD(ROW(A3911)-3802,50)+9))","v":""},{"$f":"IF(A3911=\"\",\"\",INDIRECT(\"'Fixture Schedule'!L\"&MOD(ROW(A3911)-52,50)+9))","v":""},"",null,null,{"$f":"IF(A3911=\"\",\"\",IF(AP3911=1,Summary!$C$12*(AO3911)/(IF(InteriorCalcType=1,'Building Area Method'!$BK$6,SUM('Space-by-Space Method'!$BO$4:$BO$78))+SUM('Exterior Lighting'!$BL$5:$BL$25)),0))","v":""},{"$f":"IF(A3911=\"\",\"\",IF(START!$B$34=1,INDIRECT(\"'Exterior Lighting'!\"&SUBSTITUTE(ADDRESS(1,MOD(ROW(A3911)-3802,50)+9,4),\"1\",\"\")&ROUNDDOWN((ROW(A3911)-3802)/50,0)+5),\"\"))","v":""},{"$f":"IF(A3911=\"\",\"\",IF(AP3911=1,Summary!$F$11*(AO3911)/(IF(InteriorCalcType=1,'Building Area Method'!$BK$6,SUM('Space-by-Space Method'!$BO$4:$BO$78))+SUM('Exterior Lighting'!$BL$5:$BL$25)),0))","v":""},{"$f":"IF(A3911=\"\",\"\",IF(AP3911=1,Summary!$E$11*(AO3911)/(IF(InteriorCalcType=1,'Building Area Method'!$BK$6,SUM('Space-by-Space Method'!$BO$4:$BO$78))+SUM('Exterior Lighting'!$BL$5:$BL$25)),0))","v":""},{"$f":"IF(A3911=\"\",\"\",IF(AP3911=1,Summary!$G$11*(AO3911)/(IF(InteriorCalcType=1,'Building Area Method'!$BK$6,SUM('Space-by-Space Method'!$BO$4:$BO$78))+SUM('Exterior Lighting'!$BL$5:$BL$25)),0))","v":""},"","",null,null,null,{"$f":"IF(A3911=\"\",\"\",IF(START!$B$34=2,INDIRECT(\"'Exterior Lighting'!\"&SUBSTITUTE(ADDRESS(1,MOD(ROW(A3911)-3802,50)+9,4),\"1\",\"\")&ROUNDDOWN((ROW(A3911)-3802)/50,0)+5),\"\"))","v":""},"",{"$f":"IF(A3911=\"\",\"\",INDIRECT(\"'Exterior Lighting'!C\"&ROUNDDOWN((ROW(A3911)-3802)/50,0)+5))","v":""},"",{"$f":"IF(A3911=\"\",\"\",INDIRECT(\"'Fixture Schedule'!D\"&MOD(ROW(A3911)-3802,50)+9))","v":""},{"$f":"IF(A3911=\"\",\"\",IF(AR3911=\"\",\"\",INDIRECT(\"'Fixture Schedule'!K\"&MOD(ROW(A3911)-52,50)+9)))","v":""},{"$f":"IF(A3911=\"\",\"\",INDIRECT(\"'Exterior Lighting'!E\"&ROUNDDOWN((ROW(A3911)-3802)/50,0)+5))","v":""},{"$f":"IF(A3911=\"\",\"\",INDIRECT(\"'Fixture Schedule'!L\"&MOD(ROW(A3911)-52,50)+9))","v":""},null,null,null,null,null,null,null,null,null,null,null,null,null,{"$f":"INDIRECT(\"'Exterior Lighting'!\"&SUBSTITUTE(ADDRESS(1,MOD(ROW(A3911)-3802,50)+9,4),\"1\",\"\")&ROUNDDOWN((ROW(A3911)-3802)/50,0)+5)","v":0},{"$f":"LEFT(INDIRECT(\"'Exterior Lighting'!BH\"&ROUNDDOWN((ROW(A3911)-3802)/50,0)+5),3)","v":""},{"$f":"INDIRECT(\"'Fixture Schedule'!L\"&MOD(ROW(A3911)-52,50)+9)","v":0},{"$f":"INDIRECT(\"'Fixture Schedule'!O\"&MOD(ROW(A3911)-52,50)+9)","v":0},null,{"$f":"INDIRECT(\"'Fixture Schedule'!L\"&MOD(ROW(A3911)-52,50)+9)","v":0}]
[{"$f":"IF(OR(AM3917=0,AN3917=\"DNQ\")=TRUE,\"\",INDIRECT(\"'Fixture Schedule'!M\"&MOD(ROW(A3917)-3802,50)+9))","v":""},{"$f":"IF(A3917=\"\",\"\",INDIRECT(\"'Fixture Schedule'!E\"&MOD(ROW(A3917)-3802,50)+9))","v":""},{"$f":"IF(A3917=\"\",\"\",INDIRECT(\"'Fixture Schedule'!F\"&MOD(ROW(A3917)-3802,50)+9))","v":""},{"$f":"IF(A3917=\"\",\"\",INDIRECT(\"'Fixture Schedule'!L\"&MOD(ROW(A3917)-52,50)+9))","v":""},"",null,null,{"$f":"IF(A3917=\"\",\"\",IF(AP3917=1,Summary!$C$12*(AO3917)/(IF(InteriorCalcType=1,'Building Area Method'!$BK$6,SUM('Space-by-Space Method'!$BO$4:$BO$78))+SUM('Exterior Lighting'!$BL$5:$BL$25)),0))","v":""},{"$f":"IF(A3917=\"\",\"\",IF(START!$B$34=1,INDIRECT(\"'Exterior Lighting'!\"&SUBSTITUTE(ADDRESS(1,MOD(ROW(A3917)-3802,50)+9,4),\"1\",\"\")&ROUNDDOWN((ROW(A3917)-3802)/50,0)+5),\"\"))","v":""},{"$f":"IF(A3917=\"\",\"\",IF(AP3917=1,Summary!$F$11*(AO3917)/(IF(InteriorCalcType=1,'Building Area Method'!$BK$6,SUM('Space-by-Space Method'!$BO$4:$BO$78))+SUM('Exterior Lighting'!$BL$5:$BL$25)),0))","v":""},{"$f":"IF(A3917=\"\",\"\",IF(AP3917=1,Summary!$E$11*(AO3917)/(IF(InteriorCalcType=1,'Building Area Method'!$BK$6,SUM('Space-by-Space Method'!$BO$4:$BO$78))+SUM('Exterior Lighting'!$BL$5:$BL$25)),0))","v":""},{"$f":"IF(A3917=\"\",\"\",IF(AP3917=1,Summary!$G$11*(AO3917)/(IF(InteriorCalcType=1,'Building Area Method'!$BK$6,SUM('Space-by-Space Method'!$BO$4:$BO$78))+SUM('Exterior Lighting'!$BL$5:$BL$25)),0))","v":""},"","",null,null,null,{"$f":"IF(A3917=\"\",\"\",IF(START!$B$34=2,INDIRECT(\"'Exterior Lighting'!\"&SUBSTITUTE(ADDRESS(1,MOD(ROW(A3917)-3802,50)+9,4),\"1\",\"\")&ROUNDDOWN((ROW(A3917)-3802)/50,0)+5),\"\"))","v":""},"",{"$f":"IF(A3917=\"\",\"\",INDIRECT(\"'Exterior Lighting'!C\"&ROUNDDOWN((ROW(A3917)-3802)/50,0)+5))","v":""},"",{"$f":"IF(A3917=\"\",\"\",INDIRECT(\"'Fixture Schedule'!D\"&MOD(ROW(A3917)-3802,50)+9))","v":""},{"$f":"IF(A3917=\"\",\"\",IF(AR3917=\"\",\"\",INDIRECT(\"'Fixture Schedule'!K\"&MOD(ROW(A3917)-52,50)+9)))","v":""},{"$f":"IF(A3917=\"\",\"\",INDIRECT(\"'Exterior Lighting'!E\"&ROUNDDOWN((ROW(A3917)-3802)/50,0)+5))","v":""},{"$f":"IF(A3917=\"\",\"\",INDIRECT(\"'Fixture Schedule'!L\"&MOD(ROW(A3917)-52,50)+9))","v":""},null,null,null,null,null,null,null,null,null,null,null,null,null,{"$f":"INDIRECT(\"'Exterior Lighting'!\"&SUBSTITUTE(ADDRESS(1,MOD(ROW(A3917)-3802,50)+9,4),\"1\",\"\")&ROUNDDOWN((ROW(A3917)-3802)/50,0)+5)","v":0},{"$f":"LEFT(INDIRECT(\"'Exterior Lighting'!BH\"&ROUNDDOWN((ROW(A3917)-3802)/50,0)+5),3)","v":""},{"$f":"INDIRECT(\"'Fixture Schedule'!L\"&MOD(ROW(A3917)-52,50)+9)","v":0},{"$f":"INDIRECT(\"'Fixture Schedule'!O\"&MOD(ROW(A3917)-52,50)+9)","v":0},null,{"$f":"INDIRECT(\"'Fixture Schedule'!L\"&MOD(ROW(A3917)-52,50)+9)","v":0}]
[{"$f":"IF(OR(AM3930=0,AN3930=\"DNQ\")=TRUE,\"\",INDIRECT(\"'Fixture Schedule'!M\"&MOD(ROW(A3930)-3802,50)+9))","v":""},{"$f":"IF(A3930=\"\",\"\",INDIRECT(\"'Fixture Schedule'!E\"&MOD(ROW(A3930)-3802,50)+9))","v":""},{"$f":"IF(A3930=\"\",\"\",INDIRECT(\"'Fixture Schedule'!F\"&MOD(ROW(A3930)-3802,50)+9))","v":""},{"$f":"IF(A3930=\"\",\"\",INDIRECT(\"'Fixture Schedule'!L\"&MOD(ROW(A3930)-52,50)+9))","v":""},"",null,null,{"$f":"IF(A3930=\"\",\"\",IF(AP3930=1,Summary!$C$12*(AO3930)/(IF(InteriorCalcType=1,'Building Area Method'!$BK$6,SUM('Space-by-Space Method'!$BO$4:$BO$78))+SUM('Exterior Lighting'!$BL$5:$BL$25)),0))","v":""},{"$f":"IF(A3930=\"\",\"\",IF(START!$B$34=1,INDIRECT(\"'Exterior Lighting'!\"&SUBSTITUTE(ADDRESS(1,MOD(ROW(A3930)-3802,50)+9,4),\"1\",\"\")&ROUNDDOWN((ROW(A3930)-3802)/50,0)+5),\"\"))","v":""},{"$f":"IF(A3930=\"\",\"\",IF(AP3930=1,Summary!$F$11*(AO3930)/(IF(InteriorCalcType=1,'Building Area Method'!$BK$6,SUM('Space-by-Space Method'!$BO$4:$BO$78))+SUM('Exterior Lighting'!$BL$5:$BL$25)),0))","v":""},{"$f":"IF(A3930=\"\",\"\",IF(AP3930=1,Summary!$E$11*(AO3930)/(IF(InteriorCalcType=1,'Building Area Method'!$BK$6,SUM('Space-by-Space Method'!$BO$4:$BO$78))+SUM('Exterior Lighting'!$BL$5:$BL$25)),0))","v":""},{"$f":"IF(A3930=\"\",\"\",IF(AP3930=1,Summary!$G$11*(AO3930)/(IF(InteriorCalcType=1,'Building Area Method'!$BK$6,SUM('Space-by-Space Method'!$BO$4:$BO$78))+SUM('Exterior Lighting'!$BL$5:$BL$25)),0))","v":""},"","",null,null,null,{"$f":"IF(A3930=\"\",\"\",IF(START!$B$34=2,INDIRECT(\"'Exterior Lighting'!\"&SUBSTITUTE(ADDRESS(1,MOD(ROW(A3930)-3802,50)+9,4),\"1\",\"\")&ROUNDDOWN((ROW(A3930)-3802)/50,0)+5),\"\"))","v":""},"",{"$f":"IF(A3930=\"\",\"\",INDIRECT(\"'Exterior Lighting'!C\"&ROUNDDOWN((ROW(A3930)-3802)/50,0)+5))","v":""},"",{"$f":"IF(A3930=\"\",\"\",INDIRECT(\"'Fixture Schedule'!D\"&MOD(ROW(A3930)-3802,50)+9))","v":""},{"$f":"IF(A3930=\"\",\"\",IF(AR3930=\"\",\"\",INDIRECT(\"'Fixture Schedule'!K\"&MOD(ROW(A3930)-52,50)+9)))","v":""},{"$f":"IF(A3930=\"\",\"\",INDIRECT(\"'Exterior Lighting'!E\"&ROUNDDOWN((ROW(A3930)-3802)/50,0)+5))","v":""},{"$f":"IF(A3930=\"\",\"\",INDIRECT(\"'Fixture Schedule'!L\"&MOD(ROW(A3930)-52,50)+9))","v":""},null,null,null,null,null,null,null,null,null,null,null,null,null,{"$f":"INDIRECT(\"'Exterior Lighting'!\"&SUBSTITUTE(ADDRESS(1,MOD(ROW(A3930)-3802,50)+9,4),\"1\",\"\")&ROUNDDOWN((ROW(A3930)-3802)/50,0)+5)","v":0},{"$f":"LEFT(INDIRECT(\"'Exterior Lighting'!BH\"&ROUNDDOWN((ROW(A3930)-3802)/50,0)+5),3)","v":""},{"$f":"INDIRECT(\"'Fixture Schedule'!L\"&MOD(ROW(A3930)-52,50)+9)","v":0},{"$f":"INDIRECT(\"'Fixture Schedule'!O\"&MOD(ROW(A3930)-52,50)+9)","v":0},null,{"$f":"INDIRECT(\"'Fixture Schedule'!L\"&MOD(ROW(A3930)-52,50)+9)","v":0}]
[{"$f":"IF(OR(AM3939=0,AN3939=\"DNQ\")=TRUE,\"\",INDIRECT(\"'Fixture Schedule'!M\"&MOD(ROW(A3939)-3802,50)+9))","v":""},{"$f":"IF(A3939=\"\",\"\",INDIRECT(\"'Fixture Schedule'!E\"&MOD(ROW(A3939)-3802,50)+9))","v":""},{"$f":"IF(A3939=\"\",\"\",INDIRECT(\"'Fixture Schedule'!F\"&MOD(ROW(A3939)-3802,50)+9))","v":""},{"$f":"IF(A3939=\"\",\"\",INDIRECT(\"'Fixture Schedule'!L\"&MOD(ROW(A3939)-52,50)+9))","v":""},"",null,null,{"$f":"IF(A3939=\"\",\"\",IF(AP3939=1,Summary!$C$12*(AO3939)/(IF(InteriorCalcType=1,'Building Area Method'!$BK$6,SUM('Space-by-Space Method'!$BO$4:$BO$78))+SUM('Exterior Lighting'!$BL$5:$BL$25)),0))","v":""},{"$f":"IF(A3939=\"\",\"\",IF(START!$B$34=1,INDIRECT(\"'Exterior Lighting'!\"&SUBSTITUTE(ADDRESS(1,MOD(ROW(A3939)-3802,50)+9,4),\"1\",\"\")&ROUNDDOWN((ROW(A3939)-3802)/50,0)+5),\"\"))","v":""},{"$f":"IF(A3939=\"\",\"\",IF(AP3939=1,Summary!$F$11*(AO3939)/(IF(InteriorCalcType=1,'Building Area Method'!$BK$6,SUM('Space-by-Space Method'!$BO$4:$BO$78))+SUM('Exterior Lighting'!$BL$5:$BL$25)),0))","v":""},{"$f":"IF(A3939=\"\",\"\",IF(AP3939=1,Summary!$E$11*(AO3939)/(IF(InteriorCalcType=1,'Building Area Method'!$BK$6,SUM('Space-by-Space Method'!$BO$4:$BO$78))+SUM('Exterior Lighting'!$BL$5:$BL$25)),0))","v":""},{"$f":"IF(A3939=\"\",\"\",IF(AP3939=1,Summary!$G$11*(AO3939)/(IF(InteriorCalcType=1,'Building Area Method'!$BK$6,SUM('Space-by-Space Method'!$BO$4:$BO$78))+SUM('Exterior Lighting'!$BL$5:$BL$25)),0))","v":""},"","",null,null,null,{"$f":"IF(A3939=\"\",\"\",IF(START!$B$34=2,INDIRECT(\"'Exterior Lighting'!\"&SUBSTITUTE(ADDRESS(1,MOD(ROW(A3939)-3802,50)+9,4),\"1\",\"\")&ROUNDDOWN((ROW(A3939)-3802)/50,0)+5),\"\"))","v":""},"",{"$f":"IF(A3939=\"\",\"\",INDIRECT(\"'Exterior Lighting'!C\"&ROUNDDOWN((ROW(A3939)-3802)/50,0)+5))","v":""},"",{"$f":"IF(A3939=\"\",\"\",INDIRECT(\"'Fixture Schedule'!D\"&MOD(ROW(A3939)-3802,50)+9))","v":""},{"$f":"IF(A3939=\"\",\"\",IF(AR3939=\"\",\"\",INDIRECT(\"'Fixture Schedule'!K\"&MOD(ROW(A3939)-52,50)+9)))","v":""},{"$f":"IF(A3939=\"\",\"\",INDIRECT(\"'Exterior Lighting'!E\"&ROUNDDOWN((ROW(A3939)-3802)/50,0)+5))","v":""},{"$f":"IF(A3939=\"\",\"\",INDIRECT(\"'Fixture Schedule'!L\"&MOD(ROW(A3939)-52,50)+9))","v":""},null,null,null,null,null,null,null,null,null,null,null,null,null,{"$f":"INDIRECT(\"'Exterior Lighting'!\"&SUBSTITUTE(ADDRESS(1,MOD(ROW(A3939)-3802,50)+9,4),\"1\",\"\")&ROUNDDOWN((ROW(A3939)-3802)/50,0)+5)","v":0},{"$f":"LEFT(INDIRECT(\"'Exterior Lighting'!BH\"&ROUNDDOWN((ROW(A3939)-3802)/50,0)+5),3)","v":""},{"$f":"INDIRECT(\"'Fixture Schedule'!L\"&MOD(ROW(A3939)-52,50)+9)","v":0},{"$f":"INDIRECT(\"'Fixture Schedule'!O\"&MOD(ROW(A3939)-52,50)+9)","v":0},null,{"$f":"INDIRECT(\"'Fixture Schedule'!L\"&MOD(ROW(A3939)-52,50)+9)","v":0}]
[{"$f":"IF(OR(AM3946=0,AN3946=\"DNQ\")=TRUE,\"\",INDIRECT(\"'Fixture Schedule'!M\"&MOD(ROW(A3946)-3802,50)+9))","v":""},{"$f":"IF(A3946=\"\",\"\",INDIRECT(\"'Fixture Schedule'!E\"&MOD(ROW(A3946)-3802,50)+9))","v":""},{"$f":"IF(A3946=\"\",\"\",INDIRECT(\"'Fixture Schedule'!F\"&MOD(ROW(A3946)-3802,50)+9))","v":""},{"$f":"IF(A3946=\"\",\"\",INDIRECT(\"'Fixture Schedule'!L\"&MOD(ROW(A3946)-52,50)+9))","v":""},"",null,null,{"$f":"IF(A3946=\"\",\"\",IF(AP3946=1,Summary!$C$12*(AO3946)/(IF(InteriorCalcType=1,'Building Area Method'!$BK$6,SUM('Space-by-Space Method'!$BO$4:$BO$78))+SUM('Exterior Lighting'!$BL$5:$BL$25)),0))","v":""},{"$f":"IF(A3946=\"\",\"\",IF(START!$B$34=1,INDIRECT(\"'Exterior Lighting'!\"&SUBSTITUTE(ADDRESS(1,MOD(ROW(A3946)-3802,50)+9,4),\"1\",\"\")&ROUNDDOWN((ROW(A3946)-3802)/50,0)+5),\"\"))","v":""},{"$f":"IF(A3946=\"\",\"\",IF(AP3946=1,Summary!$F$11*(AO3946)/(IF(InteriorCalcType=1,'Building Area Method'!$BK$6,SUM('Space-by-Space Method'!$BO$4:$BO$78))+SUM('Exterior Lighting'!$BL$5:$BL$25)),0))","v":""},{"$f":"IF(A3946=\"\",\"\",IF(AP3946=1,Summary!$E$11*(AO3946)/(IF(InteriorCalcType=1,'Building Area Method'!$BK$6,SUM('Space-by-Space Method'!$BO$4:$BO$78))+SUM('Exterior Lighting'!$BL$5:$BL$25)),0))","v":""},{"$f":"IF(A3946=\"\",\"\",IF(AP3946=1,Summary!$G$11*(AO3946)/(IF(InteriorCalcType=1,'Building Area Method'!$BK$6,SUM('Space-by-Space Method'!$BO$4:$BO$78))+SUM('Exterior Lighting'!$BL$5:$BL$25)),0))","v":""},"","",null,null,null,{"$f":"IF(A3946=\"\",\"\",IF(START!$B$34=2,INDIRECT(\"'Exterior Lighting'!\"&SUBSTITUTE(ADDRESS(1,MOD(ROW(A3946)-3802,50)+9,4),\"1\",\"\")&ROUNDDOWN((ROW(A3946)-3802)/50,0)+5),\"\"))","v":""},"",{"$f":"IF(A3946=\"\",\"\",INDIRECT(\"'Exterior Lighting'!C\"&ROUNDDOWN((ROW(A3946)-3802)/50,0)+5))","v":""},"",{"$f":"IF(A3946=\"\",\"\",INDIRECT(\"'Fixture Schedule'!D\"&MOD(ROW(A3946)-3802,50)+9))","v":""},{"$f":"IF(A3946=\"\",\"\",IF(AR3946=\"\",\"\",INDIRECT(\"'Fixture Schedule'!K\"&MOD(ROW(A3946)-52,50)+9)))","v":""},{"$f":"IF(A3946=\"\",\"\",INDIRECT(\"'Exterior Lighting'!E\"&ROUNDDOWN((ROW(A3946)-3802)/50,0)+5))","v":""},{"$f":"IF(A3946=\"\",\"\",INDIRECT(\"'Fixture Schedule'!L\"&MOD(ROW(A3946)-52,50)+9))","v":""},null,null,null,null,null,null,null,null,null,null,null,null,null,{"$f":"INDIRECT(\"'Exterior Lighting'!\"&SUBSTITUTE(ADDRESS(1,MOD(ROW(A3946)-3802,50)+9,4),\"1\",\"\")&ROUNDDOWN((ROW(A3946)-3802)/50,0)+5)","v":0},{"$f":"LEFT(INDIRECT(\"'Exterior Lighting'!BH\"&ROUNDDOWN((ROW(A3946)-3802)/50,0)+5),3)","v":""},{"$f":"INDIRECT(\"'Fixture Schedule'!L\"&MOD(ROW(A3946)-52,50)+9)","v":0},{"$f":"INDIRECT(\"'Fixture Schedule'!O\"&MOD(ROW(A3946)-52,50)+9)","v":0},null,{"$f":"INDIRECT(\"'Fixture Schedule'!L\"&MOD(ROW(A3946)-52,50)+9)","v":0}]
[{"$f":"IF(OR(AM3950=0,AN3950=\"DNQ\")=TRUE,\"\",INDIRECT(\"'Fixture Schedule'!M\"&MOD(ROW(A3950)-3802,50)+9))","v":""},{"$f":"IF(A3950=\"\",\"\",INDIRECT(\"'Fixture Schedule'!E\"&MOD(ROW(A3950)-3802,50)+9))","v":""},{"$f":"IF(A3950=\"\",\"\",INDIRECT(\"'Fixture Schedule'!F\"&MOD(ROW(A3950)-3802,50)+9))","v":""},{"$f":"IF(A3950=\"\",\"\",INDIRECT(\"'Fixture Schedule'!L\"&MOD(ROW(A3950)-52,50)+9))","v":""},"",null,null,{"$f":"IF(A3950=\"\",\"\",IF(AP3950=1,Summary!$C$12*(AO3950)/(IF(InteriorCalcType=1,'Building Area Method'!$BK$6,SUM('Space-by-Space Method'!$BO$4:$BO$78))+SUM('Exterior Lighting'!$BL$5:$BL$25)),0))","v":""},{"$f":"IF(A3950=\"\",\"\",IF(START!$B$34=1,INDIRECT(\"'Exterior Lighting'!\"&SUBSTITUTE(ADDRESS(1,MOD(ROW(A3950)-3802,50)+9,4),\"1\",\"\")&ROUNDDOWN((ROW(A3950)-3802)/50,0)+5),\"\"))","v":""},{"$f":"IF(A3950=\"\",\"\",IF(AP3950=1,Summary!$F$11*(AO3950)/(IF(InteriorCalcType=1,'Building Area Method'!$BK$6,SUM('Space-by-Space Method'!$BO$4:$BO$78))+SUM('Exterior Lighting'!$BL$5:$BL$25)),0))","v":""},{"$f":"IF(A3950=\"\",\"\",IF(AP3950=1,Summary!$E$11*(AO3950)/(IF(InteriorCalcType=1,'Building Area Method'!$BK$6,SUM('Space-by-Space Method'!$BO$4:$BO$78))+SUM('Exterior Lighting'!$BL$5:$BL$25)),0))","v":""},{"$f":"IF(A3950=\"\",\"\",IF(AP3950=1,Summary!$G$11*(AO3950)/(IF(InteriorCalcType=1,'Building Area Method'!$BK$6,SUM('Space-by-Space Method'!$BO$4:$BO$78))+SUM('Exterior Lighting'!$BL$5:$BL$25)),0))","v":""},"","",null,null,null,{"$f":"IF(A3950=\"\",\"\",IF(START!$B$34=2,INDIRECT(\"'Exterior Lighting'!\"&SUBSTITUTE(ADDRESS(1,MOD(ROW(A3950)-3802,50)+9,4),\"1\",\"\")&ROUNDDOWN((ROW(A3950)-3802)/50,0)+5),\"\"))","v":""},"",{"$f":"IF(A3950=\"\",\"\",INDIRECT(\"'Exterior Lighting'!C\"&ROUNDDOWN((ROW(A3950)-3802)/50,0)+5))","v":""},"",{"$f":"IF(A3950=\"\",\"\",INDIRECT(\"'Fixture Schedule'!D\"&MOD(ROW(A3950)-3802,50)+9))","v":""},{"$f":"IF(A3950=\"\",\"\",IF(AR3950=\"\",\"\",INDIRECT(\"'Fixture Schedule'!K\"&MOD(ROW(A3950)-52,50)+9)))","v":""},{"$f":"IF(A3950=\"\",\"\",INDIRECT(\"'Exterior Lighting'!E\"&ROUNDDOWN((ROW(A3950)-3802)/50,0)+5))","v":""},{"$f":"IF(A3950=\"\",\"\",INDIRECT(\"'Fixture Schedule'!L\"&MOD(ROW(A3950)-52,50)+9))","v":""},null,null,null,null,null,null,null,null,null,null,null,null,null,{"$f":"INDIRECT(\"'Exterior Lighting'!\"&SUBSTITUTE(ADDRESS(1,MOD(ROW(A3950)-3802,50)+9,4),\"1\",\"\")&ROUNDDOWN((ROW(A3950)-3802)/50,0)+5)","v":0},{"$f":"LEFT(INDIRECT(\"'Exterior Lighting'!BH\"&ROUNDDOWN((ROW(A3950)-3802)/50,0)+5),3)","v":""},{"$f":"INDIRECT(\"'Fixture Schedule'!L\"&MOD(ROW(A3950)-52,50)+9)","v":0},{"$f":"INDIRECT(\"'Fixture Schedule'!O\"&MOD(ROW(A3950)-52,50)+9)","v":0},null,{"$f":"INDIRECT(\"'Fixture Schedule'!L\"&MOD(ROW(A3950)-52,50)+9)","v":0}]
[{"$f":"IF(OR(AM3964=0,AN3964=\"DNQ\")=TRUE,\"\",INDIRECT(\"'Fixture Schedule'!M\"&MOD(ROW(A3964)-3802,50)+9))","v":""},{"$f":"IF(A3964=\"\",\"\",INDIRECT(\"'Fixture Schedule'!E\"&MOD(ROW(A3964)-3802,50)+9))","v":""},{"$f":"IF(A3964=\"\",\"\",INDIRECT(\"'Fixture Schedule'!F\"&MOD(ROW(A3964)-3802,50)+9))","v":""},{"$f":"IF(A3964=\"\",\"\",INDIRECT(\"'Fixture Schedule'!L\"&MOD(ROW(A3964)-52,50)+9))","v":""},"",null,null,{"$f":"IF(A3964=\"\",\"\",IF(AP3964=1,Summary!$C$12*(AO3964)/(IF(InteriorCalcType=1,'Building Area Method'!$BK$6,SUM('Space-by-Space Method'!$BO$4:$BO$78))+SUM('Exterior Lighting'!$BL$5:$BL$25)),0))","v":""},{"$f":"IF(A3964=\"\",\"\",IF(START!$B$34=1,INDIRECT(\"'Exterior Lighting'!\"&SUBSTITUTE(ADDRESS(1,MOD(ROW(A3964)-3802,50)+9,4),\"1\",\"\")&ROUNDDOWN((ROW(A3964)-3802)/50,0)+5),\"\"))","v":""},{"$f":"IF(A3964=\"\",\"\",IF(AP3964=1,Summary!$F$11*(AO3964)/(IF(InteriorCalcType=1,'Building Area Method'!$BK$6,SUM('Space-by-Space Method'!$BO$4:$BO$78))+SUM('Exterior Lighting'!$BL$5:$BL$25)),0))","v":""},{"$f":"IF(A3964=\"\",\"\",IF(AP3964=1,Summary!$E$11*(AO3964)/(IF(InteriorCalcType=1,'Building Area Method'!$BK$6,SUM('Space-by-Space Method'!$BO$4:$BO$78))+SUM('Exterior Lighting'!$BL$5:$BL$25)),0))","v":""},{"$f":"IF(A3964=\"\",\"\",IF(AP3964=1,Summary!$G$11*(AO3964)/(IF(InteriorCalcType=1,'Building Area Method'!$BK$6,SUM('Space-by-Space Method'!$BO$4:$BO$78))+SUM('Exterior Lighting'!$BL$5:$BL$25)),0))","v":""},"","",null,null,null,{"$f":"IF(A3964=\"\",\"\",IF(START!$B$34=2,INDIRECT(\"'Exterior Lighting'!\"&SUBSTITUTE(ADDRESS(1,MOD(ROW(A3964)-3802,50)+9,4),\"1\",\"\")&ROUNDDOWN((ROW(A3964)-3802)/50,0)+5),\"\"))","v":""},"",{"$f":"IF(A3964=\"\",\"\",INDIRECT(\"'Exterior Lighting'!C\"&ROUNDDOWN((ROW(A3964)-3802)/50,0)+5))","v":""},"",{"$f":"IF(A3964=\"\",\"\",INDIRECT(\"'Fixture Schedule'!D\"&MOD(ROW(A3964)-3802,50)+9))","v":""},{"$f":"IF(A3964=\"\",\"\",IF(AR3964=\"\",\"\",INDIRECT(\"'Fixture Schedule'!K\"&MOD(ROW(A3964)-52,50)+9)))","v":""},{"$f":"IF(A3964=\"\",\"\",INDIRECT(\"'Exterior Lighting'!E\"&ROUNDDOWN((ROW(A3964)-3802)/50,0)+5))","v":""},{"$f":"IF(A3964=\"\",\"\",INDIRECT(\"'Fixture Schedule'!L\"&MOD(ROW(A3964)-52,50)+9))","v":""},null,null,null,null,null,null,null,null,null,null,null,null,null,{"$f":"INDIRECT(\"'Exterior Lighting'!\"&SUBSTITUTE(ADDRESS(1,MOD(ROW(A3964)-3802,50)+9,4),\"1\",\"\")&ROUNDDOWN((ROW(A3964)-3802)/50,0)+5)","v":0},{"$f":"LEFT(INDIRECT(\"'Exterior Lighting'!BH\"&ROUNDDOWN((ROW(A3964)-3802)/50,0)+5),3)","v":""},{"$f":"INDIRECT(\"'Fixture Schedule'!L\"&MOD(ROW(A3964)-52,50)+9)","v":0},{"$f":"INDIRECT(\"'Fixture Schedule'!O\"&MOD(ROW(A3964)-52,50)+9)","v":0},null,{"$f":"INDIRECT(\"'Fixture Schedule'!L\"&MOD(ROW(A3964)-52,50)+9)","v":0}]
[{"$f":"IF(OR(AM3969=0,AN3969=\"DNQ\")=TRUE,\"\",INDIRECT(\"'Fixture Schedule'!M\"&MOD(ROW(A3969)-3802,50)+9))","v":""},{"$f":"IF(A3969=\"\",\"\",INDIRECT(\"'Fixture Schedule'!E\"&MOD(ROW(A3969)-3802,50)+9))","v":""},{"$f":"IF(A3969=\"\",\"\",INDIRECT(\"'Fixture Schedule'!F\"&MOD(ROW(A3969)-3802,50)+9))","v":""},{"$f":"IF(A3969=\"\",\"\",INDIRECT(\"'Fixture Schedule'!L\"&MOD(ROW(A3969)-52,50)+9))","v":""},"",null,null,{"$f":"IF(A3969=\"\",\"\",IF(AP3969=1,Summary!$C$12*(AO3969)/(IF(InteriorCalcType=1,'Building Area Method'!$BK$6,SUM('Space-by-Space Method'!$BO$4:$BO$78))+SUM('Exterior Lighting'!$BL$5:$BL$25)),0))","v":""},{"$f":"IF(A3969=\"\",\"\",IF(START!$B$34=1,INDIRECT(\"'Exterior Lighting'!\"&SUBSTITUTE(ADDRESS(1,MOD(ROW(A3969)-3802,50)+9,4),\"1\",\"\")&ROUNDDOWN((ROW(A3969)-3802)/50,0)+5),\"\"))","v":""},{"$f":"IF(A3969=\"\",\"\",IF(AP3969=1,Summary!$F$11*(AO3969)/(IF(InteriorCalcType=1,'Building Area Method'!$BK$6,SUM('Space-by-Space Method'!$BO$4:$BO$78))+SUM('Exterior Lighting'!$BL$5:$BL$25)),0))","v":""},{"$f":"IF(A3969=\"\",\"\",IF(AP3969=1,Summary!$E$11*(AO3969)/(IF(InteriorCalcType=1,'Building Area Method'!$BK$6,SUM('Space-by-Space Method'!$BO$4:$BO$78))+SUM('Exterior Lighting'!$BL$5:$BL$25)),0))","v":""},{"$f":"IF(A3969=\"\",\"\",IF(AP3969=1,Summary!$G$11*(AO3969)/(IF(InteriorCalcType=1,'Building Area Method'!$BK$6,SUM('Space-by-Space Method'!$BO$4:$BO$78))+SUM('Exterior Lighting'!$BL$5:$BL$25)),0))","v":""},"","",null,null,null,{"$f":"IF(A3969=\"\",\"\",IF(START!$B$34=2,INDIRECT(\"'Exterior Lighting'!\"&SUBSTITUTE(ADDRESS(1,MOD(ROW(A3969)-3802,50)+9,4),\"1\",\"\")&ROUNDDOWN((ROW(A3969)-3802)/50,0)+5),\"\"))","v":""},"",{"$f":"IF(A3969=\"\",\"\",INDIRECT(\"'Exterior Lighting'!C\"&ROUNDDOWN((ROW(A3969)-3802)/50,0)+5))","v":""},"",{"$f":"IF(A3969=\"\",\"\",INDIRECT(\"'Fixture Schedule'!D\"&MOD(ROW(A3969)-3802,50)+9))","v":""},{"$f":"IF(A3969=\"\",\"\",IF(AR3969=\"\",\"\",INDIRECT(\"'Fixture Schedule'!K\"&MOD(ROW(A3969)-52,50)+9)))","v":""},{"$f":"IF(A3969=\"\",\"\",INDIRECT(\"'Exterior Lighting'!E\"&ROUNDDOWN((ROW(A3969)-3802)/50,0)+5))","v":""},{"$f":"IF(A3969=\"\",\"\",INDIRECT(\"'Fixture Schedule'!L\"&MOD(ROW(A3969)-52,50)+9))","v":""},null,null,null,null,null,null,null,null,null,null,null,null,null,{"$f":"INDIRECT(\"'Exterior Lighting'!\"&SUBSTITUTE(ADDRESS(1,MOD(ROW(A3969)-3802,50)+9,4),\"1\",\"\")&ROUNDDOWN((ROW(A3969)-3802)/50,0)+5)","v":0},{"$f":"LEFT(INDIRECT(\"'Exterior Lighting'!BH\"&ROUNDDOWN((ROW(A3969)-3802)/50,0)+5),3)","v":""},{"$f":"INDIRECT(\"'Fixture Schedule'!L\"&MOD(ROW(A3969)-52,50)+9)","v":0},{"$f":"INDIRECT(\"'Fixture Schedule'!O\"&MOD(ROW(A3969)-52,50)+9)","v":0},null,{"$f":"INDIRECT(\"'Fixture Schedule'!L\"&MOD(ROW(A3969)-52,50)+9)","v":0}]
[{"$f":"IF(OR(AM3978=0,AN3978=\"DNQ\")=TRUE,\"\",INDIRECT(\"'Fixture Schedule'!M\"&MOD(ROW(A3978)-3802,50)+9))","v":""},{"$f":"IF(A3978=\"\",\"\",INDIRECT(\"'Fixture Schedule'!E\"&MOD(ROW(A3978)-3802,50)+9))","v":""},{"$f":"IF(A3978=\"\",\"\",INDIRECT(\"'Fixture Schedule'!F\"&MOD(ROW(A3978)-3802,50)+9))","v":""},{"$f":"IF(A3978=\"\",\"\",INDIRECT(\"'Fixture Schedule'!L\"&MOD(ROW(A3978)-52,50)+9))","v":""},"",null,null,{"$f":"IF(A3978=\"\",\"\",IF(AP3978=1,Summary!$C$12*(AO3978)/(IF(InteriorCalcType=1,'Building Area Method'!$BK$6,SUM('Space-by-Space Method'!$BO$4:$BO$78))+SUM('Exterior Lighting'!$BL$5:$BL$25)),0))","v":""},{"$f":"IF(A3978=\"\",\"\",IF(START!$B$34=1,INDIRECT(\"'Exterior Lighting'!\"&SUBSTITUTE(ADDRESS(1,MOD(ROW(A3978)-3802,50)+9,4),\"1\",\"\")&ROUNDDOWN((ROW(A3978)-3802)/50,0)+5),\"\"))","v":""},{"$f":"IF(A3978=\"\",\"\",IF(AP3978=1,Summary!$F$11*(AO3978)/(IF(InteriorCalcType=1,'Building Area Method'!$BK$6,SUM('Space-by-Space Method'!$BO$4:$BO$78))+SUM('Exterior Lighting'!$BL$5:$BL$25)),0))","v":""},{"$f":"IF(A3978=\"\",\"\",IF(AP3978=1,Summary!$E$11*(AO3978)/(IF(InteriorCalcType=1,'Building Area Method'!$BK$6,SUM('Space-by-Space Method'!$BO$4:$BO$78))+SUM('Exterior Lighting'!$BL$5:$BL$25)),0))","v":""},{"$f":"IF(A3978=\"\",\"\",IF(AP3978=1,Summary!$G$11*(AO3978)/(IF(InteriorCalcType=1,'Building Area Method'!$BK$6,SUM('Space-by-Space Method'!$BO$4:$BO$78))+SUM('Exterior Lighting'!$BL$5:$BL$25)),0))","v":""},"","",null,null,null,{"$f":"IF(A3978=\"\",\"\",IF(START!$B$34=2,INDIRECT(\"'Exterior Lighting'!\"&SUBSTITUTE(ADDRESS(1,MOD(ROW(A3978)-3802,50)+9,4),\"1\",\"\")&ROUNDDOWN((ROW(A3978)-3802)/50,0)+5),\"\"))","v":""},"",{"$f":"IF(A3978=\"\",\"\",INDIRECT(\"'Exterior Lighting'!C\"&ROUNDDOWN((ROW(A3978)-3802)/50,0)+5))","v":""},"",{"$f":"IF(A3978=\"\",\"\",INDIRECT(\"'Fixture Schedule'!D\"&MOD(ROW(A3978)-3802,50)+9))","v":""},{"$f":"IF(A3978=\"\",\"\",IF(AR3978=\"\",\"\",INDIRECT(\"'Fixture Schedule'!K\"&MOD(ROW(A3978)-52,50)+9)))","v":""},{"$f":"IF(A3978=\"\",\"\",INDIRECT(\"'Exterior Lighting'!E\"&ROUNDDOWN((ROW(A3978)-3802)/50,0)+5))","v":""},{"$f":"IF(A3978=\"\",\"\",INDIRECT(\"'Fixture Schedule'!L\"&MOD(ROW(A3978)-52,50)+9))","v":""},null,null,null,null,null,null,null,null,null,null,null,null,null,{"$f":"INDIRECT(\"'Exterior Lighting'!\"&SUBSTITUTE(ADDRESS(1,MOD(ROW(A3978)-3802,50)+9,4),\"1\",\"\")&ROUNDDOWN((ROW(A3978)-3802)/50,0)+5)","v":0},{"$f":"LEFT(INDIRECT(\"'Exterior Lighting'!BH\"&ROUNDDOWN((ROW(A3978)-3802)/50,0)+5),3)","v":""},{"$f":"INDIRECT(\"'Fixture Schedule'!L\"&MOD(ROW(A3978)-52,50)+9)","v":0},{"$f":"INDIRECT(\"'Fixture Schedule'!O\"&MOD(ROW(A3978)-52,50)+9)","v":0},null,{"$f":"INDIRECT(\"'Fixture Schedule'!L\"&MOD(ROW(A3978)-52,50)+9)","v":0}]
[{"$f":"IF(OR(AM3988=0,AN3988=\"DNQ\")=TRUE,\"\",INDIRECT(\"'Fixture Schedule'!M\"&MOD(ROW(A3988)-3802,50)+9))","v":""},{"$f":"IF(A3988=\"\",\"\",INDIRECT(\"'Fixture Schedule'!E\"&MOD(ROW(A3988)-3802,50)+9))","v":""},{"$f":"IF(A3988=\"\",\"\",INDIRECT(\"'Fixture Schedule'!F\"&MOD(ROW(A3988)-3802,50)+9))","v":""},{"$f":"IF(A3988=\"\",\"\",INDIRECT(\"'Fixture Schedule'!L\"&MOD(ROW(A3988)-52,50)+9))","v":""},"",null,null,{"$f":"IF(A3988=\"\",\"\",IF(AP3988=1,Summary!$C$12*(AO3988)/(IF(InteriorCalcType=1,'Building Area Method'!$BK$6,SUM('Space-by-Space Method'!$BO$4:$BO$78))+SUM('Exterior Lighting'!$BL$5:$BL$25)),0))","v":""},{"$f":"IF(A3988=\"\",\"\",IF(START!$B$34=1,INDIRECT(\"'Exterior Lighting'!\"&SUBSTITUTE(ADDRESS(1,MOD(ROW(A3988)-3802,50)+9,4),\"1\",\"\")&ROUNDDOWN((ROW(A3988)-3802)/50,0)+5),\"\"))","v":""},{"$f":"IF(A3988=\"\",\"\",IF(AP3988=1,Summary!$F$11*(AO3988)/(IF(InteriorCalcType=1,'Building Area Method'!$BK$6,SUM('Space-by-Space Method'!$BO$4:$BO$78))+SUM('Exterior Lighting'!$BL$5:$BL$25)),0))","v":""},{"$f":"IF(A3988=\"\",\"\",IF(AP3988=1,Summary!$E$11*(AO3988)/(IF(InteriorCalcType=1,'Building Area Method'!$BK$6,SUM('Space-by-Space Method'!$BO$4:$BO$78))+SUM('Exterior Lighting'!$BL$5:$BL$25)),0))","v":""},{"$f":"IF(A3988=\"\",\"\",IF(AP3988=1,Summary!$G$11*(AO3988)/(IF(InteriorCalcType=1,'Building Area Method'!$BK$6,SUM('Space-by-Space Method'!$BO$4:$BO$78))+SUM('Exterior Lighting'!$BL$5:$BL$25)),0))","v":""},"","",null,null,null,{"$f":"IF(A3988=\"\",\"\",IF(START!$B$34=2,INDIRECT(\"'Exterior Lighting'!\"&SUBSTITUTE(ADDRESS(1,MOD(ROW(A3988)-3802,50)+9,4),\"1\",\"\")&ROUNDDOWN((ROW(A3988)-3802)/50,0)+5),\"\"))","v":""},"",{"$f":"IF(A3988=\"\",\"\",INDIRECT(\"'Exterior Lighting'!C\"&ROUNDDOWN((ROW(A3988)-3802)/50,0)+5))","v":""},"",{"$f":"IF(A3988=\"\",\"\",INDIRECT(\"'Fixture Schedule'!D\"&MOD(ROW(A3988)-3802,50)+9))","v":""},{"$f":"IF(A3988=\"\",\"\",IF(AR3988=\"\",\"\",INDIRECT(\"'Fixture Schedule'!K\"&MOD(ROW(A3988)-52,50)+9)))","v":""},{"$f":"IF(A3988=\"\",\"\",INDIRECT(\"'Exterior Lighting'!E\"&ROUNDDOWN((ROW(A3988)-3802)/50,0)+5))","v":""},{"$f":"IF(A3988=\"\",\"\",INDIRECT(\"'Fixture Schedule'!L\"&MOD(ROW(A3988)-52,50)+9))","v":""},null,null,null,null,null,null,null,null,null,null,null,null,null,{"$f":"INDIRECT(\"'Exterior Lighting'!\"&SUBSTITUTE(ADDRESS(1,MOD(ROW(A3988)-3802,50)+9,4),\"1\",\"\")&ROUNDDOWN((ROW(A3988)-3802)/50,0)+5)","v":0},{"$f":"LEFT(INDIRECT(\"'Exterior Lighting'!BH\"&ROUNDDOWN((ROW(A3988)-3802)/50,0)+5),3)","v":""},{"$f":"INDIRECT(\"'Fixture Schedule'!L\"&MOD(ROW(A3988)-52,50)+9)","v":0},{"$f":"INDIRECT(\"'Fixture Schedule'!O\"&MOD(ROW(A3988)-52,50)+9)","v":0},null,{"$f":"INDIRECT(\"'Fixture Schedule'!L\"&MOD(ROW(A3988)-52,50)+9)","v":0}]
[{"$f":"IF(OR(AM3996=0,AN3996=\"DNQ\")=TRUE,\"\",INDIRECT(\"'Fixture Schedule'!M\"&MOD(ROW(A3996)-3802,50)+9))","v":""},{"$f":"IF(A3996=\"\",\"\",INDIRECT(\"'Fixture Schedule'!E\"&MOD(ROW(A3996)-3802,50)+9))","v":""},{"$f":"IF(A3996=\"\",\"\",INDIRECT(\"'Fixture Schedule'!F\"&MOD(ROW(A3996)-3802,50)+9))","v":""},{"$f":"IF(A3996=\"\",\"\",INDIRECT(\"'Fixture Schedule'!L\"&MOD(ROW(A3996)-52,50)+9))","v":""},"",null,null,{"$f":"IF(A3996=\"\",\"\",IF(AP3996=1,Summary!$C$12*(AO3996)/(IF(InteriorCalcType=1,'Building Area Method'!$BK$6,SUM('Space-by-Space Method'!$BO$4:$BO$78))+SUM('Exterior Lighting'!$BL$5:$BL$25)),0))","v":""},{"$f":"IF(A3996=\"\",\"\",IF(START!$B$34=1,INDIRECT(\"'Exterior Lighting'!\"&SUBSTITUTE(ADDRESS(1,MOD(ROW(A3996)-3802,50)+9,4),\"1\",\"\")&ROUNDDOWN((ROW(A3996)-3802)/50,0)+5),\"\"))","v":""},{"$f":"IF(A3996=\"\",\"\",IF(AP3996=1,Summary!$F$11*(AO3996)/(IF(InteriorCalcType=1,'Building Area Method'!$BK$6,SUM('Space-by-Space Method'!$BO$4:$BO$78))+SUM('Exterior Lighting'!$BL$5:$BL$25)),0))","v":""},{"$f":"IF(A3996=\"\",\"\",IF(AP3996=1,Summary!$E$11*(AO3996)/(IF(InteriorCalcType=1,'Building Area Method'!$BK$6,SUM('Space-by-Space Method'!$BO$4:$BO$78))+SUM('Exterior Lighting'!$BL$5:$BL$25)),0))","v":""},{"$f":"IF(A3996=\"\",\"\",IF(AP3996=1,Summary!$G$11*(AO3996)/(IF(InteriorCalcType=1,'Building Area Method'!$BK$6,SUM('Space-by-Space Method'!$BO$4:$BO$78))+SUM('Exterior Lighting'!$BL$5:$BL$25)),0))","v":""},"","",null,null,null,{"$f":"IF(A3996=\"\",\"\",IF(START!$B$34=2,INDIRECT(\"'Exterior Lighting'!\"&SUBSTITUTE(ADDRESS(1,MOD(ROW(A3996)-3802,50)+9,4),\"1\",\"\")&ROUNDDOWN((ROW(A3996)-3802)/50,0)+5),\"\"))","v":""},"",{"$f":"IF(A3996=\"\",\"\",INDIRECT(\"'Exterior Lighting'!C\"&ROUNDDOWN((ROW(A3996)-3802)/50,0)+5))","v":""},"",{"$f":"IF(A3996=\"\",\"\",INDIRECT(\"'Fixture Schedule'!D\"&MOD(ROW(A3996)-3802,50)+9))","v":""},{"$f":"IF(A3996=\"\",\"\",IF(AR3996=\"\",\"\",INDIRECT(\"'Fixture Schedule'!K\"&MOD(ROW(A3996)-52,50)+9)))","v":""},{"$f":"IF(A3996=\"\",\"\",INDIRECT(\"'Exterior Lighting'!E\"&ROUNDDOWN((ROW(A3996)-3802)/50,0)+5))","v":""},{"$f":"IF(A3996=\"\",\"\",INDIRECT(\"'Fixture Schedule'!L\"&MOD(ROW(A3996)-52,50)+9))","v":""},null,null,null,null,null,null,null,null,null,null,null,null,null,{"$f":"INDIRECT(\"'Exterior Lighting'!\"&SUBSTITUTE(ADDRESS(1,MOD(ROW(A3996)-3802,50)+9,4),\"1\",\"\")&ROUNDDOWN((ROW(A3996)-3802)/50,0)+5)","v":0},{"$f":"LEFT(INDIRECT(\"'Exterior Lighting'!BH\"&ROUNDDOWN((ROW(A3996)-3802)/50,0)+5),3)","v":""},{"$f":"INDIRECT(\"'Fixture Schedule'!L\"&MOD(ROW(A3996)-52,50)+9)","v":0},{"$f":"INDIRECT(\"'Fixture Schedule'!O\"&MOD(ROW(A3996)-52,50)+9)","v":0},null,{"$f":"INDIRECT(\"'Fixture Schedule'!L\"&MOD(ROW(A3996)-52,50)+9)","v":0}]
[{"$f":"IF(OR(AM4007=0,AN4007=\"DNQ\")=TRUE,\"\",INDIRECT(\"'Fixture Schedule'!M\"&MOD(ROW(A4007)-3802,50)+9))","v":""},{"$f":"IF(A4007=\"\",\"\",INDIRECT(\"'Fixture Schedule'!E\"&MOD(ROW(A4007)-3802,50)+9))","v":""},{"$f":"IF(A4007=\"\",\"\",INDIRECT(\"'Fixture Schedule'!F\"&MOD(ROW(A4007)-3802,50)+9))","v":""},{"$f":"IF(A4007=\"\",\"\",INDIRECT(\"'Fixture Schedule'!L\"&MOD(ROW(A4007)-52,50)+9))","v":""},"",null,null,{"$f":"IF(A4007=\"\",\"\",IF(AP4007=1,Summary!$C$12*(AO4007)/(IF(InteriorCalcType=1,'Building Area Method'!$BK$6,SUM('Space-by-Space Method'!$BO$4:$BO$78))+SUM('Exterior Lighting'!$BL$5:$BL$25)),0))","v":""},{"$f":"IF(A4007=\"\",\"\",IF(START!$B$34=1,INDIRECT(\"'Exterior Lighting'!\"&SUBSTITUTE(ADDRESS(1,MOD(ROW(A4007)-3802,50)+9,4),\"1\",\"\")&ROUNDDOWN((ROW(A4007)-3802)/50,0)+5),\"\"))","v":""},{"$f":"IF(A4007=\"\",\"\",IF(AP4007=1,Summary!$F$11*(AO4007)/(IF(InteriorCalcType=1,'Building Area Method'!$BK$6,SUM('Space-by-Space Method'!$BO$4:$BO$78))+SUM('Exterior Lighting'!$BL$5:$BL$25)),0))","v":""},{"$f":"IF(A4007=\"\",\"\",IF(AP4007=1,Summary!$E$11*(AO4007)/(IF(InteriorCalcType=1,'Building Area Method'!$BK$6,SUM('Space-by-Space Method'!$BO$4:$BO$78))+SUM('Exterior Lighting'!$BL$5:$BL$25)),0))","v":""},{"$f":"IF(A4007=\"\",\"\",IF(AP4007=1,Summary!$G$11*(AO4007)/(IF(InteriorCalcType=1,'Building Area Method'!$BK$6,SUM('Space-by-Space Method'!$BO$4:$BO$78))+SUM('Exterior Lighting'!$BL$5:$BL$25)),0))","v":""},"","",null,null,null,{"$f":"IF(A4007=\"\",\"\",IF(START!$B$34=2,INDIRECT(\"'Exterior Lighting'!\"&SUBSTITUTE(ADDRESS(1,MOD(ROW(A4007)-3802,50)+9,4),\"1\",\"\")&ROUNDDOWN((ROW(A4007)-3802)/50,0)+5),\"\"))","v":""},"",{"$f":"IF(A4007=\"\",\"\",INDIRECT(\"'Exterior Lighting'!C\"&ROUNDDOWN((ROW(A4007)-3802)/50,0)+5))","v":""},"",{"$f":"IF(A4007=\"\",\"\",INDIRECT(\"'Fixture Schedule'!D\"&MOD(ROW(A4007)-3802,50)+9))","v":""},{"$f":"IF(A4007=\"\",\"\",IF(AR4007=\"\",\"\",INDIRECT(\"'Fixture Schedule'!K\"&MOD(ROW(A4007)-52,50)+9)))","v":""},{"$f":"IF(A4007=\"\",\"\",INDIRECT(\"'Exterior Lighting'!E\"&ROUNDDOWN((ROW(A4007)-3802)/50,0)+5))","v":""},{"$f":"IF(A4007=\"\",\"\",INDIRECT(\"'Fixture Schedule'!L\"&MOD(ROW(A4007)-52,50)+9))","v":""},null,null,null,null,null,null,null,null,null,null,null,null,null,{"$f":"INDIRECT(\"'Exterior Lighting'!\"&SUBSTITUTE(ADDRESS(1,MOD(ROW(A4007)-3802,50)+9,4),\"1\",\"\")&ROUNDDOWN((ROW(A4007)-3802)/50,0)+5)","v":0},{"$f":"LEFT(INDIRECT(\"'Exterior Lighting'!BH\"&ROUNDDOWN((ROW(A4007)-3802)/50,0)+5),3)","v":""},{"$f":"INDIRECT(\"'Fixture Schedule'!L\"&MOD(ROW(A4007)-52,50)+9)","v":0},{"$f":"INDIRECT(\"'Fixture Schedule'!O\"&MOD(ROW(A4007)-52,50)+9)","v":0},null,{"$f":"INDIRECT(\"'Fixture Schedule'!L\"&MOD(ROW(A4007)-52,50)+9)","v":0}]
[{"$f":"IF(OR(AM4014=0,AN4014=\"DNQ\")=TRUE,\"\",INDIRECT(\"'Fixture Schedule'!M\"&MOD(ROW(A4014)-3802,50)+9))","v":""},{"$f":"IF(A4014=\"\",\"\",INDIRECT(\"'Fixture Schedule'!E\"&MOD(ROW(A4014)-3802,50)+9))","v":""},{"$f":"IF(A4014=\"\",\"\",INDIRECT(\"'Fixture Schedule'!F\"&MOD(ROW(A4014)-3802,50)+9))","v":""},{"$f":"IF(A4014=\"\",\"\",INDIRECT(\"'Fixture Schedule'!L\"&MOD(ROW(A4014)-52,50)+9))","v":""},"",null,null,{"$f":"IF(A4014=\"\",\"\",IF(AP4014=1,Summary!$C$12*(AO4014)/(IF(InteriorCalcType=1,'Building Area Method'!$BK$6,SUM('Space-by-Space Method'!$BO$4:$BO$78))+SUM('Exterior Lighting'!$BL$5:$BL$25)),0))","v":""},{"$f":"IF(A4014=\"\",\"\",IF(START!$B$34=1,INDIRECT(\"'Exterior Lighting'!\"&SUBSTITUTE(ADDRESS(1,MOD(ROW(A4014)-3802,50)+9,4),\"1\",\"\")&ROUNDDOWN((ROW(A4014)-3802)/50,0)+5),\"\"))","v":""},{"$f":"IF(A4014=\"\",\"\",IF(AP4014=1,Summary!$F$11*(AO4014)/(IF(InteriorCalcType=1,'Building Area Method'!$BK$6,SUM('Space-by-Space Method'!$BO$4:$BO$78))+SUM('Exterior Lighting'!$BL$5:$BL$25)),0))","v":""},{"$f":"IF(A4014=\"\",\"\",IF(AP4014=1,Summary!$E$11*(AO4014)/(IF(InteriorCalcType=1,'Building Area Method'!$BK$6,SUM('Space-by-Space Method'!$BO$4:$BO$78))+SUM('Exterior Lighting'!$BL$5:$BL$25)),0))","v":""},{"$f":"IF(A4014=\"\",\"\",IF(AP4014=1,Summary!$G$11*(AO4014)/(IF(InteriorCalcType=1,'Building Area Method'!$BK$6,SUM('Space-by-Space Method'!$BO$4:$BO$78))+SUM('Exterior Lighting'!$BL$5:$BL$25)),0))","v":""},"","",null,null,null,{"$f":"IF(A4014=\"\",\"\",IF(START!$B$34=2,INDIRECT(\"'Exterior Lighting'!\"&SUBSTITUTE(ADDRESS(1,MOD(ROW(A4014)-3802,50)+9,4),\"1\",\"\")&ROUNDDOWN((ROW(A4014)-3802)/50,0)+5),\"\"))","v":""},"",{"$f":"IF(A4014=\"\",\"\",INDIRECT(\"'Exterior Lighting'!C\"&ROUNDDOWN((ROW(A4014)-3802)/50,0)+5))","v":""},"",{"$f":"IF(A4014=\"\",\"\",INDIRECT(\"'Fixture Schedule'!D\"&MOD(ROW(A4014)-3802,50)+9))","v":""},{"$f":"IF(A4014=\"\",\"\",IF(AR4014=\"\",\"\",INDIRECT(\"'Fixture Schedule'!K\"&MOD(ROW(A4014)-52,50)+9)))","v":""},{"$f":"IF(A4014=\"\",\"\",INDIRECT(\"'Exterior Lighting'!E\"&ROUNDDOWN((ROW(A4014)-3802)/50,0)+5))","v":""},{"$f":"IF(A4014=\"\",\"\",INDIRECT(\"'Fixture Schedule'!L\"&MOD(ROW(A4014)-52,50)+9))","v":""},null,null,null,null,null,null,null,null,null,null,null,null,null,{"$f":"INDIRECT(\"'Exterior Lighting'!\"&SUBSTITUTE(ADDRESS(1,MOD(ROW(A4014)-3802,50)+9,4),\"1\",\"\")&ROUNDDOWN((ROW(A4014)-3802)/50,0)+5)","v":0},{"$f":"LEFT(INDIRECT(\"'Exterior Lighting'!BH\"&ROUNDDOWN((ROW(A4014)-3802)/50,0)+5),3)","v":""},{"$f":"INDIRECT(\"'Fixture Schedule'!L\"&MOD(ROW(A4014)-52,50)+9)","v":0},{"$f":"INDIRECT(\"'Fixture Schedule'!O\"&MOD(ROW(A4014)-52,50)+9)","v":0},null,{"$f":"INDIRECT(\"'Fixture Schedule'!L\"&MOD(ROW(A4014)-52,50)+9)","v":0}]
[{"$f":"IF(OR(AM4018=0,AN4018=\"DNQ\")=TRUE,\"\",INDIRECT(\"'Fixture Schedule'!M\"&MOD(ROW(A4018)-3802,50)+9))","v":""},{"$f":"IF(A4018=\"\",\"\",INDIRECT(\"'Fixture Schedule'!E\"&MOD(ROW(A4018)-3802,50)+9))","v":""},{"$f":"IF(A4018=\"\",\"\",INDIRECT(\"'Fixture Schedule'!F\"&MOD(ROW(A4018)-3802,50)+9))","v":""},{"$f":"IF(A4018=\"\",\"\",INDIRECT(\"'Fixture Schedule'!L\"&MOD(ROW(A4018)-52,50)+9))","v":""},"",null,null,{"$f":"IF(A4018=\"\",\"\",IF(AP4018=1,Summary!$C$12*(AO4018)/(IF(InteriorCalcType=1,'Building Area Method'!$BK$6,SUM('Space-by-Space Method'!$BO$4:$BO$78))+SUM('Exterior Lighting'!$BL$5:$BL$25)),0))","v":""},{"$f":"IF(A4018=\"\",\"\",IF(START!$B$34=1,INDIRECT(\"'Exterior Lighting'!\"&SUBSTITUTE(ADDRESS(1,MOD(ROW(A4018)-3802,50)+9,4),\"1\",\"\")&ROUNDDOWN((ROW(A4018)-3802)/50,0)+5),\"\"))","v":""},{"$f":"IF(A4018=\"\",\"\",IF(AP4018=1,Summary!$F$11*(AO4018)/(IF(InteriorCalcType=1,'Building Area Method'!$BK$6,SUM('Space-by-Space Method'!$BO$4:$BO$78))+SUM('Exterior Lighting'!$BL$5:$BL$25)),0))","v":""},{"$f":"IF(A4018=\"\",\"\",IF(AP4018=1,Summary!$E$11*(AO4018)/(IF(InteriorCalcType=1,'Building Area Method'!$BK$6,SUM('Space-by-Space Method'!$BO$4:$BO$78))+SUM('Exterior Lighting'!$BL$5:$BL$25)),0))","v":""},{"$f":"IF(A4018=\"\",\"\",IF(AP4018=1,Summary!$G$11*(AO4018)/(IF(InteriorCalcType=1,'Building Area Method'!$BK$6,SUM('Space-by-Space Method'!$BO$4:$BO$78))+SUM('Exterior Lighting'!$BL$5:$BL$25)),0))","v":""},"","",null,null,null,{"$f":"IF(A4018=\"\",\"\",IF(START!$B$34=2,INDIRECT(\"'Exterior Lighting'!\"&SUBSTITUTE(ADDRESS(1,MOD(ROW(A4018)-3802,50)+9,4),\"1\",\"\")&ROUNDDOWN((ROW(A4018)-3802)/50,0)+5),\"\"))","v":""},"",{"$f":"IF(A4018=\"\",\"\",INDIRECT(\"'Exterior Lighting'!C\"&ROUNDDOWN((ROW(A4018)-3802)/50,0)+5))","v":""},"",{"$f":"IF(A4018=\"\",\"\",INDIRECT(\"'Fixture Schedule'!D\"&MOD(ROW(A4018)-3802,50)+9))","v":""},{"$f":"IF(A4018=\"\",\"\",IF(AR4018=\"\",\"\",INDIRECT(\"'Fixture Schedule'!K\"&MOD(ROW(A4018)-52,50)+9)))","v":""},{"$f":"IF(A4018=\"\",\"\",INDIRECT(\"'Exterior Lighting'!E\"&ROUNDDOWN((ROW(A4018)-3802)/50,0)+5))","v":""},{"$f":"IF(A4018=\"\",\"\",INDIRECT(\"'Fixture Schedule'!L\"&MOD(ROW(A4018)-52,50)+9))","v":""},null,null,null,null,null,null,null,null,null,null,null,null,null,{"$f":"INDIRECT(\"'Exterior Lighting'!\"&SUBSTITUTE(ADDRESS(1,MOD(ROW(A4018)-3802,50)+9,4),\"1\",\"\")&ROUNDDOWN((ROW(A4018)-3802)/50,0)+5)","v":0},{"$f":"LEFT(INDIRECT(\"'Exterior Lighting'!BH\"&ROUNDDOWN((ROW(A4018)-3802)/50,0)+5),3)","v":""},{"$f":"INDIRECT(\"'Fixture Schedule'!L\"&MOD(ROW(A4018)-52,50)+9)","v":0},{"$f":"INDIRECT(\"'Fixture Schedule'!O\"&MOD(ROW(A4018)-52,50)+9)","v":0},null,{"$f":"INDIRECT(\"'Fixture Schedule'!L\"&MOD(ROW(A4018)-52,50)+9)","v":0}]
[{"$f":"IF(OR(AM4027=0,AN4027=\"DNQ\")=TRUE,\"\",INDIRECT(\"'Fixture Schedule'!M\"&MOD(ROW(A4027)-3802,50)+9))","v":""},{"$f":"IF(A4027=\"\",\"\",INDIRECT(\"'Fixture Schedule'!E\"&MOD(ROW(A4027)-3802,50)+9))","v":""},{"$f":"IF(A4027=\"\",\"\",INDIRECT(\"'Fixture Schedule'!F\"&MOD(ROW(A4027)-3802,50)+9))","v":""},{"$f":"IF(A4027=\"\",\"\",INDIRECT(\"'Fixture Schedule'!L\"&MOD(ROW(A4027)-52,50)+9))","v":""},"",null,null,{"$f":"IF(A4027=\"\",\"\",IF(AP4027=1,Summary!$C$12*(AO4027)/(IF(InteriorCalcType=1,'Building Area Method'!$BK$6,SUM('Space-by-Space Method'!$BO$4:$BO$78))+SUM('Exterior Lighting'!$BL$5:$BL$25)),0))","v":""},{"$f":"IF(A4027=\"\",\"\",IF(START!$B$34=1,INDIRECT(\"'Exterior Lighting'!\"&SUBSTITUTE(ADDRESS(1,MOD(ROW(A4027)-3802,50)+9,4),\"1\",\"\")&ROUNDDOWN((ROW(A4027)-3802)/50,0)+5),\"\"))","v":""},{"$f":"IF(A4027=\"\",\"\",IF(AP4027=1,Summary!$F$11*(AO4027)/(IF(InteriorCalcType=1,'Building Area Method'!$BK$6,SUM('Space-by-Space Method'!$BO$4:$BO$78))+SUM('Exterior Lighting'!$BL$5:$BL$25)),0))","v":""},{"$f":"IF(A4027=\"\",\"\",IF(AP4027=1,Summary!$E$11*(AO4027)/(IF(InteriorCalcType=1,'Building Area Method'!$BK$6,SUM('Space-by-Space Method'!$BO$4:$BO$78))+SUM('Exterior Lighting'!$BL$5:$BL$25)),0))","v":""},{"$f":"IF(A4027=\"\",\"\",IF(AP4027=1,Summary!$G$11*(AO4027)/(IF(InteriorCalcType=1,'Building Area Method'!$BK$6,SUM('Space-by-Space Method'!$BO$4:$BO$78))+SUM('Exterior Lighting'!$BL$5:$BL$25)),0))","v":""},"","",null,null,null,{"$f":"IF(A4027=\"\",\"\",IF(START!$B$34=2,INDIRECT(\"'Exterior Lighting'!\"&SUBSTITUTE(ADDRESS(1,MOD(ROW(A4027)-3802,50)+9,4),\"1\",\"\")&ROUNDDOWN((ROW(A4027)-3802)/50,0)+5),\"\"))","v":""},"",{"$f":"IF(A4027=\"\",\"\",INDIRECT(\"'Exterior Lighting'!C\"&ROUNDDOWN((ROW(A4027)-3802)/50,0)+5))","v":""},"",{"$f":"IF(A4027=\"\",\"\",INDIRECT(\"'Fixture Schedule'!D\"&MOD(ROW(A4027)-3802,50)+9))","v":""},{"$f":"IF(A4027=\"\",\"\",IF(AR4027=\"\",\"\",INDIRECT(\"'Fixture Schedule'!K\"&MOD(ROW(A4027)-52,50)+9)))","v":""},{"$f":"IF(A4027=\"\",\"\",INDIRECT(\"'Exterior Lighting'!E\"&ROUNDDOWN((ROW(A4027)-3802)/50,0)+5))","v":""},{"$f":"IF(A4027=\"\",\"\",INDIRECT(\"'Fixture Schedule'!L\"&MOD(ROW(A4027)-52,50)+9))","v":""},null,null,null,null,null,null,null,null,null,null,null,null,null,{"$f":"INDIRECT(\"'Exterior Lighting'!\"&SUBSTITUTE(ADDRESS(1,MOD(ROW(A4027)-3802,50)+9,4),\"1\",\"\")&ROUNDDOWN((ROW(A4027)-3802)/50,0)+5)","v":0},{"$f":"LEFT(INDIRECT(\"'Exterior Lighting'!BH\"&ROUNDDOWN((ROW(A4027)-3802)/50,0)+5),3)","v":""},{"$f":"INDIRECT(\"'Fixture Schedule'!L\"&MOD(ROW(A4027)-52,50)+9)","v":0},{"$f":"INDIRECT(\"'Fixture Schedule'!O\"&MOD(ROW(A4027)-52,50)+9)","v":0},null,{"$f":"INDIRECT(\"'Fixture Schedule'!L\"&MOD(ROW(A4027)-52,50)+9)","v":0}]
[{"$f":"IF(OR(AM4034=0,AN4034=\"DNQ\")=TRUE,\"\",INDIRECT(\"'Fixture Schedule'!M\"&MOD(ROW(A4034)-3802,50)+9))","v":""},{"$f":"IF(A4034=\"\",\"\",INDIRECT(\"'Fixture Schedule'!E\"&MOD(ROW(A4034)-3802,50)+9))","v":""},{"$f":"IF(A4034=\"\",\"\",INDIRECT(\"'Fixture Schedule'!F\"&MOD(ROW(A4034)-3802,50)+9))","v":""},{"$f":"IF(A4034=\"\",\"\",INDIRECT(\"'Fixture Schedule'!L\"&MOD(ROW(A4034)-52,50)+9))","v":""},"",null,null,{"$f":"IF(A4034=\"\",\"\",IF(AP4034=1,Summary!$C$12*(AO4034)/(IF(InteriorCalcType=1,'Building Area Method'!$BK$6,SUM('Space-by-Space Method'!$BO$4:$BO$78))+SUM('Exterior Lighting'!$BL$5:$BL$25)),0))","v":""},{"$f":"IF(A4034=\"\",\"\",IF(START!$B$34=1,INDIRECT(\"'Exterior Lighting'!\"&SUBSTITUTE(ADDRESS(1,MOD(ROW(A4034)-3802,50)+9,4),\"1\",\"\")&ROUNDDOWN((ROW(A4034)-3802)/50,0)+5),\"\"))","v":""},{"$f":"IF(A4034=\"\",\"\",IF(AP4034=1,Summary!$F$11*(AO4034)/(IF(InteriorCalcType=1,'Building Area Method'!$BK$6,SUM('Space-by-Space Method'!$BO$4:$BO$78))+SUM('Exterior Lighting'!$BL$5:$BL$25)),0))","v":""},{"$f":"IF(A4034=\"\",\"\",IF(AP4034=1,Summary!$E$11*(AO4034)/(IF(InteriorCalcType=1,'Building Area Method'!$BK$6,SUM('Space-by-Space Method'!$BO$4:$BO$78))+SUM('Exterior Lighting'!$BL$5:$BL$25)),0))","v":""},{"$f":"IF(A4034=\"\",\"\",IF(AP4034=1,Summary!$G$11*(AO4034)/(IF(InteriorCalcType=1,'Building Area Method'!$BK$6,SUM('Space-by-Space Method'!$BO$4:$BO$78))+SUM('Exterior Lighting'!$BL$5:$BL$25)),0))","v":""},"","",null,null,null,{"$f":"IF(A4034=\"\",\"\",IF(START!$B$34=2,INDIRECT(\"'Exterior Lighting'!\"&SUBSTITUTE(ADDRESS(1,MOD(ROW(A4034)-3802,50)+9,4),\"1\",\"\")&ROUNDDOWN((ROW(A4034)-3802)/50,0)+5),\"\"))","v":""},"",{"$f":"IF(A4034=\"\",\"\",INDIRECT(\"'Exterior Lighting'!C\"&ROUNDDOWN((ROW(A4034)-3802)/50,0)+5))","v":""},"",{"$f":"IF(A4034=\"\",\"\",INDIRECT(\"'Fixture Schedule'!D\"&MOD(ROW(A4034)-3802,50)+9))","v":""},{"$f":"IF(A4034=\"\",\"\",IF(AR4034=\"\",\"\",INDIRECT(\"'Fixture Schedule'!K\"&MOD(ROW(A4034)-52,50)+9)))","v":""},{"$f":"IF(A4034=\"\",\"\",INDIRECT(\"'Exterior Lighting'!E\"&ROUNDDOWN((ROW(A4034)-3802)/50,0)+5))","v":""},{"$f":"IF(A4034=\"\",\"\",INDIRECT(\"'Fixture Schedule'!L\"&MOD(ROW(A4034)-52,50)+9))","v":""},null,null,null,null,null,null,null,null,null,null,null,null,null,{"$f":"INDIRECT(\"'Exterior Lighting'!\"&SUBSTITUTE(ADDRESS(1,MOD(ROW(A4034)-3802,50)+9,4),\"1\",\"\")&ROUNDDOWN((ROW(A4034)-3802)/50,0)+5)","v":0},{"$f":"LEFT(INDIRECT(\"'Exterior Lighting'!BH\"&ROUNDDOWN((ROW(A4034)-3802)/50,0)+5),3)","v":""},{"$f":"INDIRECT(\"'Fixture Schedule'!L\"&MOD(ROW(A4034)-52,50)+9)","v":0},{"$f":"INDIRECT(\"'Fixture Schedule'!O\"&MOD(ROW(A4034)-52,50)+9)","v":0},null,{"$f":"INDIRECT(\"'Fixture Schedule'!L\"&MOD(ROW(A4034)-52,50)+9)","v":0}]
[{"$f":"IF(OR(AM4046=0,AN4046=\"DNQ\")=TRUE,\"\",INDIRECT(\"'Fixture Schedule'!M\"&MOD(ROW(A4046)-3802,50)+9))","v":""},{"$f":"IF(A4046=\"\",\"\",INDIRECT(\"'Fixture Schedule'!E\"&MOD(ROW(A4046)-3802,50)+9))","v":""},{"$f":"IF(A4046=\"\",\"\",INDIRECT(\"'Fixture Schedule'!F\"&MOD(ROW(A4046)-3802,50)+9))","v":""},{"$f":"IF(A4046=\"\",\"\",INDIRECT(\"'Fixture Schedule'!L\"&MOD(ROW(A4046)-52,50)+9))","v":""},"",null,null,{"$f":"IF(A4046=\"\",\"\",IF(AP4046=1,Summary!$C$12*(AO4046)/(IF(InteriorCalcType=1,'Building Area Method'!$BK$6,SUM('Space-by-Space Method'!$BO$4:$BO$78))+SUM('Exterior Lighting'!$BL$5:$BL$25)),0))","v":""},{"$f":"IF(A4046=\"\",\"\",IF(START!$B$34=1,INDIRECT(\"'Exterior Lighting'!\"&SUBSTITUTE(ADDRESS(1,MOD(ROW(A4046)-3802,50)+9,4),\"1\",\"\")&ROUNDDOWN((ROW(A4046)-3802)/50,0)+5),\"\"))","v":""},{"$f":"IF(A4046=\"\",\"\",IF(AP4046=1,Summary!$F$11*(AO4046)/(IF(InteriorCalcType=1,'Building Area Method'!$BK$6,SUM('Space-by-Space Method'!$BO$4:$BO$78))+SUM('Exterior Lighting'!$BL$5:$BL$25)),0))","v":""},{"$f":"IF(A4046=\"\",\"\",IF(AP4046=1,Summary!$E$11*(AO4046)/(IF(InteriorCalcType=1,'Building Area Method'!$BK$6,SUM('Space-by-Space Method'!$BO$4:$BO$78))+SUM('Exterior Lighting'!$BL$5:$BL$25)),0))","v":""},{"$f":"IF(A4046=\"\",\"\",IF(AP4046=1,Summary!$G$11*(AO4046)/(IF(InteriorCalcType=1,'Building Area Method'!$BK$6,SUM('Space-by-Space Method'!$BO$4:$BO$78))+SUM('Exterior Lighting'!$BL$5:$BL$25)),0))","v":""},"","",null,null,null,{"$f":"IF(A4046=\"\",\"\",IF(START!$B$34=2,INDIRECT(\"'Exterior Lighting'!\"&SUBSTITUTE(ADDRESS(1,MOD(ROW(A4046)-3802,50)+9,4),\"1\",\"\")&ROUNDDOWN((ROW(A4046)-3802)/50,0)+5),\"\"))","v":""},"",{"$f":"IF(A4046=\"\",\"\",INDIRECT(\"'Exterior Lighting'!C\"&ROUNDDOWN((ROW(A4046)-3802)/50,0)+5))","v":""},"",{"$f":"IF(A4046=\"\",\"\",INDIRECT(\"'Fixture Schedule'!D\"&MOD(ROW(A4046)-3802,50)+9))","v":""},{"$f":"IF(A4046=\"\",\"\",IF(AR4046=\"\",\"\",INDIRECT(\"'Fixture Schedule'!K\"&MOD(ROW(A4046)-52,50)+9)))","v":""},{"$f":"IF(A4046=\"\",\"\",INDIRECT(\"'Exterior Lighting'!E\"&ROUNDDOWN((ROW(A4046)-3802)/50,0)+5))","v":""},{"$f":"IF(A4046=\"\",\"\",INDIRECT(\"'Fixture Schedule'!L\"&MOD(ROW(A4046)-52,50)+9))","v":""},null,null,null,null,null,null,null,null,null,null,null,null,null,{"$f":"INDIRECT(\"'Exterior Lighting'!\"&SUBSTITUTE(ADDRESS(1,MOD(ROW(A4046)-3802,50)+9,4),\"1\",\"\")&ROUNDDOWN((ROW(A4046)-3802)/50,0)+5)","v":0},{"$f":"LEFT(INDIRECT(\"'Exterior Lighting'!BH\"&ROUNDDOWN((ROW(A4046)-3802)/50,0)+5),3)","v":""},{"$f":"INDIRECT(\"'Fixture Schedule'!L\"&MOD(ROW(A4046)-52,50)+9)","v":0},{"$f":"INDIRECT(\"'Fixture Schedule'!O\"&MOD(ROW(A4046)-52,50)+9)","v":0},null,{"$f":"INDIRECT(\"'Fixture Schedule'!L\"&MOD(ROW(A4046)-52,50)+9)","v":0}]
[{"$f":"IF(OR(AM4052=0,AN4052=\"DNQ\")=TRUE,\"\",INDIRECT(\"'Fixture Schedule'!M\"&MOD(ROW(A4052)-3802,50)+9))","v":""},{"$f":"IF(A4052=\"\",\"\",INDIRECT(\"'Fixture Schedule'!E\"&MOD(ROW(A4052)-3802,50)+9))","v":""},{"$f":"IF(A4052=\"\",\"\",INDIRECT(\"'Fixture Schedule'!F\"&MOD(ROW(A4052)-3802,50)+9))","v":""},{"$f":"IF(A4052=\"\",\"\",INDIRECT(\"'Fixture Schedule'!L\"&MOD(ROW(A4052)-52,50)+9))","v":""},"",null,null,{"$f":"IF(A4052=\"\",\"\",IF(AP4052=1,Summary!$C$12*(AO4052)/(IF(InteriorCalcType=1,'Building Area Method'!$BK$6,SUM('Space-by-Space Method'!$BO$4:$BO$78))+SUM('Exterior Lighting'!$BL$5:$BL$25)),0))","v":""},{"$f":"IF(A4052=\"\",\"\",IF(START!$B$34=1,INDIRECT(\"'Exterior Lighting'!\"&SUBSTITUTE(ADDRESS(1,MOD(ROW(A4052)-3802,50)+9,4),\"1\",\"\")&ROUNDDOWN((ROW(A4052)-3802)/50,0)+5),\"\"))","v":""},{"$f":"IF(A4052=\"\",\"\",IF(AP4052=1,Summary!$F$11*(AO4052)/(IF(InteriorCalcType=1,'Building Area Method'!$BK$6,SUM('Space-by-Space Method'!$BO$4:$BO$78))+SUM('Exterior Lighting'!$BL$5:$BL$25)),0))","v":""},{"$f":"IF(A4052=\"\",\"\",IF(AP4052=1,Summary!$E$11*(AO4052)/(IF(InteriorCalcType=1,'Building Area Method'!$BK$6,SUM('Space-by-Space Method'!$BO$4:$BO$78))+SUM('Exterior Lighting'!$BL$5:$BL$25)),0))","v":""},{"$f":"IF(A4052=\"\",\"\",IF(AP4052=1,Summary!$G$11*(AO4052)/(IF(InteriorCalcType=1,'Building Area Method'!$BK$6,SUM('Space-by-Space Method'!$BO$4:$BO$78))+SUM('Exterior Lighting'!$BL$5:$BL$25)),0))","v":""},"","",null,null,null,{"$f":"IF(A4052=\"\",\"\",IF(START!$B$34=2,INDIRECT(\"'Exterior Lighting'!\"&SUBSTITUTE(ADDRESS(1,MOD(ROW(A4052)-3802,50)+9,4),\"1\",\"\")&ROUNDDOWN((ROW(A4052)-3802)/50,0)+5),\"\"))","v":""},"",{"$f":"IF(A4052=\"\",\"\",INDIRECT(\"'Exterior Lighting'!C\"&ROUNDDOWN((ROW(A4052)-3802)/50,0)+5))","v":""},"",{"$f":"IF(A4052=\"\",\"\",INDIRECT(\"'Fixture Schedule'!D\"&MOD(ROW(A4052)-3802,50)+9))","v":""},{"$f":"IF(A4052=\"\",\"\",IF(AR4052=\"\",\"\",INDIRECT(\"'Fixture Schedule'!K\"&MOD(ROW(A4052)-52,50)+9)))","v":""},{"$f":"IF(A4052=\"\",\"\",INDIRECT(\"'Exterior Lighting'!E\"&ROUNDDOWN((ROW(A4052)-3802)/50,0)+5))","v":""},{"$f":"IF(A4052=\"\",\"\",INDIRECT(\"'Fixture Schedule'!L\"&MOD(ROW(A4052)-52,50)+9))","v":""},null,null,null,null,null,null,null,null,null,null,null,null,null,{"$f":"INDIRECT(\"'Exterior Lighting'!\"&SUBSTITUTE(ADDRESS(1,MOD(ROW(A4052)-3802,50)+9,4),\"1\",\"\")&ROUNDDOWN((ROW(A4052)-3802)/50,0)+5)","v":0},{"$f":"LEFT(INDIRECT(\"'Exterior Lighting'!BH\"&ROUNDDOWN((ROW(A4052)-3802)/50,0)+5),3)","v":""},{"$f":"INDIRECT(\"'Fixture Schedule'!L\"&MOD(ROW(A4052)-52,50)+9)","v":0},{"$f":"INDIRECT(\"'Fixture Schedule'!O\"&MOD(ROW(A4052)-52,50)+9)","v":0},null,{"$f":"INDIRECT(\"'Fixture Schedule'!L\"&MOD(ROW(A4052)-52,50)+9)","v":0}]
[{"$f":"IF(OR(AM4065=0,AN4065=\"DNQ\")=TRUE,\"\",INDIRECT(\"'Fixture Schedule'!M\"&MOD(ROW(A4065)-3802,50)+9))","v":""},{"$f":"IF(A4065=\"\",\"\",INDIRECT(\"'Fixture Schedule'!E\"&MOD(ROW(A4065)-3802,50)+9))","v":""},{"$f":"IF(A4065=\"\",\"\",INDIRECT(\"'Fixture Schedule'!F\"&MOD(ROW(A4065)-3802,50)+9))","v":""},{"$f":"IF(A4065=\"\",\"\",INDIRECT(\"'Fixture Schedule'!L\"&MOD(ROW(A4065)-52,50)+9))","v":""},"",null,null,{"$f":"IF(A4065=\"\",\"\",IF(AP4065=1,Summary!$C$12*(AO4065)/(IF(InteriorCalcType=1,'Building Area Method'!$BK$6,SUM('Space-by-Space Method'!$BO$4:$BO$78))+SUM('Exterior Lighting'!$BL$5:$BL$25)),0))","v":""},{"$f":"IF(A4065=\"\",\"\",IF(START!$B$34=1,INDIRECT(\"'Exterior Lighting'!\"&SUBSTITUTE(ADDRESS(1,MOD(ROW(A4065)-3802,50)+9,4),\"1\",\"\")&ROUNDDOWN((ROW(A4065)-3802)/50,0)+5),\"\"))","v":""},{"$f":"IF(A4065=\"\",\"\",IF(AP4065=1,Summary!$F$11*(AO4065)/(IF(InteriorCalcType=1,'Building Area Method'!$BK$6,SUM('Space-by-Space Method'!$BO$4:$BO$78))+SUM('Exterior Lighting'!$BL$5:$BL$25)),0))","v":""},{"$f":"IF(A4065=\"\",\"\",IF(AP4065=1,Summary!$E$11*(AO4065)/(IF(InteriorCalcType=1,'Building Area Method'!$BK$6,SUM('Space-by-Space Method'!$BO$4:$BO$78))+SUM('Exterior Lighting'!$BL$5:$BL$25)),0))","v":""},{"$f":"IF(A4065=\"\",\"\",IF(AP4065=1,Summary!$G$11*(AO4065)/(IF(InteriorCalcType=1,'Building Area Method'!$BK$6,SUM('Space-by-Space Method'!$BO$4:$BO$78))+SUM('Exterior Lighting'!$BL$5:$BL$25)),0))","v":""},"","",null,null,null,{"$f":"IF(A4065=\"\",\"\",IF(START!$B$34=2,INDIRECT(\"'Exterior Lighting'!\"&SUBSTITUTE(ADDRESS(1,MOD(ROW(A4065)-3802,50)+9,4),\"1\",\"\")&ROUNDDOWN((ROW(A4065)-3802)/50,0)+5),\"\"))","v":""},"",{"$f":"IF(A4065=\"\",\"\",INDIRECT(\"'Exterior Lighting'!C\"&ROUNDDOWN((ROW(A4065)-3802)/50,0)+5))","v":""},"",{"$f":"IF(A4065=\"\",\"\",INDIRECT(\"'Fixture Schedule'!D\"&MOD(ROW(A4065)-3802,50)+9))","v":""},{"$f":"IF(A4065=\"\",\"\",IF(AR4065=\"\",\"\",INDIRECT(\"'Fixture Schedule'!K\"&MOD(ROW(A4065)-52,50)+9)))","v":""},{"$f":"IF(A4065=\"\",\"\",INDIRECT(\"'Exterior Lighting'!E\"&ROUNDDOWN((ROW(A4065)-3802)/50,0)+5))","v":""},{"$f":"IF(A4065=\"\",\"\",INDIRECT(\"'Fixture Schedule'!L\"&MOD(ROW(A4065)-52,50)+9))","v":""},null,null,null,null,null,null,null,null,null,null,null,null,null,{"$f":"INDIRECT(\"'Exterior Lighting'!\"&SUBSTITUTE(ADDRESS(1,MOD(ROW(A4065)-3802,50)+9,4),\"1\",\"\")&ROUNDDOWN((ROW(A4065)-3802)/50,0)+5)","v":0},{"$f":"LEFT(INDIRECT(\"'Exterior Lighting'!BH\"&ROUNDDOWN((ROW(A4065)-3802)/50,0)+5),3)","v":""},{"$f":"INDIRECT(\"'Fixture Schedule'!L\"&MOD(ROW(A4065)-52,50)+9)","v":0},{"$f":"INDIRECT(\"'Fixture Schedule'!O\"&MOD(ROW(A4065)-52,50)+9)","v":0},null,{"$f":"INDIRECT(\"'Fixture Schedule'!L\"&MOD(ROW(A4065)-52,50)+9)","v":0}]
[{"$f":"IF(OR(AM4070=0,AN4070=\"DNQ\")=TRUE,\"\",INDIRECT(\"'Fixture Schedule'!M\"&MOD(ROW(A4070)-3802,50)+9))","v":""},{"$f":"IF(A4070=\"\",\"\",INDIRECT(\"'Fixture Schedule'!E\"&MOD(ROW(A4070)-3802,50)+9))","v":""},{"$f":"IF(A4070=\"\",\"\",INDIRECT(\"'Fixture Schedule'!F\"&MOD(ROW(A4070)-3802,50)+9))","v":""},{"$f":"IF(A4070=\"\",\"\",INDIRECT(\"'Fixture Schedule'!L\"&MOD(ROW(A4070)-52,50)+9))","v":""},"",null,null,{"$f":"IF(A4070=\"\",\"\",IF(AP4070=1,Summary!$C$12*(AO4070)/(IF(InteriorCalcType=1,'Building Area Method'!$BK$6,SUM('Space-by-Space Method'!$BO$4:$BO$78))+SUM('Exterior Lighting'!$BL$5:$BL$25)),0))","v":""},{"$f":"IF(A4070=\"\",\"\",IF(START!$B$34=1,INDIRECT(\"'Exterior Lighting'!\"&SUBSTITUTE(ADDRESS(1,MOD(ROW(A4070)-3802,50)+9,4),\"1\",\"\")&ROUNDDOWN((ROW(A4070)-3802)/50,0)+5),\"\"))","v":""},{"$f":"IF(A4070=\"\",\"\",IF(AP4070=1,Summary!$F$11*(AO4070)/(IF(InteriorCalcType=1,'Building Area Method'!$BK$6,SUM('Space-by-Space Method'!$BO$4:$BO$78))+SUM('Exterior Lighting'!$BL$5:$BL$25)),0))","v":""},{"$f":"IF(A4070=\"\",\"\",IF(AP4070=1,Summary!$E$11*(AO4070)/(IF(InteriorCalcType=1,'Building Area Method'!$BK$6,SUM('Space-by-Space Method'!$BO$4:$BO$78))+SUM('Exterior Lighting'!$BL$5:$BL$25)),0))","v":""},{"$f":"IF(A4070=\"\",\"\",IF(AP4070=1,Summary!$G$11*(AO4070)/(IF(InteriorCalcType=1,'Building Area Method'!$BK$6,SUM('Space-by-Space Method'!$BO$4:$BO$78))+SUM('Exterior Lighting'!$BL$5:$BL$25)),0))","v":""},"","",null,null,null,{"$f":"IF(A4070=\"\",\"\",IF(START!$B$34=2,INDIRECT(\"'Exterior Lighting'!\"&SUBSTITUTE(ADDRESS(1,MOD(ROW(A4070)-3802,50)+9,4),\"1\",\"\")&ROUNDDOWN((ROW(A4070)-3802)/50,0)+5),\"\"))","v":""},"",{"$f":"IF(A4070=\"\",\"\",INDIRECT(\"'Exterior Lighting'!C\"&ROUNDDOWN((ROW(A4070)-3802)/50,0)+5))","v":""},"",{"$f":"IF(A4070=\"\",\"\",INDIRECT(\"'Fixture Schedule'!D\"&MOD(ROW(A4070)-3802,50)+9))","v":""},{"$f":"IF(A4070=\"\",\"\",IF(AR4070=\"\",\"\",INDIRECT(\"'Fixture Schedule'!K\"&MOD(ROW(A4070)-52,50)+9)))","v":""},{"$f":"IF(A4070=\"\",\"\",INDIRECT(\"'Exterior Lighting'!E\"&ROUNDDOWN((ROW(A4070)-3802)/50,0)+5))","v":""},{"$f":"IF(A4070=\"\",\"\",INDIRECT(\"'Fixture Schedule'!L\"&MOD(ROW(A4070)-52,50)+9))","v":""},null,null,null,null,null,null,null,null,null,null,null,null,null,{"$f":"INDIRECT(\"'Exterior Lighting'!\"&SUBSTITUTE(ADDRESS(1,MOD(ROW(A4070)-3802,50)+9,4),\"1\",\"\")&ROUNDDOWN((ROW(A4070)-3802)/50,0)+5)","v":0},{"$f":"LEFT(INDIRECT(\"'Exterior Lighting'!BH\"&ROUNDDOWN((ROW(A4070)-3802)/50,0)+5),3)","v":""},{"$f":"INDIRECT(\"'Fixture Schedule'!L\"&MOD(ROW(A4070)-52,50)+9)","v":0},{"$f":"INDIRECT(\"'Fixture Schedule'!O\"&MOD(ROW(A4070)-52,50)+9)","v":0},null,{"$f":"INDIRECT(\"'Fixture Schedule'!L\"&MOD(ROW(A4070)-52,50)+9)","v":0}]
[{"$f":"IF(OR(AM4076=0,AN4076=\"DNQ\")=TRUE,\"\",INDIRECT(\"'Fixture Schedule'!M\"&MOD(ROW(A4076)-3802,50)+9))","v":""},{"$f":"IF(A4076=\"\",\"\",INDIRECT(\"'Fixture Schedule'!E\"&MOD(ROW(A4076)-3802,50)+9))","v":""},{"$f":"IF(A4076=\"\",\"\",INDIRECT(\"'Fixture Schedule'!F\"&MOD(ROW(A4076)-3802,50)+9))","v":""},{"$f":"IF(A4076=\"\",\"\",INDIRECT(\"'Fixture Schedule'!L\"&MOD(ROW(A4076)-52,50)+9))","v":""},"",null,null,{"$f":"IF(A4076=\"\",\"\",IF(AP4076=1,Summary!$C$12*(AO4076)/(IF(InteriorCalcType=1,'Building Area Method'!$BK$6,SUM('Space-by-Space Method'!$BO$4:$BO$78))+SUM('Exterior Lighting'!$BL$5:$BL$25)),0))","v":""},{"$f":"IF(A4076=\"\",\"\",IF(START!$B$34=1,INDIRECT(\"'Exterior Lighting'!\"&SUBSTITUTE(ADDRESS(1,MOD(ROW(A4076)-3802,50)+9,4),\"1\",\"\")&ROUNDDOWN((ROW(A4076)-3802)/50,0)+5),\"\"))","v":""},{"$f":"IF(A4076=\"\",\"\",IF(AP4076=1,Summary!$F$11*(AO4076)/(IF(InteriorCalcType=1,'Building Area Method'!$BK$6,SUM('Space-by-Space Method'!$BO$4:$BO$78))+SUM('Exterior Lighting'!$BL$5:$BL$25)),0))","v":""},{"$f":"IF(A4076=\"\",\"\",IF(AP4076=1,Summary!$E$11*(AO4076)/(IF(InteriorCalcType=1,'Building Area Method'!$BK$6,SUM('Space-by-Space Method'!$BO$4:$BO$78))+SUM('Exterior Lighting'!$BL$5:$BL$25)),0))","v":""},{"$f":"IF(A4076=\"\",\"\",IF(AP4076=1,Summary!$G$11*(AO4076)/(IF(InteriorCalcType=1,'Building Area Method'!$BK$6,SUM('Space-by-Space Method'!$BO$4:$BO$78))+SUM('Exterior Lighting'!$BL$5:$BL$25)),0))","v":""},"","",null,null,null,{"$f":"IF(A4076=\"\",\"\",IF(START!$B$34=2,INDIRECT(\"'Exterior Lighting'!\"&SUBSTITUTE(ADDRESS(1,MOD(ROW(A4076)-3802,50)+9,4),\"1\",\"\")&ROUNDDOWN((ROW(A4076)-3802)/50,0)+5),\"\"))","v":""},"",{"$f":"IF(A4076=\"\",\"\",INDIRECT(\"'Exterior Lighting'!C\"&ROUNDDOWN((ROW(A4076)-3802)/50,0)+5))","v":""},"",{"$f":"IF(A4076=\"\",\"\",INDIRECT(\"'Fixture Schedule'!D\"&MOD(ROW(A4076)-3802,50)+9))","v":""},{"$f":"IF(A4076=\"\",\"\",IF(AR4076=\"\",\"\",INDIRECT(\"'Fixture Schedule'!K\"&MOD(ROW(A4076)-52,50)+9)))","v":""},{"$f":"IF(A4076=\"\",\"\",INDIRECT(\"'Exterior Lighting'!E\"&ROUNDDOWN((ROW(A4076)-3802)/50,0)+5))","v":""},{"$f":"IF(A4076=\"\",\"\",INDIRECT(\"'Fixture Schedule'!L\"&MOD(ROW(A4076)-52,50)+9))","v":""},null,null,null,null,null,null,null,null,null,null,null,null,null,{"$f":"INDIRECT(\"'Exterior Lighting'!\"&SUBSTITUTE(ADDRESS(1,MOD(ROW(A4076)-3802,50)+9,4),\"1\",\"\")&ROUNDDOWN((ROW(A4076)-3802)/50,0)+5)","v":0},{"$f":"LEFT(INDIRECT(\"'Exterior Lighting'!BH\"&ROUNDDOWN((ROW(A4076)-3802)/50,0)+5),3)","v":""},{"$f":"INDIRECT(\"'Fixture Schedule'!L\"&MOD(ROW(A4076)-52,50)+9)","v":0},{"$f":"INDIRECT(\"'Fixture Schedule'!O\"&MOD(ROW(A4076)-52,50)+9)","v":0},null,{"$f":"INDIRECT(\"'Fixture Schedule'!L\"&MOD(ROW(A4076)-52,50)+9)","v":0}]
[{"$f":"IF(OR(AM4084=0,AN4084=\"DNQ\")=TRUE,\"\",INDIRECT(\"'Fixture Schedule'!M\"&MOD(ROW(A4084)-3802,50)+9))","v":""},{"$f":"IF(A4084=\"\",\"\",INDIRECT(\"'Fixture Schedule'!E\"&MOD(ROW(A4084)-3802,50)+9))","v":""},{"$f":"IF(A4084=\"\",\"\",INDIRECT(\"'Fixture Schedule'!F\"&MOD(ROW(A4084)-3802,50)+9))","v":""},{"$f":"IF(A4084=\"\",\"\",INDIRECT(\"'Fixture Schedule'!L\"&MOD(ROW(A4084)-52,50)+9))","v":""},"",null,null,{"$f":"IF(A4084=\"\",\"\",IF(AP4084=1,Summary!$C$12*(AO4084)/(IF(InteriorCalcType=1,'Building Area Method'!$BK$6,SUM('Space-by-Space Method'!$BO$4:$BO$78))+SUM('Exterior Lighting'!$BL$5:$BL$25)),0))","v":""},{"$f":"IF(A4084=\"\",\"\",IF(START!$B$34=1,INDIRECT(\"'Exterior Lighting'!\"&SUBSTITUTE(ADDRESS(1,MOD(ROW(A4084)-3802,50)+9,4),\"1\",\"\")&ROUNDDOWN((ROW(A4084)-3802)/50,0)+5),\"\"))","v":""},{"$f":"IF(A4084=\"\",\"\",IF(AP4084=1,Summary!$F$11*(AO4084)/(IF(InteriorCalcType=1,'Building Area Method'!$BK$6,SUM('Space-by-Space Method'!$BO$4:$BO$78))+SUM('Exterior Lighting'!$BL$5:$BL$25)),0))","v":""},{"$f":"IF(A4084=\"\",\"\",IF(AP4084=1,Summary!$E$11*(AO4084)/(IF(InteriorCalcType=1,'Building Area Method'!$BK$6,SUM('Space-by-Space Method'!$BO$4:$BO$78))+SUM('Exterior Lighting'!$BL$5:$BL$25)),0))","v":""},{"$f":"IF(A4084=\"\",\"\",IF(AP4084=1,Summary!$G$11*(AO4084)/(IF(InteriorCalcType=1,'Building Area Method'!$BK$6,SUM('Space-by-Space Method'!$BO$4:$BO$78))+SUM('Exterior Lighting'!$BL$5:$BL$25)),0))","v":""},"","",null,null,null,{"$f":"IF(A4084=\"\",\"\",IF(START!$B$34=2,INDIRECT(\"'Exterior Lighting'!\"&SUBSTITUTE(ADDRESS(1,MOD(ROW(A4084)-3802,50)+9,4),\"1\",\"\")&ROUNDDOWN((ROW(A4084)-3802)/50,0)+5),\"\"))","v":""},"",{"$f":"IF(A4084=\"\",\"\",INDIRECT(\"'Exterior Lighting'!C\"&ROUNDDOWN((ROW(A4084)-3802)/50,0)+5))","v":""},"",{"$f":"IF(A4084=\"\",\"\",INDIRECT(\"'Fixture Schedule'!D\"&MOD(ROW(A4084)-3802,50)+9))","v":""},{"$f":"IF(A4084=\"\",\"\",IF(AR4084=\"\",\"\",INDIRECT(\"'Fixture Schedule'!K\"&MOD(ROW(A4084)-52,50)+9)))","v":""},{"$f":"IF(A4084=\"\",\"\",INDIRECT(\"'Exterior Lighting'!E\"&ROUNDDOWN((ROW(A4084)-3802)/50,0)+5))","v":""},{"$f":"IF(A4084=\"\",\"\",INDIRECT(\"'Fixture Schedule'!L\"&MOD(ROW(A4084)-52,50)+9))","v":""},null,null,null,null,null,null,null,null,null,null,null,null,null,{"$f":"INDIRECT(\"'Exterior Lighting'!\"&SUBSTITUTE(ADDRESS(1,MOD(ROW(A4084)-3802,50)+9,4),\"1\",\"\")&ROUNDDOWN((ROW(A4084)-3802)/50,0)+5)","v":0},{"$f":"LEFT(INDIRECT(\"'Exterior Lighting'!BH\"&ROUNDDOWN((ROW(A4084)-3802)/50,0)+5),3)","v":""},{"$f":"INDIRECT(\"'Fixture Schedule'!L\"&MOD(ROW(A4084)-52,50)+9)","v":0},{"$f":"INDIRECT(\"'Fixture Schedule'!O\"&MOD(ROW(A4084)-52,50)+9)","v":0},null,{"$f":"INDIRECT(\"'Fixture Schedule'!L\"&MOD(ROW(A4084)-52,50)+9)","v":0}]
[{"$f":"IF(OR(AM4095=0,AN4095=\"DNQ\")=TRUE,\"\",INDIRECT(\"'Fixture Schedule'!M\"&MOD(ROW(A4095)-3802,50)+9))","v":""},{"$f":"IF(A4095=\"\",\"\",INDIRECT(\"'Fixture Schedule'!E\"&MOD(ROW(A4095)-3802,50)+9))","v":""},{"$f":"IF(A4095=\"\",\"\",INDIRECT(\"'Fixture Schedule'!F\"&MOD(ROW(A4095)-3802,50)+9))","v":""},{"$f":"IF(A4095=\"\",\"\",INDIRECT(\"'Fixture Schedule'!L\"&MOD(ROW(A4095)-52,50)+9))","v":""},"",null,null,{"$f":"IF(A4095=\"\",\"\",IF(AP4095=1,Summary!$C$12*(AO4095)/(IF(InteriorCalcType=1,'Building Area Method'!$BK$6,SUM('Space-by-Space Method'!$BO$4:$BO$78))+SUM('Exterior Lighting'!$BL$5:$BL$25)),0))","v":""},{"$f":"IF(A4095=\"\",\"\",IF(START!$B$34=1,INDIRECT(\"'Exterior Lighting'!\"&SUBSTITUTE(ADDRESS(1,MOD(ROW(A4095)-3802,50)+9,4),\"1\",\"\")&ROUNDDOWN((ROW(A4095)-3802)/50,0)+5),\"\"))","v":""},{"$f":"IF(A4095=\"\",\"\",IF(AP4095=1,Summary!$F$11*(AO4095)/(IF(InteriorCalcType=1,'Building Area Method'!$BK$6,SUM('Space-by-Space Method'!$BO$4:$BO$78))+SUM('Exterior Lighting'!$BL$5:$BL$25)),0))","v":""},{"$f":"IF(A4095=\"\",\"\",IF(AP4095=1,Summary!$E$11*(AO4095)/(IF(InteriorCalcType=1,'Building Area Method'!$BK$6,SUM('Space-by-Space Method'!$BO$4:$BO$78))+SUM('Exterior Lighting'!$BL$5:$BL$25)),0))","v":""},{"$f":"IF(A4095=\"\",\"\",IF(AP4095=1,Summary!$G$11*(AO4095)/(IF(InteriorCalcType=1,'Building Area Method'!$BK$6,SUM('Space-by-Space Method'!$BO$4:$BO$78))+SUM('Exterior Lighting'!$BL$5:$BL$25)),0))","v":""},"","",null,null,null,{"$f":"IF(A4095=\"\",\"\",IF(START!$B$34=2,INDIRECT(\"'Exterior Lighting'!\"&SUBSTITUTE(ADDRESS(1,MOD(ROW(A4095)-3802,50)+9,4),\"1\",\"\")&ROUNDDOWN((ROW(A4095)-3802)/50,0)+5),\"\"))","v":""},"",{"$f":"IF(A4095=\"\",\"\",INDIRECT(\"'Exterior Lighting'!C\"&ROUNDDOWN((ROW(A4095)-3802)/50,0)+5))","v":""},"",{"$f":"IF(A4095=\"\",\"\",INDIRECT(\"'Fixture Schedule'!D\"&MOD(ROW(A4095)-3802,50)+9))","v":""},{"$f":"IF(A4095=\"\",\"\",IF(AR4095=\"\",\"\",INDIRECT(\"'Fixture Schedule'!K\"&MOD(ROW(A4095)-52,50)+9)))","v":""},{"$f":"IF(A4095=\"\",\"\",INDIRECT(\"'Exterior Lighting'!E\"&ROUNDDOWN((ROW(A4095)-3802)/50,0)+5))","v":""},{"$f":"IF(A4095=\"\",\"\",INDIRECT(\"'Fixture Schedule'!L\"&MOD(ROW(A4095)-52,50)+9))","v":""},null,null,null,null,null,null,null,null,null,null,null,null,null,{"$f":"INDIRECT(\"'Exterior Lighting'!\"&SUBSTITUTE(ADDRESS(1,MOD(ROW(A4095)-3802,50)+9,4),\"1\",\"\")&ROUNDDOWN((ROW(A4095)-3802)/50,0)+5)","v":0},{"$f":"LEFT(INDIRECT(\"'Exterior Lighting'!BH\"&ROUNDDOWN((ROW(A4095)-3802)/50,0)+5),3)","v":""},{"$f":"INDIRECT(\"'Fixture Schedule'!L\"&MOD(ROW(A4095)-52,50)+9)","v":0},{"$f":"INDIRECT(\"'Fixture Schedule'!O\"&MOD(ROW(A4095)-52,50)+9)","v":0},null,{"$f":"INDIRECT(\"'Fixture Schedule'!L\"&MOD(ROW(A4095)-52,50)+9)","v":0}]
[{"$f":"IF(OR(AM4102=0,AN4102=\"DNQ\")=TRUE,\"\",INDIRECT(\"'Fixture Schedule'!M\"&MOD(ROW(A4102)-3802,50)+9))","v":""},{"$f":"IF(A4102=\"\",\"\",INDIRECT(\"'Fixture Schedule'!E\"&MOD(ROW(A4102)-3802,50)+9))","v":""},{"$f":"IF(A4102=\"\",\"\",INDIRECT(\"'Fixture Schedule'!F\"&MOD(ROW(A4102)-3802,50)+9))","v":""},{"$f":"IF(A4102=\"\",\"\",INDIRECT(\"'Fixture Schedule'!L\"&MOD(ROW(A4102)-52,50)+9))","v":""},"",null,null,{"$f":"IF(A4102=\"\",\"\",IF(AP4102=1,Summary!$C$12*(AO4102)/(IF(InteriorCalcType=1,'Building Area Method'!$BK$6,SUM('Space-by-Space Method'!$BO$4:$BO$78))+SUM('Exterior Lighting'!$BL$5:$BL$25)),0))","v":""},{"$f":"IF(A4102=\"\",\"\",IF(START!$B$34=1,INDIRECT(\"'Exterior Lighting'!\"&SUBSTITUTE(ADDRESS(1,MOD(ROW(A4102)-3802,50)+9,4),\"1\",\"\")&ROUNDDOWN((ROW(A4102)-3802)/50,0)+5),\"\"))","v":""},{"$f":"IF(A4102=\"\",\"\",IF(AP4102=1,Summary!$F$11*(AO4102)/(IF(InteriorCalcType=1,'Building Area Method'!$BK$6,SUM('Space-by-Space Method'!$BO$4:$BO$78))+SUM('Exterior Lighting'!$BL$5:$BL$25)),0))","v":""},{"$f":"IF(A4102=\"\",\"\",IF(AP4102=1,Summary!$E$11*(AO4102)/(IF(InteriorCalcType=1,'Building Area Method'!$BK$6,SUM('Space-by-Space Method'!$BO$4:$BO$78))+SUM('Exterior Lighting'!$BL$5:$BL$25)),0))","v":""},{"$f":"IF(A4102=\"\",\"\",IF(AP4102=1,Summary!$G$11*(AO4102)/(IF(InteriorCalcType=1,'Building Area Method'!$BK$6,SUM('Space-by-Space Method'!$BO$4:$BO$78))+SUM('Exterior Lighting'!$BL$5:$BL$25)),0))","v":""},"","",null,null,null,{"$f":"IF(A4102=\"\",\"\",IF(START!$B$34=2,INDIRECT(\"'Exterior Lighting'!\"&SUBSTITUTE(ADDRESS(1,MOD(ROW(A4102)-3802,50)+9,4),\"1\",\"\")&ROUNDDOWN((ROW(A4102)-3802)/50,0)+5),\"\"))","v":""},"",{"$f":"IF(A4102=\"\",\"\",INDIRECT(\"'Exterior Lighting'!C\"&ROUNDDOWN((ROW(A4102)-3802)/50,0)+5))","v":""},"",{"$f":"IF(A4102=\"\",\"\",INDIRECT(\"'Fixture Schedule'!D\"&MOD(ROW(A4102)-3802,50)+9))","v":""},{"$f":"IF(A4102=\"\",\"\",IF(AR4102=\"\",\"\",INDIRECT(\"'Fixture Schedule'!K\"&MOD(ROW(A4102)-52,50)+9)))","v":""},{"$f":"IF(A4102=\"\",\"\",INDIRECT(\"'Exterior Lighting'!E\"&ROUNDDOWN((ROW(A4102)-3802)/50,0)+5))","v":""},{"$f":"IF(A4102=\"\",\"\",INDIRECT(\"'Fixture Schedule'!L\"&MOD(ROW(A4102)-52,50)+9))","v":""},null,null,null,null,null,null,null,null,null,null,null,null,null,{"$f":"INDIRECT(\"'Exterior Lighting'!\"&SUBSTITUTE(ADDRESS(1,MOD(ROW(A4102)-3802,50)+9,4),\"1\",\"\")&ROUNDDOWN((ROW(A4102)-3802)/50,0)+5)","v":0},{"$f":"LEFT(INDIRECT(\"'Exterior Lighting'!BH\"&ROUNDDOWN((ROW(A4102)-3802)/50,0)+5),3)","v":""},{"$f":"INDIRECT(\"'Fixture Schedule'!L\"&MOD(ROW(A4102)-52,50)+9)","v":0},{"$f":"INDIRECT(\"'Fixture Schedule'!O\"&MOD(ROW(A4102)-52,50)+9)","v":0},null,{"$f":"INDIRECT(\"'Fixture Schedule'!L\"&MOD(ROW(A4102)-52,50)+9)","v":0}]
[{"$f":"IF(OR(AM4114=0,AN4114=\"DNQ\")=TRUE,\"\",INDIRECT(\"'Fixture Schedule'!M\"&MOD(ROW(A4114)-3802,50)+9))","v":""},{"$f":"IF(A4114=\"\",\"\",INDIRECT(\"'Fixture Schedule'!E\"&MOD(ROW(A4114)-3802,50)+9))","v":""},{"$f":"IF(A4114=\"\",\"\",INDIRECT(\"'Fixture Schedule'!F\"&MOD(ROW(A4114)-3802,50)+9))","v":""},{"$f":"IF(A4114=\"\",\"\",INDIRECT(\"'Fixture Schedule'!L\"&MOD(ROW(A4114)-52,50)+9))","v":""},"",null,null,{"$f":"IF(A4114=\"\",\"\",IF(AP4114=1,Summary!$C$12*(AO4114)/(IF(InteriorCalcType=1,'Building Area Method'!$BK$6,SUM('Space-by-Space Method'!$BO$4:$BO$78))+SUM('Exterior Lighting'!$BL$5:$BL$25)),0))","v":""},{"$f":"IF(A4114=\"\",\"\",IF(START!$B$34=1,INDIRECT(\"'Exterior Lighting'!\"&SUBSTITUTE(ADDRESS(1,MOD(ROW(A4114)-3802,50)+9,4),\"1\",\"\")&ROUNDDOWN((ROW(A4114)-3802)/50,0)+5),\"\"))","v":""},{"$f":"IF(A4114=\"\",\"\",IF(AP4114=1,Summary!$F$11*(AO4114)/(IF(InteriorCalcType=1,'Building Area Method'!$BK$6,SUM('Space-by-Space Method'!$BO$4:$BO$78))+SUM('Exterior Lighting'!$BL$5:$BL$25)),0))","v":""},{"$f":"IF(A4114=\"\",\"\",IF(AP4114=1,Summary!$E$11*(AO4114)/(IF(InteriorCalcType=1,'Building Area Method'!$BK$6,SUM('Space-by-Space Method'!$BO$4:$BO$78))+SUM('Exterior Lighting'!$BL$5:$BL$25)),0))","v":""},{"$f":"IF(A4114=\"\",\"\",IF(AP4114=1,Summary!$G$11*(AO4114)/(IF(InteriorCalcType=1,'Building Area Method'!$BK$6,SUM('Space-by-Space Method'!$BO$4:$BO$78))+SUM('Exterior Lighting'!$BL$5:$BL$25)),0))","v":""},"","",null,null,null,{"$f":"IF(A4114=\"\",\"\",IF(START!$B$34=2,INDIRECT(\"'Exterior Lighting'!\"&SUBSTITUTE(ADDRESS(1,MOD(ROW(A4114)-3802,50)+9,4),\"1\",\"\")&ROUNDDOWN((ROW(A4114)-3802)/50,0)+5),\"\"))","v":""},"",{"$f":"IF(A4114=\"\",\"\",INDIRECT(\"'Exterior Lighting'!C\"&ROUNDDOWN((ROW(A4114)-3802)/50,0)+5))","v":""},"",{"$f":"IF(A4114=\"\",\"\",INDIRECT(\"'Fixture Schedule'!D\"&MOD(ROW(A4114)-3802,50)+9))","v":""},{"$f":"IF(A4114=\"\",\"\",IF(AR4114=\"\",\"\",INDIRECT(\"'Fixture Schedule'!K\"&MOD(ROW(A4114)-52,50)+9)))","v":""},{"$f":"IF(A4114=\"\",\"\",INDIRECT(\"'Exterior Lighting'!E\"&ROUNDDOWN((ROW(A4114)-3802)/50,0)+5))","v":""},{"$f":"IF(A4114=\"\",\"\",INDIRECT(\"'Fixture Schedule'!L\"&MOD(ROW(A4114)-52,50)+9))","v":""},null,null,null,null,null,null,null,null,null,null,null,null,null,{"$f":"INDIRECT(\"'Exterior Lighting'!\"&SUBSTITUTE(ADDRESS(1,MOD(ROW(A4114)-3802,50)+9,4),\"1\",\"\")&ROUNDDOWN((ROW(A4114)-3802)/50,0)+5)","v":0},{"$f":"LEFT(INDIRECT(\"'Exterior Lighting'!BH\"&ROUNDDOWN((ROW(A4114)-3802)/50,0)+5),3)","v":""},{"$f":"INDIRECT(\"'Fixture Schedule'!L\"&MOD(ROW(A4114)-52,50)+9)","v":0},{"$f":"INDIRECT(\"'Fixture Schedule'!O\"&MOD(ROW(A4114)-52,50)+9)","v":0},null,{"$f":"INDIRECT(\"'Fixture Schedule'!L\"&MOD(ROW(A4114)-52,50)+9)","v":0}]
[{"$f":"IF(OR(AM4123=0,AN4123=\"DNQ\")=TRUE,\"\",INDIRECT(\"'Fixture Schedule'!M\"&MOD(ROW(A4123)-3802,50)+9))","v":""},{"$f":"IF(A4123=\"\",\"\",INDIRECT(\"'Fixture Schedule'!E\"&MOD(ROW(A4123)-3802,50)+9))","v":""},{"$f":"IF(A4123=\"\",\"\",INDIRECT(\"'Fixture Schedule'!F\"&MOD(ROW(A4123)-3802,50)+9))","v":""},{"$f":"IF(A4123=\"\",\"\",INDIRECT(\"'Fixture Schedule'!L\"&MOD(ROW(A4123)-52,50)+9))","v":""},{"$f":"IF(A4123=\"\",\"\",\"Watts\")","v":""},null,null,{"$f":"IF(A4123=\"\",\"\",IF(AP4123=1,Summary!$C$12*(AO4123)/(IF(InteriorCalcType=1,'Building Area Method'!$BK$6,SUM('Space-by-Space Method'!$BO$4:$BO$78))+SUM('Exterior Lighting'!$BL$5:$BL$25)),0))","v":""},{"$f":"IF(A4123=\"\",\"\",IF(START!$B$34=1,INDIRECT(\"'Exterior Lighting'!\"&SUBSTITUTE(ADDRESS(1,MOD(ROW(A4123)-3802,50)+9,4),\"1\",\"\")&ROUNDDOWN((ROW(A4123)-3802)/50,0)+5),\"\"))","v":""},{"$f":"IF(A4123=\"\",\"\",IF(AP4123=1,Summary!$F$11*(AO4123)/(IF(InteriorCalcType=1,'Building Area Method'!$BK$6,SUM('Space-by-Space Method'!$BO$4:$BO$78))+SUM('Exterior Lighting'!$BL$5:$BL$25)),0))","v":""},{"$f":"IF(A4123=\"\",\"\",IF(AP4123=1,Summary!$E$11*(AO4123)/(IF(InteriorCalcType=1,'Building Area Method'!$BK$6,SUM('Space-by-Space Method'!$BO$4:$BO$78))+SUM('Exterior Lighting'!$BL$5:$BL$25)),0))","v":""},{"$f":"IF(A4123=\"\",\"\",IF(AP4123=1,Summary!$G$11*(AO4123)/(IF(InteriorCalcType=1,'Building Area Method'!$BK$6,SUM('Space-by-Space Method'!$BO$4:$BO$78))+SUM('Exterior Lighting'!$BL$5:$BL$25)),0))","v":""},{"$f":"IF(A4123=\"\",\"\",0)","v":""},{"$f":"IF(A4123=\"\",\"\",0)","v":""},null,null,null,{"$f":"IF(A4123=\"\",\"\",IF(START!$B$34=2,INDIRECT(\"'Exterior Lighting'!\"&SUBSTITUTE(ADDRESS(1,MOD(ROW(A4123)-3802,50)+9,4),\"1\",\"\")&ROUNDDOWN((ROW(A4123)-3802)/50,0)+5),\"\"))","v":""},{"$f":"IF(A4123=\"\",\"\",\"\")","v":""},{"$f":"IF(A4123=\"\",\"\",INDIRECT(\"'Exterior Lighting'!C\"&ROUNDDOWN((ROW(A4123)-3802)/50,0)+5))","v":""},{"$f":"IF(A4123=\"\",\"\",\"\")","v":""},{"$f":"IF(A4123=\"\",\"\",INDIRECT(\"'Fixture Schedule'!D\"&MOD(ROW(A4123)-3802,50)+9))","v":""},{"$f":"IF(A4123=\"\",\"\",IF(AR4123=\"\",\"\",INDIRECT(\"'Fixture Schedule'!K\"&MOD(ROW(A4123)-52,50)+9)))","v":""},{"$f":"IF(A4123=\"\",\"\",INDIRECT(\"'Exterior Lighting'!E\"&ROUNDDOWN((ROW(A4123)-3802)/50,0)+5))","v":""},{"$f":"IF(A4123=\"\",\"\",INDIRECT(\"'Fixture Schedule'!L\"&MOD(ROW(A4123)-52,50)+9))","v":""},null,null,null,null,null,null,null,null,null,null,null,null,null,{"$f":"INDIRECT(\"'Exterior Lighting'!\"&SUBSTITUTE(ADDRESS(1,MOD(ROW(A4123)-3802,50)+9,4),\"1\",\"\")&ROUNDDOWN((ROW(A4123)-3802)/50,0)+5)","v":0},{"$f":"LEFT(INDIRECT(\"'Exterior Lighting'!BH\"&ROUNDDOWN((ROW(A4123)-3802)/50,0)+5),3)","v":""},{"$f":"INDIRECT(\"'Fixture Schedule'!L\"&MOD(ROW(A4123)-52,50)+9)","v":0},{"$f":"INDIRECT(\"'Fixture Schedule'!O\"&MOD(ROW(A4123)-52,50)+9)","v":0},null,{"$f":"INDIRECT(\"'Fixture Schedule'!L\"&MOD(ROW(A4123)-52,50)+9)","v":0}]
[{"$f":"IF(OR(AM4131=0,AN4131=\"DNQ\")=TRUE,\"\",INDIRECT(\"'Fixture Schedule'!M\"&MOD(ROW(A4131)-3802,50)+9))","v":""},{"$f":"IF(A4131=\"\",\"\",INDIRECT(\"'Fixture Schedule'!E\"&MOD(ROW(A4131)-3802,50)+9))","v":""},{"$f":"IF(A4131=\"\",\"\",INDIRECT(\"'Fixture Schedule'!F\"&MOD(ROW(A4131)-3802,50)+9))","v":""},{"$f":"IF(A4131=\"\",\"\",INDIRECT(\"'Fixture Schedule'!L\"&MOD(ROW(A4131)-52,50)+9))","v":""},"",null,null,{"$f":"IF(A4131=\"\",\"\",IF(AP4131=1,Summary!$C$12*(AO4131)/(IF(InteriorCalcType=1,'Building Area Method'!$BK$6,SUM('Space-by-Space Method'!$BO$4:$BO$78))+SUM('Exterior Lighting'!$BL$5:$BL$25)),0))","v":""},{"$f":"IF(A4131=\"\",\"\",IF(START!$B$34=1,INDIRECT(\"'Exterior Lighting'!\"&SUBSTITUTE(ADDRESS(1,MOD(ROW(A4131)-3802,50)+9,4),\"1\",\"\")&ROUNDDOWN((ROW(A4131)-3802)/50,0)+5),\"\"))","v":""},{"$f":"IF(A4131=\"\",\"\",IF(AP4131=1,Summary!$F$11*(AO4131)/(IF(InteriorCalcType=1,'Building Area Method'!$BK$6,SUM('Space-by-Space Method'!$BO$4:$BO$78))+SUM('Exterior Lighting'!$BL$5:$BL$25)),0))","v":""},{"$f":"IF(A4131=\"\",\"\",IF(AP4131=1,Summary!$E$11*(AO4131)/(IF(InteriorCalcType=1,'Building Area Method'!$BK$6,SUM('Space-by-Space Method'!$BO$4:$BO$78))+SUM('Exterior Lighting'!$BL$5:$BL$25)),0))","v":""},{"$f":"IF(A4131=\"\",\"\",IF(AP4131=1,Summary!$G$11*(AO4131)/(IF(InteriorCalcType=1,'Building Area Method'!$BK$6,SUM('Space-by-Space Method'!$BO$4:$BO$78))+SUM('Exterior Lighting'!$BL$5:$BL$25)),0))","v":""},"","",null,null,null,{"$f":"IF(A4131=\"\",\"\",IF(START!$B$34=2,INDIRECT(\"'Exterior Lighting'!\"&SUBSTITUTE(ADDRESS(1,MOD(ROW(A4131)-3802,50)+9,4),\"1\",\"\")&ROUNDDOWN((ROW(A4131)-3802)/50,0)+5),\"\"))","v":""},"",{"$f":"IF(A4131=\"\",\"\",INDIRECT(\"'Exterior Lighting'!C\"&ROUNDDOWN((ROW(A4131)-3802)/50,0)+5))","v":""},"",{"$f":"IF(A4131=\"\",\"\",INDIRECT(\"'Fixture Schedule'!D\"&MOD(ROW(A4131)-3802,50)+9))","v":""},{"$f":"IF(A4131=\"\",\"\",IF(AR4131=\"\",\"\",INDIRECT(\"'Fixture Schedule'!K\"&MOD(ROW(A4131)-52,50)+9)))","v":""},{"$f":"IF(A4131=\"\",\"\",INDIRECT(\"'Exterior Lighting'!E\"&ROUNDDOWN((ROW(A4131)-3802)/50,0)+5))","v":""},{"$f":"IF(A4131=\"\",\"\",INDIRECT(\"'Fixture Schedule'!L\"&MOD(ROW(A4131)-52,50)+9))","v":""},null,null,null,null,null,null,null,null,null,null,null,null,null,{"$f":"INDIRECT(\"'Exterior Lighting'!\"&SUBSTITUTE(ADDRESS(1,MOD(ROW(A4131)-3802,50)+9,4),\"1\",\"\")&ROUNDDOWN((ROW(A4131)-3802)/50,0)+5)","v":0},{"$f":"LEFT(INDIRECT(\"'Exterior Lighting'!BH\"&ROUNDDOWN((ROW(A4131)-3802)/50,0)+5),3)","v":""},{"$f":"INDIRECT(\"'Fixture Schedule'!L\"&MOD(ROW(A4131)-52,50)+9)","v":0},{"$f":"INDIRECT(\"'Fixture Schedule'!O\"&MOD(ROW(A4131)-52,50)+9)","v":0},null,{"$f":"INDIRECT(\"'Fixture Schedule'!L\"&MOD(ROW(A4131)-52,50)+9)","v":0}]
[{"$f":"IF(OR(AM4142=0,AN4142=\"DNQ\")=TRUE,\"\",INDIRECT(\"'Fixture Schedule'!M\"&MOD(ROW(A4142)-3802,50)+9))","v":""},{"$f":"IF(A4142=\"\",\"\",INDIRECT(\"'Fixture Schedule'!E\"&MOD(ROW(A4142)-3802,50)+9))","v":""},{"$f":"IF(A4142=\"\",\"\",INDIRECT(\"'Fixture Schedule'!F\"&MOD(ROW(A4142)-3802,50)+9))","v":""},{"$f":"IF(A4142=\"\",\"\",INDIRECT(\"'Fixture Schedule'!L\"&MOD(ROW(A4142)-52,50)+9))","v":""},"",null,null,{"$f":"IF(A4142=\"\",\"\",IF(AP4142=1,Summary!$C$12*(AO4142)/(IF(InteriorCalcType=1,'Building Area Method'!$BK$6,SUM('Space-by-Space Method'!$BO$4:$BO$78))+SUM('Exterior Lighting'!$BL$5:$BL$25)),0))","v":""},{"$f":"IF(A4142=\"\",\"\",IF(START!$B$34=1,INDIRECT(\"'Exterior Lighting'!\"&SUBSTITUTE(ADDRESS(1,MOD(ROW(A4142)-3802,50)+9,4),\"1\",\"\")&ROUNDDOWN((ROW(A4142)-3802)/50,0)+5),\"\"))","v":""},{"$f":"IF(A4142=\"\",\"\",IF(AP4142=1,Summary!$F$11*(AO4142)/(IF(InteriorCalcType=1,'Building Area Method'!$BK$6,SUM('Space-by-Space Method'!$BO$4:$BO$78))+SUM('Exterior Lighting'!$BL$5:$BL$25)),0))","v":""},{"$f":"IF(A4142=\"\",\"\",IF(AP4142=1,Summary!$E$11*(AO4142)/(IF(InteriorCalcType=1,'Building Area Method'!$BK$6,SUM('Space-by-Space Method'!$BO$4:$BO$78))+SUM('Exterior Lighting'!$BL$5:$BL$25)),0))","v":""},{"$f":"IF(A4142=\"\",\"\",IF(AP4142=1,Summary!$G$11*(AO4142)/(IF(InteriorCalcType=1,'Building Area Method'!$BK$6,SUM('Space-by-Space Method'!$BO$4:$BO$78))+SUM('Exterior Lighting'!$BL$5:$BL$25)),0))","v":""},"","",null,null,null,{"$f":"IF(A4142=\"\",\"\",IF(START!$B$34=2,INDIRECT(\"'Exterior Lighting'!\"&SUBSTITUTE(ADDRESS(1,MOD(ROW(A4142)-3802,50)+9,4),\"1\",\"\")&ROUNDDOWN((ROW(A4142)-3802)/50,0)+5),\"\"))","v":""},"",{"$f":"IF(A4142=\"\",\"\",INDIRECT(\"'Exterior Lighting'!C\"&ROUNDDOWN((ROW(A4142)-3802)/50,0)+5))","v":""},"",{"$f":"IF(A4142=\"\",\"\",INDIRECT(\"'Fixture Schedule'!D\"&MOD(ROW(A4142)-3802,50)+9))","v":""},{"$f":"IF(A4142=\"\",\"\",IF(AR4142=\"\",\"\",INDIRECT(\"'Fixture Schedule'!K\"&MOD(ROW(A4142)-52,50)+9)))","v":""},{"$f":"IF(A4142=\"\",\"\",INDIRECT(\"'Exterior Lighting'!E\"&ROUNDDOWN((ROW(A4142)-3802)/50,0)+5))","v":""},{"$f":"IF(A4142=\"\",\"\",INDIRECT(\"'Fixture Schedule'!L\"&MOD(ROW(A4142)-52,50)+9))","v":""},null,null,null,null,null,null,null,null,null,null,null,null,null,{"$f":"INDIRECT(\"'Exterior Lighting'!\"&SUBSTITUTE(ADDRESS(1,MOD(ROW(A4142)-3802,50)+9,4),\"1\",\"\")&ROUNDDOWN((ROW(A4142)-3802)/50,0)+5)","v":0},{"$f":"LEFT(INDIRECT(\"'Exterior Lighting'!BH\"&ROUNDDOWN((ROW(A4142)-3802)/50,0)+5),3)","v":""},{"$f":"INDIRECT(\"'Fixture Schedule'!L\"&MOD(ROW(A4142)-52,50)+9)","v":0},{"$f":"INDIRECT(\"'Fixture Schedule'!O\"&MOD(ROW(A4142)-52,50)+9)","v":0},null,{"$f":"INDIRECT(\"'Fixture Schedule'!L\"&MOD(ROW(A4142)-52,50)+9)","v":0}]
[{"$f":"IF(OR(AM4149=0,AN4149=\"DNQ\")=TRUE,\"\",INDIRECT(\"'Fixture Schedule'!M\"&MOD(ROW(A4149)-3802,50)+9))","v":""},{"$f":"IF(A4149=\"\",\"\",INDIRECT(\"'Fixture Schedule'!E\"&MOD(ROW(A4149)-3802,50)+9))","v":""},{"$f":"IF(A4149=\"\",\"\",INDIRECT(\"'Fixture Schedule'!F\"&MOD(ROW(A4149)-3802,50)+9))","v":""},{"$f":"IF(A4149=\"\",\"\",INDIRECT(\"'Fixture Schedule'!L\"&MOD(ROW(A4149)-52,50)+9))","v":""},"",null,null,{"$f":"IF(A4149=\"\",\"\",IF(AP4149=1,Summary!$C$12*(AO4149)/(IF(InteriorCalcType=1,'Building Area Method'!$BK$6,SUM('Space-by-Space Method'!$BO$4:$BO$78))+SUM('Exterior Lighting'!$BL$5:$BL$25)),0))","v":""},{"$f":"IF(A4149=\"\",\"\",IF(START!$B$34=1,INDIRECT(\"'Exterior Lighting'!\"&SUBSTITUTE(ADDRESS(1,MOD(ROW(A4149)-3802,50)+9,4),\"1\",\"\")&ROUNDDOWN((ROW(A4149)-3802)/50,0)+5),\"\"))","v":""},{"$f":"IF(A4149=\"\",\"\",IF(AP4149=1,Summary!$F$11*(AO4149)/(IF(InteriorCalcType=1,'Building Area Method'!$BK$6,SUM('Space-by-Space Method'!$BO$4:$BO$78))+SUM('Exterior Lighting'!$BL$5:$BL$25)),0))","v":""},{"$f":"IF(A4149=\"\",\"\",IF(AP4149=1,Summary!$E$11*(AO4149)/(IF(InteriorCalcType=1,'Building Area Method'!$BK$6,SUM('Space-by-Space Method'!$BO$4:$BO$78))+SUM('Exterior Lighting'!$BL$5:$BL$25)),0))","v":""},{"$f":"IF(A4149=\"\",\"\",IF(AP4149=1,Summary!$G$11*(AO4149)/(IF(InteriorCalcType=1,'Building Area Method'!$BK$6,SUM('Space-by-Space Method'!$BO$4:$BO$78))+SUM('Exterior Lighting'!$BL$5:$BL$25)),0))","v":""},"","",null,null,null,{"$f":"IF(A4149=\"\",\"\",IF(START!$B$34=2,INDIRECT(\"'Exterior Lighting'!\"&SUBSTITUTE(ADDRESS(1,MOD(ROW(A4149)-3802,50)+9,4),\"1\",\"\")&ROUNDDOWN((ROW(A4149)-3802)/50,0)+5),\"\"))","v":""},"",{"$f":"IF(A4149=\"\",\"\",INDIRECT(\"'Exterior Lighting'!C\"&ROUNDDOWN((ROW(A4149)-3802)/50,0)+5))","v":""},"",{"$f":"IF(A4149=\"\",\"\",INDIRECT(\"'Fixture Schedule'!D\"&MOD(ROW(A4149)-3802,50)+9))","v":""},{"$f":"IF(A4149=\"\",\"\",IF(AR4149=\"\",\"\",INDIRECT(\"'Fixture Schedule'!K\"&MOD(ROW(A4149)-52,50)+9)))","v":""},{"$f":"IF(A4149=\"\",\"\",INDIRECT(\"'Exterior Lighting'!E\"&ROUNDDOWN((ROW(A4149)-3802)/50,0)+5))","v":""},{"$f":"IF(A4149=\"\",\"\",INDIRECT(\"'Fixture Schedule'!L\"&MOD(ROW(A4149)-52,50)+9))","v":""},null,null,null,null,null,null,null,null,null,null,null,null,null,{"$f":"INDIRECT(\"'Exterior Lighting'!\"&SUBSTITUTE(ADDRESS(1,MOD(ROW(A4149)-3802,50)+9,4),\"1\",\"\")&ROUNDDOWN((ROW(A4149)-3802)/50,0)+5)","v":0},{"$f":"LEFT(INDIRECT(\"'Exterior Lighting'!BH\"&ROUNDDOWN((ROW(A4149)-3802)/50,0)+5),3)","v":""},{"$f":"INDIRECT(\"'Fixture Schedule'!L\"&MOD(ROW(A4149)-52,50)+9)","v":0},{"$f":"INDIRECT(\"'Fixture Schedule'!O\"&MOD(ROW(A4149)-52,50)+9)","v":0},null,{"$f":"INDIRECT(\"'Fixture Schedule'!L\"&MOD(ROW(A4149)-52,50)+9)","v":0}]
[{"$f":"IF(OR(AM4153=0,AN4153=\"DNQ\")=TRUE,\"\",INDIRECT(\"'Fixture Schedule'!M\"&MOD(ROW(A4153)-3802,50)+9))","v":""},{"$f":"IF(A4153=\"\",\"\",INDIRECT(\"'Fixture Schedule'!E\"&MOD(ROW(A4153)-3802,50)+9))","v":""},{"$f":"IF(A4153=\"\",\"\",INDIRECT(\"'Fixture Schedule'!F\"&MOD(ROW(A4153)-3802,50)+9))","v":""},{"$f":"IF(A4153=\"\",\"\",INDIRECT(\"'Fixture Schedule'!L\"&MOD(ROW(A4153)-52,50)+9))","v":""},"",null,null,{"$f":"IF(A4153=\"\",\"\",IF(AP4153=1,Summary!$C$12*(AO4153)/(IF(InteriorCalcType=1,'Building Area Method'!$BK$6,SUM('Space-by-Space Method'!$BO$4:$BO$78))+SUM('Exterior Lighting'!$BL$5:$BL$25)),0))","v":""},{"$f":"IF(A4153=\"\",\"\",IF(START!$B$34=1,INDIRECT(\"'Exterior Lighting'!\"&SUBSTITUTE(ADDRESS(1,MOD(ROW(A4153)-3802,50)+9,4),\"1\",\"\")&ROUNDDOWN((ROW(A4153)-3802)/50,0)+5),\"\"))","v":""},{"$f":"IF(A4153=\"\",\"\",IF(AP4153=1,Summary!$F$11*(AO4153)/(IF(InteriorCalcType=1,'Building Area Method'!$BK$6,SUM('Space-by-Space Method'!$BO$4:$BO$78))+SUM('Exterior Lighting'!$BL$5:$BL$25)),0))","v":""},{"$f":"IF(A4153=\"\",\"\",IF(AP4153=1,Summary!$E$11*(AO4153)/(IF(InteriorCalcType=1,'Building Area Method'!$BK$6,SUM('Space-by-Space Method'!$BO$4:$BO$78))+SUM('Exterior Lighting'!$BL$5:$BL$25)),0))","v":""},{"$f":"IF(A4153=\"\",\"\",IF(AP4153=1,Summary!$G$11*(AO4153)/(IF(InteriorCalcType=1,'Building Area Method'!$BK$6,SUM('Space-by-Space Method'!$BO$4:$BO$78))+SUM('Exterior Lighting'!$BL$5:$BL$25)),0))","v":""},"","",null,null,null,{"$f":"IF(A4153=\"\",\"\",IF(START!$B$34=2,INDIRECT(\"'Exterior Lighting'!\"&SUBSTITUTE(ADDRESS(1,MOD(ROW(A4153)-3802,50)+9,4),\"1\",\"\")&ROUNDDOWN((ROW(A4153)-3802)/50,0)+5),\"\"))","v":""},"",{"$f":"IF(A4153=\"\",\"\",INDIRECT(\"'Exterior Lighting'!C\"&ROUNDDOWN((ROW(A4153)-3802)/50,0)+5))","v":""},"",{"$f":"IF(A4153=\"\",\"\",INDIRECT(\"'Fixture Schedule'!D\"&MOD(ROW(A4153)-3802,50)+9))","v":""},{"$f":"IF(A4153=\"\",\"\",IF(AR4153=\"\",\"\",INDIRECT(\"'Fixture Schedule'!K\"&MOD(ROW(A4153)-52,50)+9)))","v":""},{"$f":"IF(A4153=\"\",\"\",INDIRECT(\"'Exterior Lighting'!E\"&ROUNDDOWN((ROW(A4153)-3802)/50,0)+5))","v":""},{"$f":"IF(A4153=\"\",\"\",INDIRECT(\"'Fixture Schedule'!L\"&MOD(ROW(A4153)-52,50)+9))","v":""},null,null,null,null,null,null,null,null,null,null,null,null,null,{"$f":"INDIRECT(\"'Exterior Lighting'!\"&SUBSTITUTE(ADDRESS(1,MOD(ROW(A4153)-3802,50)+9,4),\"1\",\"\")&ROUNDDOWN((ROW(A4153)-3802)/50,0)+5)","v":0},{"$f":"LEFT(INDIRECT(\"'Exterior Lighting'!BH\"&ROUNDDOWN((ROW(A4153)-3802)/50,0)+5),3)","v":""},{"$f":"INDIRECT(\"'Fixture Schedule'!L\"&MOD(ROW(A4153)-52,50)+9)","v":0},{"$f":"INDIRECT(\"'Fixture Schedule'!O\"&MOD(ROW(A4153)-52,50)+9)","v":0},null,{"$f":"INDIRECT(\"'Fixture Schedule'!L\"&MOD(ROW(A4153)-52,50)+9)","v":0}]
[{"$f":"IF(OR(AM4167=0,AN4167=\"DNQ\")=TRUE,\"\",INDIRECT(\"'Fixture Schedule'!M\"&MOD(ROW(A4167)-3802,50)+9))","v":""},{"$f":"IF(A4167=\"\",\"\",INDIRECT(\"'Fixture Schedule'!E\"&MOD(ROW(A4167)-3802,50)+9))","v":""},{"$f":"IF(A4167=\"\",\"\",INDIRECT(\"'Fixture Schedule'!F\"&MOD(ROW(A4167)-3802,50)+9))","v":""},{"$f":"IF(A4167=\"\",\"\",INDIRECT(\"'Fixture Schedule'!L\"&MOD(ROW(A4167)-52,50)+9))","v":""},"",null,null,{"$f":"IF(A4167=\"\",\"\",IF(AP4167=1,Summary!$C$12*(AO4167)/(IF(InteriorCalcType=1,'Building Area Method'!$BK$6,SUM('Space-by-Space Method'!$BO$4:$BO$78))+SUM('Exterior Lighting'!$BL$5:$BL$25)),0))","v":""},{"$f":"IF(A4167=\"\",\"\",IF(START!$B$34=1,INDIRECT(\"'Exterior Lighting'!\"&SUBSTITUTE(ADDRESS(1,MOD(ROW(A4167)-3802,50)+9,4),\"1\",\"\")&ROUNDDOWN((ROW(A4167)-3802)/50,0)+5),\"\"))","v":""},{"$f":"IF(A4167=\"\",\"\",IF(AP4167=1,Summary!$F$11*(AO4167)/(IF(InteriorCalcType=1,'Building Area Method'!$BK$6,SUM('Space-by-Space Method'!$BO$4:$BO$78))+SUM('Exterior Lighting'!$BL$5:$BL$25)),0))","v":""},{"$f":"IF(A4167=\"\",\"\",IF(AP4167=1,Summary!$E$11*(AO4167)/(IF(InteriorCalcType=1,'Building Area Method'!$BK$6,SUM('Space-by-Space Method'!$BO$4:$BO$78))+SUM('Exterior Lighting'!$BL$5:$BL$25)),0))","v":""},{"$f":"IF(A4167=\"\",\"\",IF(AP4167=1,Summary!$G$11*(AO4167)/(IF(InteriorCalcType=1,'Building Area Method'!$BK$6,SUM('Space-by-Space Method'!$BO$4:$BO$78))+SUM('Exterior Lighting'!$BL$5:$BL$25)),0))","v":""},"","",null,null,null,{"$f":"IF(A4167=\"\",\"\",IF(START!$B$34=2,INDIRECT(\"'Exterior Lighting'!\"&SUBSTITUTE(ADDRESS(1,MOD(ROW(A4167)-3802,50)+9,4),\"1\",\"\")&ROUNDDOWN((ROW(A4167)-3802)/50,0)+5),\"\"))","v":""},"",{"$f":"IF(A4167=\"\",\"\",INDIRECT(\"'Exterior Lighting'!C\"&ROUNDDOWN((ROW(A4167)-3802)/50,0)+5))","v":""},"",{"$f":"IF(A4167=\"\",\"\",INDIRECT(\"'Fixture Schedule'!D\"&MOD(ROW(A4167)-3802,50)+9))","v":""},{"$f":"IF(A4167=\"\",\"\",IF(AR4167=\"\",\"\",INDIRECT(\"'Fixture Schedule'!K\"&MOD(ROW(A4167)-52,50)+9)))","v":""},{"$f":"IF(A4167=\"\",\"\",INDIRECT(\"'Exterior Lighting'!E\"&ROUNDDOWN((ROW(A4167)-3802)/50,0)+5))","v":""},{"$f":"IF(A4167=\"\",\"\",INDIRECT(\"'Fixture Schedule'!L\"&MOD(ROW(A4167)-52,50)+9))","v":""},null,null,null,null,null,null,null,null,null,null,null,null,null,{"$f":"INDIRECT(\"'Exterior Lighting'!\"&SUBSTITUTE(ADDRESS(1,MOD(ROW(A4167)-3802,50)+9,4),\"1\",\"\")&ROUNDDOWN((ROW(A4167)-3802)/50,0)+5)","v":0},{"$f":"LEFT(INDIRECT(\"'Exterior Lighting'!BH\"&ROUNDDOWN((ROW(A4167)-3802)/50,0)+5),3)","v":""},{"$f":"INDIRECT(\"'Fixture Schedule'!L\"&MOD(ROW(A4167)-52,50)+9)","v":0},{"$f":"INDIRECT(\"'Fixture Schedule'!O\"&MOD(ROW(A4167)-52,50)+9)","v":0},null,{"$f":"INDIRECT(\"'Fixture Schedule'!L\"&MOD(ROW(A4167)-52,50)+9)","v":0}]
[{"$f":"IF(OR(AM4172=0,AN4172=\"DNQ\")=TRUE,\"\",INDIRECT(\"'Fixture Schedule'!M\"&MOD(ROW(A4172)-3802,50)+9))","v":""},{"$f":"IF(A4172=\"\",\"\",INDIRECT(\"'Fixture Schedule'!E\"&MOD(ROW(A4172)-3802,50)+9))","v":""},{"$f":"IF(A4172=\"\",\"\",INDIRECT(\"'Fixture Schedule'!F\"&MOD(ROW(A4172)-3802,50)+9))","v":""},{"$f":"IF(A4172=\"\",\"\",INDIRECT(\"'Fixture Schedule'!L\"&MOD(ROW(A4172)-52,50)+9))","v":""},"",null,null,{"$f":"IF(A4172=\"\",\"\",IF(AP4172=1,Summary!$C$12*(AO4172)/(IF(InteriorCalcType=1,'Building Area Method'!$BK$6,SUM('Space-by-Space Method'!$BO$4:$BO$78))+SUM('Exterior Lighting'!$BL$5:$BL$25)),0))","v":""},{"$f":"IF(A4172=\"\",\"\",IF(START!$B$34=1,INDIRECT(\"'Exterior Lighting'!\"&SUBSTITUTE(ADDRESS(1,MOD(ROW(A4172)-3802,50)+9,4),\"1\",\"\")&ROUNDDOWN((ROW(A4172)-3802)/50,0)+5),\"\"))","v":""},{"$f":"IF(A4172=\"\",\"\",IF(AP4172=1,Summary!$F$11*(AO4172)/(IF(InteriorCalcType=1,'Building Area Method'!$BK$6,SUM('Space-by-Space Method'!$BO$4:$BO$78))+SUM('Exterior Lighting'!$BL$5:$BL$25)),0))","v":""},{"$f":"IF(A4172=\"\",\"\",IF(AP4172=1,Summary!$E$11*(AO4172)/(IF(InteriorCalcType=1,'Building Area Method'!$BK$6,SUM('Space-by-Space Method'!$BO$4:$BO$78))+SUM('Exterior Lighting'!$BL$5:$BL$25)),0))","v":""},{"$f":"IF(A4172=\"\",\"\",IF(AP4172=1,Summary!$G$11*(AO4172)/(IF(InteriorCalcType=1,'Building Area Method'!$BK$6,SUM('Space-by-Space Method'!$BO$4:$BO$78))+SUM('Exterior Lighting'!$BL$5:$BL$25)),0))","v":""},"","",null,null,null,{"$f":"IF(A4172=\"\",\"\",IF(START!$B$34=2,INDIRECT(\"'Exterior Lighting'!\"&SUBSTITUTE(ADDRESS(1,MOD(ROW(A4172)-3802,50)+9,4),\"1\",\"\")&ROUNDDOWN((ROW(A4172)-3802)/50,0)+5),\"\"))","v":""},"",{"$f":"IF(A4172=\"\",\"\",INDIRECT(\"'Exterior Lighting'!C\"&ROUNDDOWN((ROW(A4172)-3802)/50,0)+5))","v":""},"",{"$f":"IF(A4172=\"\",\"\",INDIRECT(\"'Fixture Schedule'!D\"&MOD(ROW(A4172)-3802,50)+9))","v":""},{"$f":"IF(A4172=\"\",\"\",IF(AR4172=\"\",\"\",INDIRECT(\"'Fixture Schedule'!K\"&MOD(ROW(A4172)-52,50)+9)))","v":""},{"$f":"IF(A4172=\"\",\"\",INDIRECT(\"'Exterior Lighting'!E\"&ROUNDDOWN((ROW(A4172)-3802)/50,0)+5))","v":""},{"$f":"IF(A4172=\"\",\"\",INDIRECT(\"'Fixture Schedule'!L\"&MOD(ROW(A4172)-52,50)+9))","v":""},null,null,null,null,null,null,null,null,null,null,null,null,null,{"$f":"INDIRECT(\"'Exterior Lighting'!\"&SUBSTITUTE(ADDRESS(1,MOD(ROW(A4172)-3802,50)+9,4),\"1\",\"\")&ROUNDDOWN((ROW(A4172)-3802)/50,0)+5)","v":0},{"$f":"LEFT(INDIRECT(\"'Exterior Lighting'!BH\"&ROUNDDOWN((ROW(A4172)-3802)/50,0)+5),3)","v":""},{"$f":"INDIRECT(\"'Fixture Schedule'!L\"&MOD(ROW(A4172)-52,50)+9)","v":0},{"$f":"INDIRECT(\"'Fixture Schedule'!O\"&MOD(ROW(A4172)-52,50)+9)","v":0},null,{"$f":"INDIRECT(\"'Fixture Schedule'!L\"&MOD(ROW(A4172)-52,50)+9)","v":0}]
[{"$f":"IF(OR(AM4185=0,AN4185=\"DNQ\")=TRUE,\"\",INDIRECT(\"'Fixture Schedule'!M\"&MOD(ROW(A4185)-3802,50)+9))","v":""},{"$f":"IF(A4185=\"\",\"\",INDIRECT(\"'Fixture Schedule'!E\"&MOD(ROW(A4185)-3802,50)+9))","v":""},{"$f":"IF(A4185=\"\",\"\",INDIRECT(\"'Fixture Schedule'!F\"&MOD(ROW(A4185)-3802,50)+9))","v":""},{"$f":"IF(A4185=\"\",\"\",INDIRECT(\"'Fixture Schedule'!L\"&MOD(ROW(A4185)-52,50)+9))","v":""},"",null,null,{"$f":"IF(A4185=\"\",\"\",IF(AP4185=1,Summary!$C$12*(AO4185)/(IF(InteriorCalcType=1,'Building Area Method'!$BK$6,SUM('Space-by-Space Method'!$BO$4:$BO$78))+SUM('Exterior Lighting'!$BL$5:$BL$25)),0))","v":""},{"$f":"IF(A4185=\"\",\"\",IF(START!$B$34=1,INDIRECT(\"'Exterior Lighting'!\"&SUBSTITUTE(ADDRESS(1,MOD(ROW(A4185)-3802,50)+9,4),\"1\",\"\")&ROUNDDOWN((ROW(A4185)-3802)/50,0)+5),\"\"))","v":""},{"$f":"IF(A4185=\"\",\"\",IF(AP4185=1,Summary!$F$11*(AO4185)/(IF(InteriorCalcType=1,'Building Area Method'!$BK$6,SUM('Space-by-Space Method'!$BO$4:$BO$78))+SUM('Exterior Lighting'!$BL$5:$BL$25)),0))","v":""},{"$f":"IF(A4185=\"\",\"\",IF(AP4185=1,Summary!$E$11*(AO4185)/(IF(InteriorCalcType=1,'Building Area Method'!$BK$6,SUM('Space-by-Space Method'!$BO$4:$BO$78))+SUM('Exterior Lighting'!$BL$5:$BL$25)),0))","v":""},{"$f":"IF(A4185=\"\",\"\",IF(AP4185=1,Summary!$G$11*(AO4185)/(IF(InteriorCalcType=1,'Building Area Method'!$BK$6,SUM('Space-by-Space Method'!$BO$4:$BO$78))+SUM('Exterior Lighting'!$BL$5:$BL$25)),0))","v":""},"","",null,null,null,{"$f":"IF(A4185=\"\",\"\",IF(START!$B$34=2,INDIRECT(\"'Exterior Lighting'!\"&SUBSTITUTE(ADDRESS(1,MOD(ROW(A4185)-3802,50)+9,4),\"1\",\"\")&ROUNDDOWN((ROW(A4185)-3802)/50,0)+5),\"\"))","v":""},"",{"$f":"IF(A4185=\"\",\"\",INDIRECT(\"'Exterior Lighting'!C\"&ROUNDDOWN((ROW(A4185)-3802)/50,0)+5))","v":""},"",{"$f":"IF(A4185=\"\",\"\",INDIRECT(\"'Fixture Schedule'!D\"&MOD(ROW(A4185)-3802,50)+9))","v":""},{"$f":"IF(A4185=\"\",\"\",IF(AR4185=\"\",\"\",INDIRECT(\"'Fixture Schedule'!K\"&MOD(ROW(A4185)-52,50)+9)))","v":""},{"$f":"IF(A4185=\"\",\"\",INDIRECT(\"'Exterior Lighting'!E\"&ROUNDDOWN((ROW(A4185)-3802)/50,0)+5))","v":""},{"$f":"IF(A4185=\"\",\"\",INDIRECT(\"'Fixture Schedule'!L\"&MOD(ROW(A4185)-52,50)+9))","v":""},null,null,null,null,null,null,null,null,null,null,null,null,null,{"$f":"INDIRECT(\"'Exterior Lighting'!\"&SUBSTITUTE(ADDRESS(1,MOD(ROW(A4185)-3802,50)+9,4),\"1\",\"\")&ROUNDDOWN((ROW(A4185)-3802)/50,0)+5)","v":0},{"$f":"LEFT(INDIRECT(\"'Exterior Lighting'!BH\"&ROUNDDOWN((ROW(A4185)-3802)/50,0)+5),3)","v":""},{"$f":"INDIRECT(\"'Fixture Schedule'!L\"&MOD(ROW(A4185)-52,50)+9)","v":0},{"$f":"INDIRECT(\"'Fixture Schedule'!O\"&MOD(ROW(A4185)-52,50)+9)","v":0},null,{"$f":"INDIRECT(\"'Fixture Schedule'!L\"&MOD(ROW(A4185)-52,50)+9)","v":0}]
[{"$f":"IF(OR(AM4191=0,AN4191=\"DNQ\")=TRUE,\"\",INDIRECT(\"'Fixture Schedule'!M\"&MOD(ROW(A4191)-3802,50)+9))","v":""},{"$f":"IF(A4191=\"\",\"\",INDIRECT(\"'Fixture Schedule'!E\"&MOD(ROW(A4191)-3802,50)+9))","v":""},{"$f":"IF(A4191=\"\",\"\",INDIRECT(\"'Fixture Schedule'!F\"&MOD(ROW(A4191)-3802,50)+9))","v":""},{"$f":"IF(A4191=\"\",\"\",INDIRECT(\"'Fixture Schedule'!L\"&MOD(ROW(A4191)-52,50)+9))","v":""},"",null,null,{"$f":"IF(A4191=\"\",\"\",IF(AP4191=1,Summary!$C$12*(AO4191)/(IF(InteriorCalcType=1,'Building Area Method'!$BK$6,SUM('Space-by-Space Method'!$BO$4:$BO$78))+SUM('Exterior Lighting'!$BL$5:$BL$25)),0))","v":""},{"$f":"IF(A4191=\"\",\"\",IF(START!$B$34=1,INDIRECT(\"'Exterior Lighting'!\"&SUBSTITUTE(ADDRESS(1,MOD(ROW(A4191)-3802,50)+9,4),\"1\",\"\")&ROUNDDOWN((ROW(A4191)-3802)/50,0)+5),\"\"))","v":""},{"$f":"IF(A4191=\"\",\"\",IF(AP4191=1,Summary!$F$11*(AO4191)/(IF(InteriorCalcType=1,'Building Area Method'!$BK$6,SUM('Space-by-Space Method'!$BO$4:$BO$78))+SUM('Exterior Lighting'!$BL$5:$BL$25)),0))","v":""},{"$f":"IF(A4191=\"\",\"\",IF(AP4191=1,Summary!$E$11*(AO4191)/(IF(InteriorCalcType=1,'Building Area Method'!$BK$6,SUM('Space-by-Space Method'!$BO$4:$BO$78))+SUM('Exterior Lighting'!$BL$5:$BL$25)),0))","v":""},{"$f":"IF(A4191=\"\",\"\",IF(AP4191=1,Summary!$G$11*(AO4191)/(IF(InteriorCalcType=1,'Building Area Method'!$BK$6,SUM('Space-by-Space Method'!$BO$4:$BO$78))+SUM('Exterior Lighting'!$BL$5:$BL$25)),0))","v":""},"","",null,null,null,{"$f":"IF(A4191=\"\",\"\",IF(START!$B$34=2,INDIRECT(\"'Exterior Lighting'!\"&SUBSTITUTE(ADDRESS(1,MOD(ROW(A4191)-3802,50)+9,4),\"1\",\"\")&ROUNDDOWN((ROW(A4191)-3802)/50,0)+5),\"\"))","v":""},"",{"$f":"IF(A4191=\"\",\"\",INDIRECT(\"'Exterior Lighting'!C\"&ROUNDDOWN((ROW(A4191)-3802)/50,0)+5))","v":""},"",{"$f":"IF(A4191=\"\",\"\",INDIRECT(\"'Fixture Schedule'!D\"&MOD(ROW(A4191)-3802,50)+9))","v":""},{"$f":"IF(A4191=\"\",\"\",IF(AR4191=\"\",\"\",INDIRECT(\"'Fixture Schedule'!K\"&MOD(ROW(A4191)-52,50)+9)))","v":""},{"$f":"IF(A4191=\"\",\"\",INDIRECT(\"'Exterior Lighting'!E\"&ROUNDDOWN((ROW(A4191)-3802)/50,0)+5))","v":""},{"$f":"IF(A4191=\"\",\"\",INDIRECT(\"'Fixture Schedule'!L\"&MOD(ROW(A4191)-52,50)+9))","v":""},null,null,null,null,null,null,null,null,null,null,null,null,null,{"$f":"INDIRECT(\"'Exterior Lighting'!\"&SUBSTITUTE(ADDRESS(1,MOD(ROW(A4191)-3802,50)+9,4),\"1\",\"\")&ROUNDDOWN((ROW(A4191)-3802)/50,0)+5)","v":0},{"$f":"LEFT(INDIRECT(\"'Exterior Lighting'!BH\"&ROUNDDOWN((ROW(A4191)-3802)/50,0)+5),3)","v":""},{"$f":"INDIRECT(\"'Fixture Schedule'!L\"&MOD(ROW(A4191)-52,50)+9)","v":0},{"$f":"INDIRECT(\"'Fixture Schedule'!O\"&MOD(ROW(A4191)-52,50)+9)","v":0},null,{"$f":"INDIRECT(\"'Fixture Schedule'!L\"&MOD(ROW(A4191)-52,50)+9)","v":0}]
[{"$f":"IF(OR(AM4200=0,AN4200=\"DNQ\")=TRUE,\"\",INDIRECT(\"'Fixture Schedule'!M\"&MOD(ROW(A4200)-3802,50)+9))","v":""},{"$f":"IF(A4200=\"\",\"\",INDIRECT(\"'Fixture Schedule'!E\"&MOD(ROW(A4200)-3802,50)+9))","v":""},{"$f":"IF(A4200=\"\",\"\",INDIRECT(\"'Fixture Schedule'!F\"&MOD(ROW(A4200)-3802,50)+9))","v":""},{"$f":"IF(A4200=\"\",\"\",INDIRECT(\"'Fixture Schedule'!L\"&MOD(ROW(A4200)-52,50)+9))","v":""},"",null,null,{"$f":"IF(A4200=\"\",\"\",IF(AP4200=1,Summary!$C$12*(AO4200)/(IF(InteriorCalcType=1,'Building Area Method'!$BK$6,SUM('Space-by-Space Method'!$BO$4:$BO$78))+SUM('Exterior Lighting'!$BL$5:$BL$25)),0))","v":""},{"$f":"IF(A4200=\"\",\"\",IF(START!$B$34=1,INDIRECT(\"'Exterior Lighting'!\"&SUBSTITUTE(ADDRESS(1,MOD(ROW(A4200)-3802,50)+9,4),\"1\",\"\")&ROUNDDOWN((ROW(A4200)-3802)/50,0)+5),\"\"))","v":""},{"$f":"IF(A4200=\"\",\"\",IF(AP4200=1,Summary!$F$11*(AO4200)/(IF(InteriorCalcType=1,'Building Area Method'!$BK$6,SUM('Space-by-Space Method'!$BO$4:$BO$78))+SUM('Exterior Lighting'!$BL$5:$BL$25)),0))","v":""},{"$f":"IF(A4200=\"\",\"\",IF(AP4200=1,Summary!$E$11*(AO4200)/(IF(InteriorCalcType=1,'Building Area Method'!$BK$6,SUM('Space-by-Space Method'!$BO$4:$BO$78))+SUM('Exterior Lighting'!$BL$5:$BL$25)),0))","v":""},{"$f":"IF(A4200=\"\",\"\",IF(AP4200=1,Summary!$G$11*(AO4200)/(IF(InteriorCalcType=1,'Building Area Method'!$BK$6,SUM('Space-by-Space Method'!$BO$4:$BO$78))+SUM('Exterior Lighting'!$BL$5:$BL$25)),0))","v":""},"","",null,null,null,{"$f":"IF(A4200=\"\",\"\",IF(START!$B$34=2,INDIRECT(\"'Exterior Lighting'!\"&SUBSTITUTE(ADDRESS(1,MOD(ROW(A4200)-3802,50)+9,4),\"1\",\"\")&ROUNDDOWN((ROW(A4200)-3802)/50,0)+5),\"\"))","v":""},"",{"$f":"IF(A4200=\"\",\"\",INDIRECT(\"'Exterior Lighting'!C\"&ROUNDDOWN((ROW(A4200)-3802)/50,0)+5))","v":""},"",{"$f":"IF(A4200=\"\",\"\",INDIRECT(\"'Fixture Schedule'!D\"&MOD(ROW(A4200)-3802,50)+9))","v":""},{"$f":"IF(A4200=\"\",\"\",IF(AR4200=\"\",\"\",INDIRECT(\"'Fixture Schedule'!K\"&MOD(ROW(A4200)-52,50)+9)))","v":""},{"$f":"IF(A4200=\"\",\"\",INDIRECT(\"'Exterior Lighting'!E\"&ROUNDDOWN((ROW(A4200)-3802)/50,0)+5))","v":""},{"$f":"IF(A4200=\"\",\"\",INDIRECT(\"'Fixture Schedule'!L\"&MOD(ROW(A4200)-52,50)+9))","v":""},null,null,null,null,null,null,null,null,null,null,null,null,null,{"$f":"INDIRECT(\"'Exterior Lighting'!\"&SUBSTITUTE(ADDRESS(1,MOD(ROW(A4200)-3802,50)+9,4),\"1\",\"\")&ROUNDDOWN((ROW(A4200)-3802)/50,0)+5)","v":0},{"$f":"LEFT(INDIRECT(\"'Exterior Lighting'!BH\"&ROUNDDOWN((ROW(A4200)-3802)/50,0)+5),3)","v":""},{"$f":"INDIRECT(\"'Fixture Schedule'!L\"&MOD(ROW(A4200)-52,50)+9)","v":0},{"$f":"INDIRECT(\"'Fixture Schedule'!O\"&MOD(ROW(A4200)-52,50)+9)","v":0},null,{"$f":"INDIRECT(\"'Fixture Schedule'!L\"&MOD(ROW(A4200)-52,50)+9)","v":0}]
[{"$f":"IF(OR(AM4205=0,AN4205=\"DNQ\")=TRUE,\"\",INDIRECT(\"'Fixture Schedule'!M\"&MOD(ROW(A4205)-3802,50)+9))","v":""},{"$f":"IF(A4205=\"\",\"\",INDIRECT(\"'Fixture Schedule'!E\"&MOD(ROW(A4205)-3802,50)+9))","v":""},{"$f":"IF(A4205=\"\",\"\",INDIRECT(\"'Fixture Schedule'!F\"&MOD(ROW(A4205)-3802,50)+9))","v":""},{"$f":"IF(A4205=\"\",\"\",INDIRECT(\"'Fixture Schedule'!L\"&MOD(ROW(A4205)-52,50)+9))","v":""},"",null,null,{"$f":"IF(A4205=\"\",\"\",IF(AP4205=1,Summary!$C$12*(AO4205)/(IF(InteriorCalcType=1,'Building Area Method'!$BK$6,SUM('Space-by-Space Method'!$BO$4:$BO$78))+SUM('Exterior Lighting'!$BL$5:$BL$25)),0))","v":""},{"$f":"IF(A4205=\"\",\"\",IF(START!$B$34=1,INDIRECT(\"'Exterior Lighting'!\"&SUBSTITUTE(ADDRESS(1,MOD(ROW(A4205)-3802,50)+9,4),\"1\",\"\")&ROUNDDOWN((ROW(A4205)-3802)/50,0)+5),\"\"))","v":""},{"$f":"IF(A4205=\"\",\"\",IF(AP4205=1,Summary!$F$11*(AO4205)/(IF(InteriorCalcType=1,'Building Area Method'!$BK$6,SUM('Space-by-Space Method'!$BO$4:$BO$78))+SUM('Exterior Lighting'!$BL$5:$BL$25)),0))","v":""},{"$f":"IF(A4205=\"\",\"\",IF(AP4205=1,Summary!$E$11*(AO4205)/(IF(InteriorCalcType=1,'Building Area Method'!$BK$6,SUM('Space-by-Space Method'!$BO$4:$BO$78))+SUM('Exterior Lighting'!$BL$5:$BL$25)),0))","v":""},{"$f":"IF(A4205=\"\",\"\",IF(AP4205=1,Summary!$G$11*(AO4205)/(IF(InteriorCalcType=1,'Building Area Method'!$BK$6,SUM('Space-by-Space Method'!$BO$4:$BO$78))+SUM('Exterior Lighting'!$BL$5:$BL$25)),0))","v":""},"","",null,null,null,{"$f":"IF(A4205=\"\",\"\",IF(START!$B$34=2,INDIRECT(\"'Exterior Lighting'!\"&SUBSTITUTE(ADDRESS(1,MOD(ROW(A4205)-3802,50)+9,4),\"1\",\"\")&ROUNDDOWN((ROW(A4205)-3802)/50,0)+5),\"\"))","v":""},"",{"$f":"IF(A4205=\"\",\"\",INDIRECT(\"'Exterior Lighting'!C\"&ROUNDDOWN((ROW(A4205)-3802)/50,0)+5))","v":""},"",{"$f":"IF(A4205=\"\",\"\",INDIRECT(\"'Fixture Schedule'!D\"&MOD(ROW(A4205)-3802,50)+9))","v":""},{"$f":"IF(A4205=\"\",\"\",IF(AR4205=\"\",\"\",INDIRECT(\"'Fixture Schedule'!K\"&MOD(ROW(A4205)-52,50)+9)))","v":""},{"$f":"IF(A4205=\"\",\"\",INDIRECT(\"'Exterior Lighting'!E\"&ROUNDDOWN((ROW(A4205)-3802)/50,0)+5))","v":""},{"$f":"IF(A4205=\"\",\"\",INDIRECT(\"'Fixture Schedule'!L\"&MOD(ROW(A4205)-52,50)+9))","v":""},null,null,null,null,null,null,null,null,null,null,null,null,null,{"$f":"INDIRECT(\"'Exterior Lighting'!\"&SUBSTITUTE(ADDRESS(1,MOD(ROW(A4205)-3802,50)+9,4),\"1\",\"\")&ROUNDDOWN((ROW(A4205)-3802)/50,0)+5)","v":0},{"$f":"LEFT(INDIRECT(\"'Exterior Lighting'!BH\"&ROUNDDOWN((ROW(A4205)-3802)/50,0)+5),3)","v":""},{"$f":"INDIRECT(\"'Fixture Schedule'!L\"&MOD(ROW(A4205)-52,50)+9)","v":0},{"$f":"INDIRECT(\"'Fixture Schedule'!O\"&MOD(ROW(A4205)-52,50)+9)","v":0},null,{"$f":"INDIRECT(\"'Fixture Schedule'!L\"&MOD(ROW(A4205)-52,50)+9)","v":0}]
[{"$f":"IF(OR(AM4211=0,AN4211=\"DNQ\")=TRUE,\"\",INDIRECT(\"'Fixture Schedule'!M\"&MOD(ROW(A4211)-3802,50)+9))","v":""},{"$f":"IF(A4211=\"\",\"\",INDIRECT(\"'Fixture Schedule'!E\"&MOD(ROW(A4211)-3802,50)+9))","v":""},{"$f":"IF(A4211=\"\",\"\",INDIRECT(\"'Fixture Schedule'!F\"&MOD(ROW(A4211)-3802,50)+9))","v":""},{"$f":"IF(A4211=\"\",\"\",INDIRECT(\"'Fixture Schedule'!L\"&MOD(ROW(A4211)-52,50)+9))","v":""},"",null,null,{"$f":"IF(A4211=\"\",\"\",IF(AP4211=1,Summary!$C$12*(AO4211)/(IF(InteriorCalcType=1,'Building Area Method'!$BK$6,SUM('Space-by-Space Method'!$BO$4:$BO$78))+SUM('Exterior Lighting'!$BL$5:$BL$25)),0))","v":""},{"$f":"IF(A4211=\"\",\"\",IF(START!$B$34=1,INDIRECT(\"'Exterior Lighting'!\"&SUBSTITUTE(ADDRESS(1,MOD(ROW(A4211)-3802,50)+9,4),\"1\",\"\")&ROUNDDOWN((ROW(A4211)-3802)/50,0)+5),\"\"))","v":""},{"$f":"IF(A4211=\"\",\"\",IF(AP4211=1,Summary!$F$11*(AO4211)/(IF(InteriorCalcType=1,'Building Area Method'!$BK$6,SUM('Space-by-Space Method'!$BO$4:$BO$78))+SUM('Exterior Lighting'!$BL$5:$BL$25)),0))","v":""},{"$f":"IF(A4211=\"\",\"\",IF(AP4211=1,Summary!$E$11*(AO4211)/(IF(InteriorCalcType=1,'Building Area Method'!$BK$6,SUM('Space-by-Space Method'!$BO$4:$BO$78))+SUM('Exterior Lighting'!$BL$5:$BL$25)),0))","v":""},{"$f":"IF(A4211=\"\",\"\",IF(AP4211=1,Summary!$G$11*(AO4211)/(IF(InteriorCalcType=1,'Building Area Method'!$BK$6,SUM('Space-by-Space Method'!$BO$4:$BO$78))+SUM('Exterior Lighting'!$BL$5:$BL$25)),0))","v":""},"","",null,null,null,{"$f":"IF(A4211=\"\",\"\",IF(START!$B$34=2,INDIRECT(\"'Exterior Lighting'!\"&SUBSTITUTE(ADDRESS(1,MOD(ROW(A4211)-3802,50)+9,4),\"1\",\"\")&ROUNDDOWN((ROW(A4211)-3802)/50,0)+5),\"\"))","v":""},"",{"$f":"IF(A4211=\"\",\"\",INDIRECT(\"'Exterior Lighting'!C\"&ROUNDDOWN((ROW(A4211)-3802)/50,0)+5))","v":""},"",{"$f":"IF(A4211=\"\",\"\",INDIRECT(\"'Fixture Schedule'!D\"&MOD(ROW(A4211)-3802,50)+9))","v":""},{"$f":"IF(A4211=\"\",\"\",IF(AR4211=\"\",\"\",INDIRECT(\"'Fixture Schedule'!K\"&MOD(ROW(A4211)-52,50)+9)))","v":""},{"$f":"IF(A4211=\"\",\"\",INDIRECT(\"'Exterior Lighting'!E\"&ROUNDDOWN((ROW(A4211)-3802)/50,0)+5))","v":""},{"$f":"IF(A4211=\"\",\"\",INDIRECT(\"'Fixture Schedule'!L\"&MOD(ROW(A4211)-52,50)+9))","v":""},null,null,null,null,null,null,null,null,null,null,null,null,null,{"$f":"INDIRECT(\"'Exterior Lighting'!\"&SUBSTITUTE(ADDRESS(1,MOD(ROW(A4211)-3802,50)+9,4),\"1\",\"\")&ROUNDDOWN((ROW(A4211)-3802)/50,0)+5)","v":0},{"$f":"LEFT(INDIRECT(\"'Exterior Lighting'!BH\"&ROUNDDOWN((ROW(A4211)-3802)/50,0)+5),3)","v":""},{"$f":"INDIRECT(\"'Fixture Schedule'!L\"&MOD(ROW(A4211)-52,50)+9)","v":0},{"$f":"INDIRECT(\"'Fixture Schedule'!O\"&MOD(ROW(A4211)-52,50)+9)","v":0},null,{"$f":"INDIRECT(\"'Fixture Schedule'!L\"&MOD(ROW(A4211)-52,50)+9)","v":0}]
[{"$f":"IF(OR(AM4223=0,AN4223=\"DNQ\")=TRUE,\"\",INDIRECT(\"'Fixture Schedule'!M\"&MOD(ROW(A4223)-3802,50)+9))","v":""},{"$f":"IF(A4223=\"\",\"\",INDIRECT(\"'Fixture Schedule'!E\"&MOD(ROW(A4223)-3802,50)+9))","v":""},{"$f":"IF(A4223=\"\",\"\",INDIRECT(\"'Fixture Schedule'!F\"&MOD(ROW(A4223)-3802,50)+9))","v":""},{"$f":"IF(A4223=\"\",\"\",INDIRECT(\"'Fixture Schedule'!L\"&MOD(ROW(A4223)-52,50)+9))","v":""},"",null,null,{"$f":"IF(A4223=\"\",\"\",IF(AP4223=1,Summary!$C$12*(AO4223)/(IF(InteriorCalcType=1,'Building Area Method'!$BK$6,SUM('Space-by-Space Method'!$BO$4:$BO$78))+SUM('Exterior Lighting'!$BL$5:$BL$25)),0))","v":""},{"$f":"IF(A4223=\"\",\"\",IF(START!$B$34=1,INDIRECT(\"'Exterior Lighting'!\"&SUBSTITUTE(ADDRESS(1,MOD(ROW(A4223)-3802,50)+9,4),\"1\",\"\")&ROUNDDOWN((ROW(A4223)-3802)/50,0)+5),\"\"))","v":""},{"$f":"IF(A4223=\"\",\"\",IF(AP4223=1,Summary!$F$11*(AO4223)/(IF(InteriorCalcType=1,'Building Area Method'!$BK$6,SUM('Space-by-Space Method'!$BO$4:$BO$78))+SUM('Exterior Lighting'!$BL$5:$BL$25)),0))","v":""},{"$f":"IF(A4223=\"\",\"\",IF(AP4223=1,Summary!$E$11*(AO4223)/(IF(InteriorCalcType=1,'Building Area Method'!$BK$6,SUM('Space-by-Space Method'!$BO$4:$BO$78))+SUM('Exterior Lighting'!$BL$5:$BL$25)),0))","v":""},{"$f":"IF(A4223=\"\",\"\",IF(AP4223=1,Summary!$G$11*(AO4223)/(IF(InteriorCalcType=1,'Building Area Method'!$BK$6,SUM('Space-by-Space Method'!$BO$4:$BO$78))+SUM('Exterior Lighting'!$BL$5:$BL$25)),0))","v":""},"","",null,null,null,{"$f":"IF(A4223=\"\",\"\",IF(START!$B$34=2,INDIRECT(\"'Exterior Lighting'!\"&SUBSTITUTE(ADDRESS(1,MOD(ROW(A4223)-3802,50)+9,4),\"1\",\"\")&ROUNDDOWN((ROW(A4223)-3802)/50,0)+5),\"\"))","v":""},"",{"$f":"IF(A4223=\"\",\"\",INDIRECT(\"'Exterior Lighting'!C\"&ROUNDDOWN((ROW(A4223)-3802)/50,0)+5))","v":""},"",{"$f":"IF(A4223=\"\",\"\",INDIRECT(\"'Fixture Schedule'!D\"&MOD(ROW(A4223)-3802,50)+9))","v":""},{"$f":"IF(A4223=\"\",\"\",IF(AR4223=\"\",\"\",INDIRECT(\"'Fixture Schedule'!K\"&MOD(ROW(A4223)-52,50)+9)))","v":""},{"$f":"IF(A4223=\"\",\"\",INDIRECT(\"'Exterior Lighting'!E\"&ROUNDDOWN((ROW(A4223)-3802)/50,0)+5))","v":""},{"$f":"IF(A4223=\"\",\"\",INDIRECT(\"'Fixture Schedule'!L\"&MOD(ROW(A4223)-52,50)+9))","v":""},null,null,null,null,null,null,null,null,null,null,null,null,null,{"$f":"INDIRECT(\"'Exterior Lighting'!\"&SUBSTITUTE(ADDRESS(1,MOD(ROW(A4223)-3802,50)+9,4),\"1\",\"\")&ROUNDDOWN((ROW(A4223)-3802)/50,0)+5)","v":0},{"$f":"LEFT(INDIRECT(\"'Exterior Lighting'!BH\"&ROUNDDOWN((ROW(A4223)-3802)/50,0)+5),3)","v":""},{"$f":"INDIRECT(\"'Fixture Schedule'!L\"&MOD(ROW(A4223)-52,50)+9)","v":0},{"$f":"INDIRECT(\"'Fixture Schedule'!O\"&MOD(ROW(A4223)-52,50)+9)","v":0},null,{"$f":"INDIRECT(\"'Fixture Schedule'!L\"&MOD(ROW(A4223)-52,50)+9)","v":0}]
[{"$f":"IF(OR(AM4230=0,AN4230=\"DNQ\")=TRUE,\"\",INDIRECT(\"'Fixture Schedule'!M\"&MOD(ROW(A4230)-3802,50)+9))","v":""},{"$f":"IF(A4230=\"\",\"\",INDIRECT(\"'Fixture Schedule'!E\"&MOD(ROW(A4230)-3802,50)+9))","v":""},{"$f":"IF(A4230=\"\",\"\",INDIRECT(\"'Fixture Schedule'!F\"&MOD(ROW(A4230)-3802,50)+9))","v":""},{"$f":"IF(A4230=\"\",\"\",INDIRECT(\"'Fixture Schedule'!L\"&MOD(ROW(A4230)-52,50)+9))","v":""},"",null,null,{"$f":"IF(A4230=\"\",\"\",IF(AP4230=1,Summary!$C$12*(AO4230)/(IF(InteriorCalcType=1,'Building Area Method'!$BK$6,SUM('Space-by-Space Method'!$BO$4:$BO$78))+SUM('Exterior Lighting'!$BL$5:$BL$25)),0))","v":""},{"$f":"IF(A4230=\"\",\"\",IF(START!$B$34=1,INDIRECT(\"'Exterior Lighting'!\"&SUBSTITUTE(ADDRESS(1,MOD(ROW(A4230)-3802,50)+9,4),\"1\",\"\")&ROUNDDOWN((ROW(A4230)-3802)/50,0)+5),\"\"))","v":""},{"$f":"IF(A4230=\"\",\"\",IF(AP4230=1,Summary!$F$11*(AO4230)/(IF(InteriorCalcType=1,'Building Area Method'!$BK$6,SUM('Space-by-Space Method'!$BO$4:$BO$78))+SUM('Exterior Lighting'!$BL$5:$BL$25)),0))","v":""},{"$f":"IF(A4230=\"\",\"\",IF(AP4230=1,Summary!$E$11*(AO4230)/(IF(InteriorCalcType=1,'Building Area Method'!$BK$6,SUM('Space-by-Space Method'!$BO$4:$BO$78))+SUM('Exterior Lighting'!$BL$5:$BL$25)),0))","v":""},{"$f":"IF(A4230=\"\",\"\",IF(AP4230=1,Summary!$G$11*(AO4230)/(IF(InteriorCalcType=1,'Building Area Method'!$BK$6,SUM('Space-by-Space Method'!$BO$4:$BO$78))+SUM('Exterior Lighting'!$BL$5:$BL$25)),0))","v":""},"","",null,null,null,{"$f":"IF(A4230=\"\",\"\",IF(START!$B$34=2,INDIRECT(\"'Exterior Lighting'!\"&SUBSTITUTE(ADDRESS(1,MOD(ROW(A4230)-3802,50)+9,4),\"1\",\"\")&ROUNDDOWN((ROW(A4230)-3802)/50,0)+5),\"\"))","v":""},"",{"$f":"IF(A4230=\"\",\"\",INDIRECT(\"'Exterior Lighting'!C\"&ROUNDDOWN((ROW(A4230)-3802)/50,0)+5))","v":""},"",{"$f":"IF(A4230=\"\",\"\",INDIRECT(\"'Fixture Schedule'!D\"&MOD(ROW(A4230)-3802,50)+9))","v":""},{"$f":"IF(A4230=\"\",\"\",IF(AR4230=\"\",\"\",INDIRECT(\"'Fixture Schedule'!K\"&MOD(ROW(A4230)-52,50)+9)))","v":""},{"$f":"IF(A4230=\"\",\"\",INDIRECT(\"'Exterior Lighting'!E\"&ROUNDDOWN((ROW(A4230)-3802)/50,0)+5))","v":""},{"$f":"IF(A4230=\"\",\"\",INDIRECT(\"'Fixture Schedule'!L\"&MOD(ROW(A4230)-52,50)+9))","v":""},null,null,null,null,null,null,null,null,null,null,null,null,null,{"$f":"INDIRECT(\"'Exterior Lighting'!\"&SUBSTITUTE(ADDRESS(1,MOD(ROW(A4230)-3802,50)+9,4),\"1\",\"\")&ROUNDDOWN((ROW(A4230)-3802)/50,0)+5)","v":0},{"$f":"LEFT(INDIRECT(\"'Exterior Lighting'!BH\"&ROUNDDOWN((ROW(A4230)-3802)/50,0)+5),3)","v":""},{"$f":"INDIRECT(\"'Fixture Schedule'!L\"&MOD(ROW(A4230)-52,50)+9)","v":0},{"$f":"INDIRECT(\"'Fixture Schedule'!O\"&MOD(ROW(A4230)-52,50)+9)","v":0},null,{"$f":"INDIRECT(\"'Fixture Schedule'!L\"&MOD(ROW(A4230)-52,50)+9)","v":0}]
[{"$f":"IF(OR(AM4237=0,AN4237=\"DNQ\")=TRUE,\"\",INDIRECT(\"'Fixture Schedule'!M\"&MOD(ROW(A4237)-3802,50)+9))","v":""},{"$f":"IF(A4237=\"\",\"\",INDIRECT(\"'Fixture Schedule'!E\"&MOD(ROW(A4237)-3802,50)+9))","v":""},{"$f":"IF(A4237=\"\",\"\",INDIRECT(\"'Fixture Schedule'!F\"&MOD(ROW(A4237)-3802,50)+9))","v":""},{"$f":"IF(A4237=\"\",\"\",INDIRECT(\"'Fixture Schedule'!L\"&MOD(ROW(A4237)-52,50)+9))","v":""},"",null,null,{"$f":"IF(A4237=\"\",\"\",IF(AP4237=1,Summary!$C$12*(AO4237)/(IF(InteriorCalcType=1,'Building Area Method'!$BK$6,SUM('Space-by-Space Method'!$BO$4:$BO$78))+SUM('Exterior Lighting'!$BL$5:$BL$25)),0))","v":""},{"$f":"IF(A4237=\"\",\"\",IF(START!$B$34=1,INDIRECT(\"'Exterior Lighting'!\"&SUBSTITUTE(ADDRESS(1,MOD(ROW(A4237)-3802,50)+9,4),\"1\",\"\")&ROUNDDOWN((ROW(A4237)-3802)/50,0)+5),\"\"))","v":""},{"$f":"IF(A4237=\"\",\"\",IF(AP4237=1,Summary!$F$11*(AO4237)/(IF(InteriorCalcType=1,'Building Area Method'!$BK$6,SUM('Space-by-Space Method'!$BO$4:$BO$78))+SUM('Exterior Lighting'!$BL$5:$BL$25)),0))","v":""},{"$f":"IF(A4237=\"\",\"\",IF(AP4237=1,Summary!$E$11*(AO4237)/(IF(InteriorCalcType=1,'Building Area Method'!$BK$6,SUM('Space-by-Space Method'!$BO$4:$BO$78))+SUM('Exterior Lighting'!$BL$5:$BL$25)),0))","v":""},{"$f":"IF(A4237=\"\",\"\",IF(AP4237=1,Summary!$G$11*(AO4237)/(IF(InteriorCalcType=1,'Building Area Method'!$BK$6,SUM('Space-by-Space Method'!$BO$4:$BO$78))+SUM('Exterior Lighting'!$BL$5:$BL$25)),0))","v":""},"","",null,null,null,{"$f":"IF(A4237=\"\",\"\",IF(START!$B$34=2,INDIRECT(\"'Exterior Lighting'!\"&SUBSTITUTE(ADDRESS(1,MOD(ROW(A4237)-3802,50)+9,4),\"1\",\"\")&ROUNDDOWN((ROW(A4237)-3802)/50,0)+5),\"\"))","v":""},"",{"$f":"IF(A4237=\"\",\"\",INDIRECT(\"'Exterior Lighting'!C\"&ROUNDDOWN((ROW(A4237)-3802)/50,0)+5))","v":""},"",{"$f":"IF(A4237=\"\",\"\",INDIRECT(\"'Fixture Schedule'!D\"&MOD(ROW(A4237)-3802,50)+9))","v":""},{"$f":"IF(A4237=\"\",\"\",IF(AR4237=\"\",\"\",INDIRECT(\"'Fixture Schedule'!K\"&MOD(ROW(A4237)-52,50)+9)))","v":""},{"$f":"IF(A4237=\"\",\"\",INDIRECT(\"'Exterior Lighting'!E\"&ROUNDDOWN((ROW(A4237)-3802)/50,0)+5))","v":""},{"$f":"IF(A4237=\"\",\"\",INDIRECT(\"'Fixture Schedule'!L\"&MOD(ROW(A4237)-52,50)+9))","v":""},null,null,null,null,null,null,null,null,null,null,null,null,null,{"$f":"INDIRECT(\"'Exterior Lighting'!\"&SUBSTITUTE(ADDRESS(1,MOD(ROW(A4237)-3802,50)+9,4),\"1\",\"\")&ROUNDDOWN((ROW(A4237)-3802)/50,0)+5)","v":0},{"$f":"LEFT(INDIRECT(\"'Exterior Lighting'!BH\"&ROUNDDOWN((ROW(A4237)-3802)/50,0)+5),3)","v":""},{"$f":"INDIRECT(\"'Fixture Schedule'!L\"&MOD(ROW(A4237)-52,50)+9)","v":0},{"$f":"INDIRECT(\"'Fixture Schedule'!O\"&MOD(ROW(A4237)-52,50)+9)","v":0},null,{"$f":"INDIRECT(\"'Fixture Schedule'!L\"&MOD(ROW(A4237)-52,50)+9)","v":0}]
[{"$f":"IF(OR(AM4249=0,AN4249=\"DNQ\")=TRUE,\"\",INDIRECT(\"'Fixture Schedule'!M\"&MOD(ROW(A4249)-3802,50)+9))","v":""},{"$f":"IF(A4249=\"\",\"\",INDIRECT(\"'Fixture Schedule'!E\"&MOD(ROW(A4249)-3802,50)+9))","v":""},{"$f":"IF(A4249=\"\",\"\",INDIRECT(\"'Fixture Schedule'!F\"&MOD(ROW(A4249)-3802,50)+9))","v":""},{"$f":"IF(A4249=\"\",\"\",INDIRECT(\"'Fixture Schedule'!L\"&MOD(ROW(A4249)-52,50)+9))","v":""},"",null,null,{"$f":"IF(A4249=\"\",\"\",IF(AP4249=1,Summary!$C$12*(AO4249)/(IF(InteriorCalcType=1,'Building Area Method'!$BK$6,SUM('Space-by-Space Method'!$BO$4:$BO$78))+SUM('Exterior Lighting'!$BL$5:$BL$25)),0))","v":""},{"$f":"IF(A4249=\"\",\"\",IF(START!$B$34=1,INDIRECT(\"'Exterior Lighting'!\"&SUBSTITUTE(ADDRESS(1,MOD(ROW(A4249)-3802,50)+9,4),\"1\",\"\")&ROUNDDOWN((ROW(A4249)-3802)/50,0)+5),\"\"))","v":""},{"$f":"IF(A4249=\"\",\"\",IF(AP4249=1,Summary!$F$11*(AO4249)/(IF(InteriorCalcType=1,'Building Area Method'!$BK$6,SUM('Space-by-Space Method'!$BO$4:$BO$78))+SUM('Exterior Lighting'!$BL$5:$BL$25)),0))","v":""},{"$f":"IF(A4249=\"\",\"\",IF(AP4249=1,Summary!$E$11*(AO4249)/(IF(InteriorCalcType=1,'Building Area Method'!$BK$6,SUM('Space-by-Space Method'!$BO$4:$BO$78))+SUM('Exterior Lighting'!$BL$5:$BL$25)),0))","v":""},{"$f":"IF(A4249=\"\",\"\",IF(AP4249=1,Summary!$G$11*(AO4249)/(IF(InteriorCalcType=1,'Building Area Method'!$BK$6,SUM('Space-by-Space Method'!$BO$4:$BO$78))+SUM('Exterior Lighting'!$BL$5:$BL$25)),0))","v":""},"","",null,null,null,{"$f":"IF(A4249=\"\",\"\",IF(START!$B$34=2,INDIRECT(\"'Exterior Lighting'!\"&SUBSTITUTE(ADDRESS(1,MOD(ROW(A4249)-3802,50)+9,4),\"1\",\"\")&ROUNDDOWN((ROW(A4249)-3802)/50,0)+5),\"\"))","v":""},"",{"$f":"IF(A4249=\"\",\"\",INDIRECT(\"'Exterior Lighting'!C\"&ROUNDDOWN((ROW(A4249)-3802)/50,0)+5))","v":""},"",{"$f":"IF(A4249=\"\",\"\",INDIRECT(\"'Fixture Schedule'!D\"&MOD(ROW(A4249)-3802,50)+9))","v":""},{"$f":"IF(A4249=\"\",\"\",IF(AR4249=\"\",\"\",INDIRECT(\"'Fixture Schedule'!K\"&MOD(ROW(A4249)-52,50)+9)))","v":""},{"$f":"IF(A4249=\"\",\"\",INDIRECT(\"'Exterior Lighting'!E\"&ROUNDDOWN((ROW(A4249)-3802)/50,0)+5))","v":""},{"$f":"IF(A4249=\"\",\"\",INDIRECT(\"'Fixture Schedule'!L\"&MOD(ROW(A4249)-52,50)+9))","v":""},null,null,null,null,null,null,null,null,null,null,null,null,null,{"$f":"INDIRECT(\"'Exterior Lighting'!\"&SUBSTITUTE(ADDRESS(1,MOD(ROW(A4249)-3802,50)+9,4),\"1\",\"\")&ROUNDDOWN((ROW(A4249)-3802)/50,0)+5)","v":0},{"$f":"LEFT(INDIRECT(\"'Exterior Lighting'!BH\"&ROUNDDOWN((ROW(A4249)-3802)/50,0)+5),3)","v":""},{"$f":"INDIRECT(\"'Fixture Schedule'!L\"&MOD(ROW(A4249)-52,50)+9)","v":0},{"$f":"INDIRECT(\"'Fixture Schedule'!O\"&MOD(ROW(A4249)-52,50)+9)","v":0},null,{"$f":"INDIRECT(\"'Fixture Schedule'!L\"&MOD(ROW(A4249)-52,50)+9)","v":0}]
[{"$f":"IF(OR(AM4255=0,AN4255=\"DNQ\")=TRUE,\"\",INDIRECT(\"'Fixture Schedule'!M\"&MOD(ROW(A4255)-3802,50)+9))","v":""},{"$f":"IF(A4255=\"\",\"\",INDIRECT(\"'Fixture Schedule'!E\"&MOD(ROW(A4255)-3802,50)+9))","v":""},{"$f":"IF(A4255=\"\",\"\",INDIRECT(\"'Fixture Schedule'!F\"&MOD(ROW(A4255)-3802,50)+9))","v":""},{"$f":"IF(A4255=\"\",\"\",INDIRECT(\"'Fixture Schedule'!L\"&MOD(ROW(A4255)-52,50)+9))","v":""},"",null,null,{"$f":"IF(A4255=\"\",\"\",IF(AP4255=1,Summary!$C$12*(AO4255)/(IF(InteriorCalcType=1,'Building Area Method'!$BK$6,SUM('Space-by-Space Method'!$BO$4:$BO$78))+SUM('Exterior Lighting'!$BL$5:$BL$25)),0))","v":""},{"$f":"IF(A4255=\"\",\"\",IF(START!$B$34=1,INDIRECT(\"'Exterior Lighting'!\"&SUBSTITUTE(ADDRESS(1,MOD(ROW(A4255)-3802,50)+9,4),\"1\",\"\")&ROUNDDOWN((ROW(A4255)-3802)/50,0)+5),\"\"))","v":""},{"$f":"IF(A4255=\"\",\"\",IF(AP4255=1,Summary!$F$11*(AO4255)/(IF(InteriorCalcType=1,'Building Area Method'!$BK$6,SUM('Space-by-Space Method'!$BO$4:$BO$78))+SUM('Exterior Lighting'!$BL$5:$BL$25)),0))","v":""},{"$f":"IF(A4255=\"\",\"\",IF(AP4255=1,Summary!$E$11*(AO4255)/(IF(InteriorCalcType=1,'Building Area Method'!$BK$6,SUM('Space-by-Space Method'!$BO$4:$BO$78))+SUM('Exterior Lighting'!$BL$5:$BL$25)),0))","v":""},{"$f":"IF(A4255=\"\",\"\",IF(AP4255=1,Summary!$G$11*(AO4255)/(IF(InteriorCalcType=1,'Building Area Method'!$BK$6,SUM('Space-by-Space Method'!$BO$4:$BO$78))+SUM('Exterior Lighting'!$BL$5:$BL$25)),0))","v":""},"","",null,null,null,{"$f":"IF(A4255=\"\",\"\",IF(START!$B$34=2,INDIRECT(\"'Exterior Lighting'!\"&SUBSTITUTE(ADDRESS(1,MOD(ROW(A4255)-3802,50)+9,4),\"1\",\"\")&ROUNDDOWN((ROW(A4255)-3802)/50,0)+5),\"\"))","v":""},"",{"$f":"IF(A4255=\"\",\"\",INDIRECT(\"'Exterior Lighting'!C\"&ROUNDDOWN((ROW(A4255)-3802)/50,0)+5))","v":""},"",{"$f":"IF(A4255=\"\",\"\",INDIRECT(\"'Fixture Schedule'!D\"&MOD(ROW(A4255)-3802,50)+9))","v":""},{"$f":"IF(A4255=\"\",\"\",IF(AR4255=\"\",\"\",INDIRECT(\"'Fixture Schedule'!K\"&MOD(ROW(A4255)-52,50)+9)))","v":""},{"$f":"IF(A4255=\"\",\"\",INDIRECT(\"'Exterior Lighting'!E\"&ROUNDDOWN((ROW(A4255)-3802)/50,0)+5))","v":""},{"$f":"IF(A4255=\"\",\"\",INDIRECT(\"'Fixture Schedule'!L\"&MOD(ROW(A4255)-52,50)+9))","v":""},null,null,null,null,null,null,null,null,null,null,null,null,null,{"$f":"INDIRECT(\"'Exterior Lighting'!\"&SUBSTITUTE(ADDRESS(1,MOD(ROW(A4255)-3802,50)+9,4),\"1\",\"\")&ROUNDDOWN((ROW(A4255)-3802)/50,0)+5)","v":0},{"$f":"LEFT(INDIRECT(\"'Exterior Lighting'!BH\"&ROUNDDOWN((ROW(A4255)-3802)/50,0)+5),3)","v":""},{"$f":"INDIRECT(\"'Fixture Schedule'!L\"&MOD(ROW(A4255)-52,50)+9)","v":0},{"$f":"INDIRECT(\"'Fixture Schedule'!O\"&MOD(ROW(A4255)-52,50)+9)","v":0},null,{"$f":"INDIRECT(\"'Fixture Schedule'!L\"&MOD(ROW(A4255)-52,50)+9)","v":0}]
[{"$f":"IF(OR(AM4268=0,AN4268=\"DNQ\")=TRUE,\"\",INDIRECT(\"'Fixture Schedule'!M\"&MOD(ROW(A4268)-3802,50)+9))","v":""},{"$f":"IF(A4268=\"\",\"\",INDIRECT(\"'Fixture Schedule'!E\"&MOD(ROW(A4268)-3802,50)+9))","v":""},{"$f":"IF(A4268=\"\",\"\",INDIRECT(\"'Fixture Schedule'!F\"&MOD(ROW(A4268)-3802,50)+9))","v":""},{"$f":"IF(A4268=\"\",\"\",INDIRECT(\"'Fixture Schedule'!L\"&MOD(ROW(A4268)-52,50)+9))","v":""},"",null,null,{"$f":"IF(A4268=\"\",\"\",IF(AP4268=1,Summary!$C$12*(AO4268)/(IF(InteriorCalcType=1,'Building Area Method'!$BK$6,SUM('Space-by-Space Method'!$BO$4:$BO$78))+SUM('Exterior Lighting'!$BL$5:$BL$25)),0))","v":""},{"$f":"IF(A4268=\"\",\"\",IF(START!$B$34=1,INDIRECT(\"'Exterior Lighting'!\"&SUBSTITUTE(ADDRESS(1,MOD(ROW(A4268)-3802,50)+9,4),\"1\",\"\")&ROUNDDOWN((ROW(A4268)-3802)/50,0)+5),\"\"))","v":""},{"$f":"IF(A4268=\"\",\"\",IF(AP4268=1,Summary!$F$11*(AO4268)/(IF(InteriorCalcType=1,'Building Area Method'!$BK$6,SUM('Space-by-Space Method'!$BO$4:$BO$78))+SUM('Exterior Lighting'!$BL$5:$BL$25)),0))","v":""},{"$f":"IF(A4268=\"\",\"\",IF(AP4268=1,Summary!$E$11*(AO4268)/(IF(InteriorCalcType=1,'Building Area Method'!$BK$6,SUM('Space-by-Space Method'!$BO$4:$BO$78))+SUM('Exterior Lighting'!$BL$5:$BL$25)),0))","v":""},{"$f":"IF(A4268=\"\",\"\",IF(AP4268=1,Summary!$G$11*(AO4268)/(IF(InteriorCalcType=1,'Building Area Method'!$BK$6,SUM('Space-by-Space Method'!$BO$4:$BO$78))+SUM('Exterior Lighting'!$BL$5:$BL$25)),0))","v":""},"","",null,null,null,{"$f":"IF(A4268=\"\",\"\",IF(START!$B$34=2,INDIRECT(\"'Exterior Lighting'!\"&SUBSTITUTE(ADDRESS(1,MOD(ROW(A4268)-3802,50)+9,4),\"1\",\"\")&ROUNDDOWN((ROW(A4268)-3802)/50,0)+5),\"\"))","v":""},"",{"$f":"IF(A4268=\"\",\"\",INDIRECT(\"'Exterior Lighting'!C\"&ROUNDDOWN((ROW(A4268)-3802)/50,0)+5))","v":""},"",{"$f":"IF(A4268=\"\",\"\",INDIRECT(\"'Fixture Schedule'!D\"&MOD(ROW(A4268)-3802,50)+9))","v":""},{"$f":"IF(A4268=\"\",\"\",IF(AR4268=\"\",\"\",INDIRECT(\"'Fixture Schedule'!K\"&MOD(ROW(A4268)-52,50)+9)))","v":""},{"$f":"IF(A4268=\"\",\"\",INDIRECT(\"'Exterior Lighting'!E\"&ROUNDDOWN((ROW(A4268)-3802)/50,0)+5))","v":""},{"$f":"IF(A4268=\"\",\"\",INDIRECT(\"'Fixture Schedule'!L\"&MOD(ROW(A4268)-52,50)+9))","v":""},null,null,null,null,null,null,null,null,null,null,null,null,null,{"$f":"INDIRECT(\"'Exterior Lighting'!\"&SUBSTITUTE(ADDRESS(1,MOD(ROW(A4268)-3802,50)+9,4),\"1\",\"\")&ROUNDDOWN((ROW(A4268)-3802)/50,0)+5)","v":0},{"$f":"LEFT(INDIRECT(\"'Exterior Lighting'!BH\"&ROUNDDOWN((ROW(A4268)-3802)/50,0)+5),3)","v":""},{"$f":"INDIRECT(\"'Fixture Schedule'!L\"&MOD(ROW(A4268)-52,50)+9)","v":0},{"$f":"INDIRECT(\"'Fixture Schedule'!O\"&MOD(ROW(A4268)-52,50)+9)","v":0},null,{"$f":"INDIRECT(\"'Fixture Schedule'!L\"&MOD(ROW(A4268)-52,50)+9)","v":0}]
[{"$f":"IF(OR(AM4273=0,AN4273=\"DNQ\")=TRUE,\"\",INDIRECT(\"'Fixture Schedule'!M\"&MOD(ROW(A4273)-3802,50)+9))","v":""},{"$f":"IF(A4273=\"\",\"\",INDIRECT(\"'Fixture Schedule'!E\"&MOD(ROW(A4273)-3802,50)+9))","v":""},{"$f":"IF(A4273=\"\",\"\",INDIRECT(\"'Fixture Schedule'!F\"&MOD(ROW(A4273)-3802,50)+9))","v":""},{"$f":"IF(A4273=\"\",\"\",INDIRECT(\"'Fixture Schedule'!L\"&MOD(ROW(A4273)-52,50)+9))","v":""},"",null,null,{"$f":"IF(A4273=\"\",\"\",IF(AP4273=1,Summary!$C$12*(AO4273)/(IF(InteriorCalcType=1,'Building Area Method'!$BK$6,SUM('Space-by-Space Method'!$BO$4:$BO$78))+SUM('Exterior Lighting'!$BL$5:$BL$25)),0))","v":""},{"$f":"IF(A4273=\"\",\"\",IF(START!$B$34=1,INDIRECT(\"'Exterior Lighting'!\"&SUBSTITUTE(ADDRESS(1,MOD(ROW(A4273)-3802,50)+9,4),\"1\",\"\")&ROUNDDOWN((ROW(A4273)-3802)/50,0)+5),\"\"))","v":""},{"$f":"IF(A4273=\"\",\"\",IF(AP4273=1,Summary!$F$11*(AO4273)/(IF(InteriorCalcType=1,'Building Area Method'!$BK$6,SUM('Space-by-Space Method'!$BO$4:$BO$78))+SUM('Exterior Lighting'!$BL$5:$BL$25)),0))","v":""},{"$f":"IF(A4273=\"\",\"\",IF(AP4273=1,Summary!$E$11*(AO4273)/(IF(InteriorCalcType=1,'Building Area Method'!$BK$6,SUM('Space-by-Space Method'!$BO$4:$BO$78))+SUM('Exterior Lighting'!$BL$5:$BL$25)),0))","v":""},{"$f":"IF(A4273=\"\",\"\",IF(AP4273=1,Summary!$G$11*(AO4273)/(IF(InteriorCalcType=1,'Building Area Method'!$BK$6,SUM('Space-by-Space Method'!$BO$4:$BO$78))+SUM('Exterior Lighting'!$BL$5:$BL$25)),0))","v":""},"","",null,null,null,{"$f":"IF(A4273=\"\",\"\",IF(START!$B$34=2,INDIRECT(\"'Exterior Lighting'!\"&SUBSTITUTE(ADDRESS(1,MOD(ROW(A4273)-3802,50)+9,4),\"1\",\"\")&ROUNDDOWN((ROW(A4273)-3802)/50,0)+5),\"\"))","v":""},"",{"$f":"IF(A4273=\"\",\"\",INDIRECT(\"'Exterior Lighting'!C\"&ROUNDDOWN((ROW(A4273)-3802)/50,0)+5))","v":""},"",{"$f":"IF(A4273=\"\",\"\",INDIRECT(\"'Fixture Schedule'!D\"&MOD(ROW(A4273)-3802,50)+9))","v":""},{"$f":"IF(A4273=\"\",\"\",IF(AR4273=\"\",\"\",INDIRECT(\"'Fixture Schedule'!K\"&MOD(ROW(A4273)-52,50)+9)))","v":""},{"$f":"IF(A4273=\"\",\"\",INDIRECT(\"'Exterior Lighting'!E\"&ROUNDDOWN((ROW(A4273)-3802)/50,0)+5))","v":""},{"$f":"IF(A4273=\"\",\"\",INDIRECT(\"'Fixture Schedule'!L\"&MOD(ROW(A4273)-52,50)+9))","v":""},null,null,null,null,null,null,null,null,null,null,null,null,null,{"$f":"INDIRECT(\"'Exterior Lighting'!\"&SUBSTITUTE(ADDRESS(1,MOD(ROW(A4273)-3802,50)+9,4),\"1\",\"\")&ROUNDDOWN((ROW(A4273)-3802)/50,0)+5)","v":0},{"$f":"LEFT(INDIRECT(\"'Exterior Lighting'!BH\"&ROUNDDOWN((ROW(A4273)-3802)/50,0)+5),3)","v":""},{"$f":"INDIRECT(\"'Fixture Schedule'!L\"&MOD(ROW(A4273)-52,50)+9)","v":0},{"$f":"INDIRECT(\"'Fixture Schedule'!O\"&MOD(ROW(A4273)-52,50)+9)","v":0},null,{"$f":"INDIRECT(\"'Fixture Schedule'!L\"&MOD(ROW(A4273)-52,50)+9)","v":0}]
[{"$f":"IF(OR(AM4279=0,AN4279=\"DNQ\")=TRUE,\"\",INDIRECT(\"'Fixture Schedule'!M\"&MOD(ROW(A4279)-3802,50)+9))","v":""},{"$f":"IF(A4279=\"\",\"\",INDIRECT(\"'Fixture Schedule'!E\"&MOD(ROW(A4279)-3802,50)+9))","v":""},{"$f":"IF(A4279=\"\",\"\",INDIRECT(\"'Fixture Schedule'!F\"&MOD(ROW(A4279)-3802,50)+9))","v":""},{"$f":"IF(A4279=\"\",\"\",INDIRECT(\"'Fixture Schedule'!L\"&MOD(ROW(A4279)-52,50)+9))","v":""},"",null,null,{"$f":"IF(A4279=\"\",\"\",IF(AP4279=1,Summary!$C$12*(AO4279)/(IF(InteriorCalcType=1,'Building Area Method'!$BK$6,SUM('Space-by-Space Method'!$BO$4:$BO$78))+SUM('Exterior Lighting'!$BL$5:$BL$25)),0))","v":""},{"$f":"IF(A4279=\"\",\"\",IF(START!$B$34=1,INDIRECT(\"'Exterior Lighting'!\"&SUBSTITUTE(ADDRESS(1,MOD(ROW(A4279)-3802,50)+9,4),\"1\",\"\")&ROUNDDOWN((ROW(A4279)-3802)/50,0)+5),\"\"))","v":""},{"$f":"IF(A4279=\"\",\"\",IF(AP4279=1,Summary!$F$11*(AO4279)/(IF(InteriorCalcType=1,'Building Area Method'!$BK$6,SUM('Space-by-Space Method'!$BO$4:$BO$78))+SUM('Exterior Lighting'!$BL$5:$BL$25)),0))","v":""},{"$f":"IF(A4279=\"\",\"\",IF(AP4279=1,Summary!$E$11*(AO4279)/(IF(InteriorCalcType=1,'Building Area Method'!$BK$6,SUM('Space-by-Space Method'!$BO$4:$BO$78))+SUM('Exterior Lighting'!$BL$5:$BL$25)),0))","v":""},{"$f":"IF(A4279=\"\",\"\",IF(AP4279=1,Summary!$G$11*(AO4279)/(IF(InteriorCalcType=1,'Building Area Method'!$BK$6,SUM('Space-by-Space Method'!$BO$4:$BO$78))+SUM('Exterior Lighting'!$BL$5:$BL$25)),0))","v":""},"","",null,null,null,{"$f":"IF(A4279=\"\",\"\",IF(START!$B$34=2,INDIRECT(\"'Exterior Lighting'!\"&SUBSTITUTE(ADDRESS(1,MOD(ROW(A4279)-3802,50)+9,4),\"1\",\"\")&ROUNDDOWN((ROW(A4279)-3802)/50,0)+5),\"\"))","v":""},"",{"$f":"IF(A4279=\"\",\"\",INDIRECT(\"'Exterior Lighting'!C\"&ROUNDDOWN((ROW(A4279)-3802)/50,0)+5))","v":""},"",{"$f":"IF(A4279=\"\",\"\",INDIRECT(\"'Fixture Schedule'!D\"&MOD(ROW(A4279)-3802,50)+9))","v":""},{"$f":"IF(A4279=\"\",\"\",IF(AR4279=\"\",\"\",INDIRECT(\"'Fixture Schedule'!K\"&MOD(ROW(A4279)-52,50)+9)))","v":""},{"$f":"IF(A4279=\"\",\"\",INDIRECT(\"'Exterior Lighting'!E\"&ROUNDDOWN((ROW(A4279)-3802)/50,0)+5))","v":""},{"$f":"IF(A4279=\"\",\"\",INDIRECT(\"'Fixture Schedule'!L\"&MOD(ROW(A4279)-52,50)+9))","v":""},null,null,null,null,null,null,null,null,null,null,null,null,null,{"$f":"INDIRECT(\"'Exterior Lighting'!\"&SUBSTITUTE(ADDRESS(1,MOD(ROW(A4279)-3802,50)+9,4),\"1\",\"\")&ROUNDDOWN((ROW(A4279)-3802)/50,0)+5)","v":0},{"$f":"LEFT(INDIRECT(\"'Exterior Lighting'!BH\"&ROUNDDOWN((ROW(A4279)-3802)/50,0)+5),3)","v":""},{"$f":"INDIRECT(\"'Fixture Schedule'!L\"&MOD(ROW(A4279)-52,50)+9)","v":0},{"$f":"INDIRECT(\"'Fixture Schedule'!O\"&MOD(ROW(A4279)-52,50)+9)","v":0},null,{"$f":"INDIRECT(\"'Fixture Schedule'!L\"&MOD(ROW(A4279)-52,50)+9)","v":0}]
[{"$f":"IF(OR(AM4288=0,AN4288=\"DNQ\")=TRUE,\"\",INDIRECT(\"'Fixture Schedule'!M\"&MOD(ROW(A4288)-3802,50)+9))","v":""},{"$f":"IF(A4288=\"\",\"\",INDIRECT(\"'Fixture Schedule'!E\"&MOD(ROW(A4288)-3802,50)+9))","v":""},{"$f":"IF(A4288=\"\",\"\",INDIRECT(\"'Fixture Schedule'!F\"&MOD(ROW(A4288)-3802,50)+9))","v":""},{"$f":"IF(A4288=\"\",\"\",INDIRECT(\"'Fixture Schedule'!L\"&MOD(ROW(A4288)-52,50)+9))","v":""},"",null,null,{"$f":"IF(A4288=\"\",\"\",IF(AP4288=1,Summary!$C$12*(AO4288)/(IF(InteriorCalcType=1,'Building Area Method'!$BK$6,SUM('Space-by-Space Method'!$BO$4:$BO$78))+SUM('Exterior Lighting'!$BL$5:$BL$25)),0))","v":""},{"$f":"IF(A4288=\"\",\"\",IF(START!$B$34=1,INDIRECT(\"'Exterior Lighting'!\"&SUBSTITUTE(ADDRESS(1,MOD(ROW(A4288)-3802,50)+9,4),\"1\",\"\")&ROUNDDOWN((ROW(A4288)-3802)/50,0)+5),\"\"))","v":""},{"$f":"IF(A4288=\"\",\"\",IF(AP4288=1,Summary!$F$11*(AO4288)/(IF(InteriorCalcType=1,'Building Area Method'!$BK$6,SUM('Space-by-Space Method'!$BO$4:$BO$78))+SUM('Exterior Lighting'!$BL$5:$BL$25)),0))","v":""},{"$f":"IF(A4288=\"\",\"\",IF(AP4288=1,Summary!$E$11*(AO4288)/(IF(InteriorCalcType=1,'Building Area Method'!$BK$6,SUM('Space-by-Space Method'!$BO$4:$BO$78))+SUM('Exterior Lighting'!$BL$5:$BL$25)),0))","v":""},{"$f":"IF(A4288=\"\",\"\",IF(AP4288=1,Summary!$G$11*(AO4288)/(IF(InteriorCalcType=1,'Building Area Method'!$BK$6,SUM('Space-by-Space Method'!$BO$4:$BO$78))+SUM('Exterior Lighting'!$BL$5:$BL$25)),0))","v":""},"","",null,null,null,{"$f":"IF(A4288=\"\",\"\",IF(START!$B$34=2,INDIRECT(\"'Exterior Lighting'!\"&SUBSTITUTE(ADDRESS(1,MOD(ROW(A4288)-3802,50)+9,4),\"1\",\"\")&ROUNDDOWN((ROW(A4288)-3802)/50,0)+5),\"\"))","v":""},"",{"$f":"IF(A4288=\"\",\"\",INDIRECT(\"'Exterior Lighting'!C\"&ROUNDDOWN((ROW(A4288)-3802)/50,0)+5))","v":""},"",{"$f":"IF(A4288=\"\",\"\",INDIRECT(\"'Fixture Schedule'!D\"&MOD(ROW(A4288)-3802,50)+9))","v":""},{"$f":"IF(A4288=\"\",\"\",IF(AR4288=\"\",\"\",INDIRECT(\"'Fixture Schedule'!K\"&MOD(ROW(A4288)-52,50)+9)))","v":""},{"$f":"IF(A4288=\"\",\"\",INDIRECT(\"'Exterior Lighting'!E\"&ROUNDDOWN((ROW(A4288)-3802)/50,0)+5))","v":""},{"$f":"IF(A4288=\"\",\"\",INDIRECT(\"'Fixture Schedule'!L\"&MOD(ROW(A4288)-52,50)+9))","v":""},null,null,null,null,null,null,null,null,null,null,null,null,null,{"$f":"INDIRECT(\"'Exterior Lighting'!\"&SUBSTITUTE(ADDRESS(1,MOD(ROW(A4288)-3802,50)+9,4),\"1\",\"\")&ROUNDDOWN((ROW(A4288)-3802)/50,0)+5)","v":0},{"$f":"LEFT(INDIRECT(\"'Exterior Lighting'!BH\"&ROUNDDOWN((ROW(A4288)-3802)/50,0)+5),3)","v":""},{"$f":"INDIRECT(\"'Fixture Schedule'!L\"&MOD(ROW(A4288)-52,50)+9)","v":0},{"$f":"INDIRECT(\"'Fixture Schedule'!O\"&MOD(ROW(A4288)-52,50)+9)","v":0},null,{"$f":"INDIRECT(\"'Fixture Schedule'!L\"&MOD(ROW(A4288)-52,50)+9)","v":0}]
[{"$f":"IF(OR(AM4302=0,AN4302=\"DNQ\")=TRUE,\"\",INDIRECT(\"'Fixture Schedule'!M\"&MOD(ROW(A4302)-3802,50)+9))","v":""},{"$f":"IF(A4302=\"\",\"\",INDIRECT(\"'Fixture Schedule'!E\"&MOD(ROW(A4302)-3802,50)+9))","v":""},{"$f":"IF(A4302=\"\",\"\",INDIRECT(\"'Fixture Schedule'!F\"&MOD(ROW(A4302)-3802,50)+9))","v":""},{"$f":"IF(A4302=\"\",\"\",INDIRECT(\"'Fixture Schedule'!L\"&MOD(ROW(A4302)-52,50)+9))","v":""},"",null,null,{"$f":"IF(A4302=\"\",\"\",IF(AP4302=1,Summary!$C$12*(AO4302)/(IF(InteriorCalcType=1,'Building Area Method'!$BK$6,SUM('Space-by-Space Method'!$BO$4:$BO$78))+SUM('Exterior Lighting'!$BL$5:$BL$25)),0))","v":""},{"$f":"IF(A4302=\"\",\"\",IF(START!$B$34=1,INDIRECT(\"'Exterior Lighting'!\"&SUBSTITUTE(ADDRESS(1,MOD(ROW(A4302)-3802,50)+9,4),\"1\",\"\")&ROUNDDOWN((ROW(A4302)-3802)/50,0)+5),\"\"))","v":""},{"$f":"IF(A4302=\"\",\"\",IF(AP4302=1,Summary!$F$11*(AO4302)/(IF(InteriorCalcType=1,'Building Area Method'!$BK$6,SUM('Space-by-Space Method'!$BO$4:$BO$78))+SUM('Exterior Lighting'!$BL$5:$BL$25)),0))","v":""},{"$f":"IF(A4302=\"\",\"\",IF(AP4302=1,Summary!$E$11*(AO4302)/(IF(InteriorCalcType=1,'Building Area Method'!$BK$6,SUM('Space-by-Space Method'!$BO$4:$BO$78))+SUM('Exterior Lighting'!$BL$5:$BL$25)),0))","v":""},{"$f":"IF(A4302=\"\",\"\",IF(AP4302=1,Summary!$G$11*(AO4302)/(IF(InteriorCalcType=1,'Building Area Method'!$BK$6,SUM('Space-by-Space Method'!$BO$4:$BO$78))+SUM('Exterior Lighting'!$BL$5:$BL$25)),0))","v":""},"","",null,null,null,{"$f":"IF(A4302=\"\",\"\",IF(START!$B$34=2,INDIRECT(\"'Exterior Lighting'!\"&SUBSTITUTE(ADDRESS(1,MOD(ROW(A4302)-3802,50)+9,4),\"1\",\"\")&ROUNDDOWN((ROW(A4302)-3802)/50,0)+5),\"\"))","v":""},"",{"$f":"IF(A4302=\"\",\"\",INDIRECT(\"'Exterior Lighting'!C\"&ROUNDDOWN((ROW(A4302)-3802)/50,0)+5))","v":""},"",{"$f":"IF(A4302=\"\",\"\",INDIRECT(\"'Fixture Schedule'!D\"&MOD(ROW(A4302)-3802,50)+9))","v":""},{"$f":"IF(A4302=\"\",\"\",IF(AR4302=\"\",\"\",INDIRECT(\"'Fixture Schedule'!K\"&MOD(ROW(A4302)-52,50)+9)))","v":""},{"$f":"IF(A4302=\"\",\"\",INDIRECT(\"'Exterior Lighting'!E\"&ROUNDDOWN((ROW(A4302)-3802)/50,0)+5))","v":""},{"$f":"IF(A4302=\"\",\"\",INDIRECT(\"'Fixture Schedule'!L\"&MOD(ROW(A4302)-52,50)+9))","v":""},null,null,null,null,null,null,null,null,null,null,null,null,null,{"$f":"INDIRECT(\"'Exterior Lighting'!\"&SUBSTITUTE(ADDRESS(1,MOD(ROW(A4302)-3802,50)+9,4),\"1\",\"\")&ROUNDDOWN((ROW(A4302)-3802)/50,0)+5)","v":0},{"$f":"LEFT(INDIRECT(\"'Exterior Lighting'!BH\"&ROUNDDOWN((ROW(A4302)-3802)/50,0)+5),3)","v":""},{"$f":"INDIRECT(\"'Fixture Schedule'!L\"&MOD(ROW(A4302)-52,50)+9)","v":0},{"$f":"INDIRECT(\"'Fixture Schedule'!O\"&MOD(ROW(A4302)-52,50)+9)","v":0},null,{"$f":"INDIRECT(\"'Fixture Schedule'!L\"&MOD(ROW(A4302)-52,50)+9)","v":0}]
[{"$f":"IF(OR(AM4307=0,AN4307=\"DNQ\")=TRUE,\"\",INDIRECT(\"'Fixture Schedule'!M\"&MOD(ROW(A4307)-3802,50)+9))","v":""},{"$f":"IF(A4307=\"\",\"\",INDIRECT(\"'Fixture Schedule'!E\"&MOD(ROW(A4307)-3802,50)+9))","v":""},{"$f":"IF(A4307=\"\",\"\",INDIRECT(\"'Fixture Schedule'!F\"&MOD(ROW(A4307)-3802,50)+9))","v":""},{"$f":"IF(A4307=\"\",\"\",INDIRECT(\"'Fixture Schedule'!L\"&MOD(ROW(A4307)-52,50)+9))","v":""},"",null,null,{"$f":"IF(A4307=\"\",\"\",IF(AP4307=1,Summary!$C$12*(AO4307)/(IF(InteriorCalcType=1,'Building Area Method'!$BK$6,SUM('Space-by-Space Method'!$BO$4:$BO$78))+SUM('Exterior Lighting'!$BL$5:$BL$25)),0))","v":""},{"$f":"IF(A4307=\"\",\"\",IF(START!$B$34=1,INDIRECT(\"'Exterior Lighting'!\"&SUBSTITUTE(ADDRESS(1,MOD(ROW(A4307)-3802,50)+9,4),\"1\",\"\")&ROUNDDOWN((ROW(A4307)-3802)/50,0)+5),\"\"))","v":""},{"$f":"IF(A4307=\"\",\"\",IF(AP4307=1,Summary!$F$11*(AO4307)/(IF(InteriorCalcType=1,'Building Area Method'!$BK$6,SUM('Space-by-Space Method'!$BO$4:$BO$78))+SUM('Exterior Lighting'!$BL$5:$BL$25)),0))","v":""},{"$f":"IF(A4307=\"\",\"\",IF(AP4307=1,Summary!$E$11*(AO4307)/(IF(InteriorCalcType=1,'Building Area Method'!$BK$6,SUM('Space-by-Space Method'!$BO$4:$BO$78))+SUM('Exterior Lighting'!$BL$5:$BL$25)),0))","v":""},{"$f":"IF(A4307=\"\",\"\",IF(AP4307=1,Summary!$G$11*(AO4307)/(IF(InteriorCalcType=1,'Building Area Method'!$BK$6,SUM('Space-by-Space Method'!$BO$4:$BO$78))+SUM('Exterior Lighting'!$BL$5:$BL$25)),0))","v":""},"","",null,null,null,{"$f":"IF(A4307=\"\",\"\",IF(START!$B$34=2,INDIRECT(\"'Exterior Lighting'!\"&SUBSTITUTE(ADDRESS(1,MOD(ROW(A4307)-3802,50)+9,4),\"1\",\"\")&ROUNDDOWN((ROW(A4307)-3802)/50,0)+5),\"\"))","v":""},"",{"$f":"IF(A4307=\"\",\"\",INDIRECT(\"'Exterior Lighting'!C\"&ROUNDDOWN((ROW(A4307)-3802)/50,0)+5))","v":""},"",{"$f":"IF(A4307=\"\",\"\",INDIRECT(\"'Fixture Schedule'!D\"&MOD(ROW(A4307)-3802,50)+9))","v":""},{"$f":"IF(A4307=\"\",\"\",IF(AR4307=\"\",\"\",INDIRECT(\"'Fixture Schedule'!K\"&MOD(ROW(A4307)-52,50)+9)))","v":""},{"$f":"IF(A4307=\"\",\"\",INDIRECT(\"'Exterior Lighting'!E\"&ROUNDDOWN((ROW(A4307)-3802)/50,0)+5))","v":""},{"$f":"IF(A4307=\"\",\"\",INDIRECT(\"'Fixture Schedule'!L\"&MOD(ROW(A4307)-52,50)+9))","v":""},null,null,null,null,null,null,null,null,null,null,null,null,null,{"$f":"INDIRECT(\"'Exterior Lighting'!\"&SUBSTITUTE(ADDRESS(1,MOD(ROW(A4307)-3802,50)+9,4),\"1\",\"\")&ROUNDDOWN((ROW(A4307)-3802)/50,0)+5)","v":0},{"$f":"LEFT(INDIRECT(\"'Exterior Lighting'!BH\"&ROUNDDOWN((ROW(A4307)-3802)/50,0)+5),3)","v":""},{"$f":"INDIRECT(\"'Fixture Schedule'!L\"&MOD(ROW(A4307)-52,50)+9)","v":0},{"$f":"INDIRECT(\"'Fixture Schedule'!O\"&MOD(ROW(A4307)-52,50)+9)","v":0},null,{"$f":"INDIRECT(\"'Fixture Schedule'!L\"&MOD(ROW(A4307)-52,50)+9)","v":0}]
[{"$f":"IF(OR(AM4320=0,AN4320=\"DNQ\")=TRUE,\"\",INDIRECT(\"'Fixture Schedule'!M\"&MOD(ROW(A4320)-3802,50)+9))","v":""},{"$f":"IF(A4320=\"\",\"\",INDIRECT(\"'Fixture Schedule'!E\"&MOD(ROW(A4320)-3802,50)+9))","v":""},{"$f":"IF(A4320=\"\",\"\",INDIRECT(\"'Fixture Schedule'!F\"&MOD(ROW(A4320)-3802,50)+9))","v":""},{"$f":"IF(A4320=\"\",\"\",INDIRECT(\"'Fixture Schedule'!L\"&MOD(ROW(A4320)-52,50)+9))","v":""},"",null,null,{"$f":"IF(A4320=\"\",\"\",IF(AP4320=1,Summary!$C$12*(AO4320)/(IF(InteriorCalcType=1,'Building Area Method'!$BK$6,SUM('Space-by-Space Method'!$BO$4:$BO$78))+SUM('Exterior Lighting'!$BL$5:$BL$25)),0))","v":""},{"$f":"IF(A4320=\"\",\"\",IF(START!$B$34=1,INDIRECT(\"'Exterior Lighting'!\"&SUBSTITUTE(ADDRESS(1,MOD(ROW(A4320)-3802,50)+9,4),\"1\",\"\")&ROUNDDOWN((ROW(A4320)-3802)/50,0)+5),\"\"))","v":""},{"$f":"IF(A4320=\"\",\"\",IF(AP4320=1,Summary!$F$11*(AO4320)/(IF(InteriorCalcType=1,'Building Area Method'!$BK$6,SUM('Space-by-Space Method'!$BO$4:$BO$78))+SUM('Exterior Lighting'!$BL$5:$BL$25)),0))","v":""},{"$f":"IF(A4320=\"\",\"\",IF(AP4320=1,Summary!$E$11*(AO4320)/(IF(InteriorCalcType=1,'Building Area Method'!$BK$6,SUM('Space-by-Space Method'!$BO$4:$BO$78))+SUM('Exterior Lighting'!$BL$5:$BL$25)),0))","v":""},{"$f":"IF(A4320=\"\",\"\",IF(AP4320=1,Summary!$G$11*(AO4320)/(IF(InteriorCalcType=1,'Building Area Method'!$BK$6,SUM('Space-by-Space Method'!$BO$4:$BO$78))+SUM('Exterior Lighting'!$BL$5:$BL$25)),0))","v":""},"","",null,null,null,{"$f":"IF(A4320=\"\",\"\",IF(START!$B$34=2,INDIRECT(\"'Exterior Lighting'!\"&SUBSTITUTE(ADDRESS(1,MOD(ROW(A4320)-3802,50)+9,4),\"1\",\"\")&ROUNDDOWN((ROW(A4320)-3802)/50,0)+5),\"\"))","v":""},"",{"$f":"IF(A4320=\"\",\"\",INDIRECT(\"'Exterior Lighting'!C\"&ROUNDDOWN((ROW(A4320)-3802)/50,0)+5))","v":""},"",{"$f":"IF(A4320=\"\",\"\",INDIRECT(\"'Fixture Schedule'!D\"&MOD(ROW(A4320)-3802,50)+9))","v":""},{"$f":"IF(A4320=\"\",\"\",IF(AR4320=\"\",\"\",INDIRECT(\"'Fixture Schedule'!K\"&MOD(ROW(A4320)-52,50)+9)))","v":""},{"$f":"IF(A4320=\"\",\"\",INDIRECT(\"'Exterior Lighting'!E\"&ROUNDDOWN((ROW(A4320)-3802)/50,0)+5))","v":""},{"$f":"IF(A4320=\"\",\"\",INDIRECT(\"'Fixture Schedule'!L\"&MOD(ROW(A4320)-52,50)+9))","v":""},null,null,null,null,null,null,null,null,null,null,null,null,null,{"$f":"INDIRECT(\"'Exterior Lighting'!\"&SUBSTITUTE(ADDRESS(1,MOD(ROW(A4320)-3802,50)+9,4),\"1\",\"\")&ROUNDDOWN((ROW(A4320)-3802)/50,0)+5)","v":0},{"$f":"LEFT(INDIRECT(\"'Exterior Lighting'!BH\"&ROUNDDOWN((ROW(A4320)-3802)/50,0)+5),3)","v":""},{"$f":"INDIRECT(\"'Fixture Schedule'!L\"&MOD(ROW(A4320)-52,50)+9)","v":0},{"$f":"INDIRECT(\"'Fixture Schedule'!O\"&MOD(ROW(A4320)-52,50)+9)","v":0},null,{"$f":"INDIRECT(\"'Fixture Schedule'!L\"&MOD(ROW(A4320)-52,50)+9)","v":0}]
[{"$f":"IF(OR(AM4326=0,AN4326=\"DNQ\")=TRUE,\"\",INDIRECT(\"'Fixture Schedule'!M\"&MOD(ROW(A4326)-3802,50)+9))","v":""},{"$f":"IF(A4326=\"\",\"\",INDIRECT(\"'Fixture Schedule'!E\"&MOD(ROW(A4326)-3802,50)+9))","v":""},{"$f":"IF(A4326=\"\",\"\",INDIRECT(\"'Fixture Schedule'!F\"&MOD(ROW(A4326)-3802,50)+9))","v":""},{"$f":"IF(A4326=\"\",\"\",INDIRECT(\"'Fixture Schedule'!L\"&MOD(ROW(A4326)-52,50)+9))","v":""},"",null,null,{"$f":"IF(A4326=\"\",\"\",IF(AP4326=1,Summary!$C$12*(AO4326)/(IF(InteriorCalcType=1,'Building Area Method'!$BK$6,SUM('Space-by-Space Method'!$BO$4:$BO$78))+SUM('Exterior Lighting'!$BL$5:$BL$25)),0))","v":""},{"$f":"IF(A4326=\"\",\"\",IF(START!$B$34=1,INDIRECT(\"'Exterior Lighting'!\"&SUBSTITUTE(ADDRESS(1,MOD(ROW(A4326)-3802,50)+9,4),\"1\",\"\")&ROUNDDOWN((ROW(A4326)-3802)/50,0)+5),\"\"))","v":""},{"$f":"IF(A4326=\"\",\"\",IF(AP4326=1,Summary!$F$11*(AO4326)/(IF(InteriorCalcType=1,'Building Area Method'!$BK$6,SUM('Space-by-Space Method'!$BO$4:$BO$78))+SUM('Exterior Lighting'!$BL$5:$BL$25)),0))","v":""},{"$f":"IF(A4326=\"\",\"\",IF(AP4326=1,Summary!$E$11*(AO4326)/(IF(InteriorCalcType=1,'Building Area Method'!$BK$6,SUM('Space-by-Space Method'!$BO$4:$BO$78))+SUM('Exterior Lighting'!$BL$5:$BL$25)),0))","v":""},{"$f":"IF(A4326=\"\",\"\",IF(AP4326=1,Summary!$G$11*(AO4326)/(IF(InteriorCalcType=1,'Building Area Method'!$BK$6,SUM('Space-by-Space Method'!$BO$4:$BO$78))+SUM('Exterior Lighting'!$BL$5:$BL$25)),0))","v":""},"","",null,null,null,{"$f":"IF(A4326=\"\",\"\",IF(START!$B$34=2,INDIRECT(\"'Exterior Lighting'!\"&SUBSTITUTE(ADDRESS(1,MOD(ROW(A4326)-3802,50)+9,4),\"1\",\"\")&ROUNDDOWN((ROW(A4326)-3802)/50,0)+5),\"\"))","v":""},"",{"$f":"IF(A4326=\"\",\"\",INDIRECT(\"'Exterior Lighting'!C\"&ROUNDDOWN((ROW(A4326)-3802)/50,0)+5))","v":""},"",{"$f":"IF(A4326=\"\",\"\",INDIRECT(\"'Fixture Schedule'!D\"&MOD(ROW(A4326)-3802,50)+9))","v":""},{"$f":"IF(A4326=\"\",\"\",IF(AR4326=\"\",\"\",INDIRECT(\"'Fixture Schedule'!K\"&MOD(ROW(A4326)-52,50)+9)))","v":""},{"$f":"IF(A4326=\"\",\"\",INDIRECT(\"'Exterior Lighting'!E\"&ROUNDDOWN((ROW(A4326)-3802)/50,0)+5))","v":""},{"$f":"IF(A4326=\"\",\"\",INDIRECT(\"'Fixture Schedule'!L\"&MOD(ROW(A4326)-52,50)+9))","v":""},null,null,null,null,null,null,null,null,null,null,null,null,null,{"$f":"INDIRECT(\"'Exterior Lighting'!\"&SUBSTITUTE(ADDRESS(1,MOD(ROW(A4326)-3802,50)+9,4),\"1\",\"\")&ROUNDDOWN((ROW(A4326)-3802)/50,0)+5)","v":0},{"$f":"LEFT(INDIRECT(\"'Exterior Lighting'!BH\"&ROUNDDOWN((ROW(A4326)-3802)/50,0)+5),3)","v":""},{"$f":"INDIRECT(\"'Fixture Schedule'!L\"&MOD(ROW(A4326)-52,50)+9)","v":0},{"$f":"INDIRECT(\"'Fixture Schedule'!O\"&MOD(ROW(A4326)-52,50)+9)","v":0},null,{"$f":"INDIRECT(\"'Fixture Schedule'!L\"&MOD(ROW(A4326)-52,50)+9)","v":0}]
[{"$f":"IF(OR(AM4329=0,AN4329=\"DNQ\")=TRUE,\"\",INDIRECT(\"'Fixture Schedule'!M\"&MOD(ROW(A4329)-3802,50)+9))","v":""},{"$f":"IF(A4329=\"\",\"\",INDIRECT(\"'Fixture Schedule'!E\"&MOD(ROW(A4329)-3802,50)+9))","v":""},{"$f":"IF(A4329=\"\",\"\",INDIRECT(\"'Fixture Schedule'!F\"&MOD(ROW(A4329)-3802,50)+9))","v":""},{"$f":"IF(A4329=\"\",\"\",INDIRECT(\"'Fixture Schedule'!L\"&MOD(ROW(A4329)-52,50)+9))","v":""},"",null,null,{"$f":"IF(A4329=\"\",\"\",IF(AP4329=1,Summary!$C$12*(AO4329)/(IF(InteriorCalcType=1,'Building Area Method'!$BK$6,SUM('Space-by-Space Method'!$BO$4:$BO$78))+SUM('Exterior Lighting'!$BL$5:$BL$25)),0))","v":""},{"$f":"IF(A4329=\"\",\"\",IF(START!$B$34=1,INDIRECT(\"'Exterior Lighting'!\"&SUBSTITUTE(ADDRESS(1,MOD(ROW(A4329)-3802,50)+9,4),\"1\",\"\")&ROUNDDOWN((ROW(A4329)-3802)/50,0)+5),\"\"))","v":""},{"$f":"IF(A4329=\"\",\"\",IF(AP4329=1,Summary!$F$11*(AO4329)/(IF(InteriorCalcType=1,'Building Area Method'!$BK$6,SUM('Space-by-Space Method'!$BO$4:$BO$78))+SUM('Exterior Lighting'!$BL$5:$BL$25)),0))","v":""},{"$f":"IF(A4329=\"\",\"\",IF(AP4329=1,Summary!$E$11*(AO4329)/(IF(InteriorCalcType=1,'Building Area Method'!$BK$6,SUM('Space-by-Space Method'!$BO$4:$BO$78))+SUM('Exterior Lighting'!$BL$5:$BL$25)),0))","v":""},{"$f":"IF(A4329=\"\",\"\",IF(AP4329=1,Summary!$G$11*(AO4329)/(IF(InteriorCalcType=1,'Building Area Method'!$BK$6,SUM('Space-by-Space Method'!$BO$4:$BO$78))+SUM('Exterior Lighting'!$BL$5:$BL$25)),0))","v":""},"","",null,null,null,{"$f":"IF(A4329=\"\",\"\",IF(START!$B$34=2,INDIRECT(\"'Exterior Lighting'!\"&SUBSTITUTE(ADDRESS(1,MOD(ROW(A4329)-3802,50)+9,4),\"1\",\"\")&ROUNDDOWN((ROW(A4329)-3802)/50,0)+5),\"\"))","v":""},"",{"$f":"IF(A4329=\"\",\"\",INDIRECT(\"'Exterior Lighting'!C\"&ROUNDDOWN((ROW(A4329)-3802)/50,0)+5))","v":""},"",{"$f":"IF(A4329=\"\",\"\",INDIRECT(\"'Fixture Schedule'!D\"&MOD(ROW(A4329)-3802,50)+9))","v":""},{"$f":"IF(A4329=\"\",\"\",IF(AR4329=\"\",\"\",INDIRECT(\"'Fixture Schedule'!K\"&MOD(ROW(A4329)-52,50)+9)))","v":""},{"$f":"IF(A4329=\"\",\"\",INDIRECT(\"'Exterior Lighting'!E\"&ROUNDDOWN((ROW(A4329)-3802)/50,0)+5))","v":""},{"$f":"IF(A4329=\"\",\"\",INDIRECT(\"'Fixture Schedule'!L\"&MOD(ROW(A4329)-52,50)+9))","v":""},null,null,null,null,null,null,null,null,null,null,null,null,null,{"$f":"INDIRECT(\"'Exterior Lighting'!\"&SUBSTITUTE(ADDRESS(1,MOD(ROW(A4329)-3802,50)+9,4),\"1\",\"\")&ROUNDDOWN((ROW(A4329)-3802)/50,0)+5)","v":0},{"$f":"LEFT(INDIRECT(\"'Exterior Lighting'!BH\"&ROUNDDOWN((ROW(A4329)-3802)/50,0)+5),3)","v":""},{"$f":"INDIRECT(\"'Fixture Schedule'!L\"&MOD(ROW(A4329)-52,50)+9)","v":0},{"$f":"INDIRECT(\"'Fixture Schedule'!O\"&MOD(ROW(A4329)-52,50)+9)","v":0},null,{"$f":"INDIRECT(\"'Fixture Schedule'!L\"&MOD(ROW(A4329)-52,50)+9)","v":0}]
[{"$f":"IF(OR(AM4345=0,AN4345=\"DNQ\")=TRUE,\"\",INDIRECT(\"'Fixture Schedule'!M\"&MOD(ROW(A4345)-3802,50)+9))","v":""},{"$f":"IF(A4345=\"\",\"\",INDIRECT(\"'Fixture Schedule'!E\"&MOD(ROW(A4345)-3802,50)+9))","v":""},{"$f":"IF(A4345=\"\",\"\",INDIRECT(\"'Fixture Schedule'!F\"&MOD(ROW(A4345)-3802,50)+9))","v":""},{"$f":"IF(A4345=\"\",\"\",INDIRECT(\"'Fixture Schedule'!L\"&MOD(ROW(A4345)-52,50)+9))","v":""},"",null,null,{"$f":"IF(A4345=\"\",\"\",IF(AP4345=1,Summary!$C$12*(AO4345)/(IF(InteriorCalcType=1,'Building Area Method'!$BK$6,SUM('Space-by-Space Method'!$BO$4:$BO$78))+SUM('Exterior Lighting'!$BL$5:$BL$25)),0))","v":""},{"$f":"IF(A4345=\"\",\"\",IF(START!$B$34=1,INDIRECT(\"'Exterior Lighting'!\"&SUBSTITUTE(ADDRESS(1,MOD(ROW(A4345)-3802,50)+9,4),\"1\",\"\")&ROUNDDOWN((ROW(A4345)-3802)/50,0)+5),\"\"))","v":""},{"$f":"IF(A4345=\"\",\"\",IF(AP4345=1,Summary!$F$11*(AO4345)/(IF(InteriorCalcType=1,'Building Area Method'!$BK$6,SUM('Space-by-Space Method'!$BO$4:$BO$78))+SUM('Exterior Lighting'!$BL$5:$BL$25)),0))","v":""},{"$f":"IF(A4345=\"\",\"\",IF(AP4345=1,Summary!$E$11*(AO4345)/(IF(InteriorCalcType=1,'Building Area Method'!$BK$6,SUM('Space-by-Space Method'!$BO$4:$BO$78))+SUM('Exterior Lighting'!$BL$5:$BL$25)),0))","v":""},{"$f":"IF(A4345=\"\",\"\",IF(AP4345=1,Summary!$G$11*(AO4345)/(IF(InteriorCalcType=1,'Building Area Method'!$BK$6,SUM('Space-by-Space Method'!$BO$4:$BO$78))+SUM('Exterior Lighting'!$BL$5:$BL$25)),0))","v":""},"","",null,null,null,{"$f":"IF(A4345=\"\",\"\",IF(START!$B$34=2,INDIRECT(\"'Exterior Lighting'!\"&SUBSTITUTE(ADDRESS(1,MOD(ROW(A4345)-3802,50)+9,4),\"1\",\"\")&ROUNDDOWN((ROW(A4345)-3802)/50,0)+5),\"\"))","v":""},"",{"$f":"IF(A4345=\"\",\"\",INDIRECT(\"'Exterior Lighting'!C\"&ROUNDDOWN((ROW(A4345)-3802)/50,0)+5))","v":""},"",{"$f":"IF(A4345=\"\",\"\",INDIRECT(\"'Fixture Schedule'!D\"&MOD(ROW(A4345)-3802,50)+9))","v":""},{"$f":"IF(A4345=\"\",\"\",IF(AR4345=\"\",\"\",INDIRECT(\"'Fixture Schedule'!K\"&MOD(ROW(A4345)-52,50)+9)))","v":""},{"$f":"IF(A4345=\"\",\"\",INDIRECT(\"'Exterior Lighting'!E\"&ROUNDDOWN((ROW(A4345)-3802)/50,0)+5))","v":""},{"$f":"IF(A4345=\"\",\"\",INDIRECT(\"'Fixture Schedule'!L\"&MOD(ROW(A4345)-52,50)+9))","v":""},null,null,null,null,null,null,null,null,null,null,null,null,null,{"$f":"INDIRECT(\"'Exterior Lighting'!\"&SUBSTITUTE(ADDRESS(1,MOD(ROW(A4345)-3802,50)+9,4),\"1\",\"\")&ROUNDDOWN((ROW(A4345)-3802)/50,0)+5)","v":0},{"$f":"LEFT(INDIRECT(\"'Exterior Lighting'!BH\"&ROUNDDOWN((ROW(A4345)-3802)/50,0)+5),3)","v":""},{"$f":"INDIRECT(\"'Fixture Schedule'!L\"&MOD(ROW(A4345)-52,50)+9)","v":0},{"$f":"INDIRECT(\"'Fixture Schedule'!O\"&MOD(ROW(A4345)-52,50)+9)","v":0},null,{"$f":"INDIRECT(\"'Fixture Schedule'!L\"&MOD(ROW(A4345)-52,50)+9)","v":0}]
[{"$f":"IF(OR(AM4352=0,AN4352=\"DNQ\")=TRUE,\"\",INDIRECT(\"'Fixture Schedule'!M\"&MOD(ROW(A4352)-3802,50)+9))","v":""},{"$f":"IF(A4352=\"\",\"\",INDIRECT(\"'Fixture Schedule'!E\"&MOD(ROW(A4352)-3802,50)+9))","v":""},{"$f":"IF(A4352=\"\",\"\",INDIRECT(\"'Fixture Schedule'!F\"&MOD(ROW(A4352)-3802,50)+9))","v":""},{"$f":"IF(A4352=\"\",\"\",INDIRECT(\"'Fixture Schedule'!L\"&MOD(ROW(A4352)-52,50)+9))","v":""},"",null,null,{"$f":"IF(A4352=\"\",\"\",IF(AP4352=1,Summary!$C$12*(AO4352)/(IF(InteriorCalcType=1,'Building Area Method'!$BK$6,SUM('Space-by-Space Method'!$BO$4:$BO$78))+SUM('Exterior Lighting'!$BL$5:$BL$25)),0))","v":""},{"$f":"IF(A4352=\"\",\"\",IF(START!$B$34=1,INDIRECT(\"'Exterior Lighting'!\"&SUBSTITUTE(ADDRESS(1,MOD(ROW(A4352)-3802,50)+9,4),\"1\",\"\")&ROUNDDOWN((ROW(A4352)-3802)/50,0)+5),\"\"))","v":""},{"$f":"IF(A4352=\"\",\"\",IF(AP4352=1,Summary!$F$11*(AO4352)/(IF(InteriorCalcType=1,'Building Area Method'!$BK$6,SUM('Space-by-Space Method'!$BO$4:$BO$78))+SUM('Exterior Lighting'!$BL$5:$BL$25)),0))","v":""},{"$f":"IF(A4352=\"\",\"\",IF(AP4352=1,Summary!$E$11*(AO4352)/(IF(InteriorCalcType=1,'Building Area Method'!$BK$6,SUM('Space-by-Space Method'!$BO$4:$BO$78))+SUM('Exterior Lighting'!$BL$5:$BL$25)),0))","v":""},{"$f":"IF(A4352=\"\",\"\",IF(AP4352=1,Summary!$G$11*(AO4352)/(IF(InteriorCalcType=1,'Building Area Method'!$BK$6,SUM('Space-by-Space Method'!$BO$4:$BO$78))+SUM('Exterior Lighting'!$BL$5:$BL$25)),0))","v":""},"","",null,null,null,{"$f":"IF(A4352=\"\",\"\",IF(START!$B$34=2,INDIRECT(\"'Exterior Lighting'!\"&SUBSTITUTE(ADDRESS(1,MOD(ROW(A4352)-3802,50)+9,4),\"1\",\"\")&ROUNDDOWN((ROW(A4352)-3802)/50,0)+5),\"\"))","v":""},"",{"$f":"IF(A4352=\"\",\"\",INDIRECT(\"'Exterior Lighting'!C\"&ROUNDDOWN((ROW(A4352)-3802)/50,0)+5))","v":""},"",{"$f":"IF(A4352=\"\",\"\",INDIRECT(\"'Fixture Schedule'!D\"&MOD(ROW(A4352)-3802,50)+9))","v":""},{"$f":"IF(A4352=\"\",\"\",IF(AR4352=\"\",\"\",INDIRECT(\"'Fixture Schedule'!K\"&MOD(ROW(A4352)-52,50)+9)))","v":""},{"$f":"IF(A4352=\"\",\"\",INDIRECT(\"'Exterior Lighting'!E\"&ROUNDDOWN((ROW(A4352)-3802)/50,0)+5))","v":""},{"$f":"IF(A4352=\"\",\"\",INDIRECT(\"'Fixture Schedule'!L\"&MOD(ROW(A4352)-52,50)+9))","v":""},null,null,null,null,null,null,null,null,null,null,null,null,null,{"$f":"INDIRECT(\"'Exterior Lighting'!\"&SUBSTITUTE(ADDRESS(1,MOD(ROW(A4352)-3802,50)+9,4),\"1\",\"\")&ROUNDDOWN((ROW(A4352)-3802)/50,0)+5)","v":0},{"$f":"LEFT(INDIRECT(\"'Exterior Lighting'!BH\"&ROUNDDOWN((ROW(A4352)-3802)/50,0)+5),3)","v":""},{"$f":"INDIRECT(\"'Fixture Schedule'!L\"&MOD(ROW(A4352)-52,50)+9)","v":0},{"$f":"INDIRECT(\"'Fixture Schedule'!O\"&MOD(ROW(A4352)-52,50)+9)","v":0},null,{"$f":"INDIRECT(\"'Fixture Schedule'!L\"&MOD(ROW(A4352)-52,50)+9)","v":0}]
[{"$f":"IF(OR(AM4356=0,AN4356=\"DNQ\")=TRUE,\"\",INDIRECT(\"'Fixture Schedule'!M\"&MOD(ROW(A4356)-3802,50)+9))","v":""},{"$f":"IF(A4356=\"\",\"\",INDIRECT(\"'Fixture Schedule'!E\"&MOD(ROW(A4356)-3802,50)+9))","v":""},{"$f":"IF(A4356=\"\",\"\",INDIRECT(\"'Fixture Schedule'!F\"&MOD(ROW(A4356)-3802,50)+9))","v":""},{"$f":"IF(A4356=\"\",\"\",INDIRECT(\"'Fixture Schedule'!L\"&MOD(ROW(A4356)-52,50)+9))","v":""},"",null,null,{"$f":"IF(A4356=\"\",\"\",IF(AP4356=1,Summary!$C$12*(AO4356)/(IF(InteriorCalcType=1,'Building Area Method'!$BK$6,SUM('Space-by-Space Method'!$BO$4:$BO$78))+SUM('Exterior Lighting'!$BL$5:$BL$25)),0))","v":""},{"$f":"IF(A4356=\"\",\"\",IF(START!$B$34=1,INDIRECT(\"'Exterior Lighting'!\"&SUBSTITUTE(ADDRESS(1,MOD(ROW(A4356)-3802,50)+9,4),\"1\",\"\")&ROUNDDOWN((ROW(A4356)-3802)/50,0)+5),\"\"))","v":""},{"$f":"IF(A4356=\"\",\"\",IF(AP4356=1,Summary!$F$11*(AO4356)/(IF(InteriorCalcType=1,'Building Area Method'!$BK$6,SUM('Space-by-Space Method'!$BO$4:$BO$78))+SUM('Exterior Lighting'!$BL$5:$BL$25)),0))","v":""},{"$f":"IF(A4356=\"\",\"\",IF(AP4356=1,Summary!$E$11*(AO4356)/(IF(InteriorCalcType=1,'Building Area Method'!$BK$6,SUM('Space-by-Space Method'!$BO$4:$BO$78))+SUM('Exterior Lighting'!$BL$5:$BL$25)),0))","v":""},{"$f":"IF(A4356=\"\",\"\",IF(AP4356=1,Summary!$G$11*(AO4356)/(IF(InteriorCalcType=1,'Building Area Method'!$BK$6,SUM('Space-by-Space Method'!$BO$4:$BO$78))+SUM('Exterior Lighting'!$BL$5:$BL$25)),0))","v":""},"","",null,null,null,{"$f":"IF(A4356=\"\",\"\",IF(START!$B$34=2,INDIRECT(\"'Exterior Lighting'!\"&SUBSTITUTE(ADDRESS(1,MOD(ROW(A4356)-3802,50)+9,4),\"1\",\"\")&ROUNDDOWN((ROW(A4356)-3802)/50,0)+5),\"\"))","v":""},"",{"$f":"IF(A4356=\"\",\"\",INDIRECT(\"'Exterior Lighting'!C\"&ROUNDDOWN((ROW(A4356)-3802)/50,0)+5))","v":""},"",{"$f":"IF(A4356=\"\",\"\",INDIRECT(\"'Fixture Schedule'!D\"&MOD(ROW(A4356)-3802,50)+9))","v":""},{"$f":"IF(A4356=\"\",\"\",IF(AR4356=\"\",\"\",INDIRECT(\"'Fixture Schedule'!K\"&MOD(ROW(A4356)-52,50)+9)))","v":""},{"$f":"IF(A4356=\"\",\"\",INDIRECT(\"'Exterior Lighting'!E\"&ROUNDDOWN((ROW(A4356)-3802)/50,0)+5))","v":""},{"$f":"IF(A4356=\"\",\"\",INDIRECT(\"'Fixture Schedule'!L\"&MOD(ROW(A4356)-52,50)+9))","v":""},null,null,null,null,null,null,null,null,null,null,null,null,null,{"$f":"INDIRECT(\"'Exterior Lighting'!\"&SUBSTITUTE(ADDRESS(1,MOD(ROW(A4356)-3802,50)+9,4),\"1\",\"\")&ROUNDDOWN((ROW(A4356)-3802)/50,0)+5)","v":0},{"$f":"LEFT(INDIRECT(\"'Exterior Lighting'!BH\"&ROUNDDOWN((ROW(A4356)-3802)/50,0)+5),3)","v":""},{"$f":"INDIRECT(\"'Fixture Schedule'!L\"&MOD(ROW(A4356)-52,50)+9)","v":0},{"$f":"INDIRECT(\"'Fixture Schedule'!O\"&MOD(ROW(A4356)-52,50)+9)","v":0},null,{"$f":"INDIRECT(\"'Fixture Schedule'!L\"&MOD(ROW(A4356)-52,50)+9)","v":0}]
[{"$f":"IF(OR(AM4370=0,AN4370=\"DNQ\")=TRUE,\"\",INDIRECT(\"'Fixture Schedule'!M\"&MOD(ROW(A4370)-3802,50)+9))","v":""},{"$f":"IF(A4370=\"\",\"\",INDIRECT(\"'Fixture Schedule'!E\"&MOD(ROW(A4370)-3802,50)+9))","v":""},{"$f":"IF(A4370=\"\",\"\",INDIRECT(\"'Fixture Schedule'!F\"&MOD(ROW(A4370)-3802,50)+9))","v":""},{"$f":"IF(A4370=\"\",\"\",INDIRECT(\"'Fixture Schedule'!L\"&MOD(ROW(A4370)-52,50)+9))","v":""},"",null,null,{"$f":"IF(A4370=\"\",\"\",IF(AP4370=1,Summary!$C$12*(AO4370)/(IF(InteriorCalcType=1,'Building Area Method'!$BK$6,SUM('Space-by-Space Method'!$BO$4:$BO$78))+SUM('Exterior Lighting'!$BL$5:$BL$25)),0))","v":""},{"$f":"IF(A4370=\"\",\"\",IF(START!$B$34=1,INDIRECT(\"'Exterior Lighting'!\"&SUBSTITUTE(ADDRESS(1,MOD(ROW(A4370)-3802,50)+9,4),\"1\",\"\")&ROUNDDOWN((ROW(A4370)-3802)/50,0)+5),\"\"))","v":""},{"$f":"IF(A4370=\"\",\"\",IF(AP4370=1,Summary!$F$11*(AO4370)/(IF(InteriorCalcType=1,'Building Area Method'!$BK$6,SUM('Space-by-Space Method'!$BO$4:$BO$78))+SUM('Exterior Lighting'!$BL$5:$BL$25)),0))","v":""},{"$f":"IF(A4370=\"\",\"\",IF(AP4370=1,Summary!$E$11*(AO4370)/(IF(InteriorCalcType=1,'Building Area Method'!$BK$6,SUM('Space-by-Space Method'!$BO$4:$BO$78))+SUM('Exterior Lighting'!$BL$5:$BL$25)),0))","v":""},{"$f":"IF(A4370=\"\",\"\",IF(AP4370=1,Summary!$G$11*(AO4370)/(IF(InteriorCalcType=1,'Building Area Method'!$BK$6,SUM('Space-by-Space Method'!$BO$4:$BO$78))+SUM('Exterior Lighting'!$BL$5:$BL$25)),0))","v":""},"","",null,null,null,{"$f":"IF(A4370=\"\",\"\",IF(START!$B$34=2,INDIRECT(\"'Exterior Lighting'!\"&SUBSTITUTE(ADDRESS(1,MOD(ROW(A4370)-3802,50)+9,4),\"1\",\"\")&ROUNDDOWN((ROW(A4370)-3802)/50,0)+5),\"\"))","v":""},"",{"$f":"IF(A4370=\"\",\"\",INDIRECT(\"'Exterior Lighting'!C\"&ROUNDDOWN((ROW(A4370)-3802)/50,0)+5))","v":""},"",{"$f":"IF(A4370=\"\",\"\",INDIRECT(\"'Fixture Schedule'!D\"&MOD(ROW(A4370)-3802,50)+9))","v":""},{"$f":"IF(A4370=\"\",\"\",IF(AR4370=\"\",\"\",INDIRECT(\"'Fixture Schedule'!K\"&MOD(ROW(A4370)-52,50)+9)))","v":""},{"$f":"IF(A4370=\"\",\"\",INDIRECT(\"'Exterior Lighting'!E\"&ROUNDDOWN((ROW(A4370)-3802)/50,0)+5))","v":""},{"$f":"IF(A4370=\"\",\"\",INDIRECT(\"'Fixture Schedule'!L\"&MOD(ROW(A4370)-52,50)+9))","v":""},null,null,null,null,null,null,null,null,null,null,null,null,null,{"$f":"INDIRECT(\"'Exterior Lighting'!\"&SUBSTITUTE(ADDRESS(1,MOD(ROW(A4370)-3802,50)+9,4),\"1\",\"\")&ROUNDDOWN((ROW(A4370)-3802)/50,0)+5)","v":0},{"$f":"LEFT(INDIRECT(\"'Exterior Lighting'!BH\"&ROUNDDOWN((ROW(A4370)-3802)/50,0)+5),3)","v":""},{"$f":"INDIRECT(\"'Fixture Schedule'!L\"&MOD(ROW(A4370)-52,50)+9)","v":0},{"$f":"INDIRECT(\"'Fixture Schedule'!O\"&MOD(ROW(A4370)-52,50)+9)","v":0},null,{"$f":"INDIRECT(\"'Fixture Schedule'!L\"&MOD(ROW(A4370)-52,50)+9)","v":0}]
[{"$f":"IF(OR(AM4375=0,AN4375=\"DNQ\")=TRUE,\"\",INDIRECT(\"'Fixture Schedule'!M\"&MOD(ROW(A4375)-3802,50)+9))","v":""},{"$f":"IF(A4375=\"\",\"\",INDIRECT(\"'Fixture Schedule'!E\"&MOD(ROW(A4375)-3802,50)+9))","v":""},{"$f":"IF(A4375=\"\",\"\",INDIRECT(\"'Fixture Schedule'!F\"&MOD(ROW(A4375)-3802,50)+9))","v":""},{"$f":"IF(A4375=\"\",\"\",INDIRECT(\"'Fixture Schedule'!L\"&MOD(ROW(A4375)-52,50)+9))","v":""},"",null,null,{"$f":"IF(A4375=\"\",\"\",IF(AP4375=1,Summary!$C$12*(AO4375)/(IF(InteriorCalcType=1,'Building Area Method'!$BK$6,SUM('Space-by-Space Method'!$BO$4:$BO$78))+SUM('Exterior Lighting'!$BL$5:$BL$25)),0))","v":""},{"$f":"IF(A4375=\"\",\"\",IF(START!$B$34=1,INDIRECT(\"'Exterior Lighting'!\"&SUBSTITUTE(ADDRESS(1,MOD(ROW(A4375)-3802,50)+9,4),\"1\",\"\")&ROUNDDOWN((ROW(A4375)-3802)/50,0)+5),\"\"))","v":""},{"$f":"IF(A4375=\"\",\"\",IF(AP4375=1,Summary!$F$11*(AO4375)/(IF(InteriorCalcType=1,'Building Area Method'!$BK$6,SUM('Space-by-Space Method'!$BO$4:$BO$78))+SUM('Exterior Lighting'!$BL$5:$BL$25)),0))","v":""},{"$f":"IF(A4375=\"\",\"\",IF(AP4375=1,Summary!$E$11*(AO4375)/(IF(InteriorCalcType=1,'Building Area Method'!$BK$6,SUM('Space-by-Space Method'!$BO$4:$BO$78))+SUM('Exterior Lighting'!$BL$5:$BL$25)),0))","v":""},{"$f":"IF(A4375=\"\",\"\",IF(AP4375=1,Summary!$G$11*(AO4375)/(IF(InteriorCalcType=1,'Building Area Method'!$BK$6,SUM('Space-by-Space Method'!$BO$4:$BO$78))+SUM('Exterior Lighting'!$BL$5:$BL$25)),0))","v":""},"","",null,null,null,{"$f":"IF(A4375=\"\",\"\",IF(START!$B$34=2,INDIRECT(\"'Exterior Lighting'!\"&SUBSTITUTE(ADDRESS(1,MOD(ROW(A4375)-3802,50)+9,4),\"1\",\"\")&ROUNDDOWN((ROW(A4375)-3802)/50,0)+5),\"\"))","v":""},"",{"$f":"IF(A4375=\"\",\"\",INDIRECT(\"'Exterior Lighting'!C\"&ROUNDDOWN((ROW(A4375)-3802)/50,0)+5))","v":""},"",{"$f":"IF(A4375=\"\",\"\",INDIRECT(\"'Fixture Schedule'!D\"&MOD(ROW(A4375)-3802,50)+9))","v":""},{"$f":"IF(A4375=\"\",\"\",IF(AR4375=\"\",\"\",INDIRECT(\"'Fixture Schedule'!K\"&MOD(ROW(A4375)-52,50)+9)))","v":""},{"$f":"IF(A4375=\"\",\"\",INDIRECT(\"'Exterior Lighting'!E\"&ROUNDDOWN((ROW(A4375)-3802)/50,0)+5))","v":""},{"$f":"IF(A4375=\"\",\"\",INDIRECT(\"'Fixture Schedule'!L\"&MOD(ROW(A4375)-52,50)+9))","v":""},null,null,null,null,null,null,null,null,null,null,null,null,null,{"$f":"INDIRECT(\"'Exterior Lighting'!\"&SUBSTITUTE(ADDRESS(1,MOD(ROW(A4375)-3802,50)+9,4),\"1\",\"\")&ROUNDDOWN((ROW(A4375)-3802)/50,0)+5)","v":0},{"$f":"LEFT(INDIRECT(\"'Exterior Lighting'!BH\"&ROUNDDOWN((ROW(A4375)-3802)/50,0)+5),3)","v":""},{"$f":"INDIRECT(\"'Fixture Schedule'!L\"&MOD(ROW(A4375)-52,50)+9)","v":0},{"$f":"INDIRECT(\"'Fixture Schedule'!O\"&MOD(ROW(A4375)-52,50)+9)","v":0},null,{"$f":"INDIRECT(\"'Fixture Schedule'!L\"&MOD(ROW(A4375)-52,50)+9)","v":0}]
[{"$f":"IF(OR(AM4384=0,AN4384=\"DNQ\")=TRUE,\"\",INDIRECT(\"'Fixture Schedule'!M\"&MOD(ROW(A4384)-3802,50)+9))","v":""},{"$f":"IF(A4384=\"\",\"\",INDIRECT(\"'Fixture Schedule'!E\"&MOD(ROW(A4384)-3802,50)+9))","v":""},{"$f":"IF(A4384=\"\",\"\",INDIRECT(\"'Fixture Schedule'!F\"&MOD(ROW(A4384)-3802,50)+9))","v":""},{"$f":"IF(A4384=\"\",\"\",INDIRECT(\"'Fixture Schedule'!L\"&MOD(ROW(A4384)-52,50)+9))","v":""},"",null,null,{"$f":"IF(A4384=\"\",\"\",IF(AP4384=1,Summary!$C$12*(AO4384)/(IF(InteriorCalcType=1,'Building Area Method'!$BK$6,SUM('Space-by-Space Method'!$BO$4:$BO$78))+SUM('Exterior Lighting'!$BL$5:$BL$25)),0))","v":""},{"$f":"IF(A4384=\"\",\"\",IF(START!$B$34=1,INDIRECT(\"'Exterior Lighting'!\"&SUBSTITUTE(ADDRESS(1,MOD(ROW(A4384)-3802,50)+9,4),\"1\",\"\")&ROUNDDOWN((ROW(A4384)-3802)/50,0)+5),\"\"))","v":""},{"$f":"IF(A4384=\"\",\"\",IF(AP4384=1,Summary!$F$11*(AO4384)/(IF(InteriorCalcType=1,'Building Area Method'!$BK$6,SUM('Space-by-Space Method'!$BO$4:$BO$78))+SUM('Exterior Lighting'!$BL$5:$BL$25)),0))","v":""},{"$f":"IF(A4384=\"\",\"\",IF(AP4384=1,Summary!$E$11*(AO4384)/(IF(InteriorCalcType=1,'Building Area Method'!$BK$6,SUM('Space-by-Space Method'!$BO$4:$BO$78))+SUM('Exterior Lighting'!$BL$5:$BL$25)),0))","v":""},{"$f":"IF(A4384=\"\",\"\",IF(AP4384=1,Summary!$G$11*(AO4384)/(IF(InteriorCalcType=1,'Building Area Method'!$BK$6,SUM('Space-by-Space Method'!$BO$4:$BO$78))+SUM('Exterior Lighting'!$BL$5:$BL$25)),0))","v":""},"","",null,null,null,{"$f":"IF(A4384=\"\",\"\",IF(START!$B$34=2,INDIRECT(\"'Exterior Lighting'!\"&SUBSTITUTE(ADDRESS(1,MOD(ROW(A4384)-3802,50)+9,4),\"1\",\"\")&ROUNDDOWN((ROW(A4384)-3802)/50,0)+5),\"\"))","v":""},"",{"$f":"IF(A4384=\"\",\"\",INDIRECT(\"'Exterior Lighting'!C\"&ROUNDDOWN((ROW(A4384)-3802)/50,0)+5))","v":""},"",{"$f":"IF(A4384=\"\",\"\",INDIRECT(\"'Fixture Schedule'!D\"&MOD(ROW(A4384)-3802,50)+9))","v":""},{"$f":"IF(A4384=\"\",\"\",IF(AR4384=\"\",\"\",INDIRECT(\"'Fixture Schedule'!K\"&MOD(ROW(A4384)-52,50)+9)))","v":""},{"$f":"IF(A4384=\"\",\"\",INDIRECT(\"'Exterior Lighting'!E\"&ROUNDDOWN((ROW(A4384)-3802)/50,0)+5))","v":""},{"$f":"IF(A4384=\"\",\"\",INDIRECT(\"'Fixture Schedule'!L\"&MOD(ROW(A4384)-52,50)+9))","v":""},null,null,null,null,null,null,null,null,null,null,null,null,null,{"$f":"INDIRECT(\"'Exterior Lighting'!\"&SUBSTITUTE(ADDRESS(1,MOD(ROW(A4384)-3802,50)+9,4),\"1\",\"\")&ROUNDDOWN((ROW(A4384)-3802)/50,0)+5)","v":0},{"$f":"LEFT(INDIRECT(\"'Exterior Lighting'!BH\"&ROUNDDOWN((ROW(A4384)-3802)/50,0)+5),3)","v":""},{"$f":"INDIRECT(\"'Fixture Schedule'!L\"&MOD(ROW(A4384)-52,50)+9)","v":0},{"$f":"INDIRECT(\"'Fixture Schedule'!O\"&MOD(ROW(A4384)-52,50)+9)","v":0},null,{"$f":"INDIRECT(\"'Fixture Schedule'!L\"&MOD(ROW(A4384)-52,50)+9)","v":0}]
[{"$f":"IF(OR(AM4390=0,AN4390=\"DNQ\")=TRUE,\"\",INDIRECT(\"'Fixture Schedule'!M\"&MOD(ROW(A4390)-3802,50)+9))","v":""},{"$f":"IF(A4390=\"\",\"\",INDIRECT(\"'Fixture Schedule'!E\"&MOD(ROW(A4390)-3802,50)+9))","v":""},{"$f":"IF(A4390=\"\",\"\",INDIRECT(\"'Fixture Schedule'!F\"&MOD(ROW(A4390)-3802,50)+9))","v":""},{"$f":"IF(A4390=\"\",\"\",INDIRECT(\"'Fixture Schedule'!L\"&MOD(ROW(A4390)-52,50)+9))","v":""},"",null,null,{"$f":"IF(A4390=\"\",\"\",IF(AP4390=1,Summary!$C$12*(AO4390)/(IF(InteriorCalcType=1,'Building Area Method'!$BK$6,SUM('Space-by-Space Method'!$BO$4:$BO$78))+SUM('Exterior Lighting'!$BL$5:$BL$25)),0))","v":""},{"$f":"IF(A4390=\"\",\"\",IF(START!$B$34=1,INDIRECT(\"'Exterior Lighting'!\"&SUBSTITUTE(ADDRESS(1,MOD(ROW(A4390)-3802,50)+9,4),\"1\",\"\")&ROUNDDOWN((ROW(A4390)-3802)/50,0)+5),\"\"))","v":""},{"$f":"IF(A4390=\"\",\"\",IF(AP4390=1,Summary!$F$11*(AO4390)/(IF(InteriorCalcType=1,'Building Area Method'!$BK$6,SUM('Space-by-Space Method'!$BO$4:$BO$78))+SUM('Exterior Lighting'!$BL$5:$BL$25)),0))","v":""},{"$f":"IF(A4390=\"\",\"\",IF(AP4390=1,Summary!$E$11*(AO4390)/(IF(InteriorCalcType=1,'Building Area Method'!$BK$6,SUM('Space-by-Space Method'!$BO$4:$BO$78))+SUM('Exterior Lighting'!$BL$5:$BL$25)),0))","v":""},{"$f":"IF(A4390=\"\",\"\",IF(AP4390=1,Summary!$G$11*(AO4390)/(IF(InteriorCalcType=1,'Building Area Method'!$BK$6,SUM('Space-by-Space Method'!$BO$4:$BO$78))+SUM('Exterior Lighting'!$BL$5:$BL$25)),0))","v":""},"","",null,null,null,{"$f":"IF(A4390=\"\",\"\",IF(START!$B$34=2,INDIRECT(\"'Exterior Lighting'!\"&SUBSTITUTE(ADDRESS(1,MOD(ROW(A4390)-3802,50)+9,4),\"1\",\"\")&ROUNDDOWN((ROW(A4390)-3802)/50,0)+5),\"\"))","v":""},"",{"$f":"IF(A4390=\"\",\"\",INDIRECT(\"'Exterior Lighting'!C\"&ROUNDDOWN((ROW(A4390)-3802)/50,0)+5))","v":""},"",{"$f":"IF(A4390=\"\",\"\",INDIRECT(\"'Fixture Schedule'!D\"&MOD(ROW(A4390)-3802,50)+9))","v":""},{"$f":"IF(A4390=\"\",\"\",IF(AR4390=\"\",\"\",INDIRECT(\"'Fixture Schedule'!K\"&MOD(ROW(A4390)-52,50)+9)))","v":""},{"$f":"IF(A4390=\"\",\"\",INDIRECT(\"'Exterior Lighting'!E\"&ROUNDDOWN((ROW(A4390)-3802)/50,0)+5))","v":""},{"$f":"IF(A4390=\"\",\"\",INDIRECT(\"'Fixture Schedule'!L\"&MOD(ROW(A4390)-52,50)+9))","v":""},null,null,null,null,null,null,null,null,null,null,null,null,null,{"$f":"INDIRECT(\"'Exterior Lighting'!\"&SUBSTITUTE(ADDRESS(1,MOD(ROW(A4390)-3802,50)+9,4),\"1\",\"\")&ROUNDDOWN((ROW(A4390)-3802)/50,0)+5)","v":0},{"$f":"LEFT(INDIRECT(\"'Exterior Lighting'!BH\"&ROUNDDOWN((ROW(A4390)-3802)/50,0)+5),3)","v":""},{"$f":"INDIRECT(\"'Fixture Schedule'!L\"&MOD(ROW(A4390)-52,50)+9)","v":0},{"$f":"INDIRECT(\"'Fixture Schedule'!O\"&MOD(ROW(A4390)-52,50)+9)","v":0},null,{"$f":"INDIRECT(\"'Fixture Schedule'!L\"&MOD(ROW(A4390)-52,50)+9)","v":0}]
[{"$f":"IF(OR(AM4403=0,AN4403=\"DNQ\")=TRUE,\"\",INDIRECT(\"'Fixture Schedule'!M\"&MOD(ROW(A4403)-3802,50)+9))","v":""},{"$f":"IF(A4403=\"\",\"\",INDIRECT(\"'Fixture Schedule'!E\"&MOD(ROW(A4403)-3802,50)+9))","v":""},{"$f":"IF(A4403=\"\",\"\",INDIRECT(\"'Fixture Schedule'!F\"&MOD(ROW(A4403)-3802,50)+9))","v":""},{"$f":"IF(A4403=\"\",\"\",INDIRECT(\"'Fixture Schedule'!L\"&MOD(ROW(A4403)-52,50)+9))","v":""},"",null,null,{"$f":"IF(A4403=\"\",\"\",IF(AP4403=1,Summary!$C$12*(AO4403)/(IF(InteriorCalcType=1,'Building Area Method'!$BK$6,SUM('Space-by-Space Method'!$BO$4:$BO$78))+SUM('Exterior Lighting'!$BL$5:$BL$25)),0))","v":""},{"$f":"IF(A4403=\"\",\"\",IF(START!$B$34=1,INDIRECT(\"'Exterior Lighting'!\"&SUBSTITUTE(ADDRESS(1,MOD(ROW(A4403)-3802,50)+9,4),\"1\",\"\")&ROUNDDOWN((ROW(A4403)-3802)/50,0)+5),\"\"))","v":""},{"$f":"IF(A4403=\"\",\"\",IF(AP4403=1,Summary!$F$11*(AO4403)/(IF(InteriorCalcType=1,'Building Area Method'!$BK$6,SUM('Space-by-Space Method'!$BO$4:$BO$78))+SUM('Exterior Lighting'!$BL$5:$BL$25)),0))","v":""},{"$f":"IF(A4403=\"\",\"\",IF(AP4403=1,Summary!$E$11*(AO4403)/(IF(InteriorCalcType=1,'Building Area Method'!$BK$6,SUM('Space-by-Space Method'!$BO$4:$BO$78))+SUM('Exterior Lighting'!$BL$5:$BL$25)),0))","v":""},{"$f":"IF(A4403=\"\",\"\",IF(AP4403=1,Summary!$G$11*(AO4403)/(IF(InteriorCalcType=1,'Building Area Method'!$BK$6,SUM('Space-by-Space Method'!$BO$4:$BO$78))+SUM('Exterior Lighting'!$BL$5:$BL$25)),0))","v":""},"","",null,null,null,{"$f":"IF(A4403=\"\",\"\",IF(START!$B$34=2,INDIRECT(\"'Exterior Lighting'!\"&SUBSTITUTE(ADDRESS(1,MOD(ROW(A4403)-3802,50)+9,4),\"1\",\"\")&ROUNDDOWN((ROW(A4403)-3802)/50,0)+5),\"\"))","v":""},"",{"$f":"IF(A4403=\"\",\"\",INDIRECT(\"'Exterior Lighting'!C\"&ROUNDDOWN((ROW(A4403)-3802)/50,0)+5))","v":""},"",{"$f":"IF(A4403=\"\",\"\",INDIRECT(\"'Fixture Schedule'!D\"&MOD(ROW(A4403)-3802,50)+9))","v":""},{"$f":"IF(A4403=\"\",\"\",IF(AR4403=\"\",\"\",INDIRECT(\"'Fixture Schedule'!K\"&MOD(ROW(A4403)-52,50)+9)))","v":""},{"$f":"IF(A4403=\"\",\"\",INDIRECT(\"'Exterior Lighting'!E\"&ROUNDDOWN((ROW(A4403)-3802)/50,0)+5))","v":""},{"$f":"IF(A4403=\"\",\"\",INDIRECT(\"'Fixture Schedule'!L\"&MOD(ROW(A4403)-52,50)+9))","v":""},null,null,null,null,null,null,null,null,null,null,null,null,null,{"$f":"INDIRECT(\"'Exterior Lighting'!\"&SUBSTITUTE(ADDRESS(1,MOD(ROW(A4403)-3802,50)+9,4),\"1\",\"\")&ROUNDDOWN((ROW(A4403)-3802)/50,0)+5)","v":0},{"$f":"LEFT(INDIRECT(\"'Exterior Lighting'!BH\"&ROUNDDOWN((ROW(A4403)-3802)/50,0)+5),3)","v":""},{"$f":"INDIRECT(\"'Fixture Schedule'!L\"&MOD(ROW(A4403)-52,50)+9)","v":0},{"$f":"INDIRECT(\"'Fixture Schedule'!O\"&MOD(ROW(A4403)-52,50)+9)","v":0},null,{"$f":"INDIRECT(\"'Fixture Schedule'!L\"&MOD(ROW(A4403)-52,50)+9)","v":0}]
[{"$f":"IF(OR(AM4408=0,AN4408=\"DNQ\")=TRUE,\"\",INDIRECT(\"'Fixture Schedule'!M\"&MOD(ROW(A4408)-3802,50)+9))","v":""},{"$f":"IF(A4408=\"\",\"\",INDIRECT(\"'Fixture Schedule'!E\"&MOD(ROW(A4408)-3802,50)+9))","v":""},{"$f":"IF(A4408=\"\",\"\",INDIRECT(\"'Fixture Schedule'!F\"&MOD(ROW(A4408)-3802,50)+9))","v":""},{"$f":"IF(A4408=\"\",\"\",INDIRECT(\"'Fixture Schedule'!L\"&MOD(ROW(A4408)-52,50)+9))","v":""},"",null,null,{"$f":"IF(A4408=\"\",\"\",IF(AP4408=1,Summary!$C$12*(AO4408)/(IF(InteriorCalcType=1,'Building Area Method'!$BK$6,SUM('Space-by-Space Method'!$BO$4:$BO$78))+SUM('Exterior Lighting'!$BL$5:$BL$25)),0))","v":""},{"$f":"IF(A4408=\"\",\"\",IF(START!$B$34=1,INDIRECT(\"'Exterior Lighting'!\"&SUBSTITUTE(ADDRESS(1,MOD(ROW(A4408)-3802,50)+9,4),\"1\",\"\")&ROUNDDOWN((ROW(A4408)-3802)/50,0)+5),\"\"))","v":""},{"$f":"IF(A4408=\"\",\"\",IF(AP4408=1,Summary!$F$11*(AO4408)/(IF(InteriorCalcType=1,'Building Area Method'!$BK$6,SUM('Space-by-Space Method'!$BO$4:$BO$78))+SUM('Exterior Lighting'!$BL$5:$BL$25)),0))","v":""},{"$f":"IF(A4408=\"\",\"\",IF(AP4408=1,Summary!$E$11*(AO4408)/(IF(InteriorCalcType=1,'Building Area Method'!$BK$6,SUM('Space-by-Space Method'!$BO$4:$BO$78))+SUM('Exterior Lighting'!$BL$5:$BL$25)),0))","v":""},{"$f":"IF(A4408=\"\",\"\",IF(AP4408=1,Summary!$G$11*(AO4408)/(IF(InteriorCalcType=1,'Building Area Method'!$BK$6,SUM('Space-by-Space Method'!$BO$4:$BO$78))+SUM('Exterior Lighting'!$BL$5:$BL$25)),0))","v":""},"","",null,null,null,{"$f":"IF(A4408=\"\",\"\",IF(START!$B$34=2,INDIRECT(\"'Exterior Lighting'!\"&SUBSTITUTE(ADDRESS(1,MOD(ROW(A4408)-3802,50)+9,4),\"1\",\"\")&ROUNDDOWN((ROW(A4408)-3802)/50,0)+5),\"\"))","v":""},"",{"$f":"IF(A4408=\"\",\"\",INDIRECT(\"'Exterior Lighting'!C\"&ROUNDDOWN((ROW(A4408)-3802)/50,0)+5))","v":""},"",{"$f":"IF(A4408=\"\",\"\",INDIRECT(\"'Fixture Schedule'!D\"&MOD(ROW(A4408)-3802,50)+9))","v":""},{"$f":"IF(A4408=\"\",\"\",IF(AR4408=\"\",\"\",INDIRECT(\"'Fixture Schedule'!K\"&MOD(ROW(A4408)-52,50)+9)))","v":""},{"$f":"IF(A4408=\"\",\"\",INDIRECT(\"'Exterior Lighting'!E\"&ROUNDDOWN((ROW(A4408)-3802)/50,0)+5))","v":""},{"$f":"IF(A4408=\"\",\"\",INDIRECT(\"'Fixture Schedule'!L\"&MOD(ROW(A4408)-52,50)+9))","v":""},null,null,null,null,null,null,null,null,null,null,null,null,null,{"$f":"INDIRECT(\"'Exterior Lighting'!\"&SUBSTITUTE(ADDRESS(1,MOD(ROW(A4408)-3802,50)+9,4),\"1\",\"\")&ROUNDDOWN((ROW(A4408)-3802)/50,0)+5)","v":0},{"$f":"LEFT(INDIRECT(\"'Exterior Lighting'!BH\"&ROUNDDOWN((ROW(A4408)-3802)/50,0)+5),3)","v":""},{"$f":"INDIRECT(\"'Fixture Schedule'!L\"&MOD(ROW(A4408)-52,50)+9)","v":0},{"$f":"INDIRECT(\"'Fixture Schedule'!O\"&MOD(ROW(A4408)-52,50)+9)","v":0},null,{"$f":"INDIRECT(\"'Fixture Schedule'!L\"&MOD(ROW(A4408)-52,50)+9)","v":0}]
[{"$f":"IF(OR(AM4414=0,AN4414=\"DNQ\")=TRUE,\"\",INDIRECT(\"'Fixture Schedule'!M\"&MOD(ROW(A4414)-3802,50)+9))","v":""},{"$f":"IF(A4414=\"\",\"\",INDIRECT(\"'Fixture Schedule'!E\"&MOD(ROW(A4414)-3802,50)+9))","v":""},{"$f":"IF(A4414=\"\",\"\",INDIRECT(\"'Fixture Schedule'!F\"&MOD(ROW(A4414)-3802,50)+9))","v":""},{"$f":"IF(A4414=\"\",\"\",INDIRECT(\"'Fixture Schedule'!L\"&MOD(ROW(A4414)-52,50)+9))","v":""},"",null,null,{"$f":"IF(A4414=\"\",\"\",IF(AP4414=1,Summary!$C$12*(AO4414)/(IF(InteriorCalcType=1,'Building Area Method'!$BK$6,SUM('Space-by-Space Method'!$BO$4:$BO$78))+SUM('Exterior Lighting'!$BL$5:$BL$25)),0))","v":""},{"$f":"IF(A4414=\"\",\"\",IF(START!$B$34=1,INDIRECT(\"'Exterior Lighting'!\"&SUBSTITUTE(ADDRESS(1,MOD(ROW(A4414)-3802,50)+9,4),\"1\",\"\")&ROUNDDOWN((ROW(A4414)-3802)/50,0)+5),\"\"))","v":""},{"$f":"IF(A4414=\"\",\"\",IF(AP4414=1,Summary!$F$11*(AO4414)/(IF(InteriorCalcType=1,'Building Area Method'!$BK$6,SUM('Space-by-Space Method'!$BO$4:$BO$78))+SUM('Exterior Lighting'!$BL$5:$BL$25)),0))","v":""},{"$f":"IF(A4414=\"\",\"\",IF(AP4414=1,Summary!$E$11*(AO4414)/(IF(InteriorCalcType=1,'Building Area Method'!$BK$6,SUM('Space-by-Space Method'!$BO$4:$BO$78))+SUM('Exterior Lighting'!$BL$5:$BL$25)),0))","v":""},{"$f":"IF(A4414=\"\",\"\",IF(AP4414=1,Summary!$G$11*(AO4414)/(IF(InteriorCalcType=1,'Building Area Method'!$BK$6,SUM('Space-by-Space Method'!$BO$4:$BO$78))+SUM('Exterior Lighting'!$BL$5:$BL$25)),0))","v":""},"","",null,null,null,{"$f":"IF(A4414=\"\",\"\",IF(START!$B$34=2,INDIRECT(\"'Exterior Lighting'!\"&SUBSTITUTE(ADDRESS(1,MOD(ROW(A4414)-3802,50)+9,4),\"1\",\"\")&ROUNDDOWN((ROW(A4414)-3802)/50,0)+5),\"\"))","v":""},"",{"$f":"IF(A4414=\"\",\"\",INDIRECT(\"'Exterior Lighting'!C\"&ROUNDDOWN((ROW(A4414)-3802)/50,0)+5))","v":""},"",{"$f":"IF(A4414=\"\",\"\",INDIRECT(\"'Fixture Schedule'!D\"&MOD(ROW(A4414)-3802,50)+9))","v":""},{"$f":"IF(A4414=\"\",\"\",IF(AR4414=\"\",\"\",INDIRECT(\"'Fixture Schedule'!K\"&MOD(ROW(A4414)-52,50)+9)))","v":""},{"$f":"IF(A4414=\"\",\"\",INDIRECT(\"'Exterior Lighting'!E\"&ROUNDDOWN((ROW(A4414)-3802)/50,0)+5))","v":""},{"$f":"IF(A4414=\"\",\"\",INDIRECT(\"'Fixture Schedule'!L\"&MOD(ROW(A4414)-52,50)+9))","v":""},null,null,null,null,null,null,null,null,null,null,null,null,null,{"$f":"INDIRECT(\"'Exterior Lighting'!\"&SUBSTITUTE(ADDRESS(1,MOD(ROW(A4414)-3802,50)+9,4),\"1\",\"\")&ROUNDDOWN((ROW(A4414)-3802)/50,0)+5)","v":0},{"$f":"LEFT(INDIRECT(\"'Exterior Lighting'!BH\"&ROUNDDOWN((ROW(A4414)-3802)/50,0)+5),3)","v":""},{"$f":"INDIRECT(\"'Fixture Schedule'!L\"&MOD(ROW(A4414)-52,50)+9)","v":0},{"$f":"INDIRECT(\"'Fixture Schedule'!O\"&MOD(ROW(A4414)-52,50)+9)","v":0},null,{"$f":"INDIRECT(\"'Fixture Schedule'!L\"&MOD(ROW(A4414)-52,50)+9)","v":0}]
[{"$f":"IF(OR(AM4426=0,AN4426=\"DNQ\")=TRUE,\"\",INDIRECT(\"'Fixture Schedule'!M\"&MOD(ROW(A4426)-3802,50)+9))","v":""},{"$f":"IF(A4426=\"\",\"\",INDIRECT(\"'Fixture Schedule'!E\"&MOD(ROW(A4426)-3802,50)+9))","v":""},{"$f":"IF(A4426=\"\",\"\",INDIRECT(\"'Fixture Schedule'!F\"&MOD(ROW(A4426)-3802,50)+9))","v":""},{"$f":"IF(A4426=\"\",\"\",INDIRECT(\"'Fixture Schedule'!L\"&MOD(ROW(A4426)-52,50)+9))","v":""},"",null,null,{"$f":"IF(A4426=\"\",\"\",IF(AP4426=1,Summary!$C$12*(AO4426)/(IF(InteriorCalcType=1,'Building Area Method'!$BK$6,SUM('Space-by-Space Method'!$BO$4:$BO$78))+SUM('Exterior Lighting'!$BL$5:$BL$25)),0))","v":""},{"$f":"IF(A4426=\"\",\"\",IF(START!$B$34=1,INDIRECT(\"'Exterior Lighting'!\"&SUBSTITUTE(ADDRESS(1,MOD(ROW(A4426)-3802,50)+9,4),\"1\",\"\")&ROUNDDOWN((ROW(A4426)-3802)/50,0)+5),\"\"))","v":""},{"$f":"IF(A4426=\"\",\"\",IF(AP4426=1,Summary!$F$11*(AO4426)/(IF(InteriorCalcType=1,'Building Area Method'!$BK$6,SUM('Space-by-Space Method'!$BO$4:$BO$78))+SUM('Exterior Lighting'!$BL$5:$BL$25)),0))","v":""},{"$f":"IF(A4426=\"\",\"\",IF(AP4426=1,Summary!$E$11*(AO4426)/(IF(InteriorCalcType=1,'Building Area Method'!$BK$6,SUM('Space-by-Space Method'!$BO$4:$BO$78))+SUM('Exterior Lighting'!$BL$5:$BL$25)),0))","v":""},{"$f":"IF(A4426=\"\",\"\",IF(AP4426=1,Summary!$G$11*(AO4426)/(IF(InteriorCalcType=1,'Building Area Method'!$BK$6,SUM('Space-by-Space Method'!$BO$4:$BO$78))+SUM('Exterior Lighting'!$BL$5:$BL$25)),0))","v":""},"","",null,null,null,{"$f":"IF(A4426=\"\",\"\",IF(START!$B$34=2,INDIRECT(\"'Exterior Lighting'!\"&SUBSTITUTE(ADDRESS(1,MOD(ROW(A4426)-3802,50)+9,4),\"1\",\"\")&ROUNDDOWN((ROW(A4426)-3802)/50,0)+5),\"\"))","v":""},"",{"$f":"IF(A4426=\"\",\"\",INDIRECT(\"'Exterior Lighting'!C\"&ROUNDDOWN((ROW(A4426)-3802)/50,0)+5))","v":""},"",{"$f":"IF(A4426=\"\",\"\",INDIRECT(\"'Fixture Schedule'!D\"&MOD(ROW(A4426)-3802,50)+9))","v":""},{"$f":"IF(A4426=\"\",\"\",IF(AR4426=\"\",\"\",INDIRECT(\"'Fixture Schedule'!K\"&MOD(ROW(A4426)-52,50)+9)))","v":""},{"$f":"IF(A4426=\"\",\"\",INDIRECT(\"'Exterior Lighting'!E\"&ROUNDDOWN((ROW(A4426)-3802)/50,0)+5))","v":""},{"$f":"IF(A4426=\"\",\"\",INDIRECT(\"'Fixture Schedule'!L\"&MOD(ROW(A4426)-52,50)+9))","v":""},null,null,null,null,null,null,null,null,null,null,null,null,null,{"$f":"INDIRECT(\"'Exterior Lighting'!\"&SUBSTITUTE(ADDRESS(1,MOD(ROW(A4426)-3802,50)+9,4),\"1\",\"\")&ROUNDDOWN((ROW(A4426)-3802)/50,0)+5)","v":0},{"$f":"LEFT(INDIRECT(\"'Exterior Lighting'!BH\"&ROUNDDOWN((ROW(A4426)-3802)/50,0)+5),3)","v":""},{"$f":"INDIRECT(\"'Fixture Schedule'!L\"&MOD(ROW(A4426)-52,50)+9)","v":0},{"$f":"INDIRECT(\"'Fixture Schedule'!O\"&MOD(ROW(A4426)-52,50)+9)","v":0},null,{"$f":"INDIRECT(\"'Fixture Schedule'!L\"&MOD(ROW(A4426)-52,50)+9)","v":0}]
[{"$f":"IF(OR(AM4433=0,AN4433=\"DNQ\")=TRUE,\"\",INDIRECT(\"'Fixture Schedule'!M\"&MOD(ROW(A4433)-3802,50)+9))","v":""},{"$f":"IF(A4433=\"\",\"\",INDIRECT(\"'Fixture Schedule'!E\"&MOD(ROW(A4433)-3802,50)+9))","v":""},{"$f":"IF(A4433=\"\",\"\",INDIRECT(\"'Fixture Schedule'!F\"&MOD(ROW(A4433)-3802,50)+9))","v":""},{"$f":"IF(A4433=\"\",\"\",INDIRECT(\"'Fixture Schedule'!L\"&MOD(ROW(A4433)-52,50)+9))","v":""},"",null,null,{"$f":"IF(A4433=\"\",\"\",IF(AP4433=1,Summary!$C$12*(AO4433)/(IF(InteriorCalcType=1,'Building Area Method'!$BK$6,SUM('Space-by-Space Method'!$BO$4:$BO$78))+SUM('Exterior Lighting'!$BL$5:$BL$25)),0))","v":""},{"$f":"IF(A4433=\"\",\"\",IF(START!$B$34=1,INDIRECT(\"'Exterior Lighting'!\"&SUBSTITUTE(ADDRESS(1,MOD(ROW(A4433)-3802,50)+9,4),\"1\",\"\")&ROUNDDOWN((ROW(A4433)-3802)/50,0)+5),\"\"))","v":""},{"$f":"IF(A4433=\"\",\"\",IF(AP4433=1,Summary!$F$11*(AO4433)/(IF(InteriorCalcType=1,'Building Area Method'!$BK$6,SUM('Space-by-Space Method'!$BO$4:$BO$78))+SUM('Exterior Lighting'!$BL$5:$BL$25)),0))","v":""},{"$f":"IF(A4433=\"\",\"\",IF(AP4433=1,Summary!$E$11*(AO4433)/(IF(InteriorCalcType=1,'Building Area Method'!$BK$6,SUM('Space-by-Space Method'!$BO$4:$BO$78))+SUM('Exterior Lighting'!$BL$5:$BL$25)),0))","v":""},{"$f":"IF(A4433=\"\",\"\",IF(AP4433=1,Summary!$G$11*(AO4433)/(IF(InteriorCalcType=1,'Building Area Method'!$BK$6,SUM('Space-by-Space Method'!$BO$4:$BO$78))+SUM('Exterior Lighting'!$BL$5:$BL$25)),0))","v":""},"","",null,null,null,{"$f":"IF(A4433=\"\",\"\",IF(START!$B$34=2,INDIRECT(\"'Exterior Lighting'!\"&SUBSTITUTE(ADDRESS(1,MOD(ROW(A4433)-3802,50)+9,4),\"1\",\"\")&ROUNDDOWN((ROW(A4433)-3802)/50,0)+5),\"\"))","v":""},"",{"$f":"IF(A4433=\"\",\"\",INDIRECT(\"'Exterior Lighting'!C\"&ROUNDDOWN((ROW(A4433)-3802)/50,0)+5))","v":""},"",{"$f":"IF(A4433=\"\",\"\",INDIRECT(\"'Fixture Schedule'!D\"&MOD(ROW(A4433)-3802,50)+9))","v":""},{"$f":"IF(A4433=\"\",\"\",IF(AR4433=\"\",\"\",INDIRECT(\"'Fixture Schedule'!K\"&MOD(ROW(A4433)-52,50)+9)))","v":""},{"$f":"IF(A4433=\"\",\"\",INDIRECT(\"'Exterior Lighting'!E\"&ROUNDDOWN((ROW(A4433)-3802)/50,0)+5))","v":""},{"$f":"IF(A4433=\"\",\"\",INDIRECT(\"'Fixture Schedule'!L\"&MOD(ROW(A4433)-52,50)+9))","v":""},null,null,null,null,null,null,null,null,null,null,null,null,null,{"$f":"INDIRECT(\"'Exterior Lighting'!\"&SUBSTITUTE(ADDRESS(1,MOD(ROW(A4433)-3802,50)+9,4),\"1\",\"\")&ROUNDDOWN((ROW(A4433)-3802)/50,0)+5)","v":0},{"$f":"LEFT(INDIRECT(\"'Exterior Lighting'!BH\"&ROUNDDOWN((ROW(A4433)-3802)/50,0)+5),3)","v":""},{"$f":"INDIRECT(\"'Fixture Schedule'!L\"&MOD(ROW(A4433)-52,50)+9)","v":0},{"$f":"INDIRECT(\"'Fixture Schedule'!O\"&MOD(ROW(A4433)-52,50)+9)","v":0},null,{"$f":"INDIRECT(\"'Fixture Schedule'!L\"&MOD(ROW(A4433)-52,50)+9)","v":0}]
[{"$f":"IF(OR(AM4440=0,AN4440=\"DNQ\")=TRUE,\"\",INDIRECT(\"'Fixture Schedule'!M\"&MOD(ROW(A4440)-3802,50)+9))","v":""},{"$f":"IF(A4440=\"\",\"\",INDIRECT(\"'Fixture Schedule'!E\"&MOD(ROW(A4440)-3802,50)+9))","v":""},{"$f":"IF(A4440=\"\",\"\",INDIRECT(\"'Fixture Schedule'!F\"&MOD(ROW(A4440)-3802,50)+9))","v":""},{"$f":"IF(A4440=\"\",\"\",INDIRECT(\"'Fixture Schedule'!L\"&MOD(ROW(A4440)-52,50)+9))","v":""},"",null,null,{"$f":"IF(A4440=\"\",\"\",IF(AP4440=1,Summary!$C$12*(AO4440)/(IF(InteriorCalcType=1,'Building Area Method'!$BK$6,SUM('Space-by-Space Method'!$BO$4:$BO$78))+SUM('Exterior Lighting'!$BL$5:$BL$25)),0))","v":""},{"$f":"IF(A4440=\"\",\"\",IF(START!$B$34=1,INDIRECT(\"'Exterior Lighting'!\"&SUBSTITUTE(ADDRESS(1,MOD(ROW(A4440)-3802,50)+9,4),\"1\",\"\")&ROUNDDOWN((ROW(A4440)-3802)/50,0)+5),\"\"))","v":""},{"$f":"IF(A4440=\"\",\"\",IF(AP4440=1,Summary!$F$11*(AO4440)/(IF(InteriorCalcType=1,'Building Area Method'!$BK$6,SUM('Space-by-Space Method'!$BO$4:$BO$78))+SUM('Exterior Lighting'!$BL$5:$BL$25)),0))","v":""},{"$f":"IF(A4440=\"\",\"\",IF(AP4440=1,Summary!$E$11*(AO4440)/(IF(InteriorCalcType=1,'Building Area Method'!$BK$6,SUM('Space-by-Space Method'!$BO$4:$BO$78))+SUM('Exterior Lighting'!$BL$5:$BL$25)),0))","v":""},{"$f":"IF(A4440=\"\",\"\",IF(AP4440=1,Summary!$G$11*(AO4440)/(IF(InteriorCalcType=1,'Building Area Method'!$BK$6,SUM('Space-by-Space Method'!$BO$4:$BO$78))+SUM('Exterior Lighting'!$BL$5:$BL$25)),0))","v":""},"","",null,null,null,{"$f":"IF(A4440=\"\",\"\",IF(START!$B$34=2,INDIRECT(\"'Exterior Lighting'!\"&SUBSTITUTE(ADDRESS(1,MOD(ROW(A4440)-3802,50)+9,4),\"1\",\"\")&ROUNDDOWN((ROW(A4440)-3802)/50,0)+5),\"\"))","v":""},"",{"$f":"IF(A4440=\"\",\"\",INDIRECT(\"'Exterior Lighting'!C\"&ROUNDDOWN((ROW(A4440)-3802)/50,0)+5))","v":""},"",{"$f":"IF(A4440=\"\",\"\",INDIRECT(\"'Fixture Schedule'!D\"&MOD(ROW(A4440)-3802,50)+9))","v":""},{"$f":"IF(A4440=\"\",\"\",IF(AR4440=\"\",\"\",INDIRECT(\"'Fixture Schedule'!K\"&MOD(ROW(A4440)-52,50)+9)))","v":""},{"$f":"IF(A4440=\"\",\"\",INDIRECT(\"'Exterior Lighting'!E\"&ROUNDDOWN((ROW(A4440)-3802)/50,0)+5))","v":""},{"$f":"IF(A4440=\"\",\"\",INDIRECT(\"'Fixture Schedule'!L\"&MOD(ROW(A4440)-52,50)+9))","v":""},null,null,null,null,null,null,null,null,null,null,null,null,null,{"$f":"INDIRECT(\"'Exterior Lighting'!\"&SUBSTITUTE(ADDRESS(1,MOD(ROW(A4440)-3802,50)+9,4),\"1\",\"\")&ROUNDDOWN((ROW(A4440)-3802)/50,0)+5)","v":0},{"$f":"LEFT(INDIRECT(\"'Exterior Lighting'!BH\"&ROUNDDOWN((ROW(A4440)-3802)/50,0)+5),3)","v":""},{"$f":"INDIRECT(\"'Fixture Schedule'!L\"&MOD(ROW(A4440)-52,50)+9)","v":0},{"$f":"INDIRECT(\"'Fixture Schedule'!O\"&MOD(ROW(A4440)-52,50)+9)","v":0},null,{"$f":"INDIRECT(\"'Fixture Schedule'!L\"&MOD(ROW(A4440)-52,50)+9)","v":0}]
[{"$f":"IF(OR(AM4452=0,AN4452=\"DNQ\")=TRUE,\"\",INDIRECT(\"'Fixture Schedule'!M\"&MOD(ROW(A4452)-3802,50)+9))","v":""},{"$f":"IF(A4452=\"\",\"\",INDIRECT(\"'Fixture Schedule'!E\"&MOD(ROW(A4452)-3802,50)+9))","v":""},{"$f":"IF(A4452=\"\",\"\",INDIRECT(\"'Fixture Schedule'!F\"&MOD(ROW(A4452)-3802,50)+9))","v":""},{"$f":"IF(A4452=\"\",\"\",INDIRECT(\"'Fixture Schedule'!L\"&MOD(ROW(A4452)-52,50)+9))","v":""},"",null,null,{"$f":"IF(A4452=\"\",\"\",IF(AP4452=1,Summary!$C$12*(AO4452)/(IF(InteriorCalcType=1,'Building Area Method'!$BK$6,SUM('Space-by-Space Method'!$BO$4:$BO$78))+SUM('Exterior Lighting'!$BL$5:$BL$25)),0))","v":""},{"$f":"IF(A4452=\"\",\"\",IF(START!$B$34=1,INDIRECT(\"'Exterior Lighting'!\"&SUBSTITUTE(ADDRESS(1,MOD(ROW(A4452)-3802,50)+9,4),\"1\",\"\")&ROUNDDOWN((ROW(A4452)-3802)/50,0)+5),\"\"))","v":""},{"$f":"IF(A4452=\"\",\"\",IF(AP4452=1,Summary!$F$11*(AO4452)/(IF(InteriorCalcType=1,'Building Area Method'!$BK$6,SUM('Space-by-Space Method'!$BO$4:$BO$78))+SUM('Exterior Lighting'!$BL$5:$BL$25)),0))","v":""},{"$f":"IF(A4452=\"\",\"\",IF(AP4452=1,Summary!$E$11*(AO4452)/(IF(InteriorCalcType=1,'Building Area Method'!$BK$6,SUM('Space-by-Space Method'!$BO$4:$BO$78))+SUM('Exterior Lighting'!$BL$5:$BL$25)),0))","v":""},{"$f":"IF(A4452=\"\",\"\",IF(AP4452=1,Summary!$G$11*(AO4452)/(IF(InteriorCalcType=1,'Building Area Method'!$BK$6,SUM('Space-by-Space Method'!$BO$4:$BO$78))+SUM('Exterior Lighting'!$BL$5:$BL$25)),0))","v":""},"","",null,null,null,{"$f":"IF(A4452=\"\",\"\",IF(START!$B$34=2,INDIRECT(\"'Exterior Lighting'!\"&SUBSTITUTE(ADDRESS(1,MOD(ROW(A4452)-3802,50)+9,4),\"1\",\"\")&ROUNDDOWN((ROW(A4452)-3802)/50,0)+5),\"\"))","v":""},"",{"$f":"IF(A4452=\"\",\"\",INDIRECT(\"'Exterior Lighting'!C\"&ROUNDDOWN((ROW(A4452)-3802)/50,0)+5))","v":""},"",{"$f":"IF(A4452=\"\",\"\",INDIRECT(\"'Fixture Schedule'!D\"&MOD(ROW(A4452)-3802,50)+9))","v":""},{"$f":"IF(A4452=\"\",\"\",IF(AR4452=\"\",\"\",INDIRECT(\"'Fixture Schedule'!K\"&MOD(ROW(A4452)-52,50)+9)))","v":""},{"$f":"IF(A4452=\"\",\"\",INDIRECT(\"'Exterior Lighting'!E\"&ROUNDDOWN((ROW(A4452)-3802)/50,0)+5))","v":""},{"$f":"IF(A4452=\"\",\"\",INDIRECT(\"'Fixture Schedule'!L\"&MOD(ROW(A4452)-52,50)+9))","v":""},null,null,null,null,null,null,null,null,null,null,null,null,null,{"$f":"INDIRECT(\"'Exterior Lighting'!\"&SUBSTITUTE(ADDRESS(1,MOD(ROW(A4452)-3802,50)+9,4),\"1\",\"\")&ROUNDDOWN((ROW(A4452)-3802)/50,0)+5)","v":0},{"$f":"LEFT(INDIRECT(\"'Exterior Lighting'!BH\"&ROUNDDOWN((ROW(A4452)-3802)/50,0)+5),3)","v":""},{"$f":"INDIRECT(\"'Fixture Schedule'!L\"&MOD(ROW(A4452)-52,50)+9)","v":0},{"$f":"INDIRECT(\"'Fixture Schedule'!O\"&MOD(ROW(A4452)-52,50)+9)","v":0},null,{"$f":"INDIRECT(\"'Fixture Schedule'!L\"&MOD(ROW(A4452)-52,50)+9)","v":0}]
[{"$f":"IF(OR(AM4461=0,AN4461=\"DNQ\")=TRUE,\"\",INDIRECT(\"'Fixture Schedule'!M\"&MOD(ROW(A4461)-3802,50)+9))","v":""},{"$f":"IF(A4461=\"\",\"\",INDIRECT(\"'Fixture Schedule'!E\"&MOD(ROW(A4461)-3802,50)+9))","v":""},{"$f":"IF(A4461=\"\",\"\",INDIRECT(\"'Fixture Schedule'!F\"&MOD(ROW(A4461)-3802,50)+9))","v":""},{"$f":"IF(A4461=\"\",\"\",INDIRECT(\"'Fixture Schedule'!L\"&MOD(ROW(A4461)-52,50)+9))","v":""},"",null,null,{"$f":"IF(A4461=\"\",\"\",IF(AP4461=1,Summary!$C$12*(AO4461)/(IF(InteriorCalcType=1,'Building Area Method'!$BK$6,SUM('Space-by-Space Method'!$BO$4:$BO$78))+SUM('Exterior Lighting'!$BL$5:$BL$25)),0))","v":""},{"$f":"IF(A4461=\"\",\"\",IF(START!$B$34=1,INDIRECT(\"'Exterior Lighting'!\"&SUBSTITUTE(ADDRESS(1,MOD(ROW(A4461)-3802,50)+9,4),\"1\",\"\")&ROUNDDOWN((ROW(A4461)-3802)/50,0)+5),\"\"))","v":""},{"$f":"IF(A4461=\"\",\"\",IF(AP4461=1,Summary!$F$11*(AO4461)/(IF(InteriorCalcType=1,'Building Area Method'!$BK$6,SUM('Space-by-Space Method'!$BO$4:$BO$78))+SUM('Exterior Lighting'!$BL$5:$BL$25)),0))","v":""},{"$f":"IF(A4461=\"\",\"\",IF(AP4461=1,Summary!$E$11*(AO4461)/(IF(InteriorCalcType=1,'Building Area Method'!$BK$6,SUM('Space-by-Space Method'!$BO$4:$BO$78))+SUM('Exterior Lighting'!$BL$5:$BL$25)),0))","v":""},{"$f":"IF(A4461=\"\",\"\",IF(AP4461=1,Summary!$G$11*(AO4461)/(IF(InteriorCalcType=1,'Building Area Method'!$BK$6,SUM('Space-by-Space Method'!$BO$4:$BO$78))+SUM('Exterior Lighting'!$BL$5:$BL$25)),0))","v":""},"","",null,null,null,{"$f":"IF(A4461=\"\",\"\",IF(START!$B$34=2,INDIRECT(\"'Exterior Lighting'!\"&SUBSTITUTE(ADDRESS(1,MOD(ROW(A4461)-3802,50)+9,4),\"1\",\"\")&ROUNDDOWN((ROW(A4461)-3802)/50,0)+5),\"\"))","v":""},"",{"$f":"IF(A4461=\"\",\"\",INDIRECT(\"'Exterior Lighting'!C\"&ROUNDDOWN((ROW(A4461)-3802)/50,0)+5))","v":""},"",{"$f":"IF(A4461=\"\",\"\",INDIRECT(\"'Fixture Schedule'!D\"&MOD(ROW(A4461)-3802,50)+9))","v":""},{"$f":"IF(A4461=\"\",\"\",IF(AR4461=\"\",\"\",INDIRECT(\"'Fixture Schedule'!K\"&MOD(ROW(A4461)-52,50)+9)))","v":""},{"$f":"IF(A4461=\"\",\"\",INDIRECT(\"'Exterior Lighting'!E\"&ROUNDDOWN((ROW(A4461)-3802)/50,0)+5))","v":""},{"$f":"IF(A4461=\"\",\"\",INDIRECT(\"'Fixture Schedule'!L\"&MOD(ROW(A4461)-52,50)+9))","v":""},null,null,null,null,null,null,null,null,null,null,null,null,null,{"$f":"INDIRECT(\"'Exterior Lighting'!\"&SUBSTITUTE(ADDRESS(1,MOD(ROW(A4461)-3802,50)+9,4),\"1\",\"\")&ROUNDDOWN((ROW(A4461)-3802)/50,0)+5)","v":0},{"$f":"LEFT(INDIRECT(\"'Exterior Lighting'!BH\"&ROUNDDOWN((ROW(A4461)-3802)/50,0)+5),3)","v":""},{"$f":"INDIRECT(\"'Fixture Schedule'!L\"&MOD(ROW(A4461)-52,50)+9)","v":0},{"$f":"INDIRECT(\"'Fixture Schedule'!O\"&MOD(ROW(A4461)-52,50)+9)","v":0},null,{"$f":"INDIRECT(\"'Fixture Schedule'!L\"&MOD(ROW(A4461)-52,50)+9)","v":0}]
[{"$f":"IF(OR(AM4464=0,AN4464=\"DNQ\")=TRUE,\"\",INDIRECT(\"'Fixture Schedule'!M\"&MOD(ROW(A4464)-3802,50)+9))","v":""},{"$f":"IF(A4464=\"\",\"\",INDIRECT(\"'Fixture Schedule'!E\"&MOD(ROW(A4464)-3802,50)+9))","v":""},{"$f":"IF(A4464=\"\",\"\",INDIRECT(\"'Fixture Schedule'!F\"&MOD(ROW(A4464)-3802,50)+9))","v":""},{"$f":"IF(A4464=\"\",\"\",INDIRECT(\"'Fixture Schedule'!L\"&MOD(ROW(A4464)-52,50)+9))","v":""},"",null,null,{"$f":"IF(A4464=\"\",\"\",IF(AP4464=1,Summary!$C$12*(AO4464)/(IF(InteriorCalcType=1,'Building Area Method'!$BK$6,SUM('Space-by-Space Method'!$BO$4:$BO$78))+SUM('Exterior Lighting'!$BL$5:$BL$25)),0))","v":""},{"$f":"IF(A4464=\"\",\"\",IF(START!$B$34=1,INDIRECT(\"'Exterior Lighting'!\"&SUBSTITUTE(ADDRESS(1,MOD(ROW(A4464)-3802,50)+9,4),\"1\",\"\")&ROUNDDOWN((ROW(A4464)-3802)/50,0)+5),\"\"))","v":""},{"$f":"IF(A4464=\"\",\"\",IF(AP4464=1,Summary!$F$11*(AO4464)/(IF(InteriorCalcType=1,'Building Area Method'!$BK$6,SUM('Space-by-Space Method'!$BO$4:$BO$78))+SUM('Exterior Lighting'!$BL$5:$BL$25)),0))","v":""},{"$f":"IF(A4464=\"\",\"\",IF(AP4464=1,Summary!$E$11*(AO4464)/(IF(InteriorCalcType=1,'Building Area Method'!$BK$6,SUM('Space-by-Space Method'!$BO$4:$BO$78))+SUM('Exterior Lighting'!$BL$5:$BL$25)),0))","v":""},{"$f":"IF(A4464=\"\",\"\",IF(AP4464=1,Summary!$G$11*(AO4464)/(IF(InteriorCalcType=1,'Building Area Method'!$BK$6,SUM('Space-by-Space Method'!$BO$4:$BO$78))+SUM('Exterior Lighting'!$BL$5:$BL$25)),0))","v":""},"","",null,null,null,{"$f":"IF(A4464=\"\",\"\",IF(START!$B$34=2,INDIRECT(\"'Exterior Lighting'!\"&SUBSTITUTE(ADDRESS(1,MOD(ROW(A4464)-3802,50)+9,4),\"1\",\"\")&ROUNDDOWN((ROW(A4464)-3802)/50,0)+5),\"\"))","v":""},"",{"$f":"IF(A4464=\"\",\"\",INDIRECT(\"'Exterior Lighting'!C\"&ROUNDDOWN((ROW(A4464)-3802)/50,0)+5))","v":""},"",{"$f":"IF(A4464=\"\",\"\",INDIRECT(\"'Fixture Schedule'!D\"&MOD(ROW(A4464)-3802,50)+9))","v":""},{"$f":"IF(A4464=\"\",\"\",IF(AR4464=\"\",\"\",INDIRECT(\"'Fixture Schedule'!K\"&MOD(ROW(A4464)-52,50)+9)))","v":""},{"$f":"IF(A4464=\"\",\"\",INDIRECT(\"'Exterior Lighting'!E\"&ROUNDDOWN((ROW(A4464)-3802)/50,0)+5))","v":""},{"$f":"IF(A4464=\"\",\"\",INDIRECT(\"'Fixture Schedule'!L\"&MOD(ROW(A4464)-52,50)+9))","v":""},null,null,null,null,null,null,null,null,null,null,null,null,null,{"$f":"INDIRECT(\"'Exterior Lighting'!\"&SUBSTITUTE(ADDRESS(1,MOD(ROW(A4464)-3802,50)+9,4),\"1\",\"\")&ROUNDDOWN((ROW(A4464)-3802)/50,0)+5)","v":0},{"$f":"LEFT(INDIRECT(\"'Exterior Lighting'!BH\"&ROUNDDOWN((ROW(A4464)-3802)/50,0)+5),3)","v":""},{"$f":"INDIRECT(\"'Fixture Schedule'!L\"&MOD(ROW(A4464)-52,50)+9)","v":0},{"$f":"INDIRECT(\"'Fixture Schedule'!O\"&MOD(ROW(A4464)-52,50)+9)","v":0},null,{"$f":"INDIRECT(\"'Fixture Schedule'!L\"&MOD(ROW(A4464)-52,50)+9)","v":0}]
[{"$f":"IF(OR(AM4480=0,AN4480=\"DNQ\")=TRUE,\"\",INDIRECT(\"'Fixture Schedule'!M\"&MOD(ROW(A4480)-3802,50)+9))","v":""},{"$f":"IF(A4480=\"\",\"\",INDIRECT(\"'Fixture Schedule'!E\"&MOD(ROW(A4480)-3802,50)+9))","v":""},{"$f":"IF(A4480=\"\",\"\",INDIRECT(\"'Fixture Schedule'!F\"&MOD(ROW(A4480)-3802,50)+9))","v":""},{"$f":"IF(A4480=\"\",\"\",INDIRECT(\"'Fixture Schedule'!L\"&MOD(ROW(A4480)-52,50)+9))","v":""},"",null,null,{"$f":"IF(A4480=\"\",\"\",IF(AP4480=1,Summary!$C$12*(AO4480)/(IF(InteriorCalcType=1,'Building Area Method'!$BK$6,SUM('Space-by-Space Method'!$BO$4:$BO$78))+SUM('Exterior Lighting'!$BL$5:$BL$25)),0))","v":""},{"$f":"IF(A4480=\"\",\"\",IF(START!$B$34=1,INDIRECT(\"'Exterior Lighting'!\"&SUBSTITUTE(ADDRESS(1,MOD(ROW(A4480)-3802,50)+9,4),\"1\",\"\")&ROUNDDOWN((ROW(A4480)-3802)/50,0)+5),\"\"))","v":""},{"$f":"IF(A4480=\"\",\"\",IF(AP4480=1,Summary!$F$11*(AO4480)/(IF(InteriorCalcType=1,'Building Area Method'!$BK$6,SUM('Space-by-Space Method'!$BO$4:$BO$78))+SUM('Exterior Lighting'!$BL$5:$BL$25)),0))","v":""},{"$f":"IF(A4480=\"\",\"\",IF(AP4480=1,Summary!$E$11*(AO4480)/(IF(InteriorCalcType=1,'Building Area Method'!$BK$6,SUM('Space-by-Space Method'!$BO$4:$BO$78))+SUM('Exterior Lighting'!$BL$5:$BL$25)),0))","v":""},{"$f":"IF(A4480=\"\",\"\",IF(AP4480=1,Summary!$G$11*(AO4480)/(IF(InteriorCalcType=1,'Building Area Method'!$BK$6,SUM('Space-by-Space Method'!$BO$4:$BO$78))+SUM('Exterior Lighting'!$BL$5:$BL$25)),0))","v":""},"","",null,null,null,{"$f":"IF(A4480=\"\",\"\",IF(START!$B$34=2,INDIRECT(\"'Exterior Lighting'!\"&SUBSTITUTE(ADDRESS(1,MOD(ROW(A4480)-3802,50)+9,4),\"1\",\"\")&ROUNDDOWN((ROW(A4480)-3802)/50,0)+5),\"\"))","v":""},"",{"$f":"IF(A4480=\"\",\"\",INDIRECT(\"'Exterior Lighting'!C\"&ROUNDDOWN((ROW(A4480)-3802)/50,0)+5))","v":""},"",{"$f":"IF(A4480=\"\",\"\",INDIRECT(\"'Fixture Schedule'!D\"&MOD(ROW(A4480)-3802,50)+9))","v":""},{"$f":"IF(A4480=\"\",\"\",IF(AR4480=\"\",\"\",INDIRECT(\"'Fixture Schedule'!K\"&MOD(ROW(A4480)-52,50)+9)))","v":""},{"$f":"IF(A4480=\"\",\"\",INDIRECT(\"'Exterior Lighting'!E\"&ROUNDDOWN((ROW(A4480)-3802)/50,0)+5))","v":""},{"$f":"IF(A4480=\"\",\"\",INDIRECT(\"'Fixture Schedule'!L\"&MOD(ROW(A4480)-52,50)+9))","v":""},null,null,null,null,null,null,null,null,null,null,null,null,null,{"$f":"INDIRECT(\"'Exterior Lighting'!\"&SUBSTITUTE(ADDRESS(1,MOD(ROW(A4480)-3802,50)+9,4),\"1\",\"\")&ROUNDDOWN((ROW(A4480)-3802)/50,0)+5)","v":0},{"$f":"LEFT(INDIRECT(\"'Exterior Lighting'!BH\"&ROUNDDOWN((ROW(A4480)-3802)/50,0)+5),3)","v":""},{"$f":"INDIRECT(\"'Fixture Schedule'!L\"&MOD(ROW(A4480)-52,50)+9)","v":0},{"$f":"INDIRECT(\"'Fixture Schedule'!O\"&MOD(ROW(A4480)-52,50)+9)","v":0},null,{"$f":"INDIRECT(\"'Fixture Schedule'!L\"&MOD(ROW(A4480)-52,50)+9)","v":0}]
[{"$f":"IF(OR(AM4487=0,AN4487=\"DNQ\")=TRUE,\"\",INDIRECT(\"'Fixture Schedule'!M\"&MOD(ROW(A4487)-3802,50)+9))","v":""},{"$f":"IF(A4487=\"\",\"\",INDIRECT(\"'Fixture Schedule'!E\"&MOD(ROW(A4487)-3802,50)+9))","v":""},{"$f":"IF(A4487=\"\",\"\",INDIRECT(\"'Fixture Schedule'!F\"&MOD(ROW(A4487)-3802,50)+9))","v":""},{"$f":"IF(A4487=\"\",\"\",INDIRECT(\"'Fixture Schedule'!L\"&MOD(ROW(A4487)-52,50)+9))","v":""},"",null,null,{"$f":"IF(A4487=\"\",\"\",IF(AP4487=1,Summary!$C$12*(AO4487)/(IF(InteriorCalcType=1,'Building Area Method'!$BK$6,SUM('Space-by-Space Method'!$BO$4:$BO$78))+SUM('Exterior Lighting'!$BL$5:$BL$25)),0))","v":""},{"$f":"IF(A4487=\"\",\"\",IF(START!$B$34=1,INDIRECT(\"'Exterior Lighting'!\"&SUBSTITUTE(ADDRESS(1,MOD(ROW(A4487)-3802,50)+9,4),\"1\",\"\")&ROUNDDOWN((ROW(A4487)-3802)/50,0)+5),\"\"))","v":""},{"$f":"IF(A4487=\"\",\"\",IF(AP4487=1,Summary!$F$11*(AO4487)/(IF(InteriorCalcType=1,'Building Area Method'!$BK$6,SUM('Space-by-Space Method'!$BO$4:$BO$78))+SUM('Exterior Lighting'!$BL$5:$BL$25)),0))","v":""},{"$f":"IF(A4487=\"\",\"\",IF(AP4487=1,Summary!$E$11*(AO4487)/(IF(InteriorCalcType=1,'Building Area Method'!$BK$6,SUM('Space-by-Space Method'!$BO$4:$BO$78))+SUM('Exterior Lighting'!$BL$5:$BL$25)),0))","v":""},{"$f":"IF(A4487=\"\",\"\",IF(AP4487=1,Summary!$G$11*(AO4487)/(IF(InteriorCalcType=1,'Building Area Method'!$BK$6,SUM('Space-by-Space Method'!$BO$4:$BO$78))+SUM('Exterior Lighting'!$BL$5:$BL$25)),0))","v":""},"","",null,null,null,{"$f":"IF(A4487=\"\",\"\",IF(START!$B$34=2,INDIRECT(\"'Exterior Lighting'!\"&SUBSTITUTE(ADDRESS(1,MOD(ROW(A4487)-3802,50)+9,4),\"1\",\"\")&ROUNDDOWN((ROW(A4487)-3802)/50,0)+5),\"\"))","v":""},"",{"$f":"IF(A4487=\"\",\"\",INDIRECT(\"'Exterior Lighting'!C\"&ROUNDDOWN((ROW(A4487)-3802)/50,0)+5))","v":""},"",{"$f":"IF(A4487=\"\",\"\",INDIRECT(\"'Fixture Schedule'!D\"&MOD(ROW(A4487)-3802,50)+9))","v":""},{"$f":"IF(A4487=\"\",\"\",IF(AR4487=\"\",\"\",INDIRECT(\"'Fixture Schedule'!K\"&MOD(ROW(A4487)-52,50)+9)))","v":""},{"$f":"IF(A4487=\"\",\"\",INDIRECT(\"'Exterior Lighting'!E\"&ROUNDDOWN((ROW(A4487)-3802)/50,0)+5))","v":""},{"$f":"IF(A4487=\"\",\"\",INDIRECT(\"'Fixture Schedule'!L\"&MOD(ROW(A4487)-52,50)+9))","v":""},null,null,null,null,null,null,null,null,null,null,null,null,null,{"$f":"INDIRECT(\"'Exterior Lighting'!\"&SUBSTITUTE(ADDRESS(1,MOD(ROW(A4487)-3802,50)+9,4),\"1\",\"\")&ROUNDDOWN((ROW(A4487)-3802)/50,0)+5)","v":0},{"$f":"LEFT(INDIRECT(\"'Exterior Lighting'!BH\"&ROUNDDOWN((ROW(A4487)-3802)/50,0)+5),3)","v":""},{"$f":"INDIRECT(\"'Fixture Schedule'!L\"&MOD(ROW(A4487)-52,50)+9)","v":0},{"$f":"INDIRECT(\"'Fixture Schedule'!O\"&MOD(ROW(A4487)-52,50)+9)","v":0},null,{"$f":"INDIRECT(\"'Fixture Schedule'!L\"&MOD(ROW(A4487)-52,50)+9)","v":0}]
[{"$f":"IF(OR(AM4491=0,AN4491=\"DNQ\")=TRUE,\"\",INDIRECT(\"'Fixture Schedule'!M\"&MOD(ROW(A4491)-3802,50)+9))","v":""},{"$f":"IF(A4491=\"\",\"\",INDIRECT(\"'Fixture Schedule'!E\"&MOD(ROW(A4491)-3802,50)+9))","v":""},{"$f":"IF(A4491=\"\",\"\",INDIRECT(\"'Fixture Schedule'!F\"&MOD(ROW(A4491)-3802,50)+9))","v":""},{"$f":"IF(A4491=\"\",\"\",INDIRECT(\"'Fixture Schedule'!L\"&MOD(ROW(A4491)-52,50)+9))","v":""},"",null,null,{"$f":"IF(A4491=\"\",\"\",IF(AP4491=1,Summary!$C$12*(AO4491)/(IF(InteriorCalcType=1,'Building Area Method'!$BK$6,SUM('Space-by-Space Method'!$BO$4:$BO$78))+SUM('Exterior Lighting'!$BL$5:$BL$25)),0))","v":""},{"$f":"IF(A4491=\"\",\"\",IF(START!$B$34=1,INDIRECT(\"'Exterior Lighting'!\"&SUBSTITUTE(ADDRESS(1,MOD(ROW(A4491)-3802,50)+9,4),\"1\",\"\")&ROUNDDOWN((ROW(A4491)-3802)/50,0)+5),\"\"))","v":""},{"$f":"IF(A4491=\"\",\"\",IF(AP4491=1,Summary!$F$11*(AO4491)/(IF(InteriorCalcType=1,'Building Area Method'!$BK$6,SUM('Space-by-Space Method'!$BO$4:$BO$78))+SUM('Exterior Lighting'!$BL$5:$BL$25)),0))","v":""},{"$f":"IF(A4491=\"\",\"\",IF(AP4491=1,Summary!$E$11*(AO4491)/(IF(InteriorCalcType=1,'Building Area Method'!$BK$6,SUM('Space-by-Space Method'!$BO$4:$BO$78))+SUM('Exterior Lighting'!$BL$5:$BL$25)),0))","v":""},{"$f":"IF(A4491=\"\",\"\",IF(AP4491=1,Summary!$G$11*(AO4491)/(IF(InteriorCalcType=1,'Building Area Method'!$BK$6,SUM('Space-by-Space Method'!$BO$4:$BO$78))+SUM('Exterior Lighting'!$BL$5:$BL$25)),0))","v":""},"","",null,null,null,{"$f":"IF(A4491=\"\",\"\",IF(START!$B$34=2,INDIRECT(\"'Exterior Lighting'!\"&SUBSTITUTE(ADDRESS(1,MOD(ROW(A4491)-3802,50)+9,4),\"1\",\"\")&ROUNDDOWN((ROW(A4491)-3802)/50,0)+5),\"\"))","v":""},"",{"$f":"IF(A4491=\"\",\"\",INDIRECT(\"'Exterior Lighting'!C\"&ROUNDDOWN((ROW(A4491)-3802)/50,0)+5))","v":""},"",{"$f":"IF(A4491=\"\",\"\",INDIRECT(\"'Fixture Schedule'!D\"&MOD(ROW(A4491)-3802,50)+9))","v":""},{"$f":"IF(A4491=\"\",\"\",IF(AR4491=\"\",\"\",INDIRECT(\"'Fixture Schedule'!K\"&MOD(ROW(A4491)-52,50)+9)))","v":""},{"$f":"IF(A4491=\"\",\"\",INDIRECT(\"'Exterior Lighting'!E\"&ROUNDDOWN((ROW(A4491)-3802)/50,0)+5))","v":""},{"$f":"IF(A4491=\"\",\"\",INDIRECT(\"'Fixture Schedule'!L\"&MOD(ROW(A4491)-52,50)+9))","v":""},null,null,null,null,null,null,null,null,null,null,null,null,null,{"$f":"INDIRECT(\"'Exterior Lighting'!\"&SUBSTITUTE(ADDRESS(1,MOD(ROW(A4491)-3802,50)+9,4),\"1\",\"\")&ROUNDDOWN((ROW(A4491)-3802)/50,0)+5)","v":0},{"$f":"LEFT(INDIRECT(\"'Exterior Lighting'!BH\"&ROUNDDOWN((ROW(A4491)-3802)/50,0)+5),3)","v":""},{"$f":"INDIRECT(\"'Fixture Schedule'!L\"&MOD(ROW(A4491)-52,50)+9)","v":0},{"$f":"INDIRECT(\"'Fixture Schedule'!O\"&MOD(ROW(A4491)-52,50)+9)","v":0},null,{"$f":"INDIRECT(\"'Fixture Schedule'!L\"&MOD(ROW(A4491)-52,50)+9)","v":0}]
[{"$f":"IF(OR(AM4505=0,AN4505=\"DNQ\")=TRUE,\"\",INDIRECT(\"'Fixture Schedule'!M\"&MOD(ROW(A4505)-3802,50)+9))","v":""},{"$f":"IF(A4505=\"\",\"\",INDIRECT(\"'Fixture Schedule'!E\"&MOD(ROW(A4505)-3802,50)+9))","v":""},{"$f":"IF(A4505=\"\",\"\",INDIRECT(\"'Fixture Schedule'!F\"&MOD(ROW(A4505)-3802,50)+9))","v":""},{"$f":"IF(A4505=\"\",\"\",INDIRECT(\"'Fixture Schedule'!L\"&MOD(ROW(A4505)-52,50)+9))","v":""},"",null,null,{"$f":"IF(A4505=\"\",\"\",IF(AP4505=1,Summary!$C$12*(AO4505)/(IF(InteriorCalcType=1,'Building Area Method'!$BK$6,SUM('Space-by-Space Method'!$BO$4:$BO$78))+SUM('Exterior Lighting'!$BL$5:$BL$25)),0))","v":""},{"$f":"IF(A4505=\"\",\"\",IF(START!$B$34=1,INDIRECT(\"'Exterior Lighting'!\"&SUBSTITUTE(ADDRESS(1,MOD(ROW(A4505)-3802,50)+9,4),\"1\",\"\")&ROUNDDOWN((ROW(A4505)-3802)/50,0)+5),\"\"))","v":""},{"$f":"IF(A4505=\"\",\"\",IF(AP4505=1,Summary!$F$11*(AO4505)/(IF(InteriorCalcType=1,'Building Area Method'!$BK$6,SUM('Space-by-Space Method'!$BO$4:$BO$78))+SUM('Exterior Lighting'!$BL$5:$BL$25)),0))","v":""},{"$f":"IF(A4505=\"\",\"\",IF(AP4505=1,Summary!$E$11*(AO4505)/(IF(InteriorCalcType=1,'Building Area Method'!$BK$6,SUM('Space-by-Space Method'!$BO$4:$BO$78))+SUM('Exterior Lighting'!$BL$5:$BL$25)),0))","v":""},{"$f":"IF(A4505=\"\",\"\",IF(AP4505=1,Summary!$G$11*(AO4505)/(IF(InteriorCalcType=1,'Building Area Method'!$BK$6,SUM('Space-by-Space Method'!$BO$4:$BO$78))+SUM('Exterior Lighting'!$BL$5:$BL$25)),0))","v":""},"","",null,null,null,{"$f":"IF(A4505=\"\",\"\",IF(START!$B$34=2,INDIRECT(\"'Exterior Lighting'!\"&SUBSTITUTE(ADDRESS(1,MOD(ROW(A4505)-3802,50)+9,4),\"1\",\"\")&ROUNDDOWN((ROW(A4505)-3802)/50,0)+5),\"\"))","v":""},"",{"$f":"IF(A4505=\"\",\"\",INDIRECT(\"'Exterior Lighting'!C\"&ROUNDDOWN((ROW(A4505)-3802)/50,0)+5))","v":""},"",{"$f":"IF(A4505=\"\",\"\",INDIRECT(\"'Fixture Schedule'!D\"&MOD(ROW(A4505)-3802,50)+9))","v":""},{"$f":"IF(A4505=\"\",\"\",IF(AR4505=\"\",\"\",INDIRECT(\"'Fixture Schedule'!K\"&MOD(ROW(A4505)-52,50)+9)))","v":""},{"$f":"IF(A4505=\"\",\"\",INDIRECT(\"'Exterior Lighting'!E\"&ROUNDDOWN((ROW(A4505)-3802)/50,0)+5))","v":""},{"$f":"IF(A4505=\"\",\"\",INDIRECT(\"'Fixture Schedule'!L\"&MOD(ROW(A4505)-52,50)+9))","v":""},null,null,null,null,null,null,null,null,null,null,null,null,null,{"$f":"INDIRECT(\"'Exterior Lighting'!\"&SUBSTITUTE(ADDRESS(1,MOD(ROW(A4505)-3802,50)+9,4),\"1\",\"\")&ROUNDDOWN((ROW(A4505)-3802)/50,0)+5)","v":0},{"$f":"LEFT(INDIRECT(\"'Exterior Lighting'!BH\"&ROUNDDOWN((ROW(A4505)-3802)/50,0)+5),3)","v":""},{"$f":"INDIRECT(\"'Fixture Schedule'!L\"&MOD(ROW(A4505)-52,50)+9)","v":0},{"$f":"INDIRECT(\"'Fixture Schedule'!O\"&MOD(ROW(A4505)-52,50)+9)","v":0},null,{"$f":"INDIRECT(\"'Fixture Schedule'!L\"&MOD(ROW(A4505)-52,50)+9)","v":0}]
[{"$f":"IF(OR(AM4510=0,AN4510=\"DNQ\")=TRUE,\"\",INDIRECT(\"'Fixture Schedule'!M\"&MOD(ROW(A4510)-3802,50)+9))","v":""},{"$f":"IF(A4510=\"\",\"\",INDIRECT(\"'Fixture Schedule'!E\"&MOD(ROW(A4510)-3802,50)+9))","v":""},{"$f":"IF(A4510=\"\",\"\",INDIRECT(\"'Fixture Schedule'!F\"&MOD(ROW(A4510)-3802,50)+9))","v":""},{"$f":"IF(A4510=\"\",\"\",INDIRECT(\"'Fixture Schedule'!L\"&MOD(ROW(A4510)-52,50)+9))","v":""},"",null,null,{"$f":"IF(A4510=\"\",\"\",IF(AP4510=1,Summary!$C$12*(AO4510)/(IF(InteriorCalcType=1,'Building Area Method'!$BK$6,SUM('Space-by-Space Method'!$BO$4:$BO$78))+SUM('Exterior Lighting'!$BL$5:$BL$25)),0))","v":""},{"$f":"IF(A4510=\"\",\"\",IF(START!$B$34=1,INDIRECT(\"'Exterior Lighting'!\"&SUBSTITUTE(ADDRESS(1,MOD(ROW(A4510)-3802,50)+9,4),\"1\",\"\")&ROUNDDOWN((ROW(A4510)-3802)/50,0)+5),\"\"))","v":""},{"$f":"IF(A4510=\"\",\"\",IF(AP4510=1,Summary!$F$11*(AO4510)/(IF(InteriorCalcType=1,'Building Area Method'!$BK$6,SUM('Space-by-Space Method'!$BO$4:$BO$78))+SUM('Exterior Lighting'!$BL$5:$BL$25)),0))","v":""},{"$f":"IF(A4510=\"\",\"\",IF(AP4510=1,Summary!$E$11*(AO4510)/(IF(InteriorCalcType=1,'Building Area Method'!$BK$6,SUM('Space-by-Space Method'!$BO$4:$BO$78))+SUM('Exterior Lighting'!$BL$5:$BL$25)),0))","v":""},{"$f":"IF(A4510=\"\",\"\",IF(AP4510=1,Summary!$G$11*(AO4510)/(IF(InteriorCalcType=1,'Building Area Method'!$BK$6,SUM('Space-by-Space Method'!$BO$4:$BO$78))+SUM('Exterior Lighting'!$BL$5:$BL$25)),0))","v":""},"","",null,null,null,{"$f":"IF(A4510=\"\",\"\",IF(START!$B$34=2,INDIRECT(\"'Exterior Lighting'!\"&SUBSTITUTE(ADDRESS(1,MOD(ROW(A4510)-3802,50)+9,4),\"1\",\"\")&ROUNDDOWN((ROW(A4510)-3802)/50,0)+5),\"\"))","v":""},"",{"$f":"IF(A4510=\"\",\"\",INDIRECT(\"'Exterior Lighting'!C\"&ROUNDDOWN((ROW(A4510)-3802)/50,0)+5))","v":""},"",{"$f":"IF(A4510=\"\",\"\",INDIRECT(\"'Fixture Schedule'!D\"&MOD(ROW(A4510)-3802,50)+9))","v":""},{"$f":"IF(A4510=\"\",\"\",IF(AR4510=\"\",\"\",INDIRECT(\"'Fixture Schedule'!K\"&MOD(ROW(A4510)-52,50)+9)))","v":""},{"$f":"IF(A4510=\"\",\"\",INDIRECT(\"'Exterior Lighting'!E\"&ROUNDDOWN((ROW(A4510)-3802)/50,0)+5))","v":""},{"$f":"IF(A4510=\"\",\"\",INDIRECT(\"'Fixture Schedule'!L\"&MOD(ROW(A4510)-52,50)+9))","v":""},null,null,null,null,null,null,null,null,null,null,null,null,null,{"$f":"INDIRECT(\"'Exterior Lighting'!\"&SUBSTITUTE(ADDRESS(1,MOD(ROW(A4510)-3802,50)+9,4),\"1\",\"\")&ROUNDDOWN((ROW(A4510)-3802)/50,0)+5)","v":0},{"$f":"LEFT(INDIRECT(\"'Exterior Lighting'!BH\"&ROUNDDOWN((ROW(A4510)-3802)/50,0)+5),3)","v":""},{"$f":"INDIRECT(\"'Fixture Schedule'!L\"&MOD(ROW(A4510)-52,50)+9)","v":0},{"$f":"INDIRECT(\"'Fixture Schedule'!O\"&MOD(ROW(A4510)-52,50)+9)","v":0},null,{"$f":"INDIRECT(\"'Fixture Schedule'!L\"&MOD(ROW(A4510)-52,50)+9)","v":0}]
[{"$f":"IF(OR(AM4523=0,AN4523=\"DNQ\")=TRUE,\"\",INDIRECT(\"'Fixture Schedule'!M\"&MOD(ROW(A4523)-3802,50)+9))","v":""},{"$f":"IF(A4523=\"\",\"\",INDIRECT(\"'Fixture Schedule'!E\"&MOD(ROW(A4523)-3802,50)+9))","v":""},{"$f":"IF(A4523=\"\",\"\",INDIRECT(\"'Fixture Schedule'!F\"&MOD(ROW(A4523)-3802,50)+9))","v":""},{"$f":"IF(A4523=\"\",\"\",INDIRECT(\"'Fixture Schedule'!L\"&MOD(ROW(A4523)-52,50)+9))","v":""},"",null,null,{"$f":"IF(A4523=\"\",\"\",IF(AP4523=1,Summary!$C$12*(AO4523)/(IF(InteriorCalcType=1,'Building Area Method'!$BK$6,SUM('Space-by-Space Method'!$BO$4:$BO$78))+SUM('Exterior Lighting'!$BL$5:$BL$25)),0))","v":""},{"$f":"IF(A4523=\"\",\"\",IF(START!$B$34=1,INDIRECT(\"'Exterior Lighting'!\"&SUBSTITUTE(ADDRESS(1,MOD(ROW(A4523)-3802,50)+9,4),\"1\",\"\")&ROUNDDOWN((ROW(A4523)-3802)/50,0)+5),\"\"))","v":""},{"$f":"IF(A4523=\"\",\"\",IF(AP4523=1,Summary!$F$11*(AO4523)/(IF(InteriorCalcType=1,'Building Area Method'!$BK$6,SUM('Space-by-Space Method'!$BO$4:$BO$78))+SUM('Exterior Lighting'!$BL$5:$BL$25)),0))","v":""},{"$f":"IF(A4523=\"\",\"\",IF(AP4523=1,Summary!$E$11*(AO4523)/(IF(InteriorCalcType=1,'Building Area Method'!$BK$6,SUM('Space-by-Space Method'!$BO$4:$BO$78))+SUM('Exterior Lighting'!$BL$5:$BL$25)),0))","v":""},{"$f":"IF(A4523=\"\",\"\",IF(AP4523=1,Summary!$G$11*(AO4523)/(IF(InteriorCalcType=1,'Building Area Method'!$BK$6,SUM('Space-by-Space Method'!$BO$4:$BO$78))+SUM('Exterior Lighting'!$BL$5:$BL$25)),0))","v":""},"","",null,null,null,{"$f":"IF(A4523=\"\",\"\",IF(START!$B$34=2,INDIRECT(\"'Exterior Lighting'!\"&SUBSTITUTE(ADDRESS(1,MOD(ROW(A4523)-3802,50)+9,4),\"1\",\"\")&ROUNDDOWN((ROW(A4523)-3802)/50,0)+5),\"\"))","v":""},"",{"$f":"IF(A4523=\"\",\"\",INDIRECT(\"'Exterior Lighting'!C\"&ROUNDDOWN((ROW(A4523)-3802)/50,0)+5))","v":""},"",{"$f":"IF(A4523=\"\",\"\",INDIRECT(\"'Fixture Schedule'!D\"&MOD(ROW(A4523)-3802,50)+9))","v":""},{"$f":"IF(A4523=\"\",\"\",IF(AR4523=\"\",\"\",INDIRECT(\"'Fixture Schedule'!K\"&MOD(ROW(A4523)-52,50)+9)))","v":""},{"$f":"IF(A4523=\"\",\"\",INDIRECT(\"'Exterior Lighting'!E\"&ROUNDDOWN((ROW(A4523)-3802)/50,0)+5))","v":""},{"$f":"IF(A4523=\"\",\"\",INDIRECT(\"'Fixture Schedule'!L\"&MOD(ROW(A4523)-52,50)+9))","v":""},null,null,null,null,null,null,null,null,null,null,null,null,null,{"$f":"INDIRECT(\"'Exterior Lighting'!\"&SUBSTITUTE(ADDRESS(1,MOD(ROW(A4523)-3802,50)+9,4),\"1\",\"\")&ROUNDDOWN((ROW(A4523)-3802)/50,0)+5)","v":0},{"$f":"LEFT(INDIRECT(\"'Exterior Lighting'!BH\"&ROUNDDOWN((ROW(A4523)-3802)/50,0)+5),3)","v":""},{"$f":"INDIRECT(\"'Fixture Schedule'!L\"&MOD(ROW(A4523)-52,50)+9)","v":0},{"$f":"INDIRECT(\"'Fixture Schedule'!O\"&MOD(ROW(A4523)-52,50)+9)","v":0},null,{"$f":"INDIRECT(\"'Fixture Schedule'!L\"&MOD(ROW(A4523)-52,50)+9)","v":0}]
[{"$f":"IF(OR(AM4529=0,AN4529=\"DNQ\")=TRUE,\"\",INDIRECT(\"'Fixture Schedule'!M\"&MOD(ROW(A4529)-3802,50)+9))","v":""},{"$f":"IF(A4529=\"\",\"\",INDIRECT(\"'Fixture Schedule'!E\"&MOD(ROW(A4529)-3802,50)+9))","v":""},{"$f":"IF(A4529=\"\",\"\",INDIRECT(\"'Fixture Schedule'!F\"&MOD(ROW(A4529)-3802,50)+9))","v":""},{"$f":"IF(A4529=\"\",\"\",INDIRECT(\"'Fixture Schedule'!L\"&MOD(ROW(A4529)-52,50)+9))","v":""},"",null,null,{"$f":"IF(A4529=\"\",\"\",IF(AP4529=1,Summary!$C$12*(AO4529)/(IF(InteriorCalcType=1,'Building Area Method'!$BK$6,SUM('Space-by-Space Method'!$BO$4:$BO$78))+SUM('Exterior Lighting'!$BL$5:$BL$25)),0))","v":""},{"$f":"IF(A4529=\"\",\"\",IF(START!$B$34=1,INDIRECT(\"'Exterior Lighting'!\"&SUBSTITUTE(ADDRESS(1,MOD(ROW(A4529)-3802,50)+9,4),\"1\",\"\")&ROUNDDOWN((ROW(A4529)-3802)/50,0)+5),\"\"))","v":""},{"$f":"IF(A4529=\"\",\"\",IF(AP4529=1,Summary!$F$11*(AO4529)/(IF(InteriorCalcType=1,'Building Area Method'!$BK$6,SUM('Space-by-Space Method'!$BO$4:$BO$78))+SUM('Exterior Lighting'!$BL$5:$BL$25)),0))","v":""},{"$f":"IF(A4529=\"\",\"\",IF(AP4529=1,Summary!$E$11*(AO4529)/(IF(InteriorCalcType=1,'Building Area Method'!$BK$6,SUM('Space-by-Space Method'!$BO$4:$BO$78))+SUM('Exterior Lighting'!$BL$5:$BL$25)),0))","v":""},{"$f":"IF(A4529=\"\",\"\",IF(AP4529=1,Summary!$G$11*(AO4529)/(IF(InteriorCalcType=1,'Building Area Method'!$BK$6,SUM('Space-by-Space Method'!$BO$4:$BO$78))+SUM('Exterior Lighting'!$BL$5:$BL$25)),0))","v":""},"","",null,null,null,{"$f":"IF(A4529=\"\",\"\",IF(START!$B$34=2,INDIRECT(\"'Exterior Lighting'!\"&SUBSTITUTE(ADDRESS(1,MOD(ROW(A4529)-3802,50)+9,4),\"1\",\"\")&ROUNDDOWN((ROW(A4529)-3802)/50,0)+5),\"\"))","v":""},"",{"$f":"IF(A4529=\"\",\"\",INDIRECT(\"'Exterior Lighting'!C\"&ROUNDDOWN((ROW(A4529)-3802)/50,0)+5))","v":""},"",{"$f":"IF(A4529=\"\",\"\",INDIRECT(\"'Fixture Schedule'!D\"&MOD(ROW(A4529)-3802,50)+9))","v":""},{"$f":"IF(A4529=\"\",\"\",IF(AR4529=\"\",\"\",INDIRECT(\"'Fixture Schedule'!K\"&MOD(ROW(A4529)-52,50)+9)))","v":""},{"$f":"IF(A4529=\"\",\"\",INDIRECT(\"'Exterior Lighting'!E\"&ROUNDDOWN((ROW(A4529)-3802)/50,0)+5))","v":""},{"$f":"IF(A4529=\"\",\"\",INDIRECT(\"'Fixture Schedule'!L\"&MOD(ROW(A4529)-52,50)+9))","v":""},null,null,null,null,null,null,null,null,null,null,null,null,null,{"$f":"INDIRECT(\"'Exterior Lighting'!\"&SUBSTITUTE(ADDRESS(1,MOD(ROW(A4529)-3802,50)+9,4),\"1\",\"\")&ROUNDDOWN((ROW(A4529)-3802)/50,0)+5)","v":0},{"$f":"LEFT(INDIRECT(\"'Exterior Lighting'!BH\"&ROUNDDOWN((ROW(A4529)-3802)/50,0)+5),3)","v":""},{"$f":"INDIRECT(\"'Fixture Schedule'!L\"&MOD(ROW(A4529)-52,50)+9)","v":0},{"$f":"INDIRECT(\"'Fixture Schedule'!O\"&MOD(ROW(A4529)-52,50)+9)","v":0},null,{"$f":"INDIRECT(\"'Fixture Schedule'!L\"&MOD(ROW(A4529)-52,50)+9)","v":0}]
[{"$f":"IF(OR(AM4532=0,AN4532=\"DNQ\")=TRUE,\"\",INDIRECT(\"'Fixture Schedule'!M\"&MOD(ROW(A4532)-3802,50)+9))","v":""},{"$f":"IF(A4532=\"\",\"\",INDIRECT(\"'Fixture Schedule'!E\"&MOD(ROW(A4532)-3802,50)+9))","v":""},{"$f":"IF(A4532=\"\",\"\",INDIRECT(\"'Fixture Schedule'!F\"&MOD(ROW(A4532)-3802,50)+9))","v":""},{"$f":"IF(A4532=\"\",\"\",INDIRECT(\"'Fixture Schedule'!L\"&MOD(ROW(A4532)-52,50)+9))","v":""},"",null,null,{"$f":"IF(A4532=\"\",\"\",IF(AP4532=1,Summary!$C$12*(AO4532)/(IF(InteriorCalcType=1,'Building Area Method'!$BK$6,SUM('Space-by-Space Method'!$BO$4:$BO$78))+SUM('Exterior Lighting'!$BL$5:$BL$25)),0))","v":""},{"$f":"IF(A4532=\"\",\"\",IF(START!$B$34=1,INDIRECT(\"'Exterior Lighting'!\"&SUBSTITUTE(ADDRESS(1,MOD(ROW(A4532)-3802,50)+9,4),\"1\",\"\")&ROUNDDOWN((ROW(A4532)-3802)/50,0)+5),\"\"))","v":""},{"$f":"IF(A4532=\"\",\"\",IF(AP4532=1,Summary!$F$11*(AO4532)/(IF(InteriorCalcType=1,'Building Area Method'!$BK$6,SUM('Space-by-Space Method'!$BO$4:$BO$78))+SUM('Exterior Lighting'!$BL$5:$BL$25)),0))","v":""},{"$f":"IF(A4532=\"\",\"\",IF(AP4532=1,Summary!$E$11*(AO4532)/(IF(InteriorCalcType=1,'Building Area Method'!$BK$6,SUM('Space-by-Space Method'!$BO$4:$BO$78))+SUM('Exterior Lighting'!$BL$5:$BL$25)),0))","v":""},{"$f":"IF(A4532=\"\",\"\",IF(AP4532=1,Summary!$G$11*(AO4532)/(IF(InteriorCalcType=1,'Building Area Method'!$BK$6,SUM('Space-by-Space Method'!$BO$4:$BO$78))+SUM('Exterior Lighting'!$BL$5:$BL$25)),0))","v":""},"","",null,null,null,{"$f":"IF(A4532=\"\",\"\",IF(START!$B$34=2,INDIRECT(\"'Exterior Lighting'!\"&SUBSTITUTE(ADDRESS(1,MOD(ROW(A4532)-3802,50)+9,4),\"1\",\"\")&ROUNDDOWN((ROW(A4532)-3802)/50,0)+5),\"\"))","v":""},"",{"$f":"IF(A4532=\"\",\"\",INDIRECT(\"'Exterior Lighting'!C\"&ROUNDDOWN((ROW(A4532)-3802)/50,0)+5))","v":""},"",{"$f":"IF(A4532=\"\",\"\",INDIRECT(\"'Fixture Schedule'!D\"&MOD(ROW(A4532)-3802,50)+9))","v":""},{"$f":"IF(A4532=\"\",\"\",IF(AR4532=\"\",\"\",INDIRECT(\"'Fixture Schedule'!K\"&MOD(ROW(A4532)-52,50)+9)))","v":""},{"$f":"IF(A4532=\"\",\"\",INDIRECT(\"'Exterior Lighting'!E\"&ROUNDDOWN((ROW(A4532)-3802)/50,0)+5))","v":""},{"$f":"IF(A4532=\"\",\"\",INDIRECT(\"'Fixture Schedule'!L\"&MOD(ROW(A4532)-52,50)+9))","v":""},null,null,null,null,null,null,null,null,null,null,null,null,null,{"$f":"INDIRECT(\"'Exterior Lighting'!\"&SUBSTITUTE(ADDRESS(1,MOD(ROW(A4532)-3802,50)+9,4),\"1\",\"\")&ROUNDDOWN((ROW(A4532)-3802)/50,0)+5)","v":0},{"$f":"LEFT(INDIRECT(\"'Exterior Lighting'!BH\"&ROUNDDOWN((ROW(A4532)-3802)/50,0)+5),3)","v":""},{"$f":"INDIRECT(\"'Fixture Schedule'!L\"&MOD(ROW(A4532)-52,50)+9)","v":0},{"$f":"INDIRECT(\"'Fixture Schedule'!O\"&MOD(ROW(A4532)-52,50)+9)","v":0},null,{"$f":"INDIRECT(\"'Fixture Schedule'!L\"&MOD(ROW(A4532)-52,50)+9)","v":0}]
[{"$f":"IF(OR(AM4548=0,AN4548=\"DNQ\")=TRUE,\"\",INDIRECT(\"'Fixture Schedule'!M\"&MOD(ROW(A4548)-3802,50)+9))","v":""},{"$f":"IF(A4548=\"\",\"\",INDIRECT(\"'Fixture Schedule'!E\"&MOD(ROW(A4548)-3802,50)+9))","v":""},{"$f":"IF(A4548=\"\",\"\",INDIRECT(\"'Fixture Schedule'!F\"&MOD(ROW(A4548)-3802,50)+9))","v":""},{"$f":"IF(A4548=\"\",\"\",INDIRECT(\"'Fixture Schedule'!L\"&MOD(ROW(A4548)-52,50)+9))","v":""},"",null,null,{"$f":"IF(A4548=\"\",\"\",IF(AP4548=1,Summary!$C$12*(AO4548)/(IF(InteriorCalcType=1,'Building Area Method'!$BK$6,SUM('Space-by-Space Method'!$BO$4:$BO$78))+SUM('Exterior Lighting'!$BL$5:$BL$25)),0))","v":""},{"$f":"IF(A4548=\"\",\"\",IF(START!$B$34=1,INDIRECT(\"'Exterior Lighting'!\"&SUBSTITUTE(ADDRESS(1,MOD(ROW(A4548)-3802,50)+9,4),\"1\",\"\")&ROUNDDOWN((ROW(A4548)-3802)/50,0)+5),\"\"))","v":""},{"$f":"IF(A4548=\"\",\"\",IF(AP4548=1,Summary!$F$11*(AO4548)/(IF(InteriorCalcType=1,'Building Area Method'!$BK$6,SUM('Space-by-Space Method'!$BO$4:$BO$78))+SUM('Exterior Lighting'!$BL$5:$BL$25)),0))","v":""},{"$f":"IF(A4548=\"\",\"\",IF(AP4548=1,Summary!$E$11*(AO4548)/(IF(InteriorCalcType=1,'Building Area Method'!$BK$6,SUM('Space-by-Space Method'!$BO$4:$BO$78))+SUM('Exterior Lighting'!$BL$5:$BL$25)),0))","v":""},{"$f":"IF(A4548=\"\",\"\",IF(AP4548=1,Summary!$G$11*(AO4548)/(IF(InteriorCalcType=1,'Building Area Method'!$BK$6,SUM('Space-by-Space Method'!$BO$4:$BO$78))+SUM('Exterior Lighting'!$BL$5:$BL$25)),0))","v":""},"","",null,null,null,{"$f":"IF(A4548=\"\",\"\",IF(START!$B$34=2,INDIRECT(\"'Exterior Lighting'!\"&SUBSTITUTE(ADDRESS(1,MOD(ROW(A4548)-3802,50)+9,4),\"1\",\"\")&ROUNDDOWN((ROW(A4548)-3802)/50,0)+5),\"\"))","v":""},"",{"$f":"IF(A4548=\"\",\"\",INDIRECT(\"'Exterior Lighting'!C\"&ROUNDDOWN((ROW(A4548)-3802)/50,0)+5))","v":""},"",{"$f":"IF(A4548=\"\",\"\",INDIRECT(\"'Fixture Schedule'!D\"&MOD(ROW(A4548)-3802,50)+9))","v":""},{"$f":"IF(A4548=\"\",\"\",IF(AR4548=\"\",\"\",INDIRECT(\"'Fixture Schedule'!K\"&MOD(ROW(A4548)-52,50)+9)))","v":""},{"$f":"IF(A4548=\"\",\"\",INDIRECT(\"'Exterior Lighting'!E\"&ROUNDDOWN((ROW(A4548)-3802)/50,0)+5))","v":""},{"$f":"IF(A4548=\"\",\"\",INDIRECT(\"'Fixture Schedule'!L\"&MOD(ROW(A4548)-52,50)+9))","v":""},null,null,null,null,null,null,null,null,null,null,null,null,null,{"$f":"INDIRECT(\"'Exterior Lighting'!\"&SUBSTITUTE(ADDRESS(1,MOD(ROW(A4548)-3802,50)+9,4),\"1\",\"\")&ROUNDDOWN((ROW(A4548)-3802)/50,0)+5)","v":0},{"$f":"LEFT(INDIRECT(\"'Exterior Lighting'!BH\"&ROUNDDOWN((ROW(A4548)-3802)/50,0)+5),3)","v":""},{"$f":"INDIRECT(\"'Fixture Schedule'!L\"&MOD(ROW(A4548)-52,50)+9)","v":0},{"$f":"INDIRECT(\"'Fixture Schedule'!O\"&MOD(ROW(A4548)-52,50)+9)","v":0},null,{"$f":"INDIRECT(\"'Fixture Schedule'!L\"&MOD(ROW(A4548)-52,50)+9)","v":0}]
[{"$f":"IF(OR(AM4549=0,AN4549=\"DNQ\")=TRUE,\"\",INDIRECT(\"'Fixture Schedule'!M\"&MOD(ROW(A4549)-3802,50)+9))","v":""},{"$f":"IF(A4549=\"\",\"\",INDIRECT(\"'Fixture Schedule'!E\"&MOD(ROW(A4549)-3802,50)+9))","v":""},{"$f":"IF(A4549=\"\",\"\",INDIRECT(\"'Fixture Schedule'!F\"&MOD(ROW(A4549)-3802,50)+9))","v":""},{"$f":"IF(A4549=\"\",\"\",INDIRECT(\"'Fixture Schedule'!L\"&MOD(ROW(A4549)-52,50)+9))","v":""},"",null,null,{"$f":"IF(A4549=\"\",\"\",IF(AP4549=1,Summary!$C$12*(AO4549)/(IF(InteriorCalcType=1,'Building Area Method'!$BK$6,SUM('Space-by-Space Method'!$BO$4:$BO$78))+SUM('Exterior Lighting'!$BL$5:$BL$25)),0))","v":""},{"$f":"IF(A4549=\"\",\"\",IF(START!$B$34=1,INDIRECT(\"'Exterior Lighting'!\"&SUBSTITUTE(ADDRESS(1,MOD(ROW(A4549)-3802,50)+9,4),\"1\",\"\")&ROUNDDOWN((ROW(A4549)-3802)/50,0)+5),\"\"))","v":""},{"$f":"IF(A4549=\"\",\"\",IF(AP4549=1,Summary!$F$11*(AO4549)/(IF(InteriorCalcType=1,'Building Area Method'!$BK$6,SUM('Space-by-Space Method'!$BO$4:$BO$78))+SUM('Exterior Lighting'!$BL$5:$BL$25)),0))","v":""},{"$f":"IF(A4549=\"\",\"\",IF(AP4549=1,Summary!$E$11*(AO4549)/(IF(InteriorCalcType=1,'Building Area Method'!$BK$6,SUM('Space-by-Space Method'!$BO$4:$BO$78))+SUM('Exterior Lighting'!$BL$5:$BL$25)),0))","v":""},{"$f":"IF(A4549=\"\",\"\",IF(AP4549=1,Summary!$G$11*(AO4549)/(IF(InteriorCalcType=1,'Building Area Method'!$BK$6,SUM('Space-by-Space Method'!$BO$4:$BO$78))+SUM('Exterior Lighting'!$BL$5:$BL$25)),0))","v":""},"","",null,null,null,{"$f":"IF(A4549=\"\",\"\",IF(START!$B$34=2,INDIRECT(\"'Exterior Lighting'!\"&SUBSTITUTE(ADDRESS(1,MOD(ROW(A4549)-3802,50)+9,4),\"1\",\"\")&ROUNDDOWN((ROW(A4549)-3802)/50,0)+5),\"\"))","v":""},"",{"$f":"IF(A4549=\"\",\"\",INDIRECT(\"'Exterior Lighting'!C\"&ROUNDDOWN((ROW(A4549)-3802)/50,0)+5))","v":""},"",{"$f":"IF(A4549=\"\",\"\",INDIRECT(\"'Fixture Schedule'!D\"&MOD(ROW(A4549)-3802,50)+9))","v":""},{"$f":"IF(A4549=\"\",\"\",IF(AR4549=\"\",\"\",INDIRECT(\"'Fixture Schedule'!K\"&MOD(ROW(A4549)-52,50)+9)))","v":""},{"$f":"IF(A4549=\"\",\"\",INDIRECT(\"'Exterior Lighting'!E\"&ROUNDDOWN((ROW(A4549)-3802)/50,0)+5))","v":""},{"$f":"IF(A4549=\"\",\"\",INDIRECT(\"'Fixture Schedule'!L\"&MOD(ROW(A4549)-52,50)+9))","v":""},null,null,null,null,null,null,null,null,null,null,null,null,null,{"$f":"INDIRECT(\"'Exterior Lighting'!\"&SUBSTITUTE(ADDRESS(1,MOD(ROW(A4549)-3802,50)+9,4),\"1\",\"\")&ROUNDDOWN((ROW(A4549)-3802)/50,0)+5)","v":0},{"$f":"LEFT(INDIRECT(\"'Exterior Lighting'!BH\"&ROUNDDOWN((ROW(A4549)-3802)/50,0)+5),3)","v":""},{"$f":"INDIRECT(\"'Fixture Schedule'!L\"&MOD(ROW(A4549)-52,50)+9)","v":0},{"$f":"INDIRECT(\"'Fixture Schedule'!O\"&MOD(ROW(A4549)-52,50)+9)","v":0},null,{"$f":"INDIRECT(\"'Fixture Schedule'!L\"&MOD(ROW(A4549)-52,50)+9)","v":0}]
[{"$f":"IF(OR(AM4561=0,AN4561=\"DNQ\")=TRUE,\"\",INDIRECT(\"'Fixture Schedule'!M\"&MOD(ROW(A4561)-3802,50)+9))","v":""},{"$f":"IF(A4561=\"\",\"\",INDIRECT(\"'Fixture Schedule'!E\"&MOD(ROW(A4561)-3802,50)+9))","v":""},{"$f":"IF(A4561=\"\",\"\",INDIRECT(\"'Fixture Schedule'!F\"&MOD(ROW(A4561)-3802,50)+9))","v":""},{"$f":"IF(A4561=\"\",\"\",INDIRECT(\"'Fixture Schedule'!L\"&MOD(ROW(A4561)-52,50)+9))","v":""},"",null,null,{"$f":"IF(A4561=\"\",\"\",IF(AP4561=1,Summary!$C$12*(AO4561)/(IF(InteriorCalcType=1,'Building Area Method'!$BK$6,SUM('Space-by-Space Method'!$BO$4:$BO$78))+SUM('Exterior Lighting'!$BL$5:$BL$25)),0))","v":""},{"$f":"IF(A4561=\"\",\"\",IF(START!$B$34=1,INDIRECT(\"'Exterior Lighting'!\"&SUBSTITUTE(ADDRESS(1,MOD(ROW(A4561)-3802,50)+9,4),\"1\",\"\")&ROUNDDOWN((ROW(A4561)-3802)/50,0)+5),\"\"))","v":""},{"$f":"IF(A4561=\"\",\"\",IF(AP4561=1,Summary!$F$11*(AO4561)/(IF(InteriorCalcType=1,'Building Area Method'!$BK$6,SUM('Space-by-Space Method'!$BO$4:$BO$78))+SUM('Exterior Lighting'!$BL$5:$BL$25)),0))","v":""},{"$f":"IF(A4561=\"\",\"\",IF(AP4561=1,Summary!$E$11*(AO4561)/(IF(InteriorCalcType=1,'Building Area Method'!$BK$6,SUM('Space-by-Space Method'!$BO$4:$BO$78))+SUM('Exterior Lighting'!$BL$5:$BL$25)),0))","v":""},{"$f":"IF(A4561=\"\",\"\",IF(AP4561=1,Summary!$G$11*(AO4561)/(IF(InteriorCalcType=1,'Building Area Method'!$BK$6,SUM('Space-by-Space Method'!$BO$4:$BO$78))+SUM('Exterior Lighting'!$BL$5:$BL$25)),0))","v":""},"","",null,null,null,{"$f":"IF(A4561=\"\",\"\",IF(START!$B$34=2,INDIRECT(\"'Exterior Lighting'!\"&SUBSTITUTE(ADDRESS(1,MOD(ROW(A4561)-3802,50)+9,4),\"1\",\"\")&ROUNDDOWN((ROW(A4561)-3802)/50,0)+5),\"\"))","v":""},"",{"$f":"IF(A4561=\"\",\"\",INDIRECT(\"'Exterior Lighting'!C\"&ROUNDDOWN((ROW(A4561)-3802)/50,0)+5))","v":""},"",{"$f":"IF(A4561=\"\",\"\",INDIRECT(\"'Fixture Schedule'!D\"&MOD(ROW(A4561)-3802,50)+9))","v":""},{"$f":"IF(A4561=\"\",\"\",IF(AR4561=\"\",\"\",INDIRECT(\"'Fixture Schedule'!K\"&MOD(ROW(A4561)-52,50)+9)))","v":""},{"$f":"IF(A4561=\"\",\"\",INDIRECT(\"'Exterior Lighting'!E\"&ROUNDDOWN((ROW(A4561)-3802)/50,0)+5))","v":""},{"$f":"IF(A4561=\"\",\"\",INDIRECT(\"'Fixture Schedule'!L\"&MOD(ROW(A4561)-52,50)+9))","v":""},null,null,null,null,null,null,null,null,null,null,null,null,null,{"$f":"INDIRECT(\"'Exterior Lighting'!\"&SUBSTITUTE(ADDRESS(1,MOD(ROW(A4561)-3802,50)+9,4),\"1\",\"\")&ROUNDDOWN((ROW(A4561)-3802)/50,0)+5)","v":0},{"$f":"LEFT(INDIRECT(\"'Exterior Lighting'!BH\"&ROUNDDOWN((ROW(A4561)-3802)/50,0)+5),3)","v":""},{"$f":"INDIRECT(\"'Fixture Schedule'!L\"&MOD(ROW(A4561)-52,50)+9)","v":0},{"$f":"INDIRECT(\"'Fixture Schedule'!O\"&MOD(ROW(A4561)-52,50)+9)","v":0},null,{"$f":"INDIRECT(\"'Fixture Schedule'!L\"&MOD(ROW(A4561)-52,50)+9)","v":0}]
[{"$f":"IF(OR(AM4568=0,AN4568=\"DNQ\")=TRUE,\"\",INDIRECT(\"'Fixture Schedule'!M\"&MOD(ROW(A4568)-3802,50)+9))","v":""},{"$f":"IF(A4568=\"\",\"\",INDIRECT(\"'Fixture Schedule'!E\"&MOD(ROW(A4568)-3802,50)+9))","v":""},{"$f":"IF(A4568=\"\",\"\",INDIRECT(\"'Fixture Schedule'!F\"&MOD(ROW(A4568)-3802,50)+9))","v":""},{"$f":"IF(A4568=\"\",\"\",INDIRECT(\"'Fixture Schedule'!L\"&MOD(ROW(A4568)-52,50)+9))","v":""},"",null,null,{"$f":"IF(A4568=\"\",\"\",IF(AP4568=1,Summary!$C$12*(AO4568)/(IF(InteriorCalcType=1,'Building Area Method'!$BK$6,SUM('Space-by-Space Method'!$BO$4:$BO$78))+SUM('Exterior Lighting'!$BL$5:$BL$25)),0))","v":""},{"$f":"IF(A4568=\"\",\"\",IF(START!$B$34=1,INDIRECT(\"'Exterior Lighting'!\"&SUBSTITUTE(ADDRESS(1,MOD(ROW(A4568)-3802,50)+9,4),\"1\",\"\")&ROUNDDOWN((ROW(A4568)-3802)/50,0)+5),\"\"))","v":""},{"$f":"IF(A4568=\"\",\"\",IF(AP4568=1,Summary!$F$11*(AO4568)/(IF(InteriorCalcType=1,'Building Area Method'!$BK$6,SUM('Space-by-Space Method'!$BO$4:$BO$78))+SUM('Exterior Lighting'!$BL$5:$BL$25)),0))","v":""},{"$f":"IF(A4568=\"\",\"\",IF(AP4568=1,Summary!$E$11*(AO4568)/(IF(InteriorCalcType=1,'Building Area Method'!$BK$6,SUM('Space-by-Space Method'!$BO$4:$BO$78))+SUM('Exterior Lighting'!$BL$5:$BL$25)),0))","v":""},{"$f":"IF(A4568=\"\",\"\",IF(AP4568=1,Summary!$G$11*(AO4568)/(IF(InteriorCalcType=1,'Building Area Method'!$BK$6,SUM('Space-by-Space Method'!$BO$4:$BO$78))+SUM('Exterior Lighting'!$BL$5:$BL$25)),0))","v":""},"","",null,null,null,{"$f":"IF(A4568=\"\",\"\",IF(START!$B$34=2,INDIRECT(\"'Exterior Lighting'!\"&SUBSTITUTE(ADDRESS(1,MOD(ROW(A4568)-3802,50)+9,4),\"1\",\"\")&ROUNDDOWN((ROW(A4568)-3802)/50,0)+5),\"\"))","v":""},"",{"$f":"IF(A4568=\"\",\"\",INDIRECT(\"'Exterior Lighting'!C\"&ROUNDDOWN((ROW(A4568)-3802)/50,0)+5))","v":""},"",{"$f":"IF(A4568=\"\",\"\",INDIRECT(\"'Fixture Schedule'!D\"&MOD(ROW(A4568)-3802,50)+9))","v":""},{"$f":"IF(A4568=\"\",\"\",IF(AR4568=\"\",\"\",INDIRECT(\"'Fixture Schedule'!K\"&MOD(ROW(A4568)-52,50)+9)))","v":""},{"$f":"IF(A4568=\"\",\"\",INDIRECT(\"'Exterior Lighting'!E\"&ROUNDDOWN((ROW(A4568)-3802)/50,0)+5))","v":""},{"$f":"IF(A4568=\"\",\"\",INDIRECT(\"'Fixture Schedule'!L\"&MOD(ROW(A4568)-52,50)+9))","v":""},null,null,null,null,null,null,null,null,null,null,null,null,null,{"$f":"INDIRECT(\"'Exterior Lighting'!\"&SUBSTITUTE(ADDRESS(1,MOD(ROW(A4568)-3802,50)+9,4),\"1\",\"\")&ROUNDDOWN((ROW(A4568)-3802)/50,0)+5)","v":0},{"$f":"LEFT(INDIRECT(\"'Exterior Lighting'!BH\"&ROUNDDOWN((ROW(A4568)-3802)/50,0)+5),3)","v":""},{"$f":"INDIRECT(\"'Fixture Schedule'!L\"&MOD(ROW(A4568)-52,50)+9)","v":0},{"$f":"INDIRECT(\"'Fixture Schedule'!O\"&MOD(ROW(A4568)-52,50)+9)","v":0},null,{"$f":"INDIRECT(\"'Fixture Schedule'!L\"&MOD(ROW(A4568)-52,50)+9)","v":0}]
[{"$f":"IF(OR(AM4579=0,AN4579=\"DNQ\")=TRUE,\"\",INDIRECT(\"'Fixture Schedule'!M\"&MOD(ROW(A4579)-3802,50)+9))","v":""},{"$f":"IF(A4579=\"\",\"\",INDIRECT(\"'Fixture Schedule'!E\"&MOD(ROW(A4579)-3802,50)+9))","v":""},{"$f":"IF(A4579=\"\",\"\",INDIRECT(\"'Fixture Schedule'!F\"&MOD(ROW(A4579)-3802,50)+9))","v":""},{"$f":"IF(A4579=\"\",\"\",INDIRECT(\"'Fixture Schedule'!L\"&MOD(ROW(A4579)-52,50)+9))","v":""},"",null,null,{"$f":"IF(A4579=\"\",\"\",IF(AP4579=1,Summary!$C$12*(AO4579)/(IF(InteriorCalcType=1,'Building Area Method'!$BK$6,SUM('Space-by-Space Method'!$BO$4:$BO$78))+SUM('Exterior Lighting'!$BL$5:$BL$25)),0))","v":""},{"$f":"IF(A4579=\"\",\"\",IF(START!$B$34=1,INDIRECT(\"'Exterior Lighting'!\"&SUBSTITUTE(ADDRESS(1,MOD(ROW(A4579)-3802,50)+9,4),\"1\",\"\")&ROUNDDOWN((ROW(A4579)-3802)/50,0)+5),\"\"))","v":""},{"$f":"IF(A4579=\"\",\"\",IF(AP4579=1,Summary!$F$11*(AO4579)/(IF(InteriorCalcType=1,'Building Area Method'!$BK$6,SUM('Space-by-Space Method'!$BO$4:$BO$78))+SUM('Exterior Lighting'!$BL$5:$BL$25)),0))","v":""},{"$f":"IF(A4579=\"\",\"\",IF(AP4579=1,Summary!$E$11*(AO4579)/(IF(InteriorCalcType=1,'Building Area Method'!$BK$6,SUM('Space-by-Space Method'!$BO$4:$BO$78))+SUM('Exterior Lighting'!$BL$5:$BL$25)),0))","v":""},{"$f":"IF(A4579=\"\",\"\",IF(AP4579=1,Summary!$G$11*(AO4579)/(IF(InteriorCalcType=1,'Building Area Method'!$BK$6,SUM('Space-by-Space Method'!$BO$4:$BO$78))+SUM('Exterior Lighting'!$BL$5:$BL$25)),0))","v":""},"","",null,null,null,{"$f":"IF(A4579=\"\",\"\",IF(START!$B$34=2,INDIRECT(\"'Exterior Lighting'!\"&SUBSTITUTE(ADDRESS(1,MOD(ROW(A4579)-3802,50)+9,4),\"1\",\"\")&ROUNDDOWN((ROW(A4579)-3802)/50,0)+5),\"\"))","v":""},"",{"$f":"IF(A4579=\"\",\"\",INDIRECT(\"'Exterior Lighting'!C\"&ROUNDDOWN((ROW(A4579)-3802)/50,0)+5))","v":""},"",{"$f":"IF(A4579=\"\",\"\",INDIRECT(\"'Fixture Schedule'!D\"&MOD(ROW(A4579)-3802,50)+9))","v":""},{"$f":"IF(A4579=\"\",\"\",IF(AR4579=\"\",\"\",INDIRECT(\"'Fixture Schedule'!K\"&MOD(ROW(A4579)-52,50)+9)))","v":""},{"$f":"IF(A4579=\"\",\"\",INDIRECT(\"'Exterior Lighting'!E\"&ROUNDDOWN((ROW(A4579)-3802)/50,0)+5))","v":""},{"$f":"IF(A4579=\"\",\"\",INDIRECT(\"'Fixture Schedule'!L\"&MOD(ROW(A4579)-52,50)+9))","v":""},null,null,null,null,null,null,null,null,null,null,null,null,null,{"$f":"INDIRECT(\"'Exterior Lighting'!\"&SUBSTITUTE(ADDRESS(1,MOD(ROW(A4579)-3802,50)+9,4),\"1\",\"\")&ROUNDDOWN((ROW(A4579)-3802)/50,0)+5)","v":0},{"$f":"LEFT(INDIRECT(\"'Exterior Lighting'!BH\"&ROUNDDOWN((ROW(A4579)-3802)/50,0)+5),3)","v":""},{"$f":"INDIRECT(\"'Fixture Schedule'!L\"&MOD(ROW(A4579)-52,50)+9)","v":0},{"$f":"INDIRECT(\"'Fixture Schedule'!O\"&MOD(ROW(A4579)-52,50)+9)","v":0},null,{"$f":"INDIRECT(\"'Fixture Schedule'!L\"&MOD(ROW(A4579)-52,50)+9)","v":0}]
[{"$f":"IF(OR(AM4587=0,AN4587=\"DNQ\")=TRUE,\"\",INDIRECT(\"'Fixture Schedule'!M\"&MOD(ROW(A4587)-3802,50)+9))","v":""},{"$f":"IF(A4587=\"\",\"\",INDIRECT(\"'Fixture Schedule'!E\"&MOD(ROW(A4587)-3802,50)+9))","v":""},{"$f":"IF(A4587=\"\",\"\",INDIRECT(\"'Fixture Schedule'!F\"&MOD(ROW(A4587)-3802,50)+9))","v":""},{"$f":"IF(A4587=\"\",\"\",INDIRECT(\"'Fixture Schedule'!L\"&MOD(ROW(A4587)-52,50)+9))","v":""},"",null,null,{"$f":"IF(A4587=\"\",\"\",IF(AP4587=1,Summary!$C$12*(AO4587)/(IF(InteriorCalcType=1,'Building Area Method'!$BK$6,SUM('Space-by-Space Method'!$BO$4:$BO$78))+SUM('Exterior Lighting'!$BL$5:$BL$25)),0))","v":""},{"$f":"IF(A4587=\"\",\"\",IF(START!$B$34=1,INDIRECT(\"'Exterior Lighting'!\"&SUBSTITUTE(ADDRESS(1,MOD(ROW(A4587)-3802,50)+9,4),\"1\",\"\")&ROUNDDOWN((ROW(A4587)-3802)/50,0)+5),\"\"))","v":""},{"$f":"IF(A4587=\"\",\"\",IF(AP4587=1,Summary!$F$11*(AO4587)/(IF(InteriorCalcType=1,'Building Area Method'!$BK$6,SUM('Space-by-Space Method'!$BO$4:$BO$78))+SUM('Exterior Lighting'!$BL$5:$BL$25)),0))","v":""},{"$f":"IF(A4587=\"\",\"\",IF(AP4587=1,Summary!$E$11*(AO4587)/(IF(InteriorCalcType=1,'Building Area Method'!$BK$6,SUM('Space-by-Space Method'!$BO$4:$BO$78))+SUM('Exterior Lighting'!$BL$5:$BL$25)),0))","v":""},{"$f":"IF(A4587=\"\",\"\",IF(AP4587=1,Summary!$G$11*(AO4587)/(IF(InteriorCalcType=1,'Building Area Method'!$BK$6,SUM('Space-by-Space Method'!$BO$4:$BO$78))+SUM('Exterior Lighting'!$BL$5:$BL$25)),0))","v":""},"","",null,null,null,{"$f":"IF(A4587=\"\",\"\",IF(START!$B$34=2,INDIRECT(\"'Exterior Lighting'!\"&SUBSTITUTE(ADDRESS(1,MOD(ROW(A4587)-3802,50)+9,4),\"1\",\"\")&ROUNDDOWN((ROW(A4587)-3802)/50,0)+5),\"\"))","v":""},"",{"$f":"IF(A4587=\"\",\"\",INDIRECT(\"'Exterior Lighting'!C\"&ROUNDDOWN((ROW(A4587)-3802)/50,0)+5))","v":""},"",{"$f":"IF(A4587=\"\",\"\",INDIRECT(\"'Fixture Schedule'!D\"&MOD(ROW(A4587)-3802,50)+9))","v":""},{"$f":"IF(A4587=\"\",\"\",IF(AR4587=\"\",\"\",INDIRECT(\"'Fixture Schedule'!K\"&MOD(ROW(A4587)-52,50)+9)))","v":""},{"$f":"IF(A4587=\"\",\"\",INDIRECT(\"'Exterior Lighting'!E\"&ROUNDDOWN((ROW(A4587)-3802)/50,0)+5))","v":""},{"$f":"IF(A4587=\"\",\"\",INDIRECT(\"'Fixture Schedule'!L\"&MOD(ROW(A4587)-52,50)+9))","v":""},null,null,null,null,null,null,null,null,null,null,null,null,null,{"$f":"INDIRECT(\"'Exterior Lighting'!\"&SUBSTITUTE(ADDRESS(1,MOD(ROW(A4587)-3802,50)+9,4),\"1\",\"\")&ROUNDDOWN((ROW(A4587)-3802)/50,0)+5)","v":0},{"$f":"LEFT(INDIRECT(\"'Exterior Lighting'!BH\"&ROUNDDOWN((ROW(A4587)-3802)/50,0)+5),3)","v":""},{"$f":"INDIRECT(\"'Fixture Schedule'!L\"&MOD(ROW(A4587)-52,50)+9)","v":0},{"$f":"INDIRECT(\"'Fixture Schedule'!O\"&MOD(ROW(A4587)-52,50)+9)","v":0},null,{"$f":"INDIRECT(\"'Fixture Schedule'!L\"&MOD(ROW(A4587)-52,50)+9)","v":0}]
[{"$f":"IF(OR(AM4593=0,AN4593=\"DNQ\")=TRUE,\"\",INDIRECT(\"'Fixture Schedule'!M\"&MOD(ROW(A4593)-3802,50)+9))","v":""},{"$f":"IF(A4593=\"\",\"\",INDIRECT(\"'Fixture Schedule'!E\"&MOD(ROW(A4593)-3802,50)+9))","v":""},{"$f":"IF(A4593=\"\",\"\",INDIRECT(\"'Fixture Schedule'!F\"&MOD(ROW(A4593)-3802,50)+9))","v":""},{"$f":"IF(A4593=\"\",\"\",INDIRECT(\"'Fixture Schedule'!L\"&MOD(ROW(A4593)-52,50)+9))","v":""},"",null,null,{"$f":"IF(A4593=\"\",\"\",IF(AP4593=1,Summary!$C$12*(AO4593)/(IF(InteriorCalcType=1,'Building Area Method'!$BK$6,SUM('Space-by-Space Method'!$BO$4:$BO$78))+SUM('Exterior Lighting'!$BL$5:$BL$25)),0))","v":""},{"$f":"IF(A4593=\"\",\"\",IF(START!$B$34=1,INDIRECT(\"'Exterior Lighting'!\"&SUBSTITUTE(ADDRESS(1,MOD(ROW(A4593)-3802,50)+9,4),\"1\",\"\")&ROUNDDOWN((ROW(A4593)-3802)/50,0)+5),\"\"))","v":""},{"$f":"IF(A4593=\"\",\"\",IF(AP4593=1,Summary!$F$11*(AO4593)/(IF(InteriorCalcType=1,'Building Area Method'!$BK$6,SUM('Space-by-Space Method'!$BO$4:$BO$78))+SUM('Exterior Lighting'!$BL$5:$BL$25)),0))","v":""},{"$f":"IF(A4593=\"\",\"\",IF(AP4593=1,Summary!$E$11*(AO4593)/(IF(InteriorCalcType=1,'Building Area Method'!$BK$6,SUM('Space-by-Space Method'!$BO$4:$BO$78))+SUM('Exterior Lighting'!$BL$5:$BL$25)),0))","v":""},{"$f":"IF(A4593=\"\",\"\",IF(AP4593=1,Summary!$G$11*(AO4593)/(IF(InteriorCalcType=1,'Building Area Method'!$BK$6,SUM('Space-by-Space Method'!$BO$4:$BO$78))+SUM('Exterior Lighting'!$BL$5:$BL$25)),0))","v":""},"","",null,null,null,{"$f":"IF(A4593=\"\",\"\",IF(START!$B$34=2,INDIRECT(\"'Exterior Lighting'!\"&SUBSTITUTE(ADDRESS(1,MOD(ROW(A4593)-3802,50)+9,4),\"1\",\"\")&ROUNDDOWN((ROW(A4593)-3802)/50,0)+5),\"\"))","v":""},"",{"$f":"IF(A4593=\"\",\"\",INDIRECT(\"'Exterior Lighting'!C\"&ROUNDDOWN((ROW(A4593)-3802)/50,0)+5))","v":""},"",{"$f":"IF(A4593=\"\",\"\",INDIRECT(\"'Fixture Schedule'!D\"&MOD(ROW(A4593)-3802,50)+9))","v":""},{"$f":"IF(A4593=\"\",\"\",IF(AR4593=\"\",\"\",INDIRECT(\"'Fixture Schedule'!K\"&MOD(ROW(A4593)-52,50)+9)))","v":""},{"$f":"IF(A4593=\"\",\"\",INDIRECT(\"'Exterior Lighting'!E\"&ROUNDDOWN((ROW(A4593)-3802)/50,0)+5))","v":""},{"$f":"IF(A4593=\"\",\"\",INDIRECT(\"'Fixture Schedule'!L\"&MOD(ROW(A4593)-52,50)+9))","v":""},null,null,null,null,null,null,null,null,null,null,null,null,null,{"$f":"INDIRECT(\"'Exterior Lighting'!\"&SUBSTITUTE(ADDRESS(1,MOD(ROW(A4593)-3802,50)+9,4),\"1\",\"\")&ROUNDDOWN((ROW(A4593)-3802)/50,0)+5)","v":0},{"$f":"LEFT(INDIRECT(\"'Exterior Lighting'!BH\"&ROUNDDOWN((ROW(A4593)-3802)/50,0)+5),3)","v":""},{"$f":"INDIRECT(\"'Fixture Schedule'!L\"&MOD(ROW(A4593)-52,50)+9)","v":0},{"$f":"INDIRECT(\"'Fixture Schedule'!O\"&MOD(ROW(A4593)-52,50)+9)","v":0},null,{"$f":"INDIRECT(\"'Fixture Schedule'!L\"&MOD(ROW(A4593)-52,50)+9)","v":0}]
[{"$f":"IF(OR(AM4606=0,AN4606=\"DNQ\")=TRUE,\"\",INDIRECT(\"'Fixture Schedule'!M\"&MOD(ROW(A4606)-3802,50)+9))","v":""},{"$f":"IF(A4606=\"\",\"\",INDIRECT(\"'Fixture Schedule'!E\"&MOD(ROW(A4606)-3802,50)+9))","v":""},{"$f":"IF(A4606=\"\",\"\",INDIRECT(\"'Fixture Schedule'!F\"&MOD(ROW(A4606)-3802,50)+9))","v":""},{"$f":"IF(A4606=\"\",\"\",INDIRECT(\"'Fixture Schedule'!L\"&MOD(ROW(A4606)-52,50)+9))","v":""},"",null,null,{"$f":"IF(A4606=\"\",\"\",IF(AP4606=1,Summary!$C$12*(AO4606)/(IF(InteriorCalcType=1,'Building Area Method'!$BK$6,SUM('Space-by-Space Method'!$BO$4:$BO$78))+SUM('Exterior Lighting'!$BL$5:$BL$25)),0))","v":""},{"$f":"IF(A4606=\"\",\"\",IF(START!$B$34=1,INDIRECT(\"'Exterior Lighting'!\"&SUBSTITUTE(ADDRESS(1,MOD(ROW(A4606)-3802,50)+9,4),\"1\",\"\")&ROUNDDOWN((ROW(A4606)-3802)/50,0)+5),\"\"))","v":""},{"$f":"IF(A4606=\"\",\"\",IF(AP4606=1,Summary!$F$11*(AO4606)/(IF(InteriorCalcType=1,'Building Area Method'!$BK$6,SUM('Space-by-Space Method'!$BO$4:$BO$78))+SUM('Exterior Lighting'!$BL$5:$BL$25)),0))","v":""},{"$f":"IF(A4606=\"\",\"\",IF(AP4606=1,Summary!$E$11*(AO4606)/(IF(InteriorCalcType=1,'Building Area Method'!$BK$6,SUM('Space-by-Space Method'!$BO$4:$BO$78))+SUM('Exterior Lighting'!$BL$5:$BL$25)),0))","v":""},{"$f":"IF(A4606=\"\",\"\",IF(AP4606=1,Summary!$G$11*(AO4606)/(IF(InteriorCalcType=1,'Building Area Method'!$BK$6,SUM('Space-by-Space Method'!$BO$4:$BO$78))+SUM('Exterior Lighting'!$BL$5:$BL$25)),0))","v":""},"","",null,null,null,{"$f":"IF(A4606=\"\",\"\",IF(START!$B$34=2,INDIRECT(\"'Exterior Lighting'!\"&SUBSTITUTE(ADDRESS(1,MOD(ROW(A4606)-3802,50)+9,4),\"1\",\"\")&ROUNDDOWN((ROW(A4606)-3802)/50,0)+5),\"\"))","v":""},"",{"$f":"IF(A4606=\"\",\"\",INDIRECT(\"'Exterior Lighting'!C\"&ROUNDDOWN((ROW(A4606)-3802)/50,0)+5))","v":""},"",{"$f":"IF(A4606=\"\",\"\",INDIRECT(\"'Fixture Schedule'!D\"&MOD(ROW(A4606)-3802,50)+9))","v":""},{"$f":"IF(A4606=\"\",\"\",IF(AR4606=\"\",\"\",INDIRECT(\"'Fixture Schedule'!K\"&MOD(ROW(A4606)-52,50)+9)))","v":""},{"$f":"IF(A4606=\"\",\"\",INDIRECT(\"'Exterior Lighting'!E\"&ROUNDDOWN((ROW(A4606)-3802)/50,0)+5))","v":""},{"$f":"IF(A4606=\"\",\"\",INDIRECT(\"'Fixture Schedule'!L\"&MOD(ROW(A4606)-52,50)+9))","v":""},null,null,null,null,null,null,null,null,null,null,null,null,null,{"$f":"INDIRECT(\"'Exterior Lighting'!\"&SUBSTITUTE(ADDRESS(1,MOD(ROW(A4606)-3802,50)+9,4),\"1\",\"\")&ROUNDDOWN((ROW(A4606)-3802)/50,0)+5)","v":0},{"$f":"LEFT(INDIRECT(\"'Exterior Lighting'!BH\"&ROUNDDOWN((ROW(A4606)-3802)/50,0)+5),3)","v":""},{"$f":"INDIRECT(\"'Fixture Schedule'!L\"&MOD(ROW(A4606)-52,50)+9)","v":0},{"$f":"INDIRECT(\"'Fixture Schedule'!O\"&MOD(ROW(A4606)-52,50)+9)","v":0},null,{"$f":"INDIRECT(\"'Fixture Schedule'!L\"&MOD(ROW(A4606)-52,50)+9)","v":0}]
[{"$f":"IF(OR(AM4611=0,AN4611=\"DNQ\")=TRUE,\"\",INDIRECT(\"'Fixture Schedule'!M\"&MOD(ROW(A4611)-3802,50)+9))","v":""},{"$f":"IF(A4611=\"\",\"\",INDIRECT(\"'Fixture Schedule'!E\"&MOD(ROW(A4611)-3802,50)+9))","v":""},{"$f":"IF(A4611=\"\",\"\",INDIRECT(\"'Fixture Schedule'!F\"&MOD(ROW(A4611)-3802,50)+9))","v":""},{"$f":"IF(A4611=\"\",\"\",INDIRECT(\"'Fixture Schedule'!L\"&MOD(ROW(A4611)-52,50)+9))","v":""},"",null,null,{"$f":"IF(A4611=\"\",\"\",IF(AP4611=1,Summary!$C$12*(AO4611)/(IF(InteriorCalcType=1,'Building Area Method'!$BK$6,SUM('Space-by-Space Method'!$BO$4:$BO$78))+SUM('Exterior Lighting'!$BL$5:$BL$25)),0))","v":""},{"$f":"IF(A4611=\"\",\"\",IF(START!$B$34=1,INDIRECT(\"'Exterior Lighting'!\"&SUBSTITUTE(ADDRESS(1,MOD(ROW(A4611)-3802,50)+9,4),\"1\",\"\")&ROUNDDOWN((ROW(A4611)-3802)/50,0)+5),\"\"))","v":""},{"$f":"IF(A4611=\"\",\"\",IF(AP4611=1,Summary!$F$11*(AO4611)/(IF(InteriorCalcType=1,'Building Area Method'!$BK$6,SUM('Space-by-Space Method'!$BO$4:$BO$78))+SUM('Exterior Lighting'!$BL$5:$BL$25)),0))","v":""},{"$f":"IF(A4611=\"\",\"\",IF(AP4611=1,Summary!$E$11*(AO4611)/(IF(InteriorCalcType=1,'Building Area Method'!$BK$6,SUM('Space-by-Space Method'!$BO$4:$BO$78))+SUM('Exterior Lighting'!$BL$5:$BL$25)),0))","v":""},{"$f":"IF(A4611=\"\",\"\",IF(AP4611=1,Summary!$G$11*(AO4611)/(IF(InteriorCalcType=1,'Building Area Method'!$BK$6,SUM('Space-by-Space Method'!$BO$4:$BO$78))+SUM('Exterior Lighting'!$BL$5:$BL$25)),0))","v":""},"","",null,null,null,{"$f":"IF(A4611=\"\",\"\",IF(START!$B$34=2,INDIRECT(\"'Exterior Lighting'!\"&SUBSTITUTE(ADDRESS(1,MOD(ROW(A4611)-3802,50)+9,4),\"1\",\"\")&ROUNDDOWN((ROW(A4611)-3802)/50,0)+5),\"\"))","v":""},"",{"$f":"IF(A4611=\"\",\"\",INDIRECT(\"'Exterior Lighting'!C\"&ROUNDDOWN((ROW(A4611)-3802)/50,0)+5))","v":""},"",{"$f":"IF(A4611=\"\",\"\",INDIRECT(\"'Fixture Schedule'!D\"&MOD(ROW(A4611)-3802,50)+9))","v":""},{"$f":"IF(A4611=\"\",\"\",IF(AR4611=\"\",\"\",INDIRECT(\"'Fixture Schedule'!K\"&MOD(ROW(A4611)-52,50)+9)))","v":""},{"$f":"IF(A4611=\"\",\"\",INDIRECT(\"'Exterior Lighting'!E\"&ROUNDDOWN((ROW(A4611)-3802)/50,0)+5))","v":""},{"$f":"IF(A4611=\"\",\"\",INDIRECT(\"'Fixture Schedule'!L\"&MOD(ROW(A4611)-52,50)+9))","v":""},null,null,null,null,null,null,null,null,null,null,null,null,null,{"$f":"INDIRECT(\"'Exterior Lighting'!\"&SUBSTITUTE(ADDRESS(1,MOD(ROW(A4611)-3802,50)+9,4),\"1\",\"\")&ROUNDDOWN((ROW(A4611)-3802)/50,0)+5)","v":0},{"$f":"LEFT(INDIRECT(\"'Exterior Lighting'!BH\"&ROUNDDOWN((ROW(A4611)-3802)/50,0)+5),3)","v":""},{"$f":"INDIRECT(\"'Fixture Schedule'!L\"&MOD(ROW(A4611)-52,50)+9)","v":0},{"$f":"INDIRECT(\"'Fixture Schedule'!O\"&MOD(ROW(A4611)-52,50)+9)","v":0},null,{"$f":"INDIRECT(\"'Fixture Schedule'!L\"&MOD(ROW(A4611)-52,50)+9)","v":0}]
[{"$f":"IF(OR(AM4617=0,AN4617=\"DNQ\")=TRUE,\"\",INDIRECT(\"'Fixture Schedule'!M\"&MOD(ROW(A4617)-3802,50)+9))","v":""},{"$f":"IF(A4617=\"\",\"\",INDIRECT(\"'Fixture Schedule'!E\"&MOD(ROW(A4617)-3802,50)+9))","v":""},{"$f":"IF(A4617=\"\",\"\",INDIRECT(\"'Fixture Schedule'!F\"&MOD(ROW(A4617)-3802,50)+9))","v":""},{"$f":"IF(A4617=\"\",\"\",INDIRECT(\"'Fixture Schedule'!L\"&MOD(ROW(A4617)-52,50)+9))","v":""},"",null,null,{"$f":"IF(A4617=\"\",\"\",IF(AP4617=1,Summary!$C$12*(AO4617)/(IF(InteriorCalcType=1,'Building Area Method'!$BK$6,SUM('Space-by-Space Method'!$BO$4:$BO$78))+SUM('Exterior Lighting'!$BL$5:$BL$25)),0))","v":""},{"$f":"IF(A4617=\"\",\"\",IF(START!$B$34=1,INDIRECT(\"'Exterior Lighting'!\"&SUBSTITUTE(ADDRESS(1,MOD(ROW(A4617)-3802,50)+9,4),\"1\",\"\")&ROUNDDOWN((ROW(A4617)-3802)/50,0)+5),\"\"))","v":""},{"$f":"IF(A4617=\"\",\"\",IF(AP4617=1,Summary!$F$11*(AO4617)/(IF(InteriorCalcType=1,'Building Area Method'!$BK$6,SUM('Space-by-Space Method'!$BO$4:$BO$78))+SUM('Exterior Lighting'!$BL$5:$BL$25)),0))","v":""},{"$f":"IF(A4617=\"\",\"\",IF(AP4617=1,Summary!$E$11*(AO4617)/(IF(InteriorCalcType=1,'Building Area Method'!$BK$6,SUM('Space-by-Space Method'!$BO$4:$BO$78))+SUM('Exterior Lighting'!$BL$5:$BL$25)),0))","v":""},{"$f":"IF(A4617=\"\",\"\",IF(AP4617=1,Summary!$G$11*(AO4617)/(IF(InteriorCalcType=1,'Building Area Method'!$BK$6,SUM('Space-by-Space Method'!$BO$4:$BO$78))+SUM('Exterior Lighting'!$BL$5:$BL$25)),0))","v":""},"","",null,null,null,{"$f":"IF(A4617=\"\",\"\",IF(START!$B$34=2,INDIRECT(\"'Exterior Lighting'!\"&SUBSTITUTE(ADDRESS(1,MOD(ROW(A4617)-3802,50)+9,4),\"1\",\"\")&ROUNDDOWN((ROW(A4617)-3802)/50,0)+5),\"\"))","v":""},"",{"$f":"IF(A4617=\"\",\"\",INDIRECT(\"'Exterior Lighting'!C\"&ROUNDDOWN((ROW(A4617)-3802)/50,0)+5))","v":""},"",{"$f":"IF(A4617=\"\",\"\",INDIRECT(\"'Fixture Schedule'!D\"&MOD(ROW(A4617)-3802,50)+9))","v":""},{"$f":"IF(A4617=\"\",\"\",IF(AR4617=\"\",\"\",INDIRECT(\"'Fixture Schedule'!K\"&MOD(ROW(A4617)-52,50)+9)))","v":""},{"$f":"IF(A4617=\"\",\"\",INDIRECT(\"'Exterior Lighting'!E\"&ROUNDDOWN((ROW(A4617)-3802)/50,0)+5))","v":""},{"$f":"IF(A4617=\"\",\"\",INDIRECT(\"'Fixture Schedule'!L\"&MOD(ROW(A4617)-52,50)+9))","v":""},null,null,null,null,null,null,null,null,null,null,null,null,null,{"$f":"INDIRECT(\"'Exterior Lighting'!\"&SUBSTITUTE(ADDRESS(1,MOD(ROW(A4617)-3802,50)+9,4),\"1\",\"\")&ROUNDDOWN((ROW(A4617)-3802)/50,0)+5)","v":0},{"$f":"LEFT(INDIRECT(\"'Exterior Lighting'!BH\"&ROUNDDOWN((ROW(A4617)-3802)/50,0)+5),3)","v":""},{"$f":"INDIRECT(\"'Fixture Schedule'!L\"&MOD(ROW(A4617)-52,50)+9)","v":0},{"$f":"INDIRECT(\"'Fixture Schedule'!O\"&MOD(ROW(A4617)-52,50)+9)","v":0},null,{"$f":"INDIRECT(\"'Fixture Schedule'!L\"&MOD(ROW(A4617)-52,50)+9)","v":0}]
[{"$f":"IF(OR(AM4629=0,AN4629=\"DNQ\")=TRUE,\"\",INDIRECT(\"'Fixture Schedule'!M\"&MOD(ROW(A4629)-3802,50)+9))","v":""},{"$f":"IF(A4629=\"\",\"\",INDIRECT(\"'Fixture Schedule'!E\"&MOD(ROW(A4629)-3802,50)+9))","v":""},{"$f":"IF(A4629=\"\",\"\",INDIRECT(\"'Fixture Schedule'!F\"&MOD(ROW(A4629)-3802,50)+9))","v":""},{"$f":"IF(A4629=\"\",\"\",INDIRECT(\"'Fixture Schedule'!L\"&MOD(ROW(A4629)-52,50)+9))","v":""},"",null,null,{"$f":"IF(A4629=\"\",\"\",IF(AP4629=1,Summary!$C$12*(AO4629)/(IF(InteriorCalcType=1,'Building Area Method'!$BK$6,SUM('Space-by-Space Method'!$BO$4:$BO$78))+SUM('Exterior Lighting'!$BL$5:$BL$25)),0))","v":""},{"$f":"IF(A4629=\"\",\"\",IF(START!$B$34=1,INDIRECT(\"'Exterior Lighting'!\"&SUBSTITUTE(ADDRESS(1,MOD(ROW(A4629)-3802,50)+9,4),\"1\",\"\")&ROUNDDOWN((ROW(A4629)-3802)/50,0)+5),\"\"))","v":""},{"$f":"IF(A4629=\"\",\"\",IF(AP4629=1,Summary!$F$11*(AO4629)/(IF(InteriorCalcType=1,'Building Area Method'!$BK$6,SUM('Space-by-Space Method'!$BO$4:$BO$78))+SUM('Exterior Lighting'!$BL$5:$BL$25)),0))","v":""},{"$f":"IF(A4629=\"\",\"\",IF(AP4629=1,Summary!$E$11*(AO4629)/(IF(InteriorCalcType=1,'Building Area Method'!$BK$6,SUM('Space-by-Space Method'!$BO$4:$BO$78))+SUM('Exterior Lighting'!$BL$5:$BL$25)),0))","v":""},{"$f":"IF(A4629=\"\",\"\",IF(AP4629=1,Summary!$G$11*(AO4629)/(IF(InteriorCalcType=1,'Building Area Method'!$BK$6,SUM('Space-by-Space Method'!$BO$4:$BO$78))+SUM('Exterior Lighting'!$BL$5:$BL$25)),0))","v":""},"","",null,null,null,{"$f":"IF(A4629=\"\",\"\",IF(START!$B$34=2,INDIRECT(\"'Exterior Lighting'!\"&SUBSTITUTE(ADDRESS(1,MOD(ROW(A4629)-3802,50)+9,4),\"1\",\"\")&ROUNDDOWN((ROW(A4629)-3802)/50,0)+5),\"\"))","v":""},"",{"$f":"IF(A4629=\"\",\"\",INDIRECT(\"'Exterior Lighting'!C\"&ROUNDDOWN((ROW(A4629)-3802)/50,0)+5))","v":""},"",{"$f":"IF(A4629=\"\",\"\",INDIRECT(\"'Fixture Schedule'!D\"&MOD(ROW(A4629)-3802,50)+9))","v":""},{"$f":"IF(A4629=\"\",\"\",IF(AR4629=\"\",\"\",INDIRECT(\"'Fixture Schedule'!K\"&MOD(ROW(A4629)-52,50)+9)))","v":""},{"$f":"IF(A4629=\"\",\"\",INDIRECT(\"'Exterior Lighting'!E\"&ROUNDDOWN((ROW(A4629)-3802)/50,0)+5))","v":""},{"$f":"IF(A4629=\"\",\"\",INDIRECT(\"'Fixture Schedule'!L\"&MOD(ROW(A4629)-52,50)+9))","v":""},null,null,null,null,null,null,null,null,null,null,null,null,null,{"$f":"INDIRECT(\"'Exterior Lighting'!\"&SUBSTITUTE(ADDRESS(1,MOD(ROW(A4629)-3802,50)+9,4),\"1\",\"\")&ROUNDDOWN((ROW(A4629)-3802)/50,0)+5)","v":0},{"$f":"LEFT(INDIRECT(\"'Exterior Lighting'!BH\"&ROUNDDOWN((ROW(A4629)-3802)/50,0)+5),3)","v":""},{"$f":"INDIRECT(\"'Fixture Schedule'!L\"&MOD(ROW(A4629)-52,50)+9)","v":0},{"$f":"INDIRECT(\"'Fixture Schedule'!O\"&MOD(ROW(A4629)-52,50)+9)","v":0},null,{"$f":"INDIRECT(\"'Fixture Schedule'!L\"&MOD(ROW(A4629)-52,50)+9)","v":0}]
[{"$f":"IF(OR(AM4636=0,AN4636=\"DNQ\")=TRUE,\"\",INDIRECT(\"'Fixture Schedule'!M\"&MOD(ROW(A4636)-3802,50)+9))","v":""},{"$f":"IF(A4636=\"\",\"\",INDIRECT(\"'Fixture Schedule'!E\"&MOD(ROW(A4636)-3802,50)+9))","v":""},{"$f":"IF(A4636=\"\",\"\",INDIRECT(\"'Fixture Schedule'!F\"&MOD(ROW(A4636)-3802,50)+9))","v":""},{"$f":"IF(A4636=\"\",\"\",INDIRECT(\"'Fixture Schedule'!L\"&MOD(ROW(A4636)-52,50)+9))","v":""},"",null,null,{"$f":"IF(A4636=\"\",\"\",IF(AP4636=1,Summary!$C$12*(AO4636)/(IF(InteriorCalcType=1,'Building Area Method'!$BK$6,SUM('Space-by-Space Method'!$BO$4:$BO$78))+SUM('Exterior Lighting'!$BL$5:$BL$25)),0))","v":""},{"$f":"IF(A4636=\"\",\"\",IF(START!$B$34=1,INDIRECT(\"'Exterior Lighting'!\"&SUBSTITUTE(ADDRESS(1,MOD(ROW(A4636)-3802,50)+9,4),\"1\",\"\")&ROUNDDOWN((ROW(A4636)-3802)/50,0)+5),\"\"))","v":""},{"$f":"IF(A4636=\"\",\"\",IF(AP4636=1,Summary!$F$11*(AO4636)/(IF(InteriorCalcType=1,'Building Area Method'!$BK$6,SUM('Space-by-Space Method'!$BO$4:$BO$78))+SUM('Exterior Lighting'!$BL$5:$BL$25)),0))","v":""},{"$f":"IF(A4636=\"\",\"\",IF(AP4636=1,Summary!$E$11*(AO4636)/(IF(InteriorCalcType=1,'Building Area Method'!$BK$6,SUM('Space-by-Space Method'!$BO$4:$BO$78))+SUM('Exterior Lighting'!$BL$5:$BL$25)),0))","v":""},{"$f":"IF(A4636=\"\",\"\",IF(AP4636=1,Summary!$G$11*(AO4636)/(IF(InteriorCalcType=1,'Building Area Method'!$BK$6,SUM('Space-by-Space Method'!$BO$4:$BO$78))+SUM('Exterior Lighting'!$BL$5:$BL$25)),0))","v":""},"","",null,null,null,{"$f":"IF(A4636=\"\",\"\",IF(START!$B$34=2,INDIRECT(\"'Exterior Lighting'!\"&SUBSTITUTE(ADDRESS(1,MOD(ROW(A4636)-3802,50)+9,4),\"1\",\"\")&ROUNDDOWN((ROW(A4636)-3802)/50,0)+5),\"\"))","v":""},"",{"$f":"IF(A4636=\"\",\"\",INDIRECT(\"'Exterior Lighting'!C\"&ROUNDDOWN((ROW(A4636)-3802)/50,0)+5))","v":""},"",{"$f":"IF(A4636=\"\",\"\",INDIRECT(\"'Fixture Schedule'!D\"&MOD(ROW(A4636)-3802,50)+9))","v":""},{"$f":"IF(A4636=\"\",\"\",IF(AR4636=\"\",\"\",INDIRECT(\"'Fixture Schedule'!K\"&MOD(ROW(A4636)-52,50)+9)))","v":""},{"$f":"IF(A4636=\"\",\"\",INDIRECT(\"'Exterior Lighting'!E\"&ROUNDDOWN((ROW(A4636)-3802)/50,0)+5))","v":""},{"$f":"IF(A4636=\"\",\"\",INDIRECT(\"'Fixture Schedule'!L\"&MOD(ROW(A4636)-52,50)+9))","v":""},null,null,null,null,null,null,null,null,null,null,null,null,null,{"$f":"INDIRECT(\"'Exterior Lighting'!\"&SUBSTITUTE(ADDRESS(1,MOD(ROW(A4636)-3802,50)+9,4),\"1\",\"\")&ROUNDDOWN((ROW(A4636)-3802)/50,0)+5)","v":0},{"$f":"LEFT(INDIRECT(\"'Exterior Lighting'!BH\"&ROUNDDOWN((ROW(A4636)-3802)/50,0)+5),3)","v":""},{"$f":"INDIRECT(\"'Fixture Schedule'!L\"&MOD(ROW(A4636)-52,50)+9)","v":0},{"$f":"INDIRECT(\"'Fixture Schedule'!O\"&MOD(ROW(A4636)-52,50)+9)","v":0},null,{"$f":"INDIRECT(\"'Fixture Schedule'!L\"&MOD(ROW(A4636)-52,50)+9)","v":0}]
[{"$f":"IF(OR(AM4645=0,AN4645=\"DNQ\")=TRUE,\"\",INDIRECT(\"'Fixture Schedule'!M\"&MOD(ROW(A4645)-3802,50)+9))","v":""},{"$f":"IF(A4645=\"\",\"\",INDIRECT(\"'Fixture Schedule'!E\"&MOD(ROW(A4645)-3802,50)+9))","v":""},{"$f":"IF(A4645=\"\",\"\",INDIRECT(\"'Fixture Schedule'!F\"&MOD(ROW(A4645)-3802,50)+9))","v":""},{"$f":"IF(A4645=\"\",\"\",INDIRECT(\"'Fixture Schedule'!L\"&MOD(ROW(A4645)-52,50)+9))","v":""},"",null,null,{"$f":"IF(A4645=\"\",\"\",IF(AP4645=1,Summary!$C$12*(AO4645)/(IF(InteriorCalcType=1,'Building Area Method'!$BK$6,SUM('Space-by-Space Method'!$BO$4:$BO$78))+SUM('Exterior Lighting'!$BL$5:$BL$25)),0))","v":""},{"$f":"IF(A4645=\"\",\"\",IF(START!$B$34=1,INDIRECT(\"'Exterior Lighting'!\"&SUBSTITUTE(ADDRESS(1,MOD(ROW(A4645)-3802,50)+9,4),\"1\",\"\")&ROUNDDOWN((ROW(A4645)-3802)/50,0)+5),\"\"))","v":""},{"$f":"IF(A4645=\"\",\"\",IF(AP4645=1,Summary!$F$11*(AO4645)/(IF(InteriorCalcType=1,'Building Area Method'!$BK$6,SUM('Space-by-Space Method'!$BO$4:$BO$78))+SUM('Exterior Lighting'!$BL$5:$BL$25)),0))","v":""},{"$f":"IF(A4645=\"\",\"\",IF(AP4645=1,Summary!$E$11*(AO4645)/(IF(InteriorCalcType=1,'Building Area Method'!$BK$6,SUM('Space-by-Space Method'!$BO$4:$BO$78))+SUM('Exterior Lighting'!$BL$5:$BL$25)),0))","v":""},{"$f":"IF(A4645=\"\",\"\",IF(AP4645=1,Summary!$G$11*(AO4645)/(IF(InteriorCalcType=1,'Building Area Method'!$BK$6,SUM('Space-by-Space Method'!$BO$4:$BO$78))+SUM('Exterior Lighting'!$BL$5:$BL$25)),0))","v":""},"","",null,null,null,{"$f":"IF(A4645=\"\",\"\",IF(START!$B$34=2,INDIRECT(\"'Exterior Lighting'!\"&SUBSTITUTE(ADDRESS(1,MOD(ROW(A4645)-3802,50)+9,4),\"1\",\"\")&ROUNDDOWN((ROW(A4645)-3802)/50,0)+5),\"\"))","v":""},"",{"$f":"IF(A4645=\"\",\"\",INDIRECT(\"'Exterior Lighting'!C\"&ROUNDDOWN((ROW(A4645)-3802)/50,0)+5))","v":""},"",{"$f":"IF(A4645=\"\",\"\",INDIRECT(\"'Fixture Schedule'!D\"&MOD(ROW(A4645)-3802,50)+9))","v":""},{"$f":"IF(A4645=\"\",\"\",IF(AR4645=\"\",\"\",INDIRECT(\"'Fixture Schedule'!K\"&MOD(ROW(A4645)-52,50)+9)))","v":""},{"$f":"IF(A4645=\"\",\"\",INDIRECT(\"'Exterior Lighting'!E\"&ROUNDDOWN((ROW(A4645)-3802)/50,0)+5))","v":""},{"$f":"IF(A4645=\"\",\"\",INDIRECT(\"'Fixture Schedule'!L\"&MOD(ROW(A4645)-52,50)+9))","v":""},null,null,null,null,null,null,null,null,null,null,null,null,null,{"$f":"INDIRECT(\"'Exterior Lighting'!\"&SUBSTITUTE(ADDRESS(1,MOD(ROW(A4645)-3802,50)+9,4),\"1\",\"\")&ROUNDDOWN((ROW(A4645)-3802)/50,0)+5)","v":0},{"$f":"LEFT(INDIRECT(\"'Exterior Lighting'!BH\"&ROUNDDOWN((ROW(A4645)-3802)/50,0)+5),3)","v":""},{"$f":"INDIRECT(\"'Fixture Schedule'!L\"&MOD(ROW(A4645)-52,50)+9)","v":0},{"$f":"INDIRECT(\"'Fixture Schedule'!O\"&MOD(ROW(A4645)-52,50)+9)","v":0},null,{"$f":"INDIRECT(\"'Fixture Schedule'!L\"&MOD(ROW(A4645)-52,50)+9)","v":0}]
[{"$f":"IF(OR(AM4658=0,AN4658=\"DNQ\")=TRUE,\"\",INDIRECT(\"'Fixture Schedule'!M\"&MOD(ROW(A4658)-3802,50)+9))","v":""},{"$f":"IF(A4658=\"\",\"\",INDIRECT(\"'Fixture Schedule'!E\"&MOD(ROW(A4658)-3802,50)+9))","v":""},{"$f":"IF(A4658=\"\",\"\",INDIRECT(\"'Fixture Schedule'!F\"&MOD(ROW(A4658)-3802,50)+9))","v":""},{"$f":"IF(A4658=\"\",\"\",INDIRECT(\"'Fixture Schedule'!L\"&MOD(ROW(A4658)-52,50)+9))","v":""},"",null,null,{"$f":"IF(A4658=\"\",\"\",IF(AP4658=1,Summary!$C$12*(AO4658)/(IF(InteriorCalcType=1,'Building Area Method'!$BK$6,SUM('Space-by-Space Method'!$BO$4:$BO$78))+SUM('Exterior Lighting'!$BL$5:$BL$25)),0))","v":""},{"$f":"IF(A4658=\"\",\"\",IF(START!$B$34=1,INDIRECT(\"'Exterior Lighting'!\"&SUBSTITUTE(ADDRESS(1,MOD(ROW(A4658)-3802,50)+9,4),\"1\",\"\")&ROUNDDOWN((ROW(A4658)-3802)/50,0)+5),\"\"))","v":""},{"$f":"IF(A4658=\"\",\"\",IF(AP4658=1,Summary!$F$11*(AO4658)/(IF(InteriorCalcType=1,'Building Area Method'!$BK$6,SUM('Space-by-Space Method'!$BO$4:$BO$78))+SUM('Exterior Lighting'!$BL$5:$BL$25)),0))","v":""},{"$f":"IF(A4658=\"\",\"\",IF(AP4658=1,Summary!$E$11*(AO4658)/(IF(InteriorCalcType=1,'Building Area Method'!$BK$6,SUM('Space-by-Space Method'!$BO$4:$BO$78))+SUM('Exterior Lighting'!$BL$5:$BL$25)),0))","v":""},{"$f":"IF(A4658=\"\",\"\",IF(AP4658=1,Summary!$G$11*(AO4658)/(IF(InteriorCalcType=1,'Building Area Method'!$BK$6,SUM('Space-by-Space Method'!$BO$4:$BO$78))+SUM('Exterior Lighting'!$BL$5:$BL$25)),0))","v":""},"","",null,null,null,{"$f":"IF(A4658=\"\",\"\",IF(START!$B$34=2,INDIRECT(\"'Exterior Lighting'!\"&SUBSTITUTE(ADDRESS(1,MOD(ROW(A4658)-3802,50)+9,4),\"1\",\"\")&ROUNDDOWN((ROW(A4658)-3802)/50,0)+5),\"\"))","v":""},"",{"$f":"IF(A4658=\"\",\"\",INDIRECT(\"'Exterior Lighting'!C\"&ROUNDDOWN((ROW(A4658)-3802)/50,0)+5))","v":""},"",{"$f":"IF(A4658=\"\",\"\",INDIRECT(\"'Fixture Schedule'!D\"&MOD(ROW(A4658)-3802,50)+9))","v":""},{"$f":"IF(A4658=\"\",\"\",IF(AR4658=\"\",\"\",INDIRECT(\"'Fixture Schedule'!K\"&MOD(ROW(A4658)-52,50)+9)))","v":""},{"$f":"IF(A4658=\"\",\"\",INDIRECT(\"'Exterior Lighting'!E\"&ROUNDDOWN((ROW(A4658)-3802)/50,0)+5))","v":""},{"$f":"IF(A4658=\"\",\"\",INDIRECT(\"'Fixture Schedule'!L\"&MOD(ROW(A4658)-52,50)+9))","v":""},null,null,null,null,null,null,null,null,null,null,null,null,null,{"$f":"INDIRECT(\"'Exterior Lighting'!\"&SUBSTITUTE(ADDRESS(1,MOD(ROW(A4658)-3802,50)+9,4),\"1\",\"\")&ROUNDDOWN((ROW(A4658)-3802)/50,0)+5)","v":0},{"$f":"LEFT(INDIRECT(\"'Exterior Lighting'!BH\"&ROUNDDOWN((ROW(A4658)-3802)/50,0)+5),3)","v":""},{"$f":"INDIRECT(\"'Fixture Schedule'!L\"&MOD(ROW(A4658)-52,50)+9)","v":0},{"$f":"INDIRECT(\"'Fixture Schedule'!O\"&MOD(ROW(A4658)-52,50)+9)","v":0},null,{"$f":"INDIRECT(\"'Fixture Schedule'!L\"&MOD(ROW(A4658)-52,50)+9)","v":0}]
[{"$f":"IF(OR(AM4664=0,AN4664=\"DNQ\")=TRUE,\"\",INDIRECT(\"'Fixture Schedule'!M\"&MOD(ROW(A4664)-3802,50)+9))","v":""},{"$f":"IF(A4664=\"\",\"\",INDIRECT(\"'Fixture Schedule'!E\"&MOD(ROW(A4664)-3802,50)+9))","v":""},{"$f":"IF(A4664=\"\",\"\",INDIRECT(\"'Fixture Schedule'!F\"&MOD(ROW(A4664)-3802,50)+9))","v":""},{"$f":"IF(A4664=\"\",\"\",INDIRECT(\"'Fixture Schedule'!L\"&MOD(ROW(A4664)-52,50)+9))","v":""},"",null,null,{"$f":"IF(A4664=\"\",\"\",IF(AP4664=1,Summary!$C$12*(AO4664)/(IF(InteriorCalcType=1,'Building Area Method'!$BK$6,SUM('Space-by-Space Method'!$BO$4:$BO$78))+SUM('Exterior Lighting'!$BL$5:$BL$25)),0))","v":""},{"$f":"IF(A4664=\"\",\"\",IF(START!$B$34=1,INDIRECT(\"'Exterior Lighting'!\"&SUBSTITUTE(ADDRESS(1,MOD(ROW(A4664)-3802,50)+9,4),\"1\",\"\")&ROUNDDOWN((ROW(A4664)-3802)/50,0)+5),\"\"))","v":""},{"$f":"IF(A4664=\"\",\"\",IF(AP4664=1,Summary!$F$11*(AO4664)/(IF(InteriorCalcType=1,'Building Area Method'!$BK$6,SUM('Space-by-Space Method'!$BO$4:$BO$78))+SUM('Exterior Lighting'!$BL$5:$BL$25)),0))","v":""},{"$f":"IF(A4664=\"\",\"\",IF(AP4664=1,Summary!$E$11*(AO4664)/(IF(InteriorCalcType=1,'Building Area Method'!$BK$6,SUM('Space-by-Space Method'!$BO$4:$BO$78))+SUM('Exterior Lighting'!$BL$5:$BL$25)),0))","v":""},{"$f":"IF(A4664=\"\",\"\",IF(AP4664=1,Summary!$G$11*(AO4664)/(IF(InteriorCalcType=1,'Building Area Method'!$BK$6,SUM('Space-by-Space Method'!$BO$4:$BO$78))+SUM('Exterior Lighting'!$BL$5:$BL$25)),0))","v":""},"","",null,null,null,{"$f":"IF(A4664=\"\",\"\",IF(START!$B$34=2,INDIRECT(\"'Exterior Lighting'!\"&SUBSTITUTE(ADDRESS(1,MOD(ROW(A4664)-3802,50)+9,4),\"1\",\"\")&ROUNDDOWN((ROW(A4664)-3802)/50,0)+5),\"\"))","v":""},"",{"$f":"IF(A4664=\"\",\"\",INDIRECT(\"'Exterior Lighting'!C\"&ROUNDDOWN((ROW(A4664)-3802)/50,0)+5))","v":""},"",{"$f":"IF(A4664=\"\",\"\",INDIRECT(\"'Fixture Schedule'!D\"&MOD(ROW(A4664)-3802,50)+9))","v":""},{"$f":"IF(A4664=\"\",\"\",IF(AR4664=\"\",\"\",INDIRECT(\"'Fixture Schedule'!K\"&MOD(ROW(A4664)-52,50)+9)))","v":""},{"$f":"IF(A4664=\"\",\"\",INDIRECT(\"'Exterior Lighting'!E\"&ROUNDDOWN((ROW(A4664)-3802)/50,0)+5))","v":""},{"$f":"IF(A4664=\"\",\"\",INDIRECT(\"'Fixture Schedule'!L\"&MOD(ROW(A4664)-52,50)+9))","v":""},null,null,null,null,null,null,null,null,null,null,null,null,null,{"$f":"INDIRECT(\"'Exterior Lighting'!\"&SUBSTITUTE(ADDRESS(1,MOD(ROW(A4664)-3802,50)+9,4),\"1\",\"\")&ROUNDDOWN((ROW(A4664)-3802)/50,0)+5)","v":0},{"$f":"LEFT(INDIRECT(\"'Exterior Lighting'!BH\"&ROUNDDOWN((ROW(A4664)-3802)/50,0)+5),3)","v":""},{"$f":"INDIRECT(\"'Fixture Schedule'!L\"&MOD(ROW(A4664)-52,50)+9)","v":0},{"$f":"INDIRECT(\"'Fixture Schedule'!O\"&MOD(ROW(A4664)-52,50)+9)","v":0},null,{"$f":"INDIRECT(\"'Fixture Schedule'!L\"&MOD(ROW(A4664)-52,50)+9)","v":0}]
[{"$f":"IF(OR(AM4667=0,AN4667=\"DNQ\")=TRUE,\"\",INDIRECT(\"'Fixture Schedule'!M\"&MOD(ROW(A4667)-3802,50)+9))","v":""},{"$f":"IF(A4667=\"\",\"\",INDIRECT(\"'Fixture Schedule'!E\"&MOD(ROW(A4667)-3802,50)+9))","v":""},{"$f":"IF(A4667=\"\",\"\",INDIRECT(\"'Fixture Schedule'!F\"&MOD(ROW(A4667)-3802,50)+9))","v":""},{"$f":"IF(A4667=\"\",\"\",INDIRECT(\"'Fixture Schedule'!L\"&MOD(ROW(A4667)-52,50)+9))","v":""},"",null,null,{"$f":"IF(A4667=\"\",\"\",IF(AP4667=1,Summary!$C$12*(AO4667)/(IF(InteriorCalcType=1,'Building Area Method'!$BK$6,SUM('Space-by-Space Method'!$BO$4:$BO$78))+SUM('Exterior Lighting'!$BL$5:$BL$25)),0))","v":""},{"$f":"IF(A4667=\"\",\"\",IF(START!$B$34=1,INDIRECT(\"'Exterior Lighting'!\"&SUBSTITUTE(ADDRESS(1,MOD(ROW(A4667)-3802,50)+9,4),\"1\",\"\")&ROUNDDOWN((ROW(A4667)-3802)/50,0)+5),\"\"))","v":""},{"$f":"IF(A4667=\"\",\"\",IF(AP4667=1,Summary!$F$11*(AO4667)/(IF(InteriorCalcType=1,'Building Area Method'!$BK$6,SUM('Space-by-Space Method'!$BO$4:$BO$78))+SUM('Exterior Lighting'!$BL$5:$BL$25)),0))","v":""},{"$f":"IF(A4667=\"\",\"\",IF(AP4667=1,Summary!$E$11*(AO4667)/(IF(InteriorCalcType=1,'Building Area Method'!$BK$6,SUM('Space-by-Space Method'!$BO$4:$BO$78))+SUM('Exterior Lighting'!$BL$5:$BL$25)),0))","v":""},{"$f":"IF(A4667=\"\",\"\",IF(AP4667=1,Summary!$G$11*(AO4667)/(IF(InteriorCalcType=1,'Building Area Method'!$BK$6,SUM('Space-by-Space Method'!$BO$4:$BO$78))+SUM('Exterior Lighting'!$BL$5:$BL$25)),0))","v":""},"","",null,null,null,{"$f":"IF(A4667=\"\",\"\",IF(START!$B$34=2,INDIRECT(\"'Exterior Lighting'!\"&SUBSTITUTE(ADDRESS(1,MOD(ROW(A4667)-3802,50)+9,4),\"1\",\"\")&ROUNDDOWN((ROW(A4667)-3802)/50,0)+5),\"\"))","v":""},"",{"$f":"IF(A4667=\"\",\"\",INDIRECT(\"'Exterior Lighting'!C\"&ROUNDDOWN((ROW(A4667)-3802)/50,0)+5))","v":""},"",{"$f":"IF(A4667=\"\",\"\",INDIRECT(\"'Fixture Schedule'!D\"&MOD(ROW(A4667)-3802,50)+9))","v":""},{"$f":"IF(A4667=\"\",\"\",IF(AR4667=\"\",\"\",INDIRECT(\"'Fixture Schedule'!K\"&MOD(ROW(A4667)-52,50)+9)))","v":""},{"$f":"IF(A4667=\"\",\"\",INDIRECT(\"'Exterior Lighting'!E\"&ROUNDDOWN((ROW(A4667)-3802)/50,0)+5))","v":""},{"$f":"IF(A4667=\"\",\"\",INDIRECT(\"'Fixture Schedule'!L\"&MOD(ROW(A4667)-52,50)+9))","v":""},null,null,null,null,null,null,null,null,null,null,null,null,null,{"$f":"INDIRECT(\"'Exterior Lighting'!\"&SUBSTITUTE(ADDRESS(1,MOD(ROW(A4667)-3802,50)+9,4),\"1\",\"\")&ROUNDDOWN((ROW(A4667)-3802)/50,0)+5)","v":0},{"$f":"LEFT(INDIRECT(\"'Exterior Lighting'!BH\"&ROUNDDOWN((ROW(A4667)-3802)/50,0)+5),3)","v":""},{"$f":"INDIRECT(\"'Fixture Schedule'!L\"&MOD(ROW(A4667)-52,50)+9)","v":0},{"$f":"INDIRECT(\"'Fixture Schedule'!O\"&MOD(ROW(A4667)-52,50)+9)","v":0},null,{"$f":"INDIRECT(\"'Fixture Schedule'!L\"&MOD(ROW(A4667)-52,50)+9)","v":0}]
[{"$f":"IF(OR(AM4683=0,AN4683=\"DNQ\")=TRUE,\"\",INDIRECT(\"'Fixture Schedule'!M\"&MOD(ROW(A4683)-3802,50)+9))","v":""},{"$f":"IF(A4683=\"\",\"\",INDIRECT(\"'Fixture Schedule'!E\"&MOD(ROW(A4683)-3802,50)+9))","v":""},{"$f":"IF(A4683=\"\",\"\",INDIRECT(\"'Fixture Schedule'!F\"&MOD(ROW(A4683)-3802,50)+9))","v":""},{"$f":"IF(A4683=\"\",\"\",INDIRECT(\"'Fixture Schedule'!L\"&MOD(ROW(A4683)-52,50)+9))","v":""},"",null,null,{"$f":"IF(A4683=\"\",\"\",IF(AP4683=1,Summary!$C$12*(AO4683)/(IF(InteriorCalcType=1,'Building Area Method'!$BK$6,SUM('Space-by-Space Method'!$BO$4:$BO$78))+SUM('Exterior Lighting'!$BL$5:$BL$25)),0))","v":""},{"$f":"IF(A4683=\"\",\"\",IF(START!$B$34=1,INDIRECT(\"'Exterior Lighting'!\"&SUBSTITUTE(ADDRESS(1,MOD(ROW(A4683)-3802,50)+9,4),\"1\",\"\")&ROUNDDOWN((ROW(A4683)-3802)/50,0)+5),\"\"))","v":""},{"$f":"IF(A4683=\"\",\"\",IF(AP4683=1,Summary!$F$11*(AO4683)/(IF(InteriorCalcType=1,'Building Area Method'!$BK$6,SUM('Space-by-Space Method'!$BO$4:$BO$78))+SUM('Exterior Lighting'!$BL$5:$BL$25)),0))","v":""},{"$f":"IF(A4683=\"\",\"\",IF(AP4683=1,Summary!$E$11*(AO4683)/(IF(InteriorCalcType=1,'Building Area Method'!$BK$6,SUM('Space-by-Space Method'!$BO$4:$BO$78))+SUM('Exterior Lighting'!$BL$5:$BL$25)),0))","v":""},{"$f":"IF(A4683=\"\",\"\",IF(AP4683=1,Summary!$G$11*(AO4683)/(IF(InteriorCalcType=1,'Building Area Method'!$BK$6,SUM('Space-by-Space Method'!$BO$4:$BO$78))+SUM('Exterior Lighting'!$BL$5:$BL$25)),0))","v":""},"","",null,null,null,{"$f":"IF(A4683=\"\",\"\",IF(START!$B$34=2,INDIRECT(\"'Exterior Lighting'!\"&SUBSTITUTE(ADDRESS(1,MOD(ROW(A4683)-3802,50)+9,4),\"1\",\"\")&ROUNDDOWN((ROW(A4683)-3802)/50,0)+5),\"\"))","v":""},"",{"$f":"IF(A4683=\"\",\"\",INDIRECT(\"'Exterior Lighting'!C\"&ROUNDDOWN((ROW(A4683)-3802)/50,0)+5))","v":""},"",{"$f":"IF(A4683=\"\",\"\",INDIRECT(\"'Fixture Schedule'!D\"&MOD(ROW(A4683)-3802,50)+9))","v":""},{"$f":"IF(A4683=\"\",\"\",IF(AR4683=\"\",\"\",INDIRECT(\"'Fixture Schedule'!K\"&MOD(ROW(A4683)-52,50)+9)))","v":""},{"$f":"IF(A4683=\"\",\"\",INDIRECT(\"'Exterior Lighting'!E\"&ROUNDDOWN((ROW(A4683)-3802)/50,0)+5))","v":""},{"$f":"IF(A4683=\"\",\"\",INDIRECT(\"'Fixture Schedule'!L\"&MOD(ROW(A4683)-52,50)+9))","v":""},null,null,null,null,null,null,null,null,null,null,null,null,null,{"$f":"INDIRECT(\"'Exterior Lighting'!\"&SUBSTITUTE(ADDRESS(1,MOD(ROW(A4683)-3802,50)+9,4),\"1\",\"\")&ROUNDDOWN((ROW(A4683)-3802)/50,0)+5)","v":0},{"$f":"LEFT(INDIRECT(\"'Exterior Lighting'!BH\"&ROUNDDOWN((ROW(A4683)-3802)/50,0)+5),3)","v":""},{"$f":"INDIRECT(\"'Fixture Schedule'!L\"&MOD(ROW(A4683)-52,50)+9)","v":0},{"$f":"INDIRECT(\"'Fixture Schedule'!O\"&MOD(ROW(A4683)-52,50)+9)","v":0},null,{"$f":"INDIRECT(\"'Fixture Schedule'!L\"&MOD(ROW(A4683)-52,50)+9)","v":0}]
[{"$f":"IF(OR(AM4685=0,AN4685=\"DNQ\")=TRUE,\"\",INDIRECT(\"'Fixture Schedule'!M\"&MOD(ROW(A4685)-3802,50)+9))","v":""},{"$f":"IF(A4685=\"\",\"\",INDIRECT(\"'Fixture Schedule'!E\"&MOD(ROW(A4685)-3802,50)+9))","v":""},{"$f":"IF(A4685=\"\",\"\",INDIRECT(\"'Fixture Schedule'!F\"&MOD(ROW(A4685)-3802,50)+9))","v":""},{"$f":"IF(A4685=\"\",\"\",INDIRECT(\"'Fixture Schedule'!L\"&MOD(ROW(A4685)-52,50)+9))","v":""},"",null,null,{"$f":"IF(A4685=\"\",\"\",IF(AP4685=1,Summary!$C$12*(AO4685)/(IF(InteriorCalcType=1,'Building Area Method'!$BK$6,SUM('Space-by-Space Method'!$BO$4:$BO$78))+SUM('Exterior Lighting'!$BL$5:$BL$25)),0))","v":""},{"$f":"IF(A4685=\"\",\"\",IF(START!$B$34=1,INDIRECT(\"'Exterior Lighting'!\"&SUBSTITUTE(ADDRESS(1,MOD(ROW(A4685)-3802,50)+9,4),\"1\",\"\")&ROUNDDOWN((ROW(A4685)-3802)/50,0)+5),\"\"))","v":""},{"$f":"IF(A4685=\"\",\"\",IF(AP4685=1,Summary!$F$11*(AO4685)/(IF(InteriorCalcType=1,'Building Area Method'!$BK$6,SUM('Space-by-Space Method'!$BO$4:$BO$78))+SUM('Exterior Lighting'!$BL$5:$BL$25)),0))","v":""},{"$f":"IF(A4685=\"\",\"\",IF(AP4685=1,Summary!$E$11*(AO4685)/(IF(InteriorCalcType=1,'Building Area Method'!$BK$6,SUM('Space-by-Space Method'!$BO$4:$BO$78))+SUM('Exterior Lighting'!$BL$5:$BL$25)),0))","v":""},{"$f":"IF(A4685=\"\",\"\",IF(AP4685=1,Summary!$G$11*(AO4685)/(IF(InteriorCalcType=1,'Building Area Method'!$BK$6,SUM('Space-by-Space Method'!$BO$4:$BO$78))+SUM('Exterior Lighting'!$BL$5:$BL$25)),0))","v":""},"","",null,null,null,{"$f":"IF(A4685=\"\",\"\",IF(START!$B$34=2,INDIRECT(\"'Exterior Lighting'!\"&SUBSTITUTE(ADDRESS(1,MOD(ROW(A4685)-3802,50)+9,4),\"1\",\"\")&ROUNDDOWN((ROW(A4685)-3802)/50,0)+5),\"\"))","v":""},"",{"$f":"IF(A4685=\"\",\"\",INDIRECT(\"'Exterior Lighting'!C\"&ROUNDDOWN((ROW(A4685)-3802)/50,0)+5))","v":""},"",{"$f":"IF(A4685=\"\",\"\",INDIRECT(\"'Fixture Schedule'!D\"&MOD(ROW(A4685)-3802,50)+9))","v":""},{"$f":"IF(A4685=\"\",\"\",IF(AR4685=\"\",\"\",INDIRECT(\"'Fixture Schedule'!K\"&MOD(ROW(A4685)-52,50)+9)))","v":""},{"$f":"IF(A4685=\"\",\"\",INDIRECT(\"'Exterior Lighting'!E\"&ROUNDDOWN((ROW(A4685)-3802)/50,0)+5))","v":""},{"$f":"IF(A4685=\"\",\"\",INDIRECT(\"'Fixture Schedule'!L\"&MOD(ROW(A4685)-52,50)+9))","v":""},null,null,null,null,null,null,null,null,null,null,null,null,null,{"$f":"INDIRECT(\"'Exterior Lighting'!\"&SUBSTITUTE(ADDRESS(1,MOD(ROW(A4685)-3802,50)+9,4),\"1\",\"\")&ROUNDDOWN((ROW(A4685)-3802)/50,0)+5)","v":0},{"$f":"LEFT(INDIRECT(\"'Exterior Lighting'!BH\"&ROUNDDOWN((ROW(A4685)-3802)/50,0)+5),3)","v":""},{"$f":"INDIRECT(\"'Fixture Schedule'!L\"&MOD(ROW(A4685)-52,50)+9)","v":0},{"$f":"INDIRECT(\"'Fixture Schedule'!O\"&MOD(ROW(A4685)-52,50)+9)","v":0},null,{"$f":"INDIRECT(\"'Fixture Schedule'!L\"&MOD(ROW(A4685)-52,50)+9)","v":0}]
[{"$f":"IF(OR(AM4694=0,AN4694=\"DNQ\")=TRUE,\"\",INDIRECT(\"'Fixture Schedule'!M\"&MOD(ROW(A4694)-3802,50)+9))","v":""},{"$f":"IF(A4694=\"\",\"\",INDIRECT(\"'Fixture Schedule'!E\"&MOD(ROW(A4694)-3802,50)+9))","v":""},{"$f":"IF(A4694=\"\",\"\",INDIRECT(\"'Fixture Schedule'!F\"&MOD(ROW(A4694)-3802,50)+9))","v":""},{"$f":"IF(A4694=\"\",\"\",INDIRECT(\"'Fixture Schedule'!L\"&MOD(ROW(A4694)-52,50)+9))","v":""},"",null,null,{"$f":"IF(A4694=\"\",\"\",IF(AP4694=1,Summary!$C$12*(AO4694)/(IF(InteriorCalcType=1,'Building Area Method'!$BK$6,SUM('Space-by-Space Method'!$BO$4:$BO$78))+SUM('Exterior Lighting'!$BL$5:$BL$25)),0))","v":""},{"$f":"IF(A4694=\"\",\"\",IF(START!$B$34=1,INDIRECT(\"'Exterior Lighting'!\"&SUBSTITUTE(ADDRESS(1,MOD(ROW(A4694)-3802,50)+9,4),\"1\",\"\")&ROUNDDOWN((ROW(A4694)-3802)/50,0)+5),\"\"))","v":""},{"$f":"IF(A4694=\"\",\"\",IF(AP4694=1,Summary!$F$11*(AO4694)/(IF(InteriorCalcType=1,'Building Area Method'!$BK$6,SUM('Space-by-Space Method'!$BO$4:$BO$78))+SUM('Exterior Lighting'!$BL$5:$BL$25)),0))","v":""},{"$f":"IF(A4694=\"\",\"\",IF(AP4694=1,Summary!$E$11*(AO4694)/(IF(InteriorCalcType=1,'Building Area Method'!$BK$6,SUM('Space-by-Space Method'!$BO$4:$BO$78))+SUM('Exterior Lighting'!$BL$5:$BL$25)),0))","v":""},{"$f":"IF(A4694=\"\",\"\",IF(AP4694=1,Summary!$G$11*(AO4694)/(IF(InteriorCalcType=1,'Building Area Method'!$BK$6,SUM('Space-by-Space Method'!$BO$4:$BO$78))+SUM('Exterior Lighting'!$BL$5:$BL$25)),0))","v":""},"","",null,null,null,{"$f":"IF(A4694=\"\",\"\",IF(START!$B$34=2,INDIRECT(\"'Exterior Lighting'!\"&SUBSTITUTE(ADDRESS(1,MOD(ROW(A4694)-3802,50)+9,4),\"1\",\"\")&ROUNDDOWN((ROW(A4694)-3802)/50,0)+5),\"\"))","v":""},"",{"$f":"IF(A4694=\"\",\"\",INDIRECT(\"'Exterior Lighting'!C\"&ROUNDDOWN((ROW(A4694)-3802)/50,0)+5))","v":""},"",{"$f":"IF(A4694=\"\",\"\",INDIRECT(\"'Fixture Schedule'!D\"&MOD(ROW(A4694)-3802,50)+9))","v":""},{"$f":"IF(A4694=\"\",\"\",IF(AR4694=\"\",\"\",INDIRECT(\"'Fixture Schedule'!K\"&MOD(ROW(A4694)-52,50)+9)))","v":""},{"$f":"IF(A4694=\"\",\"\",INDIRECT(\"'Exterior Lighting'!E\"&ROUNDDOWN((ROW(A4694)-3802)/50,0)+5))","v":""},{"$f":"IF(A4694=\"\",\"\",INDIRECT(\"'Fixture Schedule'!L\"&MOD(ROW(A4694)-52,50)+9))","v":""},null,null,null,null,null,null,null,null,null,null,null,null,null,{"$f":"INDIRECT(\"'Exterior Lighting'!\"&SUBSTITUTE(ADDRESS(1,MOD(ROW(A4694)-3802,50)+9,4),\"1\",\"\")&ROUNDDOWN((ROW(A4694)-3802)/50,0)+5)","v":0},{"$f":"LEFT(INDIRECT(\"'Exterior Lighting'!BH\"&ROUNDDOWN((ROW(A4694)-3802)/50,0)+5),3)","v":""},{"$f":"INDIRECT(\"'Fixture Schedule'!L\"&MOD(ROW(A4694)-52,50)+9)","v":0},{"$f":"INDIRECT(\"'Fixture Schedule'!O\"&MOD(ROW(A4694)-52,50)+9)","v":0},null,{"$f":"INDIRECT(\"'Fixture Schedule'!L\"&MOD(ROW(A4694)-52,50)+9)","v":0}]
[{"$f":"IF(OR(AM4708=0,AN4708=\"DNQ\")=TRUE,\"\",INDIRECT(\"'Fixture Schedule'!M\"&MOD(ROW(A4708)-3802,50)+9))","v":""},{"$f":"IF(A4708=\"\",\"\",INDIRECT(\"'Fixture Schedule'!E\"&MOD(ROW(A4708)-3802,50)+9))","v":""},{"$f":"IF(A4708=\"\",\"\",INDIRECT(\"'Fixture Schedule'!F\"&MOD(ROW(A4708)-3802,50)+9))","v":""},{"$f":"IF(A4708=\"\",\"\",INDIRECT(\"'Fixture Schedule'!L\"&MOD(ROW(A4708)-52,50)+9))","v":""},"",null,null,{"$f":"IF(A4708=\"\",\"\",IF(AP4708=1,Summary!$C$12*(AO4708)/(IF(InteriorCalcType=1,'Building Area Method'!$BK$6,SUM('Space-by-Space Method'!$BO$4:$BO$78))+SUM('Exterior Lighting'!$BL$5:$BL$25)),0))","v":""},{"$f":"IF(A4708=\"\",\"\",IF(START!$B$34=1,INDIRECT(\"'Exterior Lighting'!\"&SUBSTITUTE(ADDRESS(1,MOD(ROW(A4708)-3802,50)+9,4),\"1\",\"\")&ROUNDDOWN((ROW(A4708)-3802)/50,0)+5),\"\"))","v":""},{"$f":"IF(A4708=\"\",\"\",IF(AP4708=1,Summary!$F$11*(AO4708)/(IF(InteriorCalcType=1,'Building Area Method'!$BK$6,SUM('Space-by-Space Method'!$BO$4:$BO$78))+SUM('Exterior Lighting'!$BL$5:$BL$25)),0))","v":""},{"$f":"IF(A4708=\"\",\"\",IF(AP4708=1,Summary!$E$11*(AO4708)/(IF(InteriorCalcType=1,'Building Area Method'!$BK$6,SUM('Space-by-Space Method'!$BO$4:$BO$78))+SUM('Exterior Lighting'!$BL$5:$BL$25)),0))","v":""},{"$f":"IF(A4708=\"\",\"\",IF(AP4708=1,Summary!$G$11*(AO4708)/(IF(InteriorCalcType=1,'Building Area Method'!$BK$6,SUM('Space-by-Space Method'!$BO$4:$BO$78))+SUM('Exterior Lighting'!$BL$5:$BL$25)),0))","v":""},"","",null,null,null,{"$f":"IF(A4708=\"\",\"\",IF(START!$B$34=2,INDIRECT(\"'Exterior Lighting'!\"&SUBSTITUTE(ADDRESS(1,MOD(ROW(A4708)-3802,50)+9,4),\"1\",\"\")&ROUNDDOWN((ROW(A4708)-3802)/50,0)+5),\"\"))","v":""},"",{"$f":"IF(A4708=\"\",\"\",INDIRECT(\"'Exterior Lighting'!C\"&ROUNDDOWN((ROW(A4708)-3802)/50,0)+5))","v":""},"",{"$f":"IF(A4708=\"\",\"\",INDIRECT(\"'Fixture Schedule'!D\"&MOD(ROW(A4708)-3802,50)+9))","v":""},{"$f":"IF(A4708=\"\",\"\",IF(AR4708=\"\",\"\",INDIRECT(\"'Fixture Schedule'!K\"&MOD(ROW(A4708)-52,50)+9)))","v":""},{"$f":"IF(A4708=\"\",\"\",INDIRECT(\"'Exterior Lighting'!E\"&ROUNDDOWN((ROW(A4708)-3802)/50,0)+5))","v":""},{"$f":"IF(A4708=\"\",\"\",INDIRECT(\"'Fixture Schedule'!L\"&MOD(ROW(A4708)-52,50)+9))","v":""},null,null,null,null,null,null,null,null,null,null,null,null,null,{"$f":"INDIRECT(\"'Exterior Lighting'!\"&SUBSTITUTE(ADDRESS(1,MOD(ROW(A4708)-3802,50)+9,4),\"1\",\"\")&ROUNDDOWN((ROW(A4708)-3802)/50,0)+5)","v":0},{"$f":"LEFT(INDIRECT(\"'Exterior Lighting'!BH\"&ROUNDDOWN((ROW(A4708)-3802)/50,0)+5),3)","v":""},{"$f":"INDIRECT(\"'Fixture Schedule'!L\"&MOD(ROW(A4708)-52,50)+9)","v":0},{"$f":"INDIRECT(\"'Fixture Schedule'!O\"&MOD(ROW(A4708)-52,50)+9)","v":0},null,{"$f":"INDIRECT(\"'Fixture Schedule'!L\"&MOD(ROW(A4708)-52,50)+9)","v":0}]
[{"$f":"IF(OR(AM4713=0,AN4713=\"DNQ\")=TRUE,\"\",INDIRECT(\"'Fixture Schedule'!M\"&MOD(ROW(A4713)-3802,50)+9))","v":""},{"$f":"IF(A4713=\"\",\"\",INDIRECT(\"'Fixture Schedule'!E\"&MOD(ROW(A4713)-3802,50)+9))","v":""},{"$f":"IF(A4713=\"\",\"\",INDIRECT(\"'Fixture Schedule'!F\"&MOD(ROW(A4713)-3802,50)+9))","v":""},{"$f":"IF(A4713=\"\",\"\",INDIRECT(\"'Fixture Schedule'!L\"&MOD(ROW(A4713)-52,50)+9))","v":""},"",null,null,{"$f":"IF(A4713=\"\",\"\",IF(AP4713=1,Summary!$C$12*(AO4713)/(IF(InteriorCalcType=1,'Building Area Method'!$BK$6,SUM('Space-by-Space Method'!$BO$4:$BO$78))+SUM('Exterior Lighting'!$BL$5:$BL$25)),0))","v":""},{"$f":"IF(A4713=\"\",\"\",IF(START!$B$34=1,INDIRECT(\"'Exterior Lighting'!\"&SUBSTITUTE(ADDRESS(1,MOD(ROW(A4713)-3802,50)+9,4),\"1\",\"\")&ROUNDDOWN((ROW(A4713)-3802)/50,0)+5),\"\"))","v":""},{"$f":"IF(A4713=\"\",\"\",IF(AP4713=1,Summary!$F$11*(AO4713)/(IF(InteriorCalcType=1,'Building Area Method'!$BK$6,SUM('Space-by-Space Method'!$BO$4:$BO$78))+SUM('Exterior Lighting'!$BL$5:$BL$25)),0))","v":""},{"$f":"IF(A4713=\"\",\"\",IF(AP4713=1,Summary!$E$11*(AO4713)/(IF(InteriorCalcType=1,'Building Area Method'!$BK$6,SUM('Space-by-Space Method'!$BO$4:$BO$78))+SUM('Exterior Lighting'!$BL$5:$BL$25)),0))","v":""},{"$f":"IF(A4713=\"\",\"\",IF(AP4713=1,Summary!$G$11*(AO4713)/(IF(InteriorCalcType=1,'Building Area Method'!$BK$6,SUM('Space-by-Space Method'!$BO$4:$BO$78))+SUM('Exterior Lighting'!$BL$5:$BL$25)),0))","v":""},"","",null,null,null,{"$f":"IF(A4713=\"\",\"\",IF(START!$B$34=2,INDIRECT(\"'Exterior Lighting'!\"&SUBSTITUTE(ADDRESS(1,MOD(ROW(A4713)-3802,50)+9,4),\"1\",\"\")&ROUNDDOWN((ROW(A4713)-3802)/50,0)+5),\"\"))","v":""},"",{"$f":"IF(A4713=\"\",\"\",INDIRECT(\"'Exterior Lighting'!C\"&ROUNDDOWN((ROW(A4713)-3802)/50,0)+5))","v":""},"",{"$f":"IF(A4713=\"\",\"\",INDIRECT(\"'Fixture Schedule'!D\"&MOD(ROW(A4713)-3802,50)+9))","v":""},{"$f":"IF(A4713=\"\",\"\",IF(AR4713=\"\",\"\",INDIRECT(\"'Fixture Schedule'!K\"&MOD(ROW(A4713)-52,50)+9)))","v":""},{"$f":"IF(A4713=\"\",\"\",INDIRECT(\"'Exterior Lighting'!E\"&ROUNDDOWN((ROW(A4713)-3802)/50,0)+5))","v":""},{"$f":"IF(A4713=\"\",\"\",INDIRECT(\"'Fixture Schedule'!L\"&MOD(ROW(A4713)-52,50)+9))","v":""},null,null,null,null,null,null,null,null,null,null,null,null,null,{"$f":"INDIRECT(\"'Exterior Lighting'!\"&SUBSTITUTE(ADDRESS(1,MOD(ROW(A4713)-3802,50)+9,4),\"1\",\"\")&ROUNDDOWN((ROW(A4713)-3802)/50,0)+5)","v":0},{"$f":"LEFT(INDIRECT(\"'Exterior Lighting'!BH\"&ROUNDDOWN((ROW(A4713)-3802)/50,0)+5),3)","v":""},{"$f":"INDIRECT(\"'Fixture Schedule'!L\"&MOD(ROW(A4713)-52,50)+9)","v":0},{"$f":"INDIRECT(\"'Fixture Schedule'!O\"&MOD(ROW(A4713)-52,50)+9)","v":0},null,{"$f":"INDIRECT(\"'Fixture Schedule'!L\"&MOD(ROW(A4713)-52,50)+9)","v":0}]
[{"$f":"IF(OR(AM4726=0,AN4726=\"DNQ\")=TRUE,\"\",INDIRECT(\"'Fixture Schedule'!M\"&MOD(ROW(A4726)-3802,50)+9))","v":""},{"$f":"IF(A4726=\"\",\"\",INDIRECT(\"'Fixture Schedule'!E\"&MOD(ROW(A4726)-3802,50)+9))","v":""},{"$f":"IF(A4726=\"\",\"\",INDIRECT(\"'Fixture Schedule'!F\"&MOD(ROW(A4726)-3802,50)+9))","v":""},{"$f":"IF(A4726=\"\",\"\",INDIRECT(\"'Fixture Schedule'!L\"&MOD(ROW(A4726)-52,50)+9))","v":""},"",null,null,{"$f":"IF(A4726=\"\",\"\",IF(AP4726=1,Summary!$C$12*(AO4726)/(IF(InteriorCalcType=1,'Building Area Method'!$BK$6,SUM('Space-by-Space Method'!$BO$4:$BO$78))+SUM('Exterior Lighting'!$BL$5:$BL$25)),0))","v":""},{"$f":"IF(A4726=\"\",\"\",IF(START!$B$34=1,INDIRECT(\"'Exterior Lighting'!\"&SUBSTITUTE(ADDRESS(1,MOD(ROW(A4726)-3802,50)+9,4),\"1\",\"\")&ROUNDDOWN((ROW(A4726)-3802)/50,0)+5),\"\"))","v":""},{"$f":"IF(A4726=\"\",\"\",IF(AP4726=1,Summary!$F$11*(AO4726)/(IF(InteriorCalcType=1,'Building Area Method'!$BK$6,SUM('Space-by-Space Method'!$BO$4:$BO$78))+SUM('Exterior Lighting'!$BL$5:$BL$25)),0))","v":""},{"$f":"IF(A4726=\"\",\"\",IF(AP4726=1,Summary!$E$11*(AO4726)/(IF(InteriorCalcType=1,'Building Area Method'!$BK$6,SUM('Space-by-Space Method'!$BO$4:$BO$78))+SUM('Exterior Lighting'!$BL$5:$BL$25)),0))","v":""},{"$f":"IF(A4726=\"\",\"\",IF(AP4726=1,Summary!$G$11*(AO4726)/(IF(InteriorCalcType=1,'Building Area Method'!$BK$6,SUM('Space-by-Space Method'!$BO$4:$BO$78))+SUM('Exterior Lighting'!$BL$5:$BL$25)),0))","v":""},"","",null,null,null,{"$f":"IF(A4726=\"\",\"\",IF(START!$B$34=2,INDIRECT(\"'Exterior Lighting'!\"&SUBSTITUTE(ADDRESS(1,MOD(ROW(A4726)-3802,50)+9,4),\"1\",\"\")&ROUNDDOWN((ROW(A4726)-3802)/50,0)+5),\"\"))","v":""},"",{"$f":"IF(A4726=\"\",\"\",INDIRECT(\"'Exterior Lighting'!C\"&ROUNDDOWN((ROW(A4726)-3802)/50,0)+5))","v":""},"",{"$f":"IF(A4726=\"\",\"\",INDIRECT(\"'Fixture Schedule'!D\"&MOD(ROW(A4726)-3802,50)+9))","v":""},{"$f":"IF(A4726=\"\",\"\",IF(AR4726=\"\",\"\",INDIRECT(\"'Fixture Schedule'!K\"&MOD(ROW(A4726)-52,50)+9)))","v":""},{"$f":"IF(A4726=\"\",\"\",INDIRECT(\"'Exterior Lighting'!E\"&ROUNDDOWN((ROW(A4726)-3802)/50,0)+5))","v":""},{"$f":"IF(A4726=\"\",\"\",INDIRECT(\"'Fixture Schedule'!L\"&MOD(ROW(A4726)-52,50)+9))","v":""},null,null,null,null,null,null,null,null,null,null,null,null,null,{"$f":"INDIRECT(\"'Exterior Lighting'!\"&SUBSTITUTE(ADDRESS(1,MOD(ROW(A4726)-3802,50)+9,4),\"1\",\"\")&ROUNDDOWN((ROW(A4726)-3802)/50,0)+5)","v":0},{"$f":"LEFT(INDIRECT(\"'Exterior Lighting'!BH\"&ROUNDDOWN((ROW(A4726)-3802)/50,0)+5),3)","v":""},{"$f":"INDIRECT(\"'Fixture Schedule'!L\"&MOD(ROW(A4726)-52,50)+9)","v":0},{"$f":"INDIRECT(\"'Fixture Schedule'!O\"&MOD(ROW(A4726)-52,50)+9)","v":0},null,{"$f":"INDIRECT(\"'Fixture Schedule'!L\"&MOD(ROW(A4726)-52,50)+9)","v":0}]
[{"$f":"IF(OR(AM4727=0,AN4727=\"DNQ\")=TRUE,\"\",INDIRECT(\"'Fixture Schedule'!M\"&MOD(ROW(A4727)-3802,50)+9))","v":""},{"$f":"IF(A4727=\"\",\"\",INDIRECT(\"'Fixture Schedule'!E\"&MOD(ROW(A4727)-3802,50)+9))","v":""},{"$f":"IF(A4727=\"\",\"\",INDIRECT(\"'Fixture Schedule'!F\"&MOD(ROW(A4727)-3802,50)+9))","v":""},{"$f":"IF(A4727=\"\",\"\",INDIRECT(\"'Fixture Schedule'!L\"&MOD(ROW(A4727)-52,50)+9))","v":""},"",null,null,{"$f":"IF(A4727=\"\",\"\",IF(AP4727=1,Summary!$C$12*(AO4727)/(IF(InteriorCalcType=1,'Building Area Method'!$BK$6,SUM('Space-by-Space Method'!$BO$4:$BO$78))+SUM('Exterior Lighting'!$BL$5:$BL$25)),0))","v":""},{"$f":"IF(A4727=\"\",\"\",IF(START!$B$34=1,INDIRECT(\"'Exterior Lighting'!\"&SUBSTITUTE(ADDRESS(1,MOD(ROW(A4727)-3802,50)+9,4),\"1\",\"\")&ROUNDDOWN((ROW(A4727)-3802)/50,0)+5),\"\"))","v":""},{"$f":"IF(A4727=\"\",\"\",IF(AP4727=1,Summary!$F$11*(AO4727)/(IF(InteriorCalcType=1,'Building Area Method'!$BK$6,SUM('Space-by-Space Method'!$BO$4:$BO$78))+SUM('Exterior Lighting'!$BL$5:$BL$25)),0))","v":""},{"$f":"IF(A4727=\"\",\"\",IF(AP4727=1,Summary!$E$11*(AO4727)/(IF(InteriorCalcType=1,'Building Area Method'!$BK$6,SUM('Space-by-Space Method'!$BO$4:$BO$78))+SUM('Exterior Lighting'!$BL$5:$BL$25)),0))","v":""},{"$f":"IF(A4727=\"\",\"\",IF(AP4727=1,Summary!$G$11*(AO4727)/(IF(InteriorCalcType=1,'Building Area Method'!$BK$6,SUM('Space-by-Space Method'!$BO$4:$BO$78))+SUM('Exterior Lighting'!$BL$5:$BL$25)),0))","v":""},"","",null,null,null,{"$f":"IF(A4727=\"\",\"\",IF(START!$B$34=2,INDIRECT(\"'Exterior Lighting'!\"&SUBSTITUTE(ADDRESS(1,MOD(ROW(A4727)-3802,50)+9,4),\"1\",\"\")&ROUNDDOWN((ROW(A4727)-3802)/50,0)+5),\"\"))","v":""},"",{"$f":"IF(A4727=\"\",\"\",INDIRECT(\"'Exterior Lighting'!C\"&ROUNDDOWN((ROW(A4727)-3802)/50,0)+5))","v":""},"",{"$f":"IF(A4727=\"\",\"\",INDIRECT(\"'Fixture Schedule'!D\"&MOD(ROW(A4727)-3802,50)+9))","v":""},{"$f":"IF(A4727=\"\",\"\",IF(AR4727=\"\",\"\",INDIRECT(\"'Fixture Schedule'!K\"&MOD(ROW(A4727)-52,50)+9)))","v":""},{"$f":"IF(A4727=\"\",\"\",INDIRECT(\"'Exterior Lighting'!E\"&ROUNDDOWN((ROW(A4727)-3802)/50,0)+5))","v":""},{"$f":"IF(A4727=\"\",\"\",INDIRECT(\"'Fixture Schedule'!L\"&MOD(ROW(A4727)-52,50)+9))","v":""},null,null,null,null,null,null,null,null,null,null,null,null,null,{"$f":"INDIRECT(\"'Exterior Lighting'!\"&SUBSTITUTE(ADDRESS(1,MOD(ROW(A4727)-3802,50)+9,4),\"1\",\"\")&ROUNDDOWN((ROW(A4727)-3802)/50,0)+5)","v":0},{"$f":"LEFT(INDIRECT(\"'Exterior Lighting'!BH\"&ROUNDDOWN((ROW(A4727)-3802)/50,0)+5),3)","v":""},{"$f":"INDIRECT(\"'Fixture Schedule'!L\"&MOD(ROW(A4727)-52,50)+9)","v":0},{"$f":"INDIRECT(\"'Fixture Schedule'!O\"&MOD(ROW(A4727)-52,50)+9)","v":0},null,{"$f":"INDIRECT(\"'Fixture Schedule'!L\"&MOD(ROW(A4727)-52,50)+9)","v":0}]
[{"$f":"IF(OR(AM4728=0,AN4728=\"DNQ\")=TRUE,\"\",INDIRECT(\"'Fixture Schedule'!M\"&MOD(ROW(A4728)-3802,50)+9))","v":""},{"$f":"IF(A4728=\"\",\"\",INDIRECT(\"'Fixture Schedule'!E\"&MOD(ROW(A4728)-3802,50)+9))","v":""},{"$f":"IF(A4728=\"\",\"\",INDIRECT(\"'Fixture Schedule'!F\"&MOD(ROW(A4728)-3802,50)+9))","v":""},{"$f":"IF(A4728=\"\",\"\",INDIRECT(\"'Fixture Schedule'!L\"&MOD(ROW(A4728)-52,50)+9))","v":""},"",null,null,{"$f":"IF(A4728=\"\",\"\",IF(AP4728=1,Summary!$C$12*(AO4728)/(IF(InteriorCalcType=1,'Building Area Method'!$BK$6,SUM('Space-by-Space Method'!$BO$4:$BO$78))+SUM('Exterior Lighting'!$BL$5:$BL$25)),0))","v":""},{"$f":"IF(A4728=\"\",\"\",IF(START!$B$34=1,INDIRECT(\"'Exterior Lighting'!\"&SUBSTITUTE(ADDRESS(1,MOD(ROW(A4728)-3802,50)+9,4),\"1\",\"\")&ROUNDDOWN((ROW(A4728)-3802)/50,0)+5),\"\"))","v":""},{"$f":"IF(A4728=\"\",\"\",IF(AP4728=1,Summary!$F$11*(AO4728)/(IF(InteriorCalcType=1,'Building Area Method'!$BK$6,SUM('Space-by-Space Method'!$BO$4:$BO$78))+SUM('Exterior Lighting'!$BL$5:$BL$25)),0))","v":""},{"$f":"IF(A4728=\"\",\"\",IF(AP4728=1,Summary!$E$11*(AO4728)/(IF(InteriorCalcType=1,'Building Area Method'!$BK$6,SUM('Space-by-Space Method'!$BO$4:$BO$78))+SUM('Exterior Lighting'!$BL$5:$BL$25)),0))","v":""},{"$f":"IF(A4728=\"\",\"\",IF(AP4728=1,Summary!$G$11*(AO4728)/(IF(InteriorCalcType=1,'Building Area Method'!$BK$6,SUM('Space-by-Space Method'!$BO$4:$BO$78))+SUM('Exterior Lighting'!$BL$5:$BL$25)),0))","v":""},"","",null,null,null,{"$f":"IF(A4728=\"\",\"\",IF(START!$B$34=2,INDIRECT(\"'Exterior Lighting'!\"&SUBSTITUTE(ADDRESS(1,MOD(ROW(A4728)-3802,50)+9,4),\"1\",\"\")&ROUNDDOWN((ROW(A4728)-3802)/50,0)+5),\"\"))","v":""},"",{"$f":"IF(A4728=\"\",\"\",INDIRECT(\"'Exterior Lighting'!C\"&ROUNDDOWN((ROW(A4728)-3802)/50,0)+5))","v":""},"",{"$f":"IF(A4728=\"\",\"\",INDIRECT(\"'Fixture Schedule'!D\"&MOD(ROW(A4728)-3802,50)+9))","v":""},{"$f":"IF(A4728=\"\",\"\",IF(AR4728=\"\",\"\",INDIRECT(\"'Fixture Schedule'!K\"&MOD(ROW(A4728)-52,50)+9)))","v":""},{"$f":"IF(A4728=\"\",\"\",INDIRECT(\"'Exterior Lighting'!E\"&ROUNDDOWN((ROW(A4728)-3802)/50,0)+5))","v":""},{"$f":"IF(A4728=\"\",\"\",INDIRECT(\"'Fixture Schedule'!L\"&MOD(ROW(A4728)-52,50)+9))","v":""},null,null,null,null,null,null,null,null,null,null,null,null,null,{"$f":"INDIRECT(\"'Exterior Lighting'!\"&SUBSTITUTE(ADDRESS(1,MOD(ROW(A4728)-3802,50)+9,4),\"1\",\"\")&ROUNDDOWN((ROW(A4728)-3802)/50,0)+5)","v":0},{"$f":"LEFT(INDIRECT(\"'Exterior Lighting'!BH\"&ROUNDDOWN((ROW(A4728)-3802)/50,0)+5),3)","v":""},{"$f":"INDIRECT(\"'Fixture Schedule'!L\"&MOD(ROW(A4728)-52,50)+9)","v":0},{"$f":"INDIRECT(\"'Fixture Schedule'!O\"&MOD(ROW(A4728)-52,50)+9)","v":0},null,{"$f":"INDIRECT(\"'Fixture Schedule'!L\"&MOD(ROW(A4728)-52,50)+9)","v":0}]
[{"$f":"IF(OR(AM4729=0,AN4729=\"DNQ\")=TRUE,\"\",INDIRECT(\"'Fixture Schedule'!M\"&MOD(ROW(A4729)-3802,50)+9))","v":""},{"$f":"IF(A4729=\"\",\"\",INDIRECT(\"'Fixture Schedule'!E\"&MOD(ROW(A4729)-3802,50)+9))","v":""},{"$f":"IF(A4729=\"\",\"\",INDIRECT(\"'Fixture Schedule'!F\"&MOD(ROW(A4729)-3802,50)+9))","v":""},{"$f":"IF(A4729=\"\",\"\",INDIRECT(\"'Fixture Schedule'!L\"&MOD(ROW(A4729)-52,50)+9))","v":""},"",null,null,{"$f":"IF(A4729=\"\",\"\",IF(AP4729=1,Summary!$C$12*(AO4729)/(IF(InteriorCalcType=1,'Building Area Method'!$BK$6,SUM('Space-by-Space Method'!$BO$4:$BO$78))+SUM('Exterior Lighting'!$BL$5:$BL$25)),0))","v":""},{"$f":"IF(A4729=\"\",\"\",IF(START!$B$34=1,INDIRECT(\"'Exterior Lighting'!\"&SUBSTITUTE(ADDRESS(1,MOD(ROW(A4729)-3802,50)+9,4),\"1\",\"\")&ROUNDDOWN((ROW(A4729)-3802)/50,0)+5),\"\"))","v":""},{"$f":"IF(A4729=\"\",\"\",IF(AP4729=1,Summary!$F$11*(AO4729)/(IF(InteriorCalcType=1,'Building Area Method'!$BK$6,SUM('Space-by-Space Method'!$BO$4:$BO$78))+SUM('Exterior Lighting'!$BL$5:$BL$25)),0))","v":""},{"$f":"IF(A4729=\"\",\"\",IF(AP4729=1,Summary!$E$11*(AO4729)/(IF(InteriorCalcType=1,'Building Area Method'!$BK$6,SUM('Space-by-Space Method'!$BO$4:$BO$78))+SUM('Exterior Lighting'!$BL$5:$BL$25)),0))","v":""},{"$f":"IF(A4729=\"\",\"\",IF(AP4729=1,Summary!$G$11*(AO4729)/(IF(InteriorCalcType=1,'Building Area Method'!$BK$6,SUM('Space-by-Space Method'!$BO$4:$BO$78))+SUM('Exterior Lighting'!$BL$5:$BL$25)),0))","v":""},"","",null,null,null,{"$f":"IF(A4729=\"\",\"\",IF(START!$B$34=2,INDIRECT(\"'Exterior Lighting'!\"&SUBSTITUTE(ADDRESS(1,MOD(ROW(A4729)-3802,50)+9,4),\"1\",\"\")&ROUNDDOWN((ROW(A4729)-3802)/50,0)+5),\"\"))","v":""},"",{"$f":"IF(A4729=\"\",\"\",INDIRECT(\"'Exterior Lighting'!C\"&ROUNDDOWN((ROW(A4729)-3802)/50,0)+5))","v":""},"",{"$f":"IF(A4729=\"\",\"\",INDIRECT(\"'Fixture Schedule'!D\"&MOD(ROW(A4729)-3802,50)+9))","v":""},{"$f":"IF(A4729=\"\",\"\",IF(AR4729=\"\",\"\",INDIRECT(\"'Fixture Schedule'!K\"&MOD(ROW(A4729)-52,50)+9)))","v":""},{"$f":"IF(A4729=\"\",\"\",INDIRECT(\"'Exterior Lighting'!E\"&ROUNDDOWN((ROW(A4729)-3802)/50,0)+5))","v":""},{"$f":"IF(A4729=\"\",\"\",INDIRECT(\"'Fixture Schedule'!L\"&MOD(ROW(A4729)-52,50)+9))","v":""},null,null,null,null,null,null,null,null,null,null,null,null,null,{"$f":"INDIRECT(\"'Exterior Lighting'!\"&SUBSTITUTE(ADDRESS(1,MOD(ROW(A4729)-3802,50)+9,4),\"1\",\"\")&ROUNDDOWN((ROW(A4729)-3802)/50,0)+5)","v":0},{"$f":"LEFT(INDIRECT(\"'Exterior Lighting'!BH\"&ROUNDDOWN((ROW(A4729)-3802)/50,0)+5),3)","v":""},{"$f":"INDIRECT(\"'Fixture Schedule'!L\"&MOD(ROW(A4729)-52,50)+9)","v":0},{"$f":"INDIRECT(\"'Fixture Schedule'!O\"&MOD(ROW(A4729)-52,50)+9)","v":0},null,{"$f":"INDIRECT(\"'Fixture Schedule'!L\"&MOD(ROW(A4729)-52,50)+9)","v":0}]
[{"$f":"IF(OR(AM4730=0,AN4730=\"DNQ\")=TRUE,\"\",INDIRECT(\"'Fixture Schedule'!M\"&MOD(ROW(A4730)-3802,50)+9))","v":""},{"$f":"IF(A4730=\"\",\"\",INDIRECT(\"'Fixture Schedule'!E\"&MOD(ROW(A4730)-3802,50)+9))","v":""},{"$f":"IF(A4730=\"\",\"\",INDIRECT(\"'Fixture Schedule'!F\"&MOD(ROW(A4730)-3802,50)+9))","v":""},{"$f":"IF(A4730=\"\",\"\",INDIRECT(\"'Fixture Schedule'!L\"&MOD(ROW(A4730)-52,50)+9))","v":""},"",null,null,{"$f":"IF(A4730=\"\",\"\",IF(AP4730=1,Summary!$C$12*(AO4730)/(IF(InteriorCalcType=1,'Building Area Method'!$BK$6,SUM('Space-by-Space Method'!$BO$4:$BO$78))+SUM('Exterior Lighting'!$BL$5:$BL$25)),0))","v":""},{"$f":"IF(A4730=\"\",\"\",IF(START!$B$34=1,INDIRECT(\"'Exterior Lighting'!\"&SUBSTITUTE(ADDRESS(1,MOD(ROW(A4730)-3802,50)+9,4),\"1\",\"\")&ROUNDDOWN((ROW(A4730)-3802)/50,0)+5),\"\"))","v":""},{"$f":"IF(A4730=\"\",\"\",IF(AP4730=1,Summary!$F$11*(AO4730)/(IF(InteriorCalcType=1,'Building Area Method'!$BK$6,SUM('Space-by-Space Method'!$BO$4:$BO$78))+SUM('Exterior Lighting'!$BL$5:$BL$25)),0))","v":""},{"$f":"IF(A4730=\"\",\"\",IF(AP4730=1,Summary!$E$11*(AO4730)/(IF(InteriorCalcType=1,'Building Area Method'!$BK$6,SUM('Space-by-Space Method'!$BO$4:$BO$78))+SUM('Exterior Lighting'!$BL$5:$BL$25)),0))","v":""},{"$f":"IF(A4730=\"\",\"\",IF(AP4730=1,Summary!$G$11*(AO4730)/(IF(InteriorCalcType=1,'Building Area Method'!$BK$6,SUM('Space-by-Space Method'!$BO$4:$BO$78))+SUM('Exterior Lighting'!$BL$5:$BL$25)),0))","v":""},"","",null,null,null,{"$f":"IF(A4730=\"\",\"\",IF(START!$B$34=2,INDIRECT(\"'Exterior Lighting'!\"&SUBSTITUTE(ADDRESS(1,MOD(ROW(A4730)-3802,50)+9,4),\"1\",\"\")&ROUNDDOWN((ROW(A4730)-3802)/50,0)+5),\"\"))","v":""},"",{"$f":"IF(A4730=\"\",\"\",INDIRECT(\"'Exterior Lighting'!C\"&ROUNDDOWN((ROW(A4730)-3802)/50,0)+5))","v":""},"",{"$f":"IF(A4730=\"\",\"\",INDIRECT(\"'Fixture Schedule'!D\"&MOD(ROW(A4730)-3802,50)+9))","v":""},{"$f":"IF(A4730=\"\",\"\",IF(AR4730=\"\",\"\",INDIRECT(\"'Fixture Schedule'!K\"&MOD(ROW(A4730)-52,50)+9)))","v":""},{"$f":"IF(A4730=\"\",\"\",INDIRECT(\"'Exterior Lighting'!E\"&ROUNDDOWN((ROW(A4730)-3802)/50,0)+5))","v":""},{"$f":"IF(A4730=\"\",\"\",INDIRECT(\"'Fixture Schedule'!L\"&MOD(ROW(A4730)-52,50)+9))","v":""},null,null,null,null,null,null,null,null,null,null,null,null,null,{"$f":"INDIRECT(\"'Exterior Lighting'!\"&SUBSTITUTE(ADDRESS(1,MOD(ROW(A4730)-3802,50)+9,4),\"1\",\"\")&ROUNDDOWN((ROW(A4730)-3802)/50,0)+5)","v":0},{"$f":"LEFT(INDIRECT(\"'Exterior Lighting'!BH\"&ROUNDDOWN((ROW(A4730)-3802)/50,0)+5),3)","v":""},{"$f":"INDIRECT(\"'Fixture Schedule'!L\"&MOD(ROW(A4730)-52,50)+9)","v":0},{"$f":"INDIRECT(\"'Fixture Schedule'!O\"&MOD(ROW(A4730)-52,50)+9)","v":0},null,{"$f":"INDIRECT(\"'Fixture Schedule'!L\"&MOD(ROW(A4730)-52,50)+9)","v":0}]
[{"$f":"IF(OR(AM4731=0,AN4731=\"DNQ\")=TRUE,\"\",INDIRECT(\"'Fixture Schedule'!M\"&MOD(ROW(A4731)-3802,50)+9))","v":""},{"$f":"IF(A4731=\"\",\"\",INDIRECT(\"'Fixture Schedule'!E\"&MOD(ROW(A4731)-3802,50)+9))","v":""},{"$f":"IF(A4731=\"\",\"\",INDIRECT(\"'Fixture Schedule'!F\"&MOD(ROW(A4731)-3802,50)+9))","v":""},{"$f":"IF(A4731=\"\",\"\",INDIRECT(\"'Fixture Schedule'!L\"&MOD(ROW(A4731)-52,50)+9))","v":""},"",null,null,{"$f":"IF(A4731=\"\",\"\",IF(AP4731=1,Summary!$C$12*(AO4731)/(IF(InteriorCalcType=1,'Building Area Method'!$BK$6,SUM('Space-by-Space Method'!$BO$4:$BO$78))+SUM('Exterior Lighting'!$BL$5:$BL$25)),0))","v":""},{"$f":"IF(A4731=\"\",\"\",IF(START!$B$34=1,INDIRECT(\"'Exterior Lighting'!\"&SUBSTITUTE(ADDRESS(1,MOD(ROW(A4731)-3802,50)+9,4),\"1\",\"\")&ROUNDDOWN((ROW(A4731)-3802)/50,0)+5),\"\"))","v":""},{"$f":"IF(A4731=\"\",\"\",IF(AP4731=1,Summary!$F$11*(AO4731)/(IF(InteriorCalcType=1,'Building Area Method'!$BK$6,SUM('Space-by-Space Method'!$BO$4:$BO$78))+SUM('Exterior Lighting'!$BL$5:$BL$25)),0))","v":""},{"$f":"IF(A4731=\"\",\"\",IF(AP4731=1,Summary!$E$11*(AO4731)/(IF(InteriorCalcType=1,'Building Area Method'!$BK$6,SUM('Space-by-Space Method'!$BO$4:$BO$78))+SUM('Exterior Lighting'!$BL$5:$BL$25)),0))","v":""},{"$f":"IF(A4731=\"\",\"\",IF(AP4731=1,Summary!$G$11*(AO4731)/(IF(InteriorCalcType=1,'Building Area Method'!$BK$6,SUM('Space-by-Space Method'!$BO$4:$BO$78))+SUM('Exterior Lighting'!$BL$5:$BL$25)),0))","v":""},"","",null,null,null,{"$f":"IF(A4731=\"\",\"\",IF(START!$B$34=2,INDIRECT(\"'Exterior Lighting'!\"&SUBSTITUTE(ADDRESS(1,MOD(ROW(A4731)-3802,50)+9,4),\"1\",\"\")&ROUNDDOWN((ROW(A4731)-3802)/50,0)+5),\"\"))","v":""},"",{"$f":"IF(A4731=\"\",\"\",INDIRECT(\"'Exterior Lighting'!C\"&ROUNDDOWN((ROW(A4731)-3802)/50,0)+5))","v":""},"",{"$f":"IF(A4731=\"\",\"\",INDIRECT(\"'Fixture Schedule'!D\"&MOD(ROW(A4731)-3802,50)+9))","v":""},{"$f":"IF(A4731=\"\",\"\",IF(AR4731=\"\",\"\",INDIRECT(\"'Fixture Schedule'!K\"&MOD(ROW(A4731)-52,50)+9)))","v":""},{"$f":"IF(A4731=\"\",\"\",INDIRECT(\"'Exterior Lighting'!E\"&ROUNDDOWN((ROW(A4731)-3802)/50,0)+5))","v":""},{"$f":"IF(A4731=\"\",\"\",INDIRECT(\"'Fixture Schedule'!L\"&MOD(ROW(A4731)-52,50)+9))","v":""},null,null,null,null,null,null,null,null,null,null,null,null,null,{"$f":"INDIRECT(\"'Exterior Lighting'!\"&SUBSTITUTE(ADDRESS(1,MOD(ROW(A4731)-3802,50)+9,4),\"1\",\"\")&ROUNDDOWN((ROW(A4731)-3802)/50,0)+5)","v":0},{"$f":"LEFT(INDIRECT(\"'Exterior Lighting'!BH\"&ROUNDDOWN((ROW(A4731)-3802)/50,0)+5),3)","v":""},{"$f":"INDIRECT(\"'Fixture Schedule'!L\"&MOD(ROW(A4731)-52,50)+9)","v":0},{"$f":"INDIRECT(\"'Fixture Schedule'!O\"&MOD(ROW(A4731)-52,50)+9)","v":0},null,{"$f":"INDIRECT(\"'Fixture Schedule'!L\"&MOD(ROW(A4731)-52,50)+9)","v":0}]
[{"$f":"IF(OR(AM4732=0,AN4732=\"DNQ\")=TRUE,\"\",INDIRECT(\"'Fixture Schedule'!M\"&MOD(ROW(A4732)-3802,50)+9))","v":""},{"$f":"IF(A4732=\"\",\"\",INDIRECT(\"'Fixture Schedule'!E\"&MOD(ROW(A4732)-3802,50)+9))","v":""},{"$f":"IF(A4732=\"\",\"\",INDIRECT(\"'Fixture Schedule'!F\"&MOD(ROW(A4732)-3802,50)+9))","v":""},{"$f":"IF(A4732=\"\",\"\",INDIRECT(\"'Fixture Schedule'!L\"&MOD(ROW(A4732)-52,50)+9))","v":""},"",null,null,{"$f":"IF(A4732=\"\",\"\",IF(AP4732=1,Summary!$C$12*(AO4732)/(IF(InteriorCalcType=1,'Building Area Method'!$BK$6,SUM('Space-by-Space Method'!$BO$4:$BO$78))+SUM('Exterior Lighting'!$BL$5:$BL$25)),0))","v":""},{"$f":"IF(A4732=\"\",\"\",IF(START!$B$34=1,INDIRECT(\"'Exterior Lighting'!\"&SUBSTITUTE(ADDRESS(1,MOD(ROW(A4732)-3802,50)+9,4),\"1\",\"\")&ROUNDDOWN((ROW(A4732)-3802)/50,0)+5),\"\"))","v":""},{"$f":"IF(A4732=\"\",\"\",IF(AP4732=1,Summary!$F$11*(AO4732)/(IF(InteriorCalcType=1,'Building Area Method'!$BK$6,SUM('Space-by-Space Method'!$BO$4:$BO$78))+SUM('Exterior Lighting'!$BL$5:$BL$25)),0))","v":""},{"$f":"IF(A4732=\"\",\"\",IF(AP4732=1,Summary!$E$11*(AO4732)/(IF(InteriorCalcType=1,'Building Area Method'!$BK$6,SUM('Space-by-Space Method'!$BO$4:$BO$78))+SUM('Exterior Lighting'!$BL$5:$BL$25)),0))","v":""},{"$f":"IF(A4732=\"\",\"\",IF(AP4732=1,Summary!$G$11*(AO4732)/(IF(InteriorCalcType=1,'Building Area Method'!$BK$6,SUM('Space-by-Space Method'!$BO$4:$BO$78))+SUM('Exterior Lighting'!$BL$5:$BL$25)),0))","v":""},"","",null,null,null,{"$f":"IF(A4732=\"\",\"\",IF(START!$B$34=2,INDIRECT(\"'Exterior Lighting'!\"&SUBSTITUTE(ADDRESS(1,MOD(ROW(A4732)-3802,50)+9,4),\"1\",\"\")&ROUNDDOWN((ROW(A4732)-3802)/50,0)+5),\"\"))","v":""},"",{"$f":"IF(A4732=\"\",\"\",INDIRECT(\"'Exterior Lighting'!C\"&ROUNDDOWN((ROW(A4732)-3802)/50,0)+5))","v":""},"",{"$f":"IF(A4732=\"\",\"\",INDIRECT(\"'Fixture Schedule'!D\"&MOD(ROW(A4732)-3802,50)+9))","v":""},{"$f":"IF(A4732=\"\",\"\",IF(AR4732=\"\",\"\",INDIRECT(\"'Fixture Schedule'!K\"&MOD(ROW(A4732)-52,50)+9)))","v":""},{"$f":"IF(A4732=\"\",\"\",INDIRECT(\"'Exterior Lighting'!E\"&ROUNDDOWN((ROW(A4732)-3802)/50,0)+5))","v":""},{"$f":"IF(A4732=\"\",\"\",INDIRECT(\"'Fixture Schedule'!L\"&MOD(ROW(A4732)-52,50)+9))","v":""},null,null,null,null,null,null,null,null,null,null,null,null,null,{"$f":"INDIRECT(\"'Exterior Lighting'!\"&SUBSTITUTE(ADDRESS(1,MOD(ROW(A4732)-3802,50)+9,4),\"1\",\"\")&ROUNDDOWN((ROW(A4732)-3802)/50,0)+5)","v":0},{"$f":"LEFT(INDIRECT(\"'Exterior Lighting'!BH\"&ROUNDDOWN((ROW(A4732)-3802)/50,0)+5),3)","v":""},{"$f":"INDIRECT(\"'Fixture Schedule'!L\"&MOD(ROW(A4732)-52,50)+9)","v":0},{"$f":"INDIRECT(\"'Fixture Schedule'!O\"&MOD(ROW(A4732)-52,50)+9)","v":0},null,{"$f":"INDIRECT(\"'Fixture Schedule'!L\"&MOD(ROW(A4732)-52,50)+9)","v":0}]
[{"$f":"IF(OR(AM4733=0,AN4733=\"DNQ\")=TRUE,\"\",INDIRECT(\"'Fixture Schedule'!M\"&MOD(ROW(A4733)-3802,50)+9))","v":""},{"$f":"IF(A4733=\"\",\"\",INDIRECT(\"'Fixture Schedule'!E\"&MOD(ROW(A4733)-3802,50)+9))","v":""},{"$f":"IF(A4733=\"\",\"\",INDIRECT(\"'Fixture Schedule'!F\"&MOD(ROW(A4733)-3802,50)+9))","v":""},{"$f":"IF(A4733=\"\",\"\",INDIRECT(\"'Fixture Schedule'!L\"&MOD(ROW(A4733)-52,50)+9))","v":""},"",null,null,{"$f":"IF(A4733=\"\",\"\",IF(AP4733=1,Summary!$C$12*(AO4733)/(IF(InteriorCalcType=1,'Building Area Method'!$BK$6,SUM('Space-by-Space Method'!$BO$4:$BO$78))+SUM('Exterior Lighting'!$BL$5:$BL$25)),0))","v":""},{"$f":"IF(A4733=\"\",\"\",IF(START!$B$34=1,INDIRECT(\"'Exterior Lighting'!\"&SUBSTITUTE(ADDRESS(1,MOD(ROW(A4733)-3802,50)+9,4),\"1\",\"\")&ROUNDDOWN((ROW(A4733)-3802)/50,0)+5),\"\"))","v":""},{"$f":"IF(A4733=\"\",\"\",IF(AP4733=1,Summary!$F$11*(AO4733)/(IF(InteriorCalcType=1,'Building Area Method'!$BK$6,SUM('Space-by-Space Method'!$BO$4:$BO$78))+SUM('Exterior Lighting'!$BL$5:$BL$25)),0))","v":""},{"$f":"IF(A4733=\"\",\"\",IF(AP4733=1,Summary!$E$11*(AO4733)/(IF(InteriorCalcType=1,'Building Area Method'!$BK$6,SUM('Space-by-Space Method'!$BO$4:$BO$78))+SUM('Exterior Lighting'!$BL$5:$BL$25)),0))","v":""},{"$f":"IF(A4733=\"\",\"\",IF(AP4733=1,Summary!$G$11*(AO4733)/(IF(InteriorCalcType=1,'Building Area Method'!$BK$6,SUM('Space-by-Space Method'!$BO$4:$BO$78))+SUM('Exterior Lighting'!$BL$5:$BL$25)),0))","v":""},"","",null,null,null,{"$f":"IF(A4733=\"\",\"\",IF(START!$B$34=2,INDIRECT(\"'Exterior Lighting'!\"&SUBSTITUTE(ADDRESS(1,MOD(ROW(A4733)-3802,50)+9,4),\"1\",\"\")&ROUNDDOWN((ROW(A4733)-3802)/50,0)+5),\"\"))","v":""},"",{"$f":"IF(A4733=\"\",\"\",INDIRECT(\"'Exterior Lighting'!C\"&ROUNDDOWN((ROW(A4733)-3802)/50,0)+5))","v":""},"",{"$f":"IF(A4733=\"\",\"\",INDIRECT(\"'Fixture Schedule'!D\"&MOD(ROW(A4733)-3802,50)+9))","v":""},{"$f":"IF(A4733=\"\",\"\",IF(AR4733=\"\",\"\",INDIRECT(\"'Fixture Schedule'!K\"&MOD(ROW(A4733)-52,50)+9)))","v":""},{"$f":"IF(A4733=\"\",\"\",INDIRECT(\"'Exterior Lighting'!E\"&ROUNDDOWN((ROW(A4733)-3802)/50,0)+5))","v":""},{"$f":"IF(A4733=\"\",\"\",INDIRECT(\"'Fixture Schedule'!L\"&MOD(ROW(A4733)-52,50)+9))","v":""},null,null,null,null,null,null,null,null,null,null,null,null,null,{"$f":"INDIRECT(\"'Exterior Lighting'!\"&SUBSTITUTE(ADDRESS(1,MOD(ROW(A4733)-3802,50)+9,4),\"1\",\"\")&ROUNDDOWN((ROW(A4733)-3802)/50,0)+5)","v":0},{"$f":"LEFT(INDIRECT(\"'Exterior Lighting'!BH\"&ROUNDDOWN((ROW(A4733)-3802)/50,0)+5),3)","v":""},{"$f":"INDIRECT(\"'Fixture Schedule'!L\"&MOD(ROW(A4733)-52,50)+9)","v":0},{"$f":"INDIRECT(\"'Fixture Schedule'!O\"&MOD(ROW(A4733)-52,50)+9)","v":0},null,{"$f":"INDIRECT(\"'Fixture Schedule'!L\"&MOD(ROW(A4733)-52,50)+9)","v":0}]
[{"$f":"IF(OR(AM4734=0,AN4734=\"DNQ\")=TRUE,\"\",INDIRECT(\"'Fixture Schedule'!M\"&MOD(ROW(A4734)-3802,50)+9))","v":""},{"$f":"IF(A4734=\"\",\"\",INDIRECT(\"'Fixture Schedule'!E\"&MOD(ROW(A4734)-3802,50)+9))","v":""},{"$f":"IF(A4734=\"\",\"\",INDIRECT(\"'Fixture Schedule'!F\"&MOD(ROW(A4734)-3802,50)+9))","v":""},{"$f":"IF(A4734=\"\",\"\",INDIRECT(\"'Fixture Schedule'!L\"&MOD(ROW(A4734)-52,50)+9))","v":""},"",null,null,{"$f":"IF(A4734=\"\",\"\",IF(AP4734=1,Summary!$C$12*(AO4734)/(IF(InteriorCalcType=1,'Building Area Method'!$BK$6,SUM('Space-by-Space Method'!$BO$4:$BO$78))+SUM('Exterior Lighting'!$BL$5:$BL$25)),0))","v":""},{"$f":"IF(A4734=\"\",\"\",IF(START!$B$34=1,INDIRECT(\"'Exterior Lighting'!\"&SUBSTITUTE(ADDRESS(1,MOD(ROW(A4734)-3802,50)+9,4),\"1\",\"\")&ROUNDDOWN((ROW(A4734)-3802)/50,0)+5),\"\"))","v":""},{"$f":"IF(A4734=\"\",\"\",IF(AP4734=1,Summary!$F$11*(AO4734)/(IF(InteriorCalcType=1,'Building Area Method'!$BK$6,SUM('Space-by-Space Method'!$BO$4:$BO$78))+SUM('Exterior Lighting'!$BL$5:$BL$25)),0))","v":""},{"$f":"IF(A4734=\"\",\"\",IF(AP4734=1,Summary!$E$11*(AO4734)/(IF(InteriorCalcType=1,'Building Area Method'!$BK$6,SUM('Space-by-Space Method'!$BO$4:$BO$78))+SUM('Exterior Lighting'!$BL$5:$BL$25)),0))","v":""},{"$f":"IF(A4734=\"\",\"\",IF(AP4734=1,Summary!$G$11*(AO4734)/(IF(InteriorCalcType=1,'Building Area Method'!$BK$6,SUM('Space-by-Space Method'!$BO$4:$BO$78))+SUM('Exterior Lighting'!$BL$5:$BL$25)),0))","v":""},"","",null,null,null,{"$f":"IF(A4734=\"\",\"\",IF(START!$B$34=2,INDIRECT(\"'Exterior Lighting'!\"&SUBSTITUTE(ADDRESS(1,MOD(ROW(A4734)-3802,50)+9,4),\"1\",\"\")&ROUNDDOWN((ROW(A4734)-3802)/50,0)+5),\"\"))","v":""},"",{"$f":"IF(A4734=\"\",\"\",INDIRECT(\"'Exterior Lighting'!C\"&ROUNDDOWN((ROW(A4734)-3802)/50,0)+5))","v":""},"",{"$f":"IF(A4734=\"\",\"\",INDIRECT(\"'Fixture Schedule'!D\"&MOD(ROW(A4734)-3802,50)+9))","v":""},{"$f":"IF(A4734=\"\",\"\",IF(AR4734=\"\",\"\",INDIRECT(\"'Fixture Schedule'!K\"&MOD(ROW(A4734)-52,50)+9)))","v":""},{"$f":"IF(A4734=\"\",\"\",INDIRECT(\"'Exterior Lighting'!E\"&ROUNDDOWN((ROW(A4734)-3802)/50,0)+5))","v":""},{"$f":"IF(A4734=\"\",\"\",INDIRECT(\"'Fixture Schedule'!L\"&MOD(ROW(A4734)-52,50)+9))","v":""},null,null,null,null,null,null,null,null,null,null,null,null,null,{"$f":"INDIRECT(\"'Exterior Lighting'!\"&SUBSTITUTE(ADDRESS(1,MOD(ROW(A4734)-3802,50)+9,4),\"1\",\"\")&ROUNDDOWN((ROW(A4734)-3802)/50,0)+5)","v":0},{"$f":"LEFT(INDIRECT(\"'Exterior Lighting'!BH\"&ROUNDDOWN((ROW(A4734)-3802)/50,0)+5),3)","v":""},{"$f":"INDIRECT(\"'Fixture Schedule'!L\"&MOD(ROW(A4734)-52,50)+9)","v":0},{"$f":"INDIRECT(\"'Fixture Schedule'!O\"&MOD(ROW(A4734)-52,50)+9)","v":0},null,{"$f":"INDIRECT(\"'Fixture Schedule'!L\"&MOD(ROW(A4734)-52,50)+9)","v":0}]
[{"$f":"IF(OR(AM4735=0,AN4735=\"DNQ\")=TRUE,\"\",INDIRECT(\"'Fixture Schedule'!M\"&MOD(ROW(A4735)-3802,50)+9))","v":""},{"$f":"IF(A4735=\"\",\"\",INDIRECT(\"'Fixture Schedule'!E\"&MOD(ROW(A4735)-3802,50)+9))","v":""},{"$f":"IF(A4735=\"\",\"\",INDIRECT(\"'Fixture Schedule'!F\"&MOD(ROW(A4735)-3802,50)+9))","v":""},{"$f":"IF(A4735=\"\",\"\",INDIRECT(\"'Fixture Schedule'!L\"&MOD(ROW(A4735)-52,50)+9))","v":""},"",null,null,{"$f":"IF(A4735=\"\",\"\",IF(AP4735=1,Summary!$C$12*(AO4735)/(IF(InteriorCalcType=1,'Building Area Method'!$BK$6,SUM('Space-by-Space Method'!$BO$4:$BO$78))+SUM('Exterior Lighting'!$BL$5:$BL$25)),0))","v":""},{"$f":"IF(A4735=\"\",\"\",IF(START!$B$34=1,INDIRECT(\"'Exterior Lighting'!\"&SUBSTITUTE(ADDRESS(1,MOD(ROW(A4735)-3802,50)+9,4),\"1\",\"\")&ROUNDDOWN((ROW(A4735)-3802)/50,0)+5),\"\"))","v":""},{"$f":"IF(A4735=\"\",\"\",IF(AP4735=1,Summary!$F$11*(AO4735)/(IF(InteriorCalcType=1,'Building Area Method'!$BK$6,SUM('Space-by-Space Method'!$BO$4:$BO$78))+SUM('Exterior Lighting'!$BL$5:$BL$25)),0))","v":""},{"$f":"IF(A4735=\"\",\"\",IF(AP4735=1,Summary!$E$11*(AO4735)/(IF(InteriorCalcType=1,'Building Area Method'!$BK$6,SUM('Space-by-Space Method'!$BO$4:$BO$78))+SUM('Exterior Lighting'!$BL$5:$BL$25)),0))","v":""},{"$f":"IF(A4735=\"\",\"\",IF(AP4735=1,Summary!$G$11*(AO4735)/(IF(InteriorCalcType=1,'Building Area Method'!$BK$6,SUM('Space-by-Space Method'!$BO$4:$BO$78))+SUM('Exterior Lighting'!$BL$5:$BL$25)),0))","v":""},"","",null,null,null,{"$f":"IF(A4735=\"\",\"\",IF(START!$B$34=2,INDIRECT(\"'Exterior Lighting'!\"&SUBSTITUTE(ADDRESS(1,MOD(ROW(A4735)-3802,50)+9,4),\"1\",\"\")&ROUNDDOWN((ROW(A4735)-3802)/50,0)+5),\"\"))","v":""},"",{"$f":"IF(A4735=\"\",\"\",INDIRECT(\"'Exterior Lighting'!C\"&ROUNDDOWN((ROW(A4735)-3802)/50,0)+5))","v":""},"",{"$f":"IF(A4735=\"\",\"\",INDIRECT(\"'Fixture Schedule'!D\"&MOD(ROW(A4735)-3802,50)+9))","v":""},{"$f":"IF(A4735=\"\",\"\",IF(AR4735=\"\",\"\",INDIRECT(\"'Fixture Schedule'!K\"&MOD(ROW(A4735)-52,50)+9)))","v":""},{"$f":"IF(A4735=\"\",\"\",INDIRECT(\"'Exterior Lighting'!E\"&ROUNDDOWN((ROW(A4735)-3802)/50,0)+5))","v":""},{"$f":"IF(A4735=\"\",\"\",INDIRECT(\"'Fixture Schedule'!L\"&MOD(ROW(A4735)-52,50)+9))","v":""},null,null,null,null,null,null,null,null,null,null,null,null,null,{"$f":"INDIRECT(\"'Exterior Lighting'!\"&SUBSTITUTE(ADDRESS(1,MOD(ROW(A4735)-3802,50)+9,4),\"1\",\"\")&ROUNDDOWN((ROW(A4735)-3802)/50,0)+5)","v":0},{"$f":"LEFT(INDIRECT(\"'Exterior Lighting'!BH\"&ROUNDDOWN((ROW(A4735)-3802)/50,0)+5),3)","v":""},{"$f":"INDIRECT(\"'Fixture Schedule'!L\"&MOD(ROW(A4735)-52,50)+9)","v":0},{"$f":"INDIRECT(\"'Fixture Schedule'!O\"&MOD(ROW(A4735)-52,50)+9)","v":0},null,{"$f":"INDIRECT(\"'Fixture Schedule'!L\"&MOD(ROW(A4735)-52,50)+9)","v":0}]
[{"$f":"IF(OR(AM4736=0,AN4736=\"DNQ\")=TRUE,\"\",INDIRECT(\"'Fixture Schedule'!M\"&MOD(ROW(A4736)-3802,50)+9))","v":""},{"$f":"IF(A4736=\"\",\"\",INDIRECT(\"'Fixture Schedule'!E\"&MOD(ROW(A4736)-3802,50)+9))","v":""},{"$f":"IF(A4736=\"\",\"\",INDIRECT(\"'Fixture Schedule'!F\"&MOD(ROW(A4736)-3802,50)+9))","v":""},{"$f":"IF(A4736=\"\",\"\",INDIRECT(\"'Fixture Schedule'!L\"&MOD(ROW(A4736)-52,50)+9))","v":""},"",null,null,{"$f":"IF(A4736=\"\",\"\",IF(AP4736=1,Summary!$C$12*(AO4736)/(IF(InteriorCalcType=1,'Building Area Method'!$BK$6,SUM('Space-by-Space Method'!$BO$4:$BO$78))+SUM('Exterior Lighting'!$BL$5:$BL$25)),0))","v":""},{"$f":"IF(A4736=\"\",\"\",IF(START!$B$34=1,INDIRECT(\"'Exterior Lighting'!\"&SUBSTITUTE(ADDRESS(1,MOD(ROW(A4736)-3802,50)+9,4),\"1\",\"\")&ROUNDDOWN((ROW(A4736)-3802)/50,0)+5),\"\"))","v":""},{"$f":"IF(A4736=\"\",\"\",IF(AP4736=1,Summary!$F$11*(AO4736)/(IF(InteriorCalcType=1,'Building Area Method'!$BK$6,SUM('Space-by-Space Method'!$BO$4:$BO$78))+SUM('Exterior Lighting'!$BL$5:$BL$25)),0))","v":""},{"$f":"IF(A4736=\"\",\"\",IF(AP4736=1,Summary!$E$11*(AO4736)/(IF(InteriorCalcType=1,'Building Area Method'!$BK$6,SUM('Space-by-Space Method'!$BO$4:$BO$78))+SUM('Exterior Lighting'!$BL$5:$BL$25)),0))","v":""},{"$f":"IF(A4736=\"\",\"\",IF(AP4736=1,Summary!$G$11*(AO4736)/(IF(InteriorCalcType=1,'Building Area Method'!$BK$6,SUM('Space-by-Space Method'!$BO$4:$BO$78))+SUM('Exterior Lighting'!$BL$5:$BL$25)),0))","v":""},"","",null,null,null,{"$f":"IF(A4736=\"\",\"\",IF(START!$B$34=2,INDIRECT(\"'Exterior Lighting'!\"&SUBSTITUTE(ADDRESS(1,MOD(ROW(A4736)-3802,50)+9,4),\"1\",\"\")&ROUNDDOWN((ROW(A4736)-3802)/50,0)+5),\"\"))","v":""},"",{"$f":"IF(A4736=\"\",\"\",INDIRECT(\"'Exterior Lighting'!C\"&ROUNDDOWN((ROW(A4736)-3802)/50,0)+5))","v":""},"",{"$f":"IF(A4736=\"\",\"\",INDIRECT(\"'Fixture Schedule'!D\"&MOD(ROW(A4736)-3802,50)+9))","v":""},{"$f":"IF(A4736=\"\",\"\",IF(AR4736=\"\",\"\",INDIRECT(\"'Fixture Schedule'!K\"&MOD(ROW(A4736)-52,50)+9)))","v":""},{"$f":"IF(A4736=\"\",\"\",INDIRECT(\"'Exterior Lighting'!E\"&ROUNDDOWN((ROW(A4736)-3802)/50,0)+5))","v":""},{"$f":"IF(A4736=\"\",\"\",INDIRECT(\"'Fixture Schedule'!L\"&MOD(ROW(A4736)-52,50)+9))","v":""},null,null,null,null,null,null,null,null,null,null,null,null,null,{"$f":"INDIRECT(\"'Exterior Lighting'!\"&SUBSTITUTE(ADDRESS(1,MOD(ROW(A4736)-3802,50)+9,4),\"1\",\"\")&ROUNDDOWN((ROW(A4736)-3802)/50,0)+5)","v":0},{"$f":"LEFT(INDIRECT(\"'Exterior Lighting'!BH\"&ROUNDDOWN((ROW(A4736)-3802)/50,0)+5),3)","v":""},{"$f":"INDIRECT(\"'Fixture Schedule'!L\"&MOD(ROW(A4736)-52,50)+9)","v":0},{"$f":"INDIRECT(\"'Fixture Schedule'!O\"&MOD(ROW(A4736)-52,50)+9)","v":0},null,{"$f":"INDIRECT(\"'Fixture Schedule'!L\"&MOD(ROW(A4736)-52,50)+9)","v":0}]
[{"$f":"IF(OR(AM4737=0,AN4737=\"DNQ\")=TRUE,\"\",INDIRECT(\"'Fixture Schedule'!M\"&MOD(ROW(A4737)-3802,50)+9))","v":""},{"$f":"IF(A4737=\"\",\"\",INDIRECT(\"'Fixture Schedule'!E\"&MOD(ROW(A4737)-3802,50)+9))","v":""},{"$f":"IF(A4737=\"\",\"\",INDIRECT(\"'Fixture Schedule'!F\"&MOD(ROW(A4737)-3802,50)+9))","v":""},{"$f":"IF(A4737=\"\",\"\",INDIRECT(\"'Fixture Schedule'!L\"&MOD(ROW(A4737)-52,50)+9))","v":""},"",null,null,{"$f":"IF(A4737=\"\",\"\",IF(AP4737=1,Summary!$C$12*(AO4737)/(IF(InteriorCalcType=1,'Building Area Method'!$BK$6,SUM('Space-by-Space Method'!$BO$4:$BO$78))+SUM('Exterior Lighting'!$BL$5:$BL$25)),0))","v":""},{"$f":"IF(A4737=\"\",\"\",IF(START!$B$34=1,INDIRECT(\"'Exterior Lighting'!\"&SUBSTITUTE(ADDRESS(1,MOD(ROW(A4737)-3802,50)+9,4),\"1\",\"\")&ROUNDDOWN((ROW(A4737)-3802)/50,0)+5),\"\"))","v":""},{"$f":"IF(A4737=\"\",\"\",IF(AP4737=1,Summary!$F$11*(AO4737)/(IF(InteriorCalcType=1,'Building Area Method'!$BK$6,SUM('Space-by-Space Method'!$BO$4:$BO$78))+SUM('Exterior Lighting'!$BL$5:$BL$25)),0))","v":""},{"$f":"IF(A4737=\"\",\"\",IF(AP4737=1,Summary!$E$11*(AO4737)/(IF(InteriorCalcType=1,'Building Area Method'!$BK$6,SUM('Space-by-Space Method'!$BO$4:$BO$78))+SUM('Exterior Lighting'!$BL$5:$BL$25)),0))","v":""},{"$f":"IF(A4737=\"\",\"\",IF(AP4737=1,Summary!$G$11*(AO4737)/(IF(InteriorCalcType=1,'Building Area Method'!$BK$6,SUM('Space-by-Space Method'!$BO$4:$BO$78))+SUM('Exterior Lighting'!$BL$5:$BL$25)),0))","v":""},"","",null,null,null,{"$f":"IF(A4737=\"\",\"\",IF(START!$B$34=2,INDIRECT(\"'Exterior Lighting'!\"&SUBSTITUTE(ADDRESS(1,MOD(ROW(A4737)-3802,50)+9,4),\"1\",\"\")&ROUNDDOWN((ROW(A4737)-3802)/50,0)+5),\"\"))","v":""},"",{"$f":"IF(A4737=\"\",\"\",INDIRECT(\"'Exterior Lighting'!C\"&ROUNDDOWN((ROW(A4737)-3802)/50,0)+5))","v":""},"",{"$f":"IF(A4737=\"\",\"\",INDIRECT(\"'Fixture Schedule'!D\"&MOD(ROW(A4737)-3802,50)+9))","v":""},{"$f":"IF(A4737=\"\",\"\",IF(AR4737=\"\",\"\",INDIRECT(\"'Fixture Schedule'!K\"&MOD(ROW(A4737)-52,50)+9)))","v":""},{"$f":"IF(A4737=\"\",\"\",INDIRECT(\"'Exterior Lighting'!E\"&ROUNDDOWN((ROW(A4737)-3802)/50,0)+5))","v":""},{"$f":"IF(A4737=\"\",\"\",INDIRECT(\"'Fixture Schedule'!L\"&MOD(ROW(A4737)-52,50)+9))","v":""},null,null,null,null,null,null,null,null,null,null,null,null,null,{"$f":"INDIRECT(\"'Exterior Lighting'!\"&SUBSTITUTE(ADDRESS(1,MOD(ROW(A4737)-3802,50)+9,4),\"1\",\"\")&ROUNDDOWN((ROW(A4737)-3802)/50,0)+5)","v":0},{"$f":"LEFT(INDIRECT(\"'Exterior Lighting'!BH\"&ROUNDDOWN((ROW(A4737)-3802)/50,0)+5),3)","v":""},{"$f":"INDIRECT(\"'Fixture Schedule'!L\"&MOD(ROW(A4737)-52,50)+9)","v":0},{"$f":"INDIRECT(\"'Fixture Schedule'!O\"&MOD(ROW(A4737)-52,50)+9)","v":0},null,{"$f":"INDIRECT(\"'Fixture Schedule'!L\"&MOD(ROW(A4737)-52,50)+9)","v":0}]
[{"$f":"IF(OR(AM4738=0,AN4738=\"DNQ\")=TRUE,\"\",INDIRECT(\"'Fixture Schedule'!M\"&MOD(ROW(A4738)-3802,50)+9))","v":""},{"$f":"IF(A4738=\"\",\"\",INDIRECT(\"'Fixture Schedule'!E\"&MOD(ROW(A4738)-3802,50)+9))","v":""},{"$f":"IF(A4738=\"\",\"\",INDIRECT(\"'Fixture Schedule'!F\"&MOD(ROW(A4738)-3802,50)+9))","v":""},{"$f":"IF(A4738=\"\",\"\",INDIRECT(\"'Fixture Schedule'!L\"&MOD(ROW(A4738)-52,50)+9))","v":""},"",null,null,{"$f":"IF(A4738=\"\",\"\",IF(AP4738=1,Summary!$C$12*(AO4738)/(IF(InteriorCalcType=1,'Building Area Method'!$BK$6,SUM('Space-by-Space Method'!$BO$4:$BO$78))+SUM('Exterior Lighting'!$BL$5:$BL$25)),0))","v":""},{"$f":"IF(A4738=\"\",\"\",IF(START!$B$34=1,INDIRECT(\"'Exterior Lighting'!\"&SUBSTITUTE(ADDRESS(1,MOD(ROW(A4738)-3802,50)+9,4),\"1\",\"\")&ROUNDDOWN((ROW(A4738)-3802)/50,0)+5),\"\"))","v":""},{"$f":"IF(A4738=\"\",\"\",IF(AP4738=1,Summary!$F$11*(AO4738)/(IF(InteriorCalcType=1,'Building Area Method'!$BK$6,SUM('Space-by-Space Method'!$BO$4:$BO$78))+SUM('Exterior Lighting'!$BL$5:$BL$25)),0))","v":""},{"$f":"IF(A4738=\"\",\"\",IF(AP4738=1,Summary!$E$11*(AO4738)/(IF(InteriorCalcType=1,'Building Area Method'!$BK$6,SUM('Space-by-Space Method'!$BO$4:$BO$78))+SUM('Exterior Lighting'!$BL$5:$BL$25)),0))","v":""},{"$f":"IF(A4738=\"\",\"\",IF(AP4738=1,Summary!$G$11*(AO4738)/(IF(InteriorCalcType=1,'Building Area Method'!$BK$6,SUM('Space-by-Space Method'!$BO$4:$BO$78))+SUM('Exterior Lighting'!$BL$5:$BL$25)),0))","v":""},"","",null,null,null,{"$f":"IF(A4738=\"\",\"\",IF(START!$B$34=2,INDIRECT(\"'Exterior Lighting'!\"&SUBSTITUTE(ADDRESS(1,MOD(ROW(A4738)-3802,50)+9,4),\"1\",\"\")&ROUNDDOWN((ROW(A4738)-3802)/50,0)+5),\"\"))","v":""},"",{"$f":"IF(A4738=\"\",\"\",INDIRECT(\"'Exterior Lighting'!C\"&ROUNDDOWN((ROW(A4738)-3802)/50,0)+5))","v":""},"",{"$f":"IF(A4738=\"\",\"\",INDIRECT(\"'Fixture Schedule'!D\"&MOD(ROW(A4738)-3802,50)+9))","v":""},{"$f":"IF(A4738=\"\",\"\",IF(AR4738=\"\",\"\",INDIRECT(\"'Fixture Schedule'!K\"&MOD(ROW(A4738)-52,50)+9)))","v":""},{"$f":"IF(A4738=\"\",\"\",INDIRECT(\"'Exterior Lighting'!E\"&ROUNDDOWN((ROW(A4738)-3802)/50,0)+5))","v":""},{"$f":"IF(A4738=\"\",\"\",INDIRECT(\"'Fixture Schedule'!L\"&MOD(ROW(A4738)-52,50)+9))","v":""},null,null,null,null,null,null,null,null,null,null,null,null,null,{"$f":"INDIRECT(\"'Exterior Lighting'!\"&SUBSTITUTE(ADDRESS(1,MOD(ROW(A4738)-3802,50)+9,4),\"1\",\"\")&ROUNDDOWN((ROW(A4738)-3802)/50,0)+5)","v":0},{"$f":"LEFT(INDIRECT(\"'Exterior Lighting'!BH\"&ROUNDDOWN((ROW(A4738)-3802)/50,0)+5),3)","v":""},{"$f":"INDIRECT(\"'Fixture Schedule'!L\"&MOD(ROW(A4738)-52,50)+9)","v":0},{"$f":"INDIRECT(\"'Fixture Schedule'!O\"&MOD(ROW(A4738)-52,50)+9)","v":0},null,{"$f":"INDIRECT(\"'Fixture Schedule'!L\"&MOD(ROW(A4738)-52,50)+9)","v":0}]
[{"$f":"IF(OR(AM4739=0,AN4739=\"DNQ\")=TRUE,\"\",INDIRECT(\"'Fixture Schedule'!M\"&MOD(ROW(A4739)-3802,50)+9))","v":""},{"$f":"IF(A4739=\"\",\"\",INDIRECT(\"'Fixture Schedule'!E\"&MOD(ROW(A4739)-3802,50)+9))","v":""},{"$f":"IF(A4739=\"\",\"\",INDIRECT(\"'Fixture Schedule'!F\"&MOD(ROW(A4739)-3802,50)+9))","v":""},{"$f":"IF(A4739=\"\",\"\",INDIRECT(\"'Fixture Schedule'!L\"&MOD(ROW(A4739)-52,50)+9))","v":""},"",null,null,{"$f":"IF(A4739=\"\",\"\",IF(AP4739=1,Summary!$C$12*(AO4739)/(IF(InteriorCalcType=1,'Building Area Method'!$BK$6,SUM('Space-by-Space Method'!$BO$4:$BO$78))+SUM('Exterior Lighting'!$BL$5:$BL$25)),0))","v":""},{"$f":"IF(A4739=\"\",\"\",IF(START!$B$34=1,INDIRECT(\"'Exterior Lighting'!\"&SUBSTITUTE(ADDRESS(1,MOD(ROW(A4739)-3802,50)+9,4),\"1\",\"\")&ROUNDDOWN((ROW(A4739)-3802)/50,0)+5),\"\"))","v":""},{"$f":"IF(A4739=\"\",\"\",IF(AP4739=1,Summary!$F$11*(AO4739)/(IF(InteriorCalcType=1,'Building Area Method'!$BK$6,SUM('Space-by-Space Method'!$BO$4:$BO$78))+SUM('Exterior Lighting'!$BL$5:$BL$25)),0))","v":""},{"$f":"IF(A4739=\"\",\"\",IF(AP4739=1,Summary!$E$11*(AO4739)/(IF(InteriorCalcType=1,'Building Area Method'!$BK$6,SUM('Space-by-Space Method'!$BO$4:$BO$78))+SUM('Exterior Lighting'!$BL$5:$BL$25)),0))","v":""},{"$f":"IF(A4739=\"\",\"\",IF(AP4739=1,Summary!$G$11*(AO4739)/(IF(InteriorCalcType=1,'Building Area Method'!$BK$6,SUM('Space-by-Space Method'!$BO$4:$BO$78))+SUM('Exterior Lighting'!$BL$5:$BL$25)),0))","v":""},"","",null,null,null,{"$f":"IF(A4739=\"\",\"\",IF(START!$B$34=2,INDIRECT(\"'Exterior Lighting'!\"&SUBSTITUTE(ADDRESS(1,MOD(ROW(A4739)-3802,50)+9,4),\"1\",\"\")&ROUNDDOWN((ROW(A4739)-3802)/50,0)+5),\"\"))","v":""},"",{"$f":"IF(A4739=\"\",\"\",INDIRECT(\"'Exterior Lighting'!C\"&ROUNDDOWN((ROW(A4739)-3802)/50,0)+5))","v":""},"",{"$f":"IF(A4739=\"\",\"\",INDIRECT(\"'Fixture Schedule'!D\"&MOD(ROW(A4739)-3802,50)+9))","v":""},{"$f":"IF(A4739=\"\",\"\",IF(AR4739=\"\",\"\",INDIRECT(\"'Fixture Schedule'!K\"&MOD(ROW(A4739)-52,50)+9)))","v":""},{"$f":"IF(A4739=\"\",\"\",INDIRECT(\"'Exterior Lighting'!E\"&ROUNDDOWN((ROW(A4739)-3802)/50,0)+5))","v":""},{"$f":"IF(A4739=\"\",\"\",INDIRECT(\"'Fixture Schedule'!L\"&MOD(ROW(A4739)-52,50)+9))","v":""},null,null,null,null,null,null,null,null,null,null,null,null,null,{"$f":"INDIRECT(\"'Exterior Lighting'!\"&SUBSTITUTE(ADDRESS(1,MOD(ROW(A4739)-3802,50)+9,4),\"1\",\"\")&ROUNDDOWN((ROW(A4739)-3802)/50,0)+5)","v":0},{"$f":"LEFT(INDIRECT(\"'Exterior Lighting'!BH\"&ROUNDDOWN((ROW(A4739)-3802)/50,0)+5),3)","v":""},{"$f":"INDIRECT(\"'Fixture Schedule'!L\"&MOD(ROW(A4739)-52,50)+9)","v":0},{"$f":"INDIRECT(\"'Fixture Schedule'!O\"&MOD(ROW(A4739)-52,50)+9)","v":0},null,{"$f":"INDIRECT(\"'Fixture Schedule'!L\"&MOD(ROW(A4739)-52,50)+9)","v":0}]
[{"$f":"IF(OR(AM4740=0,AN4740=\"DNQ\")=TRUE,\"\",INDIRECT(\"'Fixture Schedule'!M\"&MOD(ROW(A4740)-3802,50)+9))","v":""},{"$f":"IF(A4740=\"\",\"\",INDIRECT(\"'Fixture Schedule'!E\"&MOD(ROW(A4740)-3802,50)+9))","v":""},{"$f":"IF(A4740=\"\",\"\",INDIRECT(\"'Fixture Schedule'!F\"&MOD(ROW(A4740)-3802,50)+9))","v":""},{"$f":"IF(A4740=\"\",\"\",INDIRECT(\"'Fixture Schedule'!L\"&MOD(ROW(A4740)-52,50)+9))","v":""},"",null,null,{"$f":"IF(A4740=\"\",\"\",IF(AP4740=1,Summary!$C$12*(AO4740)/(IF(InteriorCalcType=1,'Building Area Method'!$BK$6,SUM('Space-by-Space Method'!$BO$4:$BO$78))+SUM('Exterior Lighting'!$BL$5:$BL$25)),0))","v":""},{"$f":"IF(A4740=\"\",\"\",IF(START!$B$34=1,INDIRECT(\"'Exterior Lighting'!\"&SUBSTITUTE(ADDRESS(1,MOD(ROW(A4740)-3802,50)+9,4),\"1\",\"\")&ROUNDDOWN((ROW(A4740)-3802)/50,0)+5),\"\"))","v":""},{"$f":"IF(A4740=\"\",\"\",IF(AP4740=1,Summary!$F$11*(AO4740)/(IF(InteriorCalcType=1,'Building Area Method'!$BK$6,SUM('Space-by-Space Method'!$BO$4:$BO$78))+SUM('Exterior Lighting'!$BL$5:$BL$25)),0))","v":""},{"$f":"IF(A4740=\"\",\"\",IF(AP4740=1,Summary!$E$11*(AO4740)/(IF(InteriorCalcType=1,'Building Area Method'!$BK$6,SUM('Space-by-Space Method'!$BO$4:$BO$78))+SUM('Exterior Lighting'!$BL$5:$BL$25)),0))","v":""},{"$f":"IF(A4740=\"\",\"\",IF(AP4740=1,Summary!$G$11*(AO4740)/(IF(InteriorCalcType=1,'Building Area Method'!$BK$6,SUM('Space-by-Space Method'!$BO$4:$BO$78))+SUM('Exterior Lighting'!$BL$5:$BL$25)),0))","v":""},"","",null,null,null,{"$f":"IF(A4740=\"\",\"\",IF(START!$B$34=2,INDIRECT(\"'Exterior Lighting'!\"&SUBSTITUTE(ADDRESS(1,MOD(ROW(A4740)-3802,50)+9,4),\"1\",\"\")&ROUNDDOWN((ROW(A4740)-3802)/50,0)+5),\"\"))","v":""},"",{"$f":"IF(A4740=\"\",\"\",INDIRECT(\"'Exterior Lighting'!C\"&ROUNDDOWN((ROW(A4740)-3802)/50,0)+5))","v":""},"",{"$f":"IF(A4740=\"\",\"\",INDIRECT(\"'Fixture Schedule'!D\"&MOD(ROW(A4740)-3802,50)+9))","v":""},{"$f":"IF(A4740=\"\",\"\",IF(AR4740=\"\",\"\",INDIRECT(\"'Fixture Schedule'!K\"&MOD(ROW(A4740)-52,50)+9)))","v":""},{"$f":"IF(A4740=\"\",\"\",INDIRECT(\"'Exterior Lighting'!E\"&ROUNDDOWN((ROW(A4740)-3802)/50,0)+5))","v":""},{"$f":"IF(A4740=\"\",\"\",INDIRECT(\"'Fixture Schedule'!L\"&MOD(ROW(A4740)-52,50)+9))","v":""},null,null,null,null,null,null,null,null,null,null,null,null,null,{"$f":"INDIRECT(\"'Exterior Lighting'!\"&SUBSTITUTE(ADDRESS(1,MOD(ROW(A4740)-3802,50)+9,4),\"1\",\"\")&ROUNDDOWN((ROW(A4740)-3802)/50,0)+5)","v":0},{"$f":"LEFT(INDIRECT(\"'Exterior Lighting'!BH\"&ROUNDDOWN((ROW(A4740)-3802)/50,0)+5),3)","v":""},{"$f":"INDIRECT(\"'Fixture Schedule'!L\"&MOD(ROW(A4740)-52,50)+9)","v":0},{"$f":"INDIRECT(\"'Fixture Schedule'!O\"&MOD(ROW(A4740)-52,50)+9)","v":0},null,{"$f":"INDIRECT(\"'Fixture Schedule'!L\"&MOD(ROW(A4740)-52,50)+9)","v":0}]
[{"$f":"IF(OR(AM4741=0,AN4741=\"DNQ\")=TRUE,\"\",INDIRECT(\"'Fixture Schedule'!M\"&MOD(ROW(A4741)-3802,50)+9))","v":""},{"$f":"IF(A4741=\"\",\"\",INDIRECT(\"'Fixture Schedule'!E\"&MOD(ROW(A4741)-3802,50)+9))","v":""},{"$f":"IF(A4741=\"\",\"\",INDIRECT(\"'Fixture Schedule'!F\"&MOD(ROW(A4741)-3802,50)+9))","v":""},{"$f":"IF(A4741=\"\",\"\",INDIRECT(\"'Fixture Schedule'!L\"&MOD(ROW(A4741)-52,50)+9))","v":""},"",null,null,{"$f":"IF(A4741=\"\",\"\",IF(AP4741=1,Summary!$C$12*(AO4741)/(IF(InteriorCalcType=1,'Building Area Method'!$BK$6,SUM('Space-by-Space Method'!$BO$4:$BO$78))+SUM('Exterior Lighting'!$BL$5:$BL$25)),0))","v":""},{"$f":"IF(A4741=\"\",\"\",IF(START!$B$34=1,INDIRECT(\"'Exterior Lighting'!\"&SUBSTITUTE(ADDRESS(1,MOD(ROW(A4741)-3802,50)+9,4),\"1\",\"\")&ROUNDDOWN((ROW(A4741)-3802)/50,0)+5),\"\"))","v":""},{"$f":"IF(A4741=\"\",\"\",IF(AP4741=1,Summary!$F$11*(AO4741)/(IF(InteriorCalcType=1,'Building Area Method'!$BK$6,SUM('Space-by-Space Method'!$BO$4:$BO$78))+SUM('Exterior Lighting'!$BL$5:$BL$25)),0))","v":""},{"$f":"IF(A4741=\"\",\"\",IF(AP4741=1,Summary!$E$11*(AO4741)/(IF(InteriorCalcType=1,'Building Area Method'!$BK$6,SUM('Space-by-Space Method'!$BO$4:$BO$78))+SUM('Exterior Lighting'!$BL$5:$BL$25)),0))","v":""},{"$f":"IF(A4741=\"\",\"\",IF(AP4741=1,Summary!$G$11*(AO4741)/(IF(InteriorCalcType=1,'Building Area Method'!$BK$6,SUM('Space-by-Space Method'!$BO$4:$BO$78))+SUM('Exterior Lighting'!$BL$5:$BL$25)),0))","v":""},"","",null,null,null,{"$f":"IF(A4741=\"\",\"\",IF(START!$B$34=2,INDIRECT(\"'Exterior Lighting'!\"&SUBSTITUTE(ADDRESS(1,MOD(ROW(A4741)-3802,50)+9,4),\"1\",\"\")&ROUNDDOWN((ROW(A4741)-3802)/50,0)+5),\"\"))","v":""},"",{"$f":"IF(A4741=\"\",\"\",INDIRECT(\"'Exterior Lighting'!C\"&ROUNDDOWN((ROW(A4741)-3802)/50,0)+5))","v":""},"",{"$f":"IF(A4741=\"\",\"\",INDIRECT(\"'Fixture Schedule'!D\"&MOD(ROW(A4741)-3802,50)+9))","v":""},{"$f":"IF(A4741=\"\",\"\",IF(AR4741=\"\",\"\",INDIRECT(\"'Fixture Schedule'!K\"&MOD(ROW(A4741)-52,50)+9)))","v":""},{"$f":"IF(A4741=\"\",\"\",INDIRECT(\"'Exterior Lighting'!E\"&ROUNDDOWN((ROW(A4741)-3802)/50,0)+5))","v":""},{"$f":"IF(A4741=\"\",\"\",INDIRECT(\"'Fixture Schedule'!L\"&MOD(ROW(A4741)-52,50)+9))","v":""},null,null,null,null,null,null,null,null,null,null,null,null,null,{"$f":"INDIRECT(\"'Exterior Lighting'!\"&SUBSTITUTE(ADDRESS(1,MOD(ROW(A4741)-3802,50)+9,4),\"1\",\"\")&ROUNDDOWN((ROW(A4741)-3802)/50,0)+5)","v":0},{"$f":"LEFT(INDIRECT(\"'Exterior Lighting'!BH\"&ROUNDDOWN((ROW(A4741)-3802)/50,0)+5),3)","v":""},{"$f":"INDIRECT(\"'Fixture Schedule'!L\"&MOD(ROW(A4741)-52,50)+9)","v":0},{"$f":"INDIRECT(\"'Fixture Schedule'!O\"&MOD(ROW(A4741)-52,50)+9)","v":0},null,{"$f":"INDIRECT(\"'Fixture Schedule'!L\"&MOD(ROW(A4741)-52,50)+9)","v":0}]
[{"$f":"IF(OR(AM4742=0,AN4742=\"DNQ\")=TRUE,\"\",INDIRECT(\"'Fixture Schedule'!M\"&MOD(ROW(A4742)-3802,50)+9))","v":""},{"$f":"IF(A4742=\"\",\"\",INDIRECT(\"'Fixture Schedule'!E\"&MOD(ROW(A4742)-3802,50)+9))","v":""},{"$f":"IF(A4742=\"\",\"\",INDIRECT(\"'Fixture Schedule'!F\"&MOD(ROW(A4742)-3802,50)+9))","v":""},{"$f":"IF(A4742=\"\",\"\",INDIRECT(\"'Fixture Schedule'!L\"&MOD(ROW(A4742)-52,50)+9))","v":""},"",null,null,{"$f":"IF(A4742=\"\",\"\",IF(AP4742=1,Summary!$C$12*(AO4742)/(IF(InteriorCalcType=1,'Building Area Method'!$BK$6,SUM('Space-by-Space Method'!$BO$4:$BO$78))+SUM('Exterior Lighting'!$BL$5:$BL$25)),0))","v":""},{"$f":"IF(A4742=\"\",\"\",IF(START!$B$34=1,INDIRECT(\"'Exterior Lighting'!\"&SUBSTITUTE(ADDRESS(1,MOD(ROW(A4742)-3802,50)+9,4),\"1\",\"\")&ROUNDDOWN((ROW(A4742)-3802)/50,0)+5),\"\"))","v":""},{"$f":"IF(A4742=\"\",\"\",IF(AP4742=1,Summary!$F$11*(AO4742)/(IF(InteriorCalcType=1,'Building Area Method'!$BK$6,SUM('Space-by-Space Method'!$BO$4:$BO$78))+SUM('Exterior Lighting'!$BL$5:$BL$25)),0))","v":""},{"$f":"IF(A4742=\"\",\"\",IF(AP4742=1,Summary!$E$11*(AO4742)/(IF(InteriorCalcType=1,'Building Area Method'!$BK$6,SUM('Space-by-Space Method'!$BO$4:$BO$78))+SUM('Exterior Lighting'!$BL$5:$BL$25)),0))","v":""},{"$f":"IF(A4742=\"\",\"\",IF(AP4742=1,Summary!$G$11*(AO4742)/(IF(InteriorCalcType=1,'Building Area Method'!$BK$6,SUM('Space-by-Space Method'!$BO$4:$BO$78))+SUM('Exterior Lighting'!$BL$5:$BL$25)),0))","v":""},"","",null,null,null,{"$f":"IF(A4742=\"\",\"\",IF(START!$B$34=2,INDIRECT(\"'Exterior Lighting'!\"&SUBSTITUTE(ADDRESS(1,MOD(ROW(A4742)-3802,50)+9,4),\"1\",\"\")&ROUNDDOWN((ROW(A4742)-3802)/50,0)+5),\"\"))","v":""},"",{"$f":"IF(A4742=\"\",\"\",INDIRECT(\"'Exterior Lighting'!C\"&ROUNDDOWN((ROW(A4742)-3802)/50,0)+5))","v":""},"",{"$f":"IF(A4742=\"\",\"\",INDIRECT(\"'Fixture Schedule'!D\"&MOD(ROW(A4742)-3802,50)+9))","v":""},{"$f":"IF(A4742=\"\",\"\",IF(AR4742=\"\",\"\",INDIRECT(\"'Fixture Schedule'!K\"&MOD(ROW(A4742)-52,50)+9)))","v":""},{"$f":"IF(A4742=\"\",\"\",INDIRECT(\"'Exterior Lighting'!E\"&ROUNDDOWN((ROW(A4742)-3802)/50,0)+5))","v":""},{"$f":"IF(A4742=\"\",\"\",INDIRECT(\"'Fixture Schedule'!L\"&MOD(ROW(A4742)-52,50)+9))","v":""},null,null,null,null,null,null,null,null,null,null,null,null,null,{"$f":"INDIRECT(\"'Exterior Lighting'!\"&SUBSTITUTE(ADDRESS(1,MOD(ROW(A4742)-3802,50)+9,4),\"1\",\"\")&ROUNDDOWN((ROW(A4742)-3802)/50,0)+5)","v":0},{"$f":"LEFT(INDIRECT(\"'Exterior Lighting'!BH\"&ROUNDDOWN((ROW(A4742)-3802)/50,0)+5),3)","v":""},{"$f":"INDIRECT(\"'Fixture Schedule'!L\"&MOD(ROW(A4742)-52,50)+9)","v":0},{"$f":"INDIRECT(\"'Fixture Schedule'!O\"&MOD(ROW(A4742)-52,50)+9)","v":0},null,{"$f":"INDIRECT(\"'Fixture Schedule'!L\"&MOD(ROW(A4742)-52,50)+9)","v":0}]
[{"$f":"IF(OR(AM4743=0,AN4743=\"DNQ\")=TRUE,\"\",INDIRECT(\"'Fixture Schedule'!M\"&MOD(ROW(A4743)-3802,50)+9))","v":""},{"$f":"IF(A4743=\"\",\"\",INDIRECT(\"'Fixture Schedule'!E\"&MOD(ROW(A4743)-3802,50)+9))","v":""},{"$f":"IF(A4743=\"\",\"\",INDIRECT(\"'Fixture Schedule'!F\"&MOD(ROW(A4743)-3802,50)+9))","v":""},{"$f":"IF(A4743=\"\",\"\",INDIRECT(\"'Fixture Schedule'!L\"&MOD(ROW(A4743)-52,50)+9))","v":""},"",null,null,{"$f":"IF(A4743=\"\",\"\",IF(AP4743=1,Summary!$C$12*(AO4743)/(IF(InteriorCalcType=1,'Building Area Method'!$BK$6,SUM('Space-by-Space Method'!$BO$4:$BO$78))+SUM('Exterior Lighting'!$BL$5:$BL$25)),0))","v":""},{"$f":"IF(A4743=\"\",\"\",IF(START!$B$34=1,INDIRECT(\"'Exterior Lighting'!\"&SUBSTITUTE(ADDRESS(1,MOD(ROW(A4743)-3802,50)+9,4),\"1\",\"\")&ROUNDDOWN((ROW(A4743)-3802)/50,0)+5),\"\"))","v":""},{"$f":"IF(A4743=\"\",\"\",IF(AP4743=1,Summary!$F$11*(AO4743)/(IF(InteriorCalcType=1,'Building Area Method'!$BK$6,SUM('Space-by-Space Method'!$BO$4:$BO$78))+SUM('Exterior Lighting'!$BL$5:$BL$25)),0))","v":""},{"$f":"IF(A4743=\"\",\"\",IF(AP4743=1,Summary!$E$11*(AO4743)/(IF(InteriorCalcType=1,'Building Area Method'!$BK$6,SUM('Space-by-Space Method'!$BO$4:$BO$78))+SUM('Exterior Lighting'!$BL$5:$BL$25)),0))","v":""},{"$f":"IF(A4743=\"\",\"\",IF(AP4743=1,Summary!$G$11*(AO4743)/(IF(InteriorCalcType=1,'Building Area Method'!$BK$6,SUM('Space-by-Space Method'!$BO$4:$BO$78))+SUM('Exterior Lighting'!$BL$5:$BL$25)),0))","v":""},"","",null,null,null,{"$f":"IF(A4743=\"\",\"\",IF(START!$B$34=2,INDIRECT(\"'Exterior Lighting'!\"&SUBSTITUTE(ADDRESS(1,MOD(ROW(A4743)-3802,50)+9,4),\"1\",\"\")&ROUNDDOWN((ROW(A4743)-3802)/50,0)+5),\"\"))","v":""},"",{"$f":"IF(A4743=\"\",\"\",INDIRECT(\"'Exterior Lighting'!C\"&ROUNDDOWN((ROW(A4743)-3802)/50,0)+5))","v":""},"",{"$f":"IF(A4743=\"\",\"\",INDIRECT(\"'Fixture Schedule'!D\"&MOD(ROW(A4743)-3802,50)+9))","v":""},{"$f":"IF(A4743=\"\",\"\",IF(AR4743=\"\",\"\",INDIRECT(\"'Fixture Schedule'!K\"&MOD(ROW(A4743)-52,50)+9)))","v":""},{"$f":"IF(A4743=\"\",\"\",INDIRECT(\"'Exterior Lighting'!E\"&ROUNDDOWN((ROW(A4743)-3802)/50,0)+5))","v":""},{"$f":"IF(A4743=\"\",\"\",INDIRECT(\"'Fixture Schedule'!L\"&MOD(ROW(A4743)-52,50)+9))","v":""},null,null,null,null,null,null,null,null,null,null,null,null,null,{"$f":"INDIRECT(\"'Exterior Lighting'!\"&SUBSTITUTE(ADDRESS(1,MOD(ROW(A4743)-3802,50)+9,4),\"1\",\"\")&ROUNDDOWN((ROW(A4743)-3802)/50,0)+5)","v":0},{"$f":"LEFT(INDIRECT(\"'Exterior Lighting'!BH\"&ROUNDDOWN((ROW(A4743)-3802)/50,0)+5),3)","v":""},{"$f":"INDIRECT(\"'Fixture Schedule'!L\"&MOD(ROW(A4743)-52,50)+9)","v":0},{"$f":"INDIRECT(\"'Fixture Schedule'!O\"&MOD(ROW(A4743)-52,50)+9)","v":0},null,{"$f":"INDIRECT(\"'Fixture Schedule'!L\"&MOD(ROW(A4743)-52,50)+9)","v":0}]
[{"$f":"IF(OR(AM4744=0,AN4744=\"DNQ\")=TRUE,\"\",INDIRECT(\"'Fixture Schedule'!M\"&MOD(ROW(A4744)-3802,50)+9))","v":""},{"$f":"IF(A4744=\"\",\"\",INDIRECT(\"'Fixture Schedule'!E\"&MOD(ROW(A4744)-3802,50)+9))","v":""},{"$f":"IF(A4744=\"\",\"\",INDIRECT(\"'Fixture Schedule'!F\"&MOD(ROW(A4744)-3802,50)+9))","v":""},{"$f":"IF(A4744=\"\",\"\",INDIRECT(\"'Fixture Schedule'!L\"&MOD(ROW(A4744)-52,50)+9))","v":""},"",null,null,{"$f":"IF(A4744=\"\",\"\",IF(AP4744=1,Summary!$C$12*(AO4744)/(IF(InteriorCalcType=1,'Building Area Method'!$BK$6,SUM('Space-by-Space Method'!$BO$4:$BO$78))+SUM('Exterior Lighting'!$BL$5:$BL$25)),0))","v":""},{"$f":"IF(A4744=\"\",\"\",IF(START!$B$34=1,INDIRECT(\"'Exterior Lighting'!\"&SUBSTITUTE(ADDRESS(1,MOD(ROW(A4744)-3802,50)+9,4),\"1\",\"\")&ROUNDDOWN((ROW(A4744)-3802)/50,0)+5),\"\"))","v":""},{"$f":"IF(A4744=\"\",\"\",IF(AP4744=1,Summary!$F$11*(AO4744)/(IF(InteriorCalcType=1,'Building Area Method'!$BK$6,SUM('Space-by-Space Method'!$BO$4:$BO$78))+SUM('Exterior Lighting'!$BL$5:$BL$25)),0))","v":""},{"$f":"IF(A4744=\"\",\"\",IF(AP4744=1,Summary!$E$11*(AO4744)/(IF(InteriorCalcType=1,'Building Area Method'!$BK$6,SUM('Space-by-Space Method'!$BO$4:$BO$78))+SUM('Exterior Lighting'!$BL$5:$BL$25)),0))","v":""},{"$f":"IF(A4744=\"\",\"\",IF(AP4744=1,Summary!$G$11*(AO4744)/(IF(InteriorCalcType=1,'Building Area Method'!$BK$6,SUM('Space-by-Space Method'!$BO$4:$BO$78))+SUM('Exterior Lighting'!$BL$5:$BL$25)),0))","v":""},"","",null,null,null,{"$f":"IF(A4744=\"\",\"\",IF(START!$B$34=2,INDIRECT(\"'Exterior Lighting'!\"&SUBSTITUTE(ADDRESS(1,MOD(ROW(A4744)-3802,50)+9,4),\"1\",\"\")&ROUNDDOWN((ROW(A4744)-3802)/50,0)+5),\"\"))","v":""},"",{"$f":"IF(A4744=\"\",\"\",INDIRECT(\"'Exterior Lighting'!C\"&ROUNDDOWN((ROW(A4744)-3802)/50,0)+5))","v":""},"",{"$f":"IF(A4744=\"\",\"\",INDIRECT(\"'Fixture Schedule'!D\"&MOD(ROW(A4744)-3802,50)+9))","v":""},{"$f":"IF(A4744=\"\",\"\",IF(AR4744=\"\",\"\",INDIRECT(\"'Fixture Schedule'!K\"&MOD(ROW(A4744)-52,50)+9)))","v":""},{"$f":"IF(A4744=\"\",\"\",INDIRECT(\"'Exterior Lighting'!E\"&ROUNDDOWN((ROW(A4744)-3802)/50,0)+5))","v":""},{"$f":"IF(A4744=\"\",\"\",INDIRECT(\"'Fixture Schedule'!L\"&MOD(ROW(A4744)-52,50)+9))","v":""},null,null,null,null,null,null,null,null,null,null,null,null,null,{"$f":"INDIRECT(\"'Exterior Lighting'!\"&SUBSTITUTE(ADDRESS(1,MOD(ROW(A4744)-3802,50)+9,4),\"1\",\"\")&ROUNDDOWN((ROW(A4744)-3802)/50,0)+5)","v":0},{"$f":"LEFT(INDIRECT(\"'Exterior Lighting'!BH\"&ROUNDDOWN((ROW(A4744)-3802)/50,0)+5),3)","v":""},{"$f":"INDIRECT(\"'Fixture Schedule'!L\"&MOD(ROW(A4744)-52,50)+9)","v":0},{"$f":"INDIRECT(\"'Fixture Schedule'!O\"&MOD(ROW(A4744)-52,50)+9)","v":0},null,{"$f":"INDIRECT(\"'Fixture Schedule'!L\"&MOD(ROW(A4744)-52,50)+9)","v":0}]
[{"$f":"IF(OR(AM4745=0,AN4745=\"DNQ\")=TRUE,\"\",INDIRECT(\"'Fixture Schedule'!M\"&MOD(ROW(A4745)-3802,50)+9))","v":""},{"$f":"IF(A4745=\"\",\"\",INDIRECT(\"'Fixture Schedule'!E\"&MOD(ROW(A4745)-3802,50)+9))","v":""},{"$f":"IF(A4745=\"\",\"\",INDIRECT(\"'Fixture Schedule'!F\"&MOD(ROW(A4745)-3802,50)+9))","v":""},{"$f":"IF(A4745=\"\",\"\",INDIRECT(\"'Fixture Schedule'!L\"&MOD(ROW(A4745)-52,50)+9))","v":""},"",null,null,{"$f":"IF(A4745=\"\",\"\",IF(AP4745=1,Summary!$C$12*(AO4745)/(IF(InteriorCalcType=1,'Building Area Method'!$BK$6,SUM('Space-by-Space Method'!$BO$4:$BO$78))+SUM('Exterior Lighting'!$BL$5:$BL$25)),0))","v":""},{"$f":"IF(A4745=\"\",\"\",IF(START!$B$34=1,INDIRECT(\"'Exterior Lighting'!\"&SUBSTITUTE(ADDRESS(1,MOD(ROW(A4745)-3802,50)+9,4),\"1\",\"\")&ROUNDDOWN((ROW(A4745)-3802)/50,0)+5),\"\"))","v":""},{"$f":"IF(A4745=\"\",\"\",IF(AP4745=1,Summary!$F$11*(AO4745)/(IF(InteriorCalcType=1,'Building Area Method'!$BK$6,SUM('Space-by-Space Method'!$BO$4:$BO$78))+SUM('Exterior Lighting'!$BL$5:$BL$25)),0))","v":""},{"$f":"IF(A4745=\"\",\"\",IF(AP4745=1,Summary!$E$11*(AO4745)/(IF(InteriorCalcType=1,'Building Area Method'!$BK$6,SUM('Space-by-Space Method'!$BO$4:$BO$78))+SUM('Exterior Lighting'!$BL$5:$BL$25)),0))","v":""},{"$f":"IF(A4745=\"\",\"\",IF(AP4745=1,Summary!$G$11*(AO4745)/(IF(InteriorCalcType=1,'Building Area Method'!$BK$6,SUM('Space-by-Space Method'!$BO$4:$BO$78))+SUM('Exterior Lighting'!$BL$5:$BL$25)),0))","v":""},"","",null,null,null,{"$f":"IF(A4745=\"\",\"\",IF(START!$B$34=2,INDIRECT(\"'Exterior Lighting'!\"&SUBSTITUTE(ADDRESS(1,MOD(ROW(A4745)-3802,50)+9,4),\"1\",\"\")&ROUNDDOWN((ROW(A4745)-3802)/50,0)+5),\"\"))","v":""},"",{"$f":"IF(A4745=\"\",\"\",INDIRECT(\"'Exterior Lighting'!C\"&ROUNDDOWN((ROW(A4745)-3802)/50,0)+5))","v":""},"",{"$f":"IF(A4745=\"\",\"\",INDIRECT(\"'Fixture Schedule'!D\"&MOD(ROW(A4745)-3802,50)+9))","v":""},{"$f":"IF(A4745=\"\",\"\",IF(AR4745=\"\",\"\",INDIRECT(\"'Fixture Schedule'!K\"&MOD(ROW(A4745)-52,50)+9)))","v":""},{"$f":"IF(A4745=\"\",\"\",INDIRECT(\"'Exterior Lighting'!E\"&ROUNDDOWN((ROW(A4745)-3802)/50,0)+5))","v":""},{"$f":"IF(A4745=\"\",\"\",INDIRECT(\"'Fixture Schedule'!L\"&MOD(ROW(A4745)-52,50)+9))","v":""},null,null,null,null,null,null,null,null,null,null,null,null,null,{"$f":"INDIRECT(\"'Exterior Lighting'!\"&SUBSTITUTE(ADDRESS(1,MOD(ROW(A4745)-3802,50)+9,4),\"1\",\"\")&ROUNDDOWN((ROW(A4745)-3802)/50,0)+5)","v":0},{"$f":"LEFT(INDIRECT(\"'Exterior Lighting'!BH\"&ROUNDDOWN((ROW(A4745)-3802)/50,0)+5),3)","v":""},{"$f":"INDIRECT(\"'Fixture Schedule'!L\"&MOD(ROW(A4745)-52,50)+9)","v":0},{"$f":"INDIRECT(\"'Fixture Schedule'!O\"&MOD(ROW(A4745)-52,50)+9)","v":0},null,{"$f":"INDIRECT(\"'Fixture Schedule'!L\"&MOD(ROW(A4745)-52,50)+9)","v":0}]
[{"$f":"IF(OR(AM4746=0,AN4746=\"DNQ\")=TRUE,\"\",INDIRECT(\"'Fixture Schedule'!M\"&MOD(ROW(A4746)-3802,50)+9))","v":""},{"$f":"IF(A4746=\"\",\"\",INDIRECT(\"'Fixture Schedule'!E\"&MOD(ROW(A4746)-3802,50)+9))","v":""},{"$f":"IF(A4746=\"\",\"\",INDIRECT(\"'Fixture Schedule'!F\"&MOD(ROW(A4746)-3802,50)+9))","v":""},{"$f":"IF(A4746=\"\",\"\",INDIRECT(\"'Fixture Schedule'!L\"&MOD(ROW(A4746)-52,50)+9))","v":""},"",null,null,{"$f":"IF(A4746=\"\",\"\",IF(AP4746=1,Summary!$C$12*(AO4746)/(IF(InteriorCalcType=1,'Building Area Method'!$BK$6,SUM('Space-by-Space Method'!$BO$4:$BO$78))+SUM('Exterior Lighting'!$BL$5:$BL$25)),0))","v":""},{"$f":"IF(A4746=\"\",\"\",IF(START!$B$34=1,INDIRECT(\"'Exterior Lighting'!\"&SUBSTITUTE(ADDRESS(1,MOD(ROW(A4746)-3802,50)+9,4),\"1\",\"\")&ROUNDDOWN((ROW(A4746)-3802)/50,0)+5),\"\"))","v":""},{"$f":"IF(A4746=\"\",\"\",IF(AP4746=1,Summary!$F$11*(AO4746)/(IF(InteriorCalcType=1,'Building Area Method'!$BK$6,SUM('Space-by-Space Method'!$BO$4:$BO$78))+SUM('Exterior Lighting'!$BL$5:$BL$25)),0))","v":""},{"$f":"IF(A4746=\"\",\"\",IF(AP4746=1,Summary!$E$11*(AO4746)/(IF(InteriorCalcType=1,'Building Area Method'!$BK$6,SUM('Space-by-Space Method'!$BO$4:$BO$78))+SUM('Exterior Lighting'!$BL$5:$BL$25)),0))","v":""},{"$f":"IF(A4746=\"\",\"\",IF(AP4746=1,Summary!$G$11*(AO4746)/(IF(InteriorCalcType=1,'Building Area Method'!$BK$6,SUM('Space-by-Space Method'!$BO$4:$BO$78))+SUM('Exterior Lighting'!$BL$5:$BL$25)),0))","v":""},"","",null,null,null,{"$f":"IF(A4746=\"\",\"\",IF(START!$B$34=2,INDIRECT(\"'Exterior Lighting'!\"&SUBSTITUTE(ADDRESS(1,MOD(ROW(A4746)-3802,50)+9,4),\"1\",\"\")&ROUNDDOWN((ROW(A4746)-3802)/50,0)+5),\"\"))","v":""},"",{"$f":"IF(A4746=\"\",\"\",INDIRECT(\"'Exterior Lighting'!C\"&ROUNDDOWN((ROW(A4746)-3802)/50,0)+5))","v":""},"",{"$f":"IF(A4746=\"\",\"\",INDIRECT(\"'Fixture Schedule'!D\"&MOD(ROW(A4746)-3802,50)+9))","v":""},{"$f":"IF(A4746=\"\",\"\",IF(AR4746=\"\",\"\",INDIRECT(\"'Fixture Schedule'!K\"&MOD(ROW(A4746)-52,50)+9)))","v":""},{"$f":"IF(A4746=\"\",\"\",INDIRECT(\"'Exterior Lighting'!E\"&ROUNDDOWN((ROW(A4746)-3802)/50,0)+5))","v":""},{"$f":"IF(A4746=\"\",\"\",INDIRECT(\"'Fixture Schedule'!L\"&MOD(ROW(A4746)-52,50)+9))","v":""},null,null,null,null,null,null,null,null,null,null,null,null,null,{"$f":"INDIRECT(\"'Exterior Lighting'!\"&SUBSTITUTE(ADDRESS(1,MOD(ROW(A4746)-3802,50)+9,4),\"1\",\"\")&ROUNDDOWN((ROW(A4746)-3802)/50,0)+5)","v":0},{"$f":"LEFT(INDIRECT(\"'Exterior Lighting'!BH\"&ROUNDDOWN((ROW(A4746)-3802)/50,0)+5),3)","v":""},{"$f":"INDIRECT(\"'Fixture Schedule'!L\"&MOD(ROW(A4746)-52,50)+9)","v":0},{"$f":"INDIRECT(\"'Fixture Schedule'!O\"&MOD(ROW(A4746)-52,50)+9)","v":0},null,{"$f":"INDIRECT(\"'Fixture Schedule'!L\"&MOD(ROW(A4746)-52,50)+9)","v":0}]
[{"$f":"IF(OR(AM4747=0,AN4747=\"DNQ\")=TRUE,\"\",INDIRECT(\"'Fixture Schedule'!M\"&MOD(ROW(A4747)-3802,50)+9))","v":""},{"$f":"IF(A4747=\"\",\"\",INDIRECT(\"'Fixture Schedule'!E\"&MOD(ROW(A4747)-3802,50)+9))","v":""},{"$f":"IF(A4747=\"\",\"\",INDIRECT(\"'Fixture Schedule'!F\"&MOD(ROW(A4747)-3802,50)+9))","v":""},{"$f":"IF(A4747=\"\",\"\",INDIRECT(\"'Fixture Schedule'!L\"&MOD(ROW(A4747)-52,50)+9))","v":""},"",null,null,{"$f":"IF(A4747=\"\",\"\",IF(AP4747=1,Summary!$C$12*(AO4747)/(IF(InteriorCalcType=1,'Building Area Method'!$BK$6,SUM('Space-by-Space Method'!$BO$4:$BO$78))+SUM('Exterior Lighting'!$BL$5:$BL$25)),0))","v":""},{"$f":"IF(A4747=\"\",\"\",IF(START!$B$34=1,INDIRECT(\"'Exterior Lighting'!\"&SUBSTITUTE(ADDRESS(1,MOD(ROW(A4747)-3802,50)+9,4),\"1\",\"\")&ROUNDDOWN((ROW(A4747)-3802)/50,0)+5),\"\"))","v":""},{"$f":"IF(A4747=\"\",\"\",IF(AP4747=1,Summary!$F$11*(AO4747)/(IF(InteriorCalcType=1,'Building Area Method'!$BK$6,SUM('Space-by-Space Method'!$BO$4:$BO$78))+SUM('Exterior Lighting'!$BL$5:$BL$25)),0))","v":""},{"$f":"IF(A4747=\"\",\"\",IF(AP4747=1,Summary!$E$11*(AO4747)/(IF(InteriorCalcType=1,'Building Area Method'!$BK$6,SUM('Space-by-Space Method'!$BO$4:$BO$78))+SUM('Exterior Lighting'!$BL$5:$BL$25)),0))","v":""},{"$f":"IF(A4747=\"\",\"\",IF(AP4747=1,Summary!$G$11*(AO4747)/(IF(InteriorCalcType=1,'Building Area Method'!$BK$6,SUM('Space-by-Space Method'!$BO$4:$BO$78))+SUM('Exterior Lighting'!$BL$5:$BL$25)),0))","v":""},"","",null,null,null,{"$f":"IF(A4747=\"\",\"\",IF(START!$B$34=2,INDIRECT(\"'Exterior Lighting'!\"&SUBSTITUTE(ADDRESS(1,MOD(ROW(A4747)-3802,50)+9,4),\"1\",\"\")&ROUNDDOWN((ROW(A4747)-3802)/50,0)+5),\"\"))","v":""},"",{"$f":"IF(A4747=\"\",\"\",INDIRECT(\"'Exterior Lighting'!C\"&ROUNDDOWN((ROW(A4747)-3802)/50,0)+5))","v":""},"",{"$f":"IF(A4747=\"\",\"\",INDIRECT(\"'Fixture Schedule'!D\"&MOD(ROW(A4747)-3802,50)+9))","v":""},{"$f":"IF(A4747=\"\",\"\",IF(AR4747=\"\",\"\",INDIRECT(\"'Fixture Schedule'!K\"&MOD(ROW(A4747)-52,50)+9)))","v":""},{"$f":"IF(A4747=\"\",\"\",INDIRECT(\"'Exterior Lighting'!E\"&ROUNDDOWN((ROW(A4747)-3802)/50,0)+5))","v":""},{"$f":"IF(A4747=\"\",\"\",INDIRECT(\"'Fixture Schedule'!L\"&MOD(ROW(A4747)-52,50)+9))","v":""},null,null,null,null,null,null,null,null,null,null,null,null,null,{"$f":"INDIRECT(\"'Exterior Lighting'!\"&SUBSTITUTE(ADDRESS(1,MOD(ROW(A4747)-3802,50)+9,4),\"1\",\"\")&ROUNDDOWN((ROW(A4747)-3802)/50,0)+5)","v":0},{"$f":"LEFT(INDIRECT(\"'Exterior Lighting'!BH\"&ROUNDDOWN((ROW(A4747)-3802)/50,0)+5),3)","v":""},{"$f":"INDIRECT(\"'Fixture Schedule'!L\"&MOD(ROW(A4747)-52,50)+9)","v":0},{"$f":"INDIRECT(\"'Fixture Schedule'!O\"&MOD(ROW(A4747)-52,50)+9)","v":0},null,{"$f":"INDIRECT(\"'Fixture Schedule'!L\"&MOD(ROW(A4747)-52,50)+9)","v":0}]
[{"$f":"IF(OR(AM4748=0,AN4748=\"DNQ\")=TRUE,\"\",INDIRECT(\"'Fixture Schedule'!M\"&MOD(ROW(A4748)-3802,50)+9))","v":""},{"$f":"IF(A4748=\"\",\"\",INDIRECT(\"'Fixture Schedule'!E\"&MOD(ROW(A4748)-3802,50)+9))","v":""},{"$f":"IF(A4748=\"\",\"\",INDIRECT(\"'Fixture Schedule'!F\"&MOD(ROW(A4748)-3802,50)+9))","v":""},{"$f":"IF(A4748=\"\",\"\",INDIRECT(\"'Fixture Schedule'!L\"&MOD(ROW(A4748)-52,50)+9))","v":""},"",null,null,{"$f":"IF(A4748=\"\",\"\",IF(AP4748=1,Summary!$C$12*(AO4748)/(IF(InteriorCalcType=1,'Building Area Method'!$BK$6,SUM('Space-by-Space Method'!$BO$4:$BO$78))+SUM('Exterior Lighting'!$BL$5:$BL$25)),0))","v":""},{"$f":"IF(A4748=\"\",\"\",IF(START!$B$34=1,INDIRECT(\"'Exterior Lighting'!\"&SUBSTITUTE(ADDRESS(1,MOD(ROW(A4748)-3802,50)+9,4),\"1\",\"\")&ROUNDDOWN((ROW(A4748)-3802)/50,0)+5),\"\"))","v":""},{"$f":"IF(A4748=\"\",\"\",IF(AP4748=1,Summary!$F$11*(AO4748)/(IF(InteriorCalcType=1,'Building Area Method'!$BK$6,SUM('Space-by-Space Method'!$BO$4:$BO$78))+SUM('Exterior Lighting'!$BL$5:$BL$25)),0))","v":""},{"$f":"IF(A4748=\"\",\"\",IF(AP4748=1,Summary!$E$11*(AO4748)/(IF(InteriorCalcType=1,'Building Area Method'!$BK$6,SUM('Space-by-Space Method'!$BO$4:$BO$78))+SUM('Exterior Lighting'!$BL$5:$BL$25)),0))","v":""},{"$f":"IF(A4748=\"\",\"\",IF(AP4748=1,Summary!$G$11*(AO4748)/(IF(InteriorCalcType=1,'Building Area Method'!$BK$6,SUM('Space-by-Space Method'!$BO$4:$BO$78))+SUM('Exterior Lighting'!$BL$5:$BL$25)),0))","v":""},"","",null,null,null,{"$f":"IF(A4748=\"\",\"\",IF(START!$B$34=2,INDIRECT(\"'Exterior Lighting'!\"&SUBSTITUTE(ADDRESS(1,MOD(ROW(A4748)-3802,50)+9,4),\"1\",\"\")&ROUNDDOWN((ROW(A4748)-3802)/50,0)+5),\"\"))","v":""},"",{"$f":"IF(A4748=\"\",\"\",INDIRECT(\"'Exterior Lighting'!C\"&ROUNDDOWN((ROW(A4748)-3802)/50,0)+5))","v":""},"",{"$f":"IF(A4748=\"\",\"\",INDIRECT(\"'Fixture Schedule'!D\"&MOD(ROW(A4748)-3802,50)+9))","v":""},{"$f":"IF(A4748=\"\",\"\",IF(AR4748=\"\",\"\",INDIRECT(\"'Fixture Schedule'!K\"&MOD(ROW(A4748)-52,50)+9)))","v":""},{"$f":"IF(A4748=\"\",\"\",INDIRECT(\"'Exterior Lighting'!E\"&ROUNDDOWN((ROW(A4748)-3802)/50,0)+5))","v":""},{"$f":"IF(A4748=\"\",\"\",INDIRECT(\"'Fixture Schedule'!L\"&MOD(ROW(A4748)-52,50)+9))","v":""},null,null,null,null,null,null,null,null,null,null,null,null,null,{"$f":"INDIRECT(\"'Exterior Lighting'!\"&SUBSTITUTE(ADDRESS(1,MOD(ROW(A4748)-3802,50)+9,4),\"1\",\"\")&ROUNDDOWN((ROW(A4748)-3802)/50,0)+5)","v":0},{"$f":"LEFT(INDIRECT(\"'Exterior Lighting'!BH\"&ROUNDDOWN((ROW(A4748)-3802)/50,0)+5),3)","v":""},{"$f":"INDIRECT(\"'Fixture Schedule'!L\"&MOD(ROW(A4748)-52,50)+9)","v":0},{"$f":"INDIRECT(\"'Fixture Schedule'!O\"&MOD(ROW(A4748)-52,50)+9)","v":0},null,{"$f":"INDIRECT(\"'Fixture Schedule'!L\"&MOD(ROW(A4748)-52,50)+9)","v":0}]
[{"$f":"IF(OR(AM4749=0,AN4749=\"DNQ\")=TRUE,\"\",INDIRECT(\"'Fixture Schedule'!M\"&MOD(ROW(A4749)-3802,50)+9))","v":""},{"$f":"IF(A4749=\"\",\"\",INDIRECT(\"'Fixture Schedule'!E\"&MOD(ROW(A4749)-3802,50)+9))","v":""},{"$f":"IF(A4749=\"\",\"\",INDIRECT(\"'Fixture Schedule'!F\"&MOD(ROW(A4749)-3802,50)+9))","v":""},{"$f":"IF(A4749=\"\",\"\",INDIRECT(\"'Fixture Schedule'!L\"&MOD(ROW(A4749)-52,50)+9))","v":""},"",null,null,{"$f":"IF(A4749=\"\",\"\",IF(AP4749=1,Summary!$C$12*(AO4749)/(IF(InteriorCalcType=1,'Building Area Method'!$BK$6,SUM('Space-by-Space Method'!$BO$4:$BO$78))+SUM('Exterior Lighting'!$BL$5:$BL$25)),0))","v":""},{"$f":"IF(A4749=\"\",\"\",IF(START!$B$34=1,INDIRECT(\"'Exterior Lighting'!\"&SUBSTITUTE(ADDRESS(1,MOD(ROW(A4749)-3802,50)+9,4),\"1\",\"\")&ROUNDDOWN((ROW(A4749)-3802)/50,0)+5),\"\"))","v":""},{"$f":"IF(A4749=\"\",\"\",IF(AP4749=1,Summary!$F$11*(AO4749)/(IF(InteriorCalcType=1,'Building Area Method'!$BK$6,SUM('Space-by-Space Method'!$BO$4:$BO$78))+SUM('Exterior Lighting'!$BL$5:$BL$25)),0))","v":""},{"$f":"IF(A4749=\"\",\"\",IF(AP4749=1,Summary!$E$11*(AO4749)/(IF(InteriorCalcType=1,'Building Area Method'!$BK$6,SUM('Space-by-Space Method'!$BO$4:$BO$78))+SUM('Exterior Lighting'!$BL$5:$BL$25)),0))","v":""},{"$f":"IF(A4749=\"\",\"\",IF(AP4749=1,Summary!$G$11*(AO4749)/(IF(InteriorCalcType=1,'Building Area Method'!$BK$6,SUM('Space-by-Space Method'!$BO$4:$BO$78))+SUM('Exterior Lighting'!$BL$5:$BL$25)),0))","v":""},"","",null,null,null,{"$f":"IF(A4749=\"\",\"\",IF(START!$B$34=2,INDIRECT(\"'Exterior Lighting'!\"&SUBSTITUTE(ADDRESS(1,MOD(ROW(A4749)-3802,50)+9,4),\"1\",\"\")&ROUNDDOWN((ROW(A4749)-3802)/50,0)+5),\"\"))","v":""},"",{"$f":"IF(A4749=\"\",\"\",INDIRECT(\"'Exterior Lighting'!C\"&ROUNDDOWN((ROW(A4749)-3802)/50,0)+5))","v":""},"",{"$f":"IF(A4749=\"\",\"\",INDIRECT(\"'Fixture Schedule'!D\"&MOD(ROW(A4749)-3802,50)+9))","v":""},{"$f":"IF(A4749=\"\",\"\",IF(AR4749=\"\",\"\",INDIRECT(\"'Fixture Schedule'!K\"&MOD(ROW(A4749)-52,50)+9)))","v":""},{"$f":"IF(A4749=\"\",\"\",INDIRECT(\"'Exterior Lighting'!E\"&ROUNDDOWN((ROW(A4749)-3802)/50,0)+5))","v":""},{"$f":"IF(A4749=\"\",\"\",INDIRECT(\"'Fixture Schedule'!L\"&MOD(ROW(A4749)-52,50)+9))","v":""},null,null,null,null,null,null,null,null,null,null,null,null,null,{"$f":"INDIRECT(\"'Exterior Lighting'!\"&SUBSTITUTE(ADDRESS(1,MOD(ROW(A4749)-3802,50)+9,4),\"1\",\"\")&ROUNDDOWN((ROW(A4749)-3802)/50,0)+5)","v":0},{"$f":"LEFT(INDIRECT(\"'Exterior Lighting'!BH\"&ROUNDDOWN((ROW(A4749)-3802)/50,0)+5),3)","v":""},{"$f":"INDIRECT(\"'Fixture Schedule'!L\"&MOD(ROW(A4749)-52,50)+9)","v":0},{"$f":"INDIRECT(\"'Fixture Schedule'!O\"&MOD(ROW(A4749)-52,50)+9)","v":0},null,{"$f":"INDIRECT(\"'Fixture Schedule'!L\"&MOD(ROW(A4749)-52,50)+9)","v":0}]
[{"$f":"IF(OR(AM4750=0,AN4750=\"DNQ\")=TRUE,\"\",INDIRECT(\"'Fixture Schedule'!M\"&MOD(ROW(A4750)-3802,50)+9))","v":""},{"$f":"IF(A4750=\"\",\"\",INDIRECT(\"'Fixture Schedule'!E\"&MOD(ROW(A4750)-3802,50)+9))","v":""},{"$f":"IF(A4750=\"\",\"\",INDIRECT(\"'Fixture Schedule'!F\"&MOD(ROW(A4750)-3802,50)+9))","v":""},{"$f":"IF(A4750=\"\",\"\",INDIRECT(\"'Fixture Schedule'!L\"&MOD(ROW(A4750)-52,50)+9))","v":""},"",null,null,{"$f":"IF(A4750=\"\",\"\",IF(AP4750=1,Summary!$C$12*(AO4750)/(IF(InteriorCalcType=1,'Building Area Method'!$BK$6,SUM('Space-by-Space Method'!$BO$4:$BO$78))+SUM('Exterior Lighting'!$BL$5:$BL$25)),0))","v":""},{"$f":"IF(A4750=\"\",\"\",IF(START!$B$34=1,INDIRECT(\"'Exterior Lighting'!\"&SUBSTITUTE(ADDRESS(1,MOD(ROW(A4750)-3802,50)+9,4),\"1\",\"\")&ROUNDDOWN((ROW(A4750)-3802)/50,0)+5),\"\"))","v":""},{"$f":"IF(A4750=\"\",\"\",IF(AP4750=1,Summary!$F$11*(AO4750)/(IF(InteriorCalcType=1,'Building Area Method'!$BK$6,SUM('Space-by-Space Method'!$BO$4:$BO$78))+SUM('Exterior Lighting'!$BL$5:$BL$25)),0))","v":""},{"$f":"IF(A4750=\"\",\"\",IF(AP4750=1,Summary!$E$11*(AO4750)/(IF(InteriorCalcType=1,'Building Area Method'!$BK$6,SUM('Space-by-Space Method'!$BO$4:$BO$78))+SUM('Exterior Lighting'!$BL$5:$BL$25)),0))","v":""},{"$f":"IF(A4750=\"\",\"\",IF(AP4750=1,Summary!$G$11*(AO4750)/(IF(InteriorCalcType=1,'Building Area Method'!$BK$6,SUM('Space-by-Space Method'!$BO$4:$BO$78))+SUM('Exterior Lighting'!$BL$5:$BL$25)),0))","v":""},"","",null,null,null,{"$f":"IF(A4750=\"\",\"\",IF(START!$B$34=2,INDIRECT(\"'Exterior Lighting'!\"&SUBSTITUTE(ADDRESS(1,MOD(ROW(A4750)-3802,50)+9,4),\"1\",\"\")&ROUNDDOWN((ROW(A4750)-3802)/50,0)+5),\"\"))","v":""},"",{"$f":"IF(A4750=\"\",\"\",INDIRECT(\"'Exterior Lighting'!C\"&ROUNDDOWN((ROW(A4750)-3802)/50,0)+5))","v":""},"",{"$f":"IF(A4750=\"\",\"\",INDIRECT(\"'Fixture Schedule'!D\"&MOD(ROW(A4750)-3802,50)+9))","v":""},{"$f":"IF(A4750=\"\",\"\",IF(AR4750=\"\",\"\",INDIRECT(\"'Fixture Schedule'!K\"&MOD(ROW(A4750)-52,50)+9)))","v":""},{"$f":"IF(A4750=\"\",\"\",INDIRECT(\"'Exterior Lighting'!E\"&ROUNDDOWN((ROW(A4750)-3802)/50,0)+5))","v":""},{"$f":"IF(A4750=\"\",\"\",INDIRECT(\"'Fixture Schedule'!L\"&MOD(ROW(A4750)-52,50)+9))","v":""},null,null,null,null,null,null,null,null,null,null,null,null,null,{"$f":"INDIRECT(\"'Exterior Lighting'!\"&SUBSTITUTE(ADDRESS(1,MOD(ROW(A4750)-3802,50)+9,4),\"1\",\"\")&ROUNDDOWN((ROW(A4750)-3802)/50,0)+5)","v":0},{"$f":"LEFT(INDIRECT(\"'Exterior Lighting'!BH\"&ROUNDDOWN((ROW(A4750)-3802)/50,0)+5),3)","v":""},{"$f":"INDIRECT(\"'Fixture Schedule'!L\"&MOD(ROW(A4750)-52,50)+9)","v":0},{"$f":"INDIRECT(\"'Fixture Schedule'!O\"&MOD(ROW(A4750)-52,50)+9)","v":0},null,{"$f":"INDIRECT(\"'Fixture Schedule'!L\"&MOD(ROW(A4750)-52,50)+9)","v":0}]
[{"$f":"IF(OR(AM4751=0,AN4751=\"DNQ\")=TRUE,\"\",INDIRECT(\"'Fixture Schedule'!M\"&MOD(ROW(A4751)-3802,50)+9))","v":""},{"$f":"IF(A4751=\"\",\"\",INDIRECT(\"'Fixture Schedule'!E\"&MOD(ROW(A4751)-3802,50)+9))","v":""},{"$f":"IF(A4751=\"\",\"\",INDIRECT(\"'Fixture Schedule'!F\"&MOD(ROW(A4751)-3802,50)+9))","v":""},{"$f":"IF(A4751=\"\",\"\",INDIRECT(\"'Fixture Schedule'!L\"&MOD(ROW(A4751)-52,50)+9))","v":""},"",null,null,{"$f":"IF(A4751=\"\",\"\",IF(AP4751=1,Summary!$C$12*(AO4751)/(IF(InteriorCalcType=1,'Building Area Method'!$BK$6,SUM('Space-by-Space Method'!$BO$4:$BO$78))+SUM('Exterior Lighting'!$BL$5:$BL$25)),0))","v":""},{"$f":"IF(A4751=\"\",\"\",IF(START!$B$34=1,INDIRECT(\"'Exterior Lighting'!\"&SUBSTITUTE(ADDRESS(1,MOD(ROW(A4751)-3802,50)+9,4),\"1\",\"\")&ROUNDDOWN((ROW(A4751)-3802)/50,0)+5),\"\"))","v":""},{"$f":"IF(A4751=\"\",\"\",IF(AP4751=1,Summary!$F$11*(AO4751)/(IF(InteriorCalcType=1,'Building Area Method'!$BK$6,SUM('Space-by-Space Method'!$BO$4:$BO$78))+SUM('Exterior Lighting'!$BL$5:$BL$25)),0))","v":""},{"$f":"IF(A4751=\"\",\"\",IF(AP4751=1,Summary!$E$11*(AO4751)/(IF(InteriorCalcType=1,'Building Area Method'!$BK$6,SUM('Space-by-Space Method'!$BO$4:$BO$78))+SUM('Exterior Lighting'!$BL$5:$BL$25)),0))","v":""},{"$f":"IF(A4751=\"\",\"\",IF(AP4751=1,Summary!$G$11*(AO4751)/(IF(InteriorCalcType=1,'Building Area Method'!$BK$6,SUM('Space-by-Space Method'!$BO$4:$BO$78))+SUM('Exterior Lighting'!$BL$5:$BL$25)),0))","v":""},"","",null,null,null,{"$f":"IF(A4751=\"\",\"\",IF(START!$B$34=2,INDIRECT(\"'Exterior Lighting'!\"&SUBSTITUTE(ADDRESS(1,MOD(ROW(A4751)-3802,50)+9,4),\"1\",\"\")&ROUNDDOWN((ROW(A4751)-3802)/50,0)+5),\"\"))","v":""},"",{"$f":"IF(A4751=\"\",\"\",INDIRECT(\"'Exterior Lighting'!C\"&ROUNDDOWN((ROW(A4751)-3802)/50,0)+5))","v":""},"",{"$f":"IF(A4751=\"\",\"\",INDIRECT(\"'Fixture Schedule'!D\"&MOD(ROW(A4751)-3802,50)+9))","v":""},{"$f":"IF(A4751=\"\",\"\",IF(AR4751=\"\",\"\",INDIRECT(\"'Fixture Schedule'!K\"&MOD(ROW(A4751)-52,50)+9)))","v":""},{"$f":"IF(A4751=\"\",\"\",INDIRECT(\"'Exterior Lighting'!E\"&ROUNDDOWN((ROW(A4751)-3802)/50,0)+5))","v":""},{"$f":"IF(A4751=\"\",\"\",INDIRECT(\"'Fixture Schedule'!L\"&MOD(ROW(A4751)-52,50)+9))","v":""},null,null,null,null,null,null,null,null,null,null,null,null,null,{"$f":"INDIRECT(\"'Exterior Lighting'!\"&SUBSTITUTE(ADDRESS(1,MOD(ROW(A4751)-3802,50)+9,4),\"1\",\"\")&ROUNDDOWN((ROW(A4751)-3802)/50,0)+5)","v":0},{"$f":"LEFT(INDIRECT(\"'Exterior Lighting'!BH\"&ROUNDDOWN((ROW(A4751)-3802)/50,0)+5),3)","v":""},{"$f":"INDIRECT(\"'Fixture Schedule'!L\"&MOD(ROW(A4751)-52,50)+9)","v":0},{"$f":"INDIRECT(\"'Fixture Schedule'!O\"&MOD(ROW(A4751)-52,50)+9)","v":0},null,{"$f":"INDIRECT(\"'Fixture Schedule'!L\"&MOD(ROW(A4751)-52,50)+9)","v":0}]
[{"$f":"IF(OR(AM4752=0,AN4752=\"DNQ\")=TRUE,\"\",INDIRECT(\"'Fixture Schedule'!M\"&MOD(ROW(A4752)-3802,50)+9))","v":""},{"$f":"IF(A4752=\"\",\"\",INDIRECT(\"'Fixture Schedule'!E\"&MOD(ROW(A4752)-3802,50)+9))","v":""},{"$f":"IF(A4752=\"\",\"\",INDIRECT(\"'Fixture Schedule'!F\"&MOD(ROW(A4752)-3802,50)+9))","v":""},{"$f":"IF(A4752=\"\",\"\",INDIRECT(\"'Fixture Schedule'!L\"&MOD(ROW(A4752)-52,50)+9))","v":""},"",null,null,{"$f":"IF(A4752=\"\",\"\",IF(AP4752=1,Summary!$C$12*(AO4752)/(IF(InteriorCalcType=1,'Building Area Method'!$BK$6,SUM('Space-by-Space Method'!$BO$4:$BO$78))+SUM('Exterior Lighting'!$BL$5:$BL$25)),0))","v":""},{"$f":"IF(A4752=\"\",\"\",IF(START!$B$34=1,INDIRECT(\"'Exterior Lighting'!\"&SUBSTITUTE(ADDRESS(1,MOD(ROW(A4752)-3802,50)+9,4),\"1\",\"\")&ROUNDDOWN((ROW(A4752)-3802)/50,0)+5),\"\"))","v":""},{"$f":"IF(A4752=\"\",\"\",IF(AP4752=1,Summary!$F$11*(AO4752)/(IF(InteriorCalcType=1,'Building Area Method'!$BK$6,SUM('Space-by-Space Method'!$BO$4:$BO$78))+SUM('Exterior Lighting'!$BL$5:$BL$25)),0))","v":""},{"$f":"IF(A4752=\"\",\"\",IF(AP4752=1,Summary!$E$11*(AO4752)/(IF(InteriorCalcType=1,'Building Area Method'!$BK$6,SUM('Space-by-Space Method'!$BO$4:$BO$78))+SUM('Exterior Lighting'!$BL$5:$BL$25)),0))","v":""},{"$f":"IF(A4752=\"\",\"\",IF(AP4752=1,Summary!$G$11*(AO4752)/(IF(InteriorCalcType=1,'Building Area Method'!$BK$6,SUM('Space-by-Space Method'!$BO$4:$BO$78))+SUM('Exterior Lighting'!$BL$5:$BL$25)),0))","v":""},"","",null,null,null,{"$f":"IF(A4752=\"\",\"\",IF(START!$B$34=2,INDIRECT(\"'Exterior Lighting'!\"&SUBSTITUTE(ADDRESS(1,MOD(ROW(A4752)-3802,50)+9,4),\"1\",\"\")&ROUNDDOWN((ROW(A4752)-3802)/50,0)+5),\"\"))","v":""},"",{"$f":"IF(A4752=\"\",\"\",INDIRECT(\"'Exterior Lighting'!C\"&ROUNDDOWN((ROW(A4752)-3802)/50,0)+5))","v":""},"",{"$f":"IF(A4752=\"\",\"\",INDIRECT(\"'Fixture Schedule'!D\"&MOD(ROW(A4752)-3802,50)+9))","v":""},{"$f":"IF(A4752=\"\",\"\",IF(AR4752=\"\",\"\",INDIRECT(\"'Fixture Schedule'!K\"&MOD(ROW(A4752)-52,50)+9)))","v":""},{"$f":"IF(A4752=\"\",\"\",INDIRECT(\"'Exterior Lighting'!E\"&ROUNDDOWN((ROW(A4752)-3802)/50,0)+5))","v":""},{"$f":"IF(A4752=\"\",\"\",INDIRECT(\"'Fixture Schedule'!L\"&MOD(ROW(A4752)-52,50)+9))","v":""},null,null,null,null,null,null,null,null,null,null,null,null,null,{"$f":"INDIRECT(\"'Exterior Lighting'!\"&SUBSTITUTE(ADDRESS(1,MOD(ROW(A4752)-3802,50)+9,4),\"1\",\"\")&ROUNDDOWN((ROW(A4752)-3802)/50,0)+5)","v":0},{"$f":"LEFT(INDIRECT(\"'Exterior Lighting'!BH\"&ROUNDDOWN((ROW(A4752)-3802)/50,0)+5),3)","v":""},{"$f":"INDIRECT(\"'Fixture Schedule'!L\"&MOD(ROW(A4752)-52,50)+9)","v":0},{"$f":"INDIRECT(\"'Fixture Schedule'!O\"&MOD(ROW(A4752)-52,50)+9)","v":0},null,{"$f":"INDIRECT(\"'Fixture Schedule'!L\"&MOD(ROW(A4752)-52,50)+9)","v":0}]
[{"$f":"IF(OR(AM4753=0,AN4753=\"DNQ\")=TRUE,\"\",INDIRECT(\"'Fixture Schedule'!M\"&MOD(ROW(A4753)-3802,50)+9))","v":""},{"$f":"IF(A4753=\"\",\"\",INDIRECT(\"'Fixture Schedule'!E\"&MOD(ROW(A4753)-3802,50)+9))","v":""},{"$f":"IF(A4753=\"\",\"\",INDIRECT(\"'Fixture Schedule'!F\"&MOD(ROW(A4753)-3802,50)+9))","v":""},{"$f":"IF(A4753=\"\",\"\",INDIRECT(\"'Fixture Schedule'!L\"&MOD(ROW(A4753)-52,50)+9))","v":""},"",null,null,{"$f":"IF(A4753=\"\",\"\",IF(AP4753=1,Summary!$C$12*(AO4753)/(IF(InteriorCalcType=1,'Building Area Method'!$BK$6,SUM('Space-by-Space Method'!$BO$4:$BO$78))+SUM('Exterior Lighting'!$BL$5:$BL$25)),0))","v":""},{"$f":"IF(A4753=\"\",\"\",IF(START!$B$34=1,INDIRECT(\"'Exterior Lighting'!\"&SUBSTITUTE(ADDRESS(1,MOD(ROW(A4753)-3802,50)+9,4),\"1\",\"\")&ROUNDDOWN((ROW(A4753)-3802)/50,0)+5),\"\"))","v":""},{"$f":"IF(A4753=\"\",\"\",IF(AP4753=1,Summary!$F$11*(AO4753)/(IF(InteriorCalcType=1,'Building Area Method'!$BK$6,SUM('Space-by-Space Method'!$BO$4:$BO$78))+SUM('Exterior Lighting'!$BL$5:$BL$25)),0))","v":""},{"$f":"IF(A4753=\"\",\"\",IF(AP4753=1,Summary!$E$11*(AO4753)/(IF(InteriorCalcType=1,'Building Area Method'!$BK$6,SUM('Space-by-Space Method'!$BO$4:$BO$78))+SUM('Exterior Lighting'!$BL$5:$BL$25)),0))","v":""},{"$f":"IF(A4753=\"\",\"\",IF(AP4753=1,Summary!$G$11*(AO4753)/(IF(InteriorCalcType=1,'Building Area Method'!$BK$6,SUM('Space-by-Space Method'!$BO$4:$BO$78))+SUM('Exterior Lighting'!$BL$5:$BL$25)),0))","v":""},"","",null,null,null,{"$f":"IF(A4753=\"\",\"\",IF(START!$B$34=2,INDIRECT(\"'Exterior Lighting'!\"&SUBSTITUTE(ADDRESS(1,MOD(ROW(A4753)-3802,50)+9,4),\"1\",\"\")&ROUNDDOWN((ROW(A4753)-3802)/50,0)+5),\"\"))","v":""},"",{"$f":"IF(A4753=\"\",\"\",INDIRECT(\"'Exterior Lighting'!C\"&ROUNDDOWN((ROW(A4753)-3802)/50,0)+5))","v":""},"",{"$f":"IF(A4753=\"\",\"\",INDIRECT(\"'Fixture Schedule'!D\"&MOD(ROW(A4753)-3802,50)+9))","v":""},{"$f":"IF(A4753=\"\",\"\",IF(AR4753=\"\",\"\",INDIRECT(\"'Fixture Schedule'!K\"&MOD(ROW(A4753)-52,50)+9)))","v":""},{"$f":"IF(A4753=\"\",\"\",INDIRECT(\"'Exterior Lighting'!E\"&ROUNDDOWN((ROW(A4753)-3802)/50,0)+5))","v":""},{"$f":"IF(A4753=\"\",\"\",INDIRECT(\"'Fixture Schedule'!L\"&MOD(ROW(A4753)-52,50)+9))","v":""},null,null,null,null,null,null,null,null,null,null,null,null,null,{"$f":"INDIRECT(\"'Exterior Lighting'!\"&SUBSTITUTE(ADDRESS(1,MOD(ROW(A4753)-3802,50)+9,4),\"1\",\"\")&ROUNDDOWN((ROW(A4753)-3802)/50,0)+5)","v":0},{"$f":"LEFT(INDIRECT(\"'Exterior Lighting'!BH\"&ROUNDDOWN((ROW(A4753)-3802)/50,0)+5),3)","v":""},{"$f":"INDIRECT(\"'Fixture Schedule'!L\"&MOD(ROW(A4753)-52,50)+9)","v":0},{"$f":"INDIRECT(\"'Fixture Schedule'!O\"&MOD(ROW(A4753)-52,50)+9)","v":0},null,{"$f":"INDIRECT(\"'Fixture Schedule'!L\"&MOD(ROW(A4753)-52,50)+9)","v":0}]
[{"$f":"IF(OR(AM4754=0,AN4754=\"DNQ\")=TRUE,\"\",INDIRECT(\"'Fixture Schedule'!M\"&MOD(ROW(A4754)-3802,50)+9))","v":""},{"$f":"IF(A4754=\"\",\"\",INDIRECT(\"'Fixture Schedule'!E\"&MOD(ROW(A4754)-3802,50)+9))","v":""},{"$f":"IF(A4754=\"\",\"\",INDIRECT(\"'Fixture Schedule'!F\"&MOD(ROW(A4754)-3802,50)+9))","v":""},{"$f":"IF(A4754=\"\",\"\",INDIRECT(\"'Fixture Schedule'!L\"&MOD(ROW(A4754)-52,50)+9))","v":""},"",null,null,{"$f":"IF(A4754=\"\",\"\",IF(AP4754=1,Summary!$C$12*(AO4754)/(IF(InteriorCalcType=1,'Building Area Method'!$BK$6,SUM('Space-by-Space Method'!$BO$4:$BO$78))+SUM('Exterior Lighting'!$BL$5:$BL$25)),0))","v":""},{"$f":"IF(A4754=\"\",\"\",IF(START!$B$34=1,INDIRECT(\"'Exterior Lighting'!\"&SUBSTITUTE(ADDRESS(1,MOD(ROW(A4754)-3802,50)+9,4),\"1\",\"\")&ROUNDDOWN((ROW(A4754)-3802)/50,0)+5),\"\"))","v":""},{"$f":"IF(A4754=\"\",\"\",IF(AP4754=1,Summary!$F$11*(AO4754)/(IF(InteriorCalcType=1,'Building Area Method'!$BK$6,SUM('Space-by-Space Method'!$BO$4:$BO$78))+SUM('Exterior Lighting'!$BL$5:$BL$25)),0))","v":""},{"$f":"IF(A4754=\"\",\"\",IF(AP4754=1,Summary!$E$11*(AO4754)/(IF(InteriorCalcType=1,'Building Area Method'!$BK$6,SUM('Space-by-Space Method'!$BO$4:$BO$78))+SUM('Exterior Lighting'!$BL$5:$BL$25)),0))","v":""},{"$f":"IF(A4754=\"\",\"\",IF(AP4754=1,Summary!$G$11*(AO4754)/(IF(InteriorCalcType=1,'Building Area Method'!$BK$6,SUM('Space-by-Space Method'!$BO$4:$BO$78))+SUM('Exterior Lighting'!$BL$5:$BL$25)),0))","v":""},"","",null,null,null,{"$f":"IF(A4754=\"\",\"\",IF(START!$B$34=2,INDIRECT(\"'Exterior Lighting'!\"&SUBSTITUTE(ADDRESS(1,MOD(ROW(A4754)-3802,50)+9,4),\"1\",\"\")&ROUNDDOWN((ROW(A4754)-3802)/50,0)+5),\"\"))","v":""},"",{"$f":"IF(A4754=\"\",\"\",INDIRECT(\"'Exterior Lighting'!C\"&ROUNDDOWN((ROW(A4754)-3802)/50,0)+5))","v":""},"",{"$f":"IF(A4754=\"\",\"\",INDIRECT(\"'Fixture Schedule'!D\"&MOD(ROW(A4754)-3802,50)+9))","v":""},{"$f":"IF(A4754=\"\",\"\",IF(AR4754=\"\",\"\",INDIRECT(\"'Fixture Schedule'!K\"&MOD(ROW(A4754)-52,50)+9)))","v":""},{"$f":"IF(A4754=\"\",\"\",INDIRECT(\"'Exterior Lighting'!E\"&ROUNDDOWN((ROW(A4754)-3802)/50,0)+5))","v":""},{"$f":"IF(A4754=\"\",\"\",INDIRECT(\"'Fixture Schedule'!L\"&MOD(ROW(A4754)-52,50)+9))","v":""},null,null,null,null,null,null,null,null,null,null,null,null,null,{"$f":"INDIRECT(\"'Exterior Lighting'!\"&SUBSTITUTE(ADDRESS(1,MOD(ROW(A4754)-3802,50)+9,4),\"1\",\"\")&ROUNDDOWN((ROW(A4754)-3802)/50,0)+5)","v":0},{"$f":"LEFT(INDIRECT(\"'Exterior Lighting'!BH\"&ROUNDDOWN((ROW(A4754)-3802)/50,0)+5),3)","v":""},{"$f":"INDIRECT(\"'Fixture Schedule'!L\"&MOD(ROW(A4754)-52,50)+9)","v":0},{"$f":"INDIRECT(\"'Fixture Schedule'!O\"&MOD(ROW(A4754)-52,50)+9)","v":0},null,{"$f":"INDIRECT(\"'Fixture Schedule'!L\"&MOD(ROW(A4754)-52,50)+9)","v":0}]
[{"$f":"IF(OR(AM4755=0,AN4755=\"DNQ\")=TRUE,\"\",INDIRECT(\"'Fixture Schedule'!M\"&MOD(ROW(A4755)-3802,50)+9))","v":""},{"$f":"IF(A4755=\"\",\"\",INDIRECT(\"'Fixture Schedule'!E\"&MOD(ROW(A4755)-3802,50)+9))","v":""},{"$f":"IF(A4755=\"\",\"\",INDIRECT(\"'Fixture Schedule'!F\"&MOD(ROW(A4755)-3802,50)+9))","v":""},{"$f":"IF(A4755=\"\",\"\",INDIRECT(\"'Fixture Schedule'!L\"&MOD(ROW(A4755)-52,50)+9))","v":""},"",null,null,{"$f":"IF(A4755=\"\",\"\",IF(AP4755=1,Summary!$C$12*(AO4755)/(IF(InteriorCalcType=1,'Building Area Method'!$BK$6,SUM('Space-by-Space Method'!$BO$4:$BO$78))+SUM('Exterior Lighting'!$BL$5:$BL$25)),0))","v":""},{"$f":"IF(A4755=\"\",\"\",IF(START!$B$34=1,INDIRECT(\"'Exterior Lighting'!\"&SUBSTITUTE(ADDRESS(1,MOD(ROW(A4755)-3802,50)+9,4),\"1\",\"\")&ROUNDDOWN((ROW(A4755)-3802)/50,0)+5),\"\"))","v":""},{"$f":"IF(A4755=\"\",\"\",IF(AP4755=1,Summary!$F$11*(AO4755)/(IF(InteriorCalcType=1,'Building Area Method'!$BK$6,SUM('Space-by-Space Method'!$BO$4:$BO$78))+SUM('Exterior Lighting'!$BL$5:$BL$25)),0))","v":""},{"$f":"IF(A4755=\"\",\"\",IF(AP4755=1,Summary!$E$11*(AO4755)/(IF(InteriorCalcType=1,'Building Area Method'!$BK$6,SUM('Space-by-Space Method'!$BO$4:$BO$78))+SUM('Exterior Lighting'!$BL$5:$BL$25)),0))","v":""},{"$f":"IF(A4755=\"\",\"\",IF(AP4755=1,Summary!$G$11*(AO4755)/(IF(InteriorCalcType=1,'Building Area Method'!$BK$6,SUM('Space-by-Space Method'!$BO$4:$BO$78))+SUM('Exterior Lighting'!$BL$5:$BL$25)),0))","v":""},"","",null,null,null,{"$f":"IF(A4755=\"\",\"\",IF(START!$B$34=2,INDIRECT(\"'Exterior Lighting'!\"&SUBSTITUTE(ADDRESS(1,MOD(ROW(A4755)-3802,50)+9,4),\"1\",\"\")&ROUNDDOWN((ROW(A4755)-3802)/50,0)+5),\"\"))","v":""},"",{"$f":"IF(A4755=\"\",\"\",INDIRECT(\"'Exterior Lighting'!C\"&ROUNDDOWN((ROW(A4755)-3802)/50,0)+5))","v":""},"",{"$f":"IF(A4755=\"\",\"\",INDIRECT(\"'Fixture Schedule'!D\"&MOD(ROW(A4755)-3802,50)+9))","v":""},{"$f":"IF(A4755=\"\",\"\",IF(AR4755=\"\",\"\",INDIRECT(\"'Fixture Schedule'!K\"&MOD(ROW(A4755)-52,50)+9)))","v":""},{"$f":"IF(A4755=\"\",\"\",INDIRECT(\"'Exterior Lighting'!E\"&ROUNDDOWN((ROW(A4755)-3802)/50,0)+5))","v":""},{"$f":"IF(A4755=\"\",\"\",INDIRECT(\"'Fixture Schedule'!L\"&MOD(ROW(A4755)-52,50)+9))","v":""},null,null,null,null,null,null,null,null,null,null,null,null,null,{"$f":"INDIRECT(\"'Exterior Lighting'!\"&SUBSTITUTE(ADDRESS(1,MOD(ROW(A4755)-3802,50)+9,4),\"1\",\"\")&ROUNDDOWN((ROW(A4755)-3802)/50,0)+5)","v":0},{"$f":"LEFT(INDIRECT(\"'Exterior Lighting'!BH\"&ROUNDDOWN((ROW(A4755)-3802)/50,0)+5),3)","v":""},{"$f":"INDIRECT(\"'Fixture Schedule'!L\"&MOD(ROW(A4755)-52,50)+9)","v":0},{"$f":"INDIRECT(\"'Fixture Schedule'!O\"&MOD(ROW(A4755)-52,50)+9)","v":0},null,{"$f":"INDIRECT(\"'Fixture Schedule'!L\"&MOD(ROW(A4755)-52,50)+9)","v":0}]
[{"$f":"IF(OR(AM4756=0,AN4756=\"DNQ\")=TRUE,\"\",INDIRECT(\"'Fixture Schedule'!M\"&MOD(ROW(A4756)-3802,50)+9))","v":""},{"$f":"IF(A4756=\"\",\"\",INDIRECT(\"'Fixture Schedule'!E\"&MOD(ROW(A4756)-3802,50)+9))","v":""},{"$f":"IF(A4756=\"\",\"\",INDIRECT(\"'Fixture Schedule'!F\"&MOD(ROW(A4756)-3802,50)+9))","v":""},{"$f":"IF(A4756=\"\",\"\",INDIRECT(\"'Fixture Schedule'!L\"&MOD(ROW(A4756)-52,50)+9))","v":""},"",null,null,{"$f":"IF(A4756=\"\",\"\",IF(AP4756=1,Summary!$C$12*(AO4756)/(IF(InteriorCalcType=1,'Building Area Method'!$BK$6,SUM('Space-by-Space Method'!$BO$4:$BO$78))+SUM('Exterior Lighting'!$BL$5:$BL$25)),0))","v":""},{"$f":"IF(A4756=\"\",\"\",IF(START!$B$34=1,INDIRECT(\"'Exterior Lighting'!\"&SUBSTITUTE(ADDRESS(1,MOD(ROW(A4756)-3802,50)+9,4),\"1\",\"\")&ROUNDDOWN((ROW(A4756)-3802)/50,0)+5),\"\"))","v":""},{"$f":"IF(A4756=\"\",\"\",IF(AP4756=1,Summary!$F$11*(AO4756)/(IF(InteriorCalcType=1,'Building Area Method'!$BK$6,SUM('Space-by-Space Method'!$BO$4:$BO$78))+SUM('Exterior Lighting'!$BL$5:$BL$25)),0))","v":""},{"$f":"IF(A4756=\"\",\"\",IF(AP4756=1,Summary!$E$11*(AO4756)/(IF(InteriorCalcType=1,'Building Area Method'!$BK$6,SUM('Space-by-Space Method'!$BO$4:$BO$78))+SUM('Exterior Lighting'!$BL$5:$BL$25)),0))","v":""},{"$f":"IF(A4756=\"\",\"\",IF(AP4756=1,Summary!$G$11*(AO4756)/(IF(InteriorCalcType=1,'Building Area Method'!$BK$6,SUM('Space-by-Space Method'!$BO$4:$BO$78))+SUM('Exterior Lighting'!$BL$5:$BL$25)),0))","v":""},"","",null,null,null,{"$f":"IF(A4756=\"\",\"\",IF(START!$B$34=2,INDIRECT(\"'Exterior Lighting'!\"&SUBSTITUTE(ADDRESS(1,MOD(ROW(A4756)-3802,50)+9,4),\"1\",\"\")&ROUNDDOWN((ROW(A4756)-3802)/50,0)+5),\"\"))","v":""},"",{"$f":"IF(A4756=\"\",\"\",INDIRECT(\"'Exterior Lighting'!C\"&ROUNDDOWN((ROW(A4756)-3802)/50,0)+5))","v":""},"",{"$f":"IF(A4756=\"\",\"\",INDIRECT(\"'Fixture Schedule'!D\"&MOD(ROW(A4756)-3802,50)+9))","v":""},{"$f":"IF(A4756=\"\",\"\",IF(AR4756=\"\",\"\",INDIRECT(\"'Fixture Schedule'!K\"&MOD(ROW(A4756)-52,50)+9)))","v":""},{"$f":"IF(A4756=\"\",\"\",INDIRECT(\"'Exterior Lighting'!E\"&ROUNDDOWN((ROW(A4756)-3802)/50,0)+5))","v":""},{"$f":"IF(A4756=\"\",\"\",INDIRECT(\"'Fixture Schedule'!L\"&MOD(ROW(A4756)-52,50)+9))","v":""},null,null,null,null,null,null,null,null,null,null,null,null,null,{"$f":"INDIRECT(\"'Exterior Lighting'!\"&SUBSTITUTE(ADDRESS(1,MOD(ROW(A4756)-3802,50)+9,4),\"1\",\"\")&ROUNDDOWN((ROW(A4756)-3802)/50,0)+5)","v":0},{"$f":"LEFT(INDIRECT(\"'Exterior Lighting'!BH\"&ROUNDDOWN((ROW(A4756)-3802)/50,0)+5),3)","v":""},{"$f":"INDIRECT(\"'Fixture Schedule'!L\"&MOD(ROW(A4756)-52,50)+9)","v":0},{"$f":"INDIRECT(\"'Fixture Schedule'!O\"&MOD(ROW(A4756)-52,50)+9)","v":0},null,{"$f":"INDIRECT(\"'Fixture Schedule'!L\"&MOD(ROW(A4756)-52,50)+9)","v":0}]
[{"$f":"IF(OR(AM4757=0,AN4757=\"DNQ\")=TRUE,\"\",INDIRECT(\"'Fixture Schedule'!M\"&MOD(ROW(A4757)-3802,50)+9))","v":""},{"$f":"IF(A4757=\"\",\"\",INDIRECT(\"'Fixture Schedule'!E\"&MOD(ROW(A4757)-3802,50)+9))","v":""},{"$f":"IF(A4757=\"\",\"\",INDIRECT(\"'Fixture Schedule'!F\"&MOD(ROW(A4757)-3802,50)+9))","v":""},{"$f":"IF(A4757=\"\",\"\",INDIRECT(\"'Fixture Schedule'!L\"&MOD(ROW(A4757)-52,50)+9))","v":""},"",null,null,{"$f":"IF(A4757=\"\",\"\",IF(AP4757=1,Summary!$C$12*(AO4757)/(IF(InteriorCalcType=1,'Building Area Method'!$BK$6,SUM('Space-by-Space Method'!$BO$4:$BO$78))+SUM('Exterior Lighting'!$BL$5:$BL$25)),0))","v":""},{"$f":"IF(A4757=\"\",\"\",IF(START!$B$34=1,INDIRECT(\"'Exterior Lighting'!\"&SUBSTITUTE(ADDRESS(1,MOD(ROW(A4757)-3802,50)+9,4),\"1\",\"\")&ROUNDDOWN((ROW(A4757)-3802)/50,0)+5),\"\"))","v":""},{"$f":"IF(A4757=\"\",\"\",IF(AP4757=1,Summary!$F$11*(AO4757)/(IF(InteriorCalcType=1,'Building Area Method'!$BK$6,SUM('Space-by-Space Method'!$BO$4:$BO$78))+SUM('Exterior Lighting'!$BL$5:$BL$25)),0))","v":""},{"$f":"IF(A4757=\"\",\"\",IF(AP4757=1,Summary!$E$11*(AO4757)/(IF(InteriorCalcType=1,'Building Area Method'!$BK$6,SUM('Space-by-Space Method'!$BO$4:$BO$78))+SUM('Exterior Lighting'!$BL$5:$BL$25)),0))","v":""},{"$f":"IF(A4757=\"\",\"\",IF(AP4757=1,Summary!$G$11*(AO4757)/(IF(InteriorCalcType=1,'Building Area Method'!$BK$6,SUM('Space-by-Space Method'!$BO$4:$BO$78))+SUM('Exterior Lighting'!$BL$5:$BL$25)),0))","v":""},"","",null,null,null,{"$f":"IF(A4757=\"\",\"\",IF(START!$B$34=2,INDIRECT(\"'Exterior Lighting'!\"&SUBSTITUTE(ADDRESS(1,MOD(ROW(A4757)-3802,50)+9,4),\"1\",\"\")&ROUNDDOWN((ROW(A4757)-3802)/50,0)+5),\"\"))","v":""},"",{"$f":"IF(A4757=\"\",\"\",INDIRECT(\"'Exterior Lighting'!C\"&ROUNDDOWN((ROW(A4757)-3802)/50,0)+5))","v":""},"",{"$f":"IF(A4757=\"\",\"\",INDIRECT(\"'Fixture Schedule'!D\"&MOD(ROW(A4757)-3802,50)+9))","v":""},{"$f":"IF(A4757=\"\",\"\",IF(AR4757=\"\",\"\",INDIRECT(\"'Fixture Schedule'!K\"&MOD(ROW(A4757)-52,50)+9)))","v":""},{"$f":"IF(A4757=\"\",\"\",INDIRECT(\"'Exterior Lighting'!E\"&ROUNDDOWN((ROW(A4757)-3802)/50,0)+5))","v":""},{"$f":"IF(A4757=\"\",\"\",INDIRECT(\"'Fixture Schedule'!L\"&MOD(ROW(A4757)-52,50)+9))","v":""},null,null,null,null,null,null,null,null,null,null,null,null,null,{"$f":"INDIRECT(\"'Exterior Lighting'!\"&SUBSTITUTE(ADDRESS(1,MOD(ROW(A4757)-3802,50)+9,4),\"1\",\"\")&ROUNDDOWN((ROW(A4757)-3802)/50,0)+5)","v":0},{"$f":"LEFT(INDIRECT(\"'Exterior Lighting'!BH\"&ROUNDDOWN((ROW(A4757)-3802)/50,0)+5),3)","v":""},{"$f":"INDIRECT(\"'Fixture Schedule'!L\"&MOD(ROW(A4757)-52,50)+9)","v":0},{"$f":"INDIRECT(\"'Fixture Schedule'!O\"&MOD(ROW(A4757)-52,50)+9)","v":0},null,{"$f":"INDIRECT(\"'Fixture Schedule'!L\"&MOD(ROW(A4757)-52,50)+9)","v":0}]
[{"$f":"IF(OR(AM4758=0,AN4758=\"DNQ\")=TRUE,\"\",INDIRECT(\"'Fixture Schedule'!M\"&MOD(ROW(A4758)-3802,50)+9))","v":""},{"$f":"IF(A4758=\"\",\"\",INDIRECT(\"'Fixture Schedule'!E\"&MOD(ROW(A4758)-3802,50)+9))","v":""},{"$f":"IF(A4758=\"\",\"\",INDIRECT(\"'Fixture Schedule'!F\"&MOD(ROW(A4758)-3802,50)+9))","v":""},{"$f":"IF(A4758=\"\",\"\",INDIRECT(\"'Fixture Schedule'!L\"&MOD(ROW(A4758)-52,50)+9))","v":""},"",null,null,{"$f":"IF(A4758=\"\",\"\",IF(AP4758=1,Summary!$C$12*(AO4758)/(IF(InteriorCalcType=1,'Building Area Method'!$BK$6,SUM('Space-by-Space Method'!$BO$4:$BO$78))+SUM('Exterior Lighting'!$BL$5:$BL$25)),0))","v":""},{"$f":"IF(A4758=\"\",\"\",IF(START!$B$34=1,INDIRECT(\"'Exterior Lighting'!\"&SUBSTITUTE(ADDRESS(1,MOD(ROW(A4758)-3802,50)+9,4),\"1\",\"\")&ROUNDDOWN((ROW(A4758)-3802)/50,0)+5),\"\"))","v":""},{"$f":"IF(A4758=\"\",\"\",IF(AP4758=1,Summary!$F$11*(AO4758)/(IF(InteriorCalcType=1,'Building Area Method'!$BK$6,SUM('Space-by-Space Method'!$BO$4:$BO$78))+SUM('Exterior Lighting'!$BL$5:$BL$25)),0))","v":""},{"$f":"IF(A4758=\"\",\"\",IF(AP4758=1,Summary!$E$11*(AO4758)/(IF(InteriorCalcType=1,'Building Area Method'!$BK$6,SUM('Space-by-Space Method'!$BO$4:$BO$78))+SUM('Exterior Lighting'!$BL$5:$BL$25)),0))","v":""},{"$f":"IF(A4758=\"\",\"\",IF(AP4758=1,Summary!$G$11*(AO4758)/(IF(InteriorCalcType=1,'Building Area Method'!$BK$6,SUM('Space-by-Space Method'!$BO$4:$BO$78))+SUM('Exterior Lighting'!$BL$5:$BL$25)),0))","v":""},"","",null,null,null,{"$f":"IF(A4758=\"\",\"\",IF(START!$B$34=2,INDIRECT(\"'Exterior Lighting'!\"&SUBSTITUTE(ADDRESS(1,MOD(ROW(A4758)-3802,50)+9,4),\"1\",\"\")&ROUNDDOWN((ROW(A4758)-3802)/50,0)+5),\"\"))","v":""},"",{"$f":"IF(A4758=\"\",\"\",INDIRECT(\"'Exterior Lighting'!C\"&ROUNDDOWN((ROW(A4758)-3802)/50,0)+5))","v":""},"",{"$f":"IF(A4758=\"\",\"\",INDIRECT(\"'Fixture Schedule'!D\"&MOD(ROW(A4758)-3802,50)+9))","v":""},{"$f":"IF(A4758=\"\",\"\",IF(AR4758=\"\",\"\",INDIRECT(\"'Fixture Schedule'!K\"&MOD(ROW(A4758)-52,50)+9)))","v":""},{"$f":"IF(A4758=\"\",\"\",INDIRECT(\"'Exterior Lighting'!E\"&ROUNDDOWN((ROW(A4758)-3802)/50,0)+5))","v":""},{"$f":"IF(A4758=\"\",\"\",INDIRECT(\"'Fixture Schedule'!L\"&MOD(ROW(A4758)-52,50)+9))","v":""},null,null,null,null,null,null,null,null,null,null,null,null,null,{"$f":"INDIRECT(\"'Exterior Lighting'!\"&SUBSTITUTE(ADDRESS(1,MOD(ROW(A4758)-3802,50)+9,4),\"1\",\"\")&ROUNDDOWN((ROW(A4758)-3802)/50,0)+5)","v":0},{"$f":"LEFT(INDIRECT(\"'Exterior Lighting'!BH\"&ROUNDDOWN((ROW(A4758)-3802)/50,0)+5),3)","v":""},{"$f":"INDIRECT(\"'Fixture Schedule'!L\"&MOD(ROW(A4758)-52,50)+9)","v":0},{"$f":"INDIRECT(\"'Fixture Schedule'!O\"&MOD(ROW(A4758)-52,50)+9)","v":0},null,{"$f":"INDIRECT(\"'Fixture Schedule'!L\"&MOD(ROW(A4758)-52,50)+9)","v":0}]
[{"$f":"IF(OR(AM4759=0,AN4759=\"DNQ\")=TRUE,\"\",INDIRECT(\"'Fixture Schedule'!M\"&MOD(ROW(A4759)-3802,50)+9))","v":""},{"$f":"IF(A4759=\"\",\"\",INDIRECT(\"'Fixture Schedule'!E\"&MOD(ROW(A4759)-3802,50)+9))","v":""},{"$f":"IF(A4759=\"\",\"\",INDIRECT(\"'Fixture Schedule'!F\"&MOD(ROW(A4759)-3802,50)+9))","v":""},{"$f":"IF(A4759=\"\",\"\",INDIRECT(\"'Fixture Schedule'!L\"&MOD(ROW(A4759)-52,50)+9))","v":""},"",null,null,{"$f":"IF(A4759=\"\",\"\",IF(AP4759=1,Summary!$C$12*(AO4759)/(IF(InteriorCalcType=1,'Building Area Method'!$BK$6,SUM('Space-by-Space Method'!$BO$4:$BO$78))+SUM('Exterior Lighting'!$BL$5:$BL$25)),0))","v":""},{"$f":"IF(A4759=\"\",\"\",IF(START!$B$34=1,INDIRECT(\"'Exterior Lighting'!\"&SUBSTITUTE(ADDRESS(1,MOD(ROW(A4759)-3802,50)+9,4),\"1\",\"\")&ROUNDDOWN((ROW(A4759)-3802)/50,0)+5),\"\"))","v":""},{"$f":"IF(A4759=\"\",\"\",IF(AP4759=1,Summary!$F$11*(AO4759)/(IF(InteriorCalcType=1,'Building Area Method'!$BK$6,SUM('Space-by-Space Method'!$BO$4:$BO$78))+SUM('Exterior Lighting'!$BL$5:$BL$25)),0))","v":""},{"$f":"IF(A4759=\"\",\"\",IF(AP4759=1,Summary!$E$11*(AO4759)/(IF(InteriorCalcType=1,'Building Area Method'!$BK$6,SUM('Space-by-Space Method'!$BO$4:$BO$78))+SUM('Exterior Lighting'!$BL$5:$BL$25)),0))","v":""},{"$f":"IF(A4759=\"\",\"\",IF(AP4759=1,Summary!$G$11*(AO4759)/(IF(InteriorCalcType=1,'Building Area Method'!$BK$6,SUM('Space-by-Space Method'!$BO$4:$BO$78))+SUM('Exterior Lighting'!$BL$5:$BL$25)),0))","v":""},"","",null,null,null,{"$f":"IF(A4759=\"\",\"\",IF(START!$B$34=2,INDIRECT(\"'Exterior Lighting'!\"&SUBSTITUTE(ADDRESS(1,MOD(ROW(A4759)-3802,50)+9,4),\"1\",\"\")&ROUNDDOWN((ROW(A4759)-3802)/50,0)+5),\"\"))","v":""},"",{"$f":"IF(A4759=\"\",\"\",INDIRECT(\"'Exterior Lighting'!C\"&ROUNDDOWN((ROW(A4759)-3802)/50,0)+5))","v":""},"",{"$f":"IF(A4759=\"\",\"\",INDIRECT(\"'Fixture Schedule'!D\"&MOD(ROW(A4759)-3802,50)+9))","v":""},{"$f":"IF(A4759=\"\",\"\",IF(AR4759=\"\",\"\",INDIRECT(\"'Fixture Schedule'!K\"&MOD(ROW(A4759)-52,50)+9)))","v":""},{"$f":"IF(A4759=\"\",\"\",INDIRECT(\"'Exterior Lighting'!E\"&ROUNDDOWN((ROW(A4759)-3802)/50,0)+5))","v":""},{"$f":"IF(A4759=\"\",\"\",INDIRECT(\"'Fixture Schedule'!L\"&MOD(ROW(A4759)-52,50)+9))","v":""},null,null,null,null,null,null,null,null,null,null,null,null,null,{"$f":"INDIRECT(\"'Exterior Lighting'!\"&SUBSTITUTE(ADDRESS(1,MOD(ROW(A4759)-3802,50)+9,4),\"1\",\"\")&ROUNDDOWN((ROW(A4759)-3802)/50,0)+5)","v":0},{"$f":"LEFT(INDIRECT(\"'Exterior Lighting'!BH\"&ROUNDDOWN((ROW(A4759)-3802)/50,0)+5),3)","v":""},{"$f":"INDIRECT(\"'Fixture Schedule'!L\"&MOD(ROW(A4759)-52,50)+9)","v":0},{"$f":"INDIRECT(\"'Fixture Schedule'!O\"&MOD(ROW(A4759)-52,50)+9)","v":0},null,{"$f":"INDIRECT(\"'Fixture Schedule'!L\"&MOD(ROW(A4759)-52,50)+9)","v":0}]
[{"$f":"IF(OR(AM4760=0,AN4760=\"DNQ\")=TRUE,\"\",INDIRECT(\"'Fixture Schedule'!M\"&MOD(ROW(A4760)-3802,50)+9))","v":""},{"$f":"IF(A4760=\"\",\"\",INDIRECT(\"'Fixture Schedule'!E\"&MOD(ROW(A4760)-3802,50)+9))","v":""},{"$f":"IF(A4760=\"\",\"\",INDIRECT(\"'Fixture Schedule'!F\"&MOD(ROW(A4760)-3802,50)+9))","v":""},{"$f":"IF(A4760=\"\",\"\",INDIRECT(\"'Fixture Schedule'!L\"&MOD(ROW(A4760)-52,50)+9))","v":""},"",null,null,{"$f":"IF(A4760=\"\",\"\",IF(AP4760=1,Summary!$C$12*(AO4760)/(IF(InteriorCalcType=1,'Building Area Method'!$BK$6,SUM('Space-by-Space Method'!$BO$4:$BO$78))+SUM('Exterior Lighting'!$BL$5:$BL$25)),0))","v":""},{"$f":"IF(A4760=\"\",\"\",IF(START!$B$34=1,INDIRECT(\"'Exterior Lighting'!\"&SUBSTITUTE(ADDRESS(1,MOD(ROW(A4760)-3802,50)+9,4),\"1\",\"\")&ROUNDDOWN((ROW(A4760)-3802)/50,0)+5),\"\"))","v":""},{"$f":"IF(A4760=\"\",\"\",IF(AP4760=1,Summary!$F$11*(AO4760)/(IF(InteriorCalcType=1,'Building Area Method'!$BK$6,SUM('Space-by-Space Method'!$BO$4:$BO$78))+SUM('Exterior Lighting'!$BL$5:$BL$25)),0))","v":""},{"$f":"IF(A4760=\"\",\"\",IF(AP4760=1,Summary!$E$11*(AO4760)/(IF(InteriorCalcType=1,'Building Area Method'!$BK$6,SUM('Space-by-Space Method'!$BO$4:$BO$78))+SUM('Exterior Lighting'!$BL$5:$BL$25)),0))","v":""},{"$f":"IF(A4760=\"\",\"\",IF(AP4760=1,Summary!$G$11*(AO4760)/(IF(InteriorCalcType=1,'Building Area Method'!$BK$6,SUM('Space-by-Space Method'!$BO$4:$BO$78))+SUM('Exterior Lighting'!$BL$5:$BL$25)),0))","v":""},"","",null,null,null,{"$f":"IF(A4760=\"\",\"\",IF(START!$B$34=2,INDIRECT(\"'Exterior Lighting'!\"&SUBSTITUTE(ADDRESS(1,MOD(ROW(A4760)-3802,50)+9,4),\"1\",\"\")&ROUNDDOWN((ROW(A4760)-3802)/50,0)+5),\"\"))","v":""},"",{"$f":"IF(A4760=\"\",\"\",INDIRECT(\"'Exterior Lighting'!C\"&ROUNDDOWN((ROW(A4760)-3802)/50,0)+5))","v":""},"",{"$f":"IF(A4760=\"\",\"\",INDIRECT(\"'Fixture Schedule'!D\"&MOD(ROW(A4760)-3802,50)+9))","v":""},{"$f":"IF(A4760=\"\",\"\",IF(AR4760=\"\",\"\",INDIRECT(\"'Fixture Schedule'!K\"&MOD(ROW(A4760)-52,50)+9)))","v":""},{"$f":"IF(A4760=\"\",\"\",INDIRECT(\"'Exterior Lighting'!E\"&ROUNDDOWN((ROW(A4760)-3802)/50,0)+5))","v":""},{"$f":"IF(A4760=\"\",\"\",INDIRECT(\"'Fixture Schedule'!L\"&MOD(ROW(A4760)-52,50)+9))","v":""},null,null,null,null,null,null,null,null,null,null,null,null,null,{"$f":"INDIRECT(\"'Exterior Lighting'!\"&SUBSTITUTE(ADDRESS(1,MOD(ROW(A4760)-3802,50)+9,4),\"1\",\"\")&ROUNDDOWN((ROW(A4760)-3802)/50,0)+5)","v":0},{"$f":"LEFT(INDIRECT(\"'Exterior Lighting'!BH\"&ROUNDDOWN((ROW(A4760)-3802)/50,0)+5),3)","v":""},{"$f":"INDIRECT(\"'Fixture Schedule'!L\"&MOD(ROW(A4760)-52,50)+9)","v":0},{"$f":"INDIRECT(\"'Fixture Schedule'!O\"&MOD(ROW(A4760)-52,50)+9)","v":0},null,{"$f":"INDIRECT(\"'Fixture Schedule'!L\"&MOD(ROW(A4760)-52,50)+9)","v":0}]
[{"$f":"IF(OR(AM4761=0,AN4761=\"DNQ\")=TRUE,\"\",INDIRECT(\"'Fixture Schedule'!M\"&MOD(ROW(A4761)-3802,50)+9))","v":""},{"$f":"IF(A4761=\"\",\"\",INDIRECT(\"'Fixture Schedule'!E\"&MOD(ROW(A4761)-3802,50)+9))","v":""},{"$f":"IF(A4761=\"\",\"\",INDIRECT(\"'Fixture Schedule'!F\"&MOD(ROW(A4761)-3802,50)+9))","v":""},{"$f":"IF(A4761=\"\",\"\",INDIRECT(\"'Fixture Schedule'!L\"&MOD(ROW(A4761)-52,50)+9))","v":""},"",null,null,{"$f":"IF(A4761=\"\",\"\",IF(AP4761=1,Summary!$C$12*(AO4761)/(IF(InteriorCalcType=1,'Building Area Method'!$BK$6,SUM('Space-by-Space Method'!$BO$4:$BO$78))+SUM('Exterior Lighting'!$BL$5:$BL$25)),0))","v":""},{"$f":"IF(A4761=\"\",\"\",IF(START!$B$34=1,INDIRECT(\"'Exterior Lighting'!\"&SUBSTITUTE(ADDRESS(1,MOD(ROW(A4761)-3802,50)+9,4),\"1\",\"\")&ROUNDDOWN((ROW(A4761)-3802)/50,0)+5),\"\"))","v":""},{"$f":"IF(A4761=\"\",\"\",IF(AP4761=1,Summary!$F$11*(AO4761)/(IF(InteriorCalcType=1,'Building Area Method'!$BK$6,SUM('Space-by-Space Method'!$BO$4:$BO$78))+SUM('Exterior Lighting'!$BL$5:$BL$25)),0))","v":""},{"$f":"IF(A4761=\"\",\"\",IF(AP4761=1,Summary!$E$11*(AO4761)/(IF(InteriorCalcType=1,'Building Area Method'!$BK$6,SUM('Space-by-Space Method'!$BO$4:$BO$78))+SUM('Exterior Lighting'!$BL$5:$BL$25)),0))","v":""},{"$f":"IF(A4761=\"\",\"\",IF(AP4761=1,Summary!$G$11*(AO4761)/(IF(InteriorCalcType=1,'Building Area Method'!$BK$6,SUM('Space-by-Space Method'!$BO$4:$BO$78))+SUM('Exterior Lighting'!$BL$5:$BL$25)),0))","v":""},"","",null,null,null,{"$f":"IF(A4761=\"\",\"\",IF(START!$B$34=2,INDIRECT(\"'Exterior Lighting'!\"&SUBSTITUTE(ADDRESS(1,MOD(ROW(A4761)-3802,50)+9,4),\"1\",\"\")&ROUNDDOWN((ROW(A4761)-3802)/50,0)+5),\"\"))","v":""},"",{"$f":"IF(A4761=\"\",\"\",INDIRECT(\"'Exterior Lighting'!C\"&ROUNDDOWN((ROW(A4761)-3802)/50,0)+5))","v":""},"",{"$f":"IF(A4761=\"\",\"\",INDIRECT(\"'Fixture Schedule'!D\"&MOD(ROW(A4761)-3802,50)+9))","v":""},{"$f":"IF(A4761=\"\",\"\",IF(AR4761=\"\",\"\",INDIRECT(\"'Fixture Schedule'!K\"&MOD(ROW(A4761)-52,50)+9)))","v":""},{"$f":"IF(A4761=\"\",\"\",INDIRECT(\"'Exterior Lighting'!E\"&ROUNDDOWN((ROW(A4761)-3802)/50,0)+5))","v":""},{"$f":"IF(A4761=\"\",\"\",INDIRECT(\"'Fixture Schedule'!L\"&MOD(ROW(A4761)-52,50)+9))","v":""},null,null,null,null,null,null,null,null,null,null,null,null,null,{"$f":"INDIRECT(\"'Exterior Lighting'!\"&SUBSTITUTE(ADDRESS(1,MOD(ROW(A4761)-3802,50)+9,4),\"1\",\"\")&ROUNDDOWN((ROW(A4761)-3802)/50,0)+5)","v":0},{"$f":"LEFT(INDIRECT(\"'Exterior Lighting'!BH\"&ROUNDDOWN((ROW(A4761)-3802)/50,0)+5),3)","v":""},{"$f":"INDIRECT(\"'Fixture Schedule'!L\"&MOD(ROW(A4761)-52,50)+9)","v":0},{"$f":"INDIRECT(\"'Fixture Schedule'!O\"&MOD(ROW(A4761)-52,50)+9)","v":0},null,{"$f":"INDIRECT(\"'Fixture Schedule'!L\"&MOD(ROW(A4761)-52,50)+9)","v":0}]
[{"$f":"IF(OR(AM4762=0,AN4762=\"DNQ\")=TRUE,\"\",INDIRECT(\"'Fixture Schedule'!M\"&MOD(ROW(A4762)-3802,50)+9))","v":""},{"$f":"IF(A4762=\"\",\"\",INDIRECT(\"'Fixture Schedule'!E\"&MOD(ROW(A4762)-3802,50)+9))","v":""},{"$f":"IF(A4762=\"\",\"\",INDIRECT(\"'Fixture Schedule'!F\"&MOD(ROW(A4762)-3802,50)+9))","v":""},{"$f":"IF(A4762=\"\",\"\",INDIRECT(\"'Fixture Schedule'!L\"&MOD(ROW(A4762)-52,50)+9))","v":""},"",null,null,{"$f":"IF(A4762=\"\",\"\",IF(AP4762=1,Summary!$C$12*(AO4762)/(IF(InteriorCalcType=1,'Building Area Method'!$BK$6,SUM('Space-by-Space Method'!$BO$4:$BO$78))+SUM('Exterior Lighting'!$BL$5:$BL$25)),0))","v":""},{"$f":"IF(A4762=\"\",\"\",IF(START!$B$34=1,INDIRECT(\"'Exterior Lighting'!\"&SUBSTITUTE(ADDRESS(1,MOD(ROW(A4762)-3802,50)+9,4),\"1\",\"\")&ROUNDDOWN((ROW(A4762)-3802)/50,0)+5),\"\"))","v":""},{"$f":"IF(A4762=\"\",\"\",IF(AP4762=1,Summary!$F$11*(AO4762)/(IF(InteriorCalcType=1,'Building Area Method'!$BK$6,SUM('Space-by-Space Method'!$BO$4:$BO$78))+SUM('Exterior Lighting'!$BL$5:$BL$25)),0))","v":""},{"$f":"IF(A4762=\"\",\"\",IF(AP4762=1,Summary!$E$11*(AO4762)/(IF(InteriorCalcType=1,'Building Area Method'!$BK$6,SUM('Space-by-Space Method'!$BO$4:$BO$78))+SUM('Exterior Lighting'!$BL$5:$BL$25)),0))","v":""},{"$f":"IF(A4762=\"\",\"\",IF(AP4762=1,Summary!$G$11*(AO4762)/(IF(InteriorCalcType=1,'Building Area Method'!$BK$6,SUM('Space-by-Space Method'!$BO$4:$BO$78))+SUM('Exterior Lighting'!$BL$5:$BL$25)),0))","v":""},"","",null,null,null,{"$f":"IF(A4762=\"\",\"\",IF(START!$B$34=2,INDIRECT(\"'Exterior Lighting'!\"&SUBSTITUTE(ADDRESS(1,MOD(ROW(A4762)-3802,50)+9,4),\"1\",\"\")&ROUNDDOWN((ROW(A4762)-3802)/50,0)+5),\"\"))","v":""},"",{"$f":"IF(A4762=\"\",\"\",INDIRECT(\"'Exterior Lighting'!C\"&ROUNDDOWN((ROW(A4762)-3802)/50,0)+5))","v":""},"",{"$f":"IF(A4762=\"\",\"\",INDIRECT(\"'Fixture Schedule'!D\"&MOD(ROW(A4762)-3802,50)+9))","v":""},{"$f":"IF(A4762=\"\",\"\",IF(AR4762=\"\",\"\",INDIRECT(\"'Fixture Schedule'!K\"&MOD(ROW(A4762)-52,50)+9)))","v":""},{"$f":"IF(A4762=\"\",\"\",INDIRECT(\"'Exterior Lighting'!E\"&ROUNDDOWN((ROW(A4762)-3802)/50,0)+5))","v":""},{"$f":"IF(A4762=\"\",\"\",INDIRECT(\"'Fixture Schedule'!L\"&MOD(ROW(A4762)-52,50)+9))","v":""},null,null,null,null,null,null,null,null,null,null,null,null,null,{"$f":"INDIRECT(\"'Exterior Lighting'!\"&SUBSTITUTE(ADDRESS(1,MOD(ROW(A4762)-3802,50)+9,4),\"1\",\"\")&ROUNDDOWN((ROW(A4762)-3802)/50,0)+5)","v":0},{"$f":"LEFT(INDIRECT(\"'Exterior Lighting'!BH\"&ROUNDDOWN((ROW(A4762)-3802)/50,0)+5),3)","v":""},{"$f":"INDIRECT(\"'Fixture Schedule'!L\"&MOD(ROW(A4762)-52,50)+9)","v":0},{"$f":"INDIRECT(\"'Fixture Schedule'!O\"&MOD(ROW(A4762)-52,50)+9)","v":0},null,{"$f":"INDIRECT(\"'Fixture Schedule'!L\"&MOD(ROW(A4762)-52,50)+9)","v":0}]
[{"$f":"IF(OR(AM4763=0,AN4763=\"DNQ\")=TRUE,\"\",INDIRECT(\"'Fixture Schedule'!M\"&MOD(ROW(A4763)-3802,50)+9))","v":""},{"$f":"IF(A4763=\"\",\"\",INDIRECT(\"'Fixture Schedule'!E\"&MOD(ROW(A4763)-3802,50)+9))","v":""},{"$f":"IF(A4763=\"\",\"\",INDIRECT(\"'Fixture Schedule'!F\"&MOD(ROW(A4763)-3802,50)+9))","v":""},{"$f":"IF(A4763=\"\",\"\",INDIRECT(\"'Fixture Schedule'!L\"&MOD(ROW(A4763)-52,50)+9))","v":""},{"$f":"IF(A4763=\"\",\"\",\"Watts\")","v":""},null,null,{"$f":"IF(A4763=\"\",\"\",IF(AP4763=1,Summary!$C$12*(AO4763)/(IF(InteriorCalcType=1,'Building Area Method'!$BK$6,SUM('Space-by-Space Method'!$BO$4:$BO$78))+SUM('Exterior Lighting'!$BL$5:$BL$25)),0))","v":""},{"$f":"IF(A4763=\"\",\"\",IF(START!$B$34=1,INDIRECT(\"'Exterior Lighting'!\"&SUBSTITUTE(ADDRESS(1,MOD(ROW(A4763)-3802,50)+9,4),\"1\",\"\")&ROUNDDOWN((ROW(A4763)-3802)/50,0)+5),\"\"))","v":""},{"$f":"IF(A4763=\"\",\"\",IF(AP4763=1,Summary!$F$11*(AO4763)/(IF(InteriorCalcType=1,'Building Area Method'!$BK$6,SUM('Space-by-Space Method'!$BO$4:$BO$78))+SUM('Exterior Lighting'!$BL$5:$BL$25)),0))","v":""},{"$f":"IF(A4763=\"\",\"\",IF(AP4763=1,Summary!$E$11*(AO4763)/(IF(InteriorCalcType=1,'Building Area Method'!$BK$6,SUM('Space-by-Space Method'!$BO$4:$BO$78))+SUM('Exterior Lighting'!$BL$5:$BL$25)),0))","v":""},{"$f":"IF(A4763=\"\",\"\",IF(AP4763=1,Summary!$G$11*(AO4763)/(IF(InteriorCalcType=1,'Building Area Method'!$BK$6,SUM('Space-by-Space Method'!$BO$4:$BO$78))+SUM('Exterior Lighting'!$BL$5:$BL$25)),0))","v":""},{"$f":"IF(A4763=\"\",\"\",0)","v":""},{"$f":"IF(A4763=\"\",\"\",0)","v":""},null,null,null,{"$f":"IF(A4763=\"\",\"\",IF(START!$B$34=2,INDIRECT(\"'Exterior Lighting'!\"&SUBSTITUTE(ADDRESS(1,MOD(ROW(A4763)-3802,50)+9,4),\"1\",\"\")&ROUNDDOWN((ROW(A4763)-3802)/50,0)+5),\"\"))","v":""},{"$f":"IF(A4763=\"\",\"\",\"\")","v":""},{"$f":"IF(A4763=\"\",\"\",INDIRECT(\"'Exterior Lighting'!C\"&ROUNDDOWN((ROW(A4763)-3802)/50,0)+5))","v":""},{"$f":"IF(A4763=\"\",\"\",\"\")","v":""},{"$f":"IF(A4763=\"\",\"\",INDIRECT(\"'Fixture Schedule'!D\"&MOD(ROW(A4763)-3802,50)+9))","v":""},{"$f":"IF(A4763=\"\",\"\",IF(AR4763=\"\",\"\",INDIRECT(\"'Fixture Schedule'!K\"&MOD(ROW(A4763)-52,50)+9)))","v":""},{"$f":"IF(A4763=\"\",\"\",INDIRECT(\"'Exterior Lighting'!E\"&ROUNDDOWN((ROW(A4763)-3802)/50,0)+5))","v":""},{"$f":"IF(A4763=\"\",\"\",INDIRECT(\"'Fixture Schedule'!L\"&MOD(ROW(A4763)-52,50)+9))","v":""},null,null,null,null,null,null,null,null,null,null,null,null,null,{"$f":"INDIRECT(\"'Exterior Lighting'!\"&SUBSTITUTE(ADDRESS(1,MOD(ROW(A4763)-3802,50)+9,4),\"1\",\"\")&ROUNDDOWN((ROW(A4763)-3802)/50,0)+5)","v":0},{"$f":"LEFT(INDIRECT(\"'Exterior Lighting'!BH\"&ROUNDDOWN((ROW(A4763)-3802)/50,0)+5),3)","v":""},{"$f":"INDIRECT(\"'Fixture Schedule'!L\"&MOD(ROW(A4763)-52,50)+9)","v":0},{"$f":"INDIRECT(\"'Fixture Schedule'!O\"&MOD(ROW(A4763)-52,50)+9)","v":0},null,{"$f":"INDIRECT(\"'Fixture Schedule'!L\"&MOD(ROW(A4763)-52,50)+9)","v":0}]
[{"$f":"IF(OR(AM4764=0,AN4764=\"DNQ\")=TRUE,\"\",INDIRECT(\"'Fixture Schedule'!M\"&MOD(ROW(A4764)-3802,50)+9))","v":""},{"$f":"IF(A4764=\"\",\"\",INDIRECT(\"'Fixture Schedule'!E\"&MOD(ROW(A4764)-3802,50)+9))","v":""},{"$f":"IF(A4764=\"\",\"\",INDIRECT(\"'Fixture Schedule'!F\"&MOD(ROW(A4764)-3802,50)+9))","v":""},{"$f":"IF(A4764=\"\",\"\",INDIRECT(\"'Fixture Schedule'!L\"&MOD(ROW(A4764)-52,50)+9))","v":""},"",null,null,{"$f":"IF(A4764=\"\",\"\",IF(AP4764=1,Summary!$C$12*(AO4764)/(IF(InteriorCalcType=1,'Building Area Method'!$BK$6,SUM('Space-by-Space Method'!$BO$4:$BO$78))+SUM('Exterior Lighting'!$BL$5:$BL$25)),0))","v":""},{"$f":"IF(A4764=\"\",\"\",IF(START!$B$34=1,INDIRECT(\"'Exterior Lighting'!\"&SUBSTITUTE(ADDRESS(1,MOD(ROW(A4764)-3802,50)+9,4),\"1\",\"\")&ROUNDDOWN((ROW(A4764)-3802)/50,0)+5),\"\"))","v":""},{"$f":"IF(A4764=\"\",\"\",IF(AP4764=1,Summary!$F$11*(AO4764)/(IF(InteriorCalcType=1,'Building Area Method'!$BK$6,SUM('Space-by-Space Method'!$BO$4:$BO$78))+SUM('Exterior Lighting'!$BL$5:$BL$25)),0))","v":""},{"$f":"IF(A4764=\"\",\"\",IF(AP4764=1,Summary!$E$11*(AO4764)/(IF(InteriorCalcType=1,'Building Area Method'!$BK$6,SUM('Space-by-Space Method'!$BO$4:$BO$78))+SUM('Exterior Lighting'!$BL$5:$BL$25)),0))","v":""},{"$f":"IF(A4764=\"\",\"\",IF(AP4764=1,Summary!$G$11*(AO4764)/(IF(InteriorCalcType=1,'Building Area Method'!$BK$6,SUM('Space-by-Space Method'!$BO$4:$BO$78))+SUM('Exterior Lighting'!$BL$5:$BL$25)),0))","v":""},"","",null,null,null,{"$f":"IF(A4764=\"\",\"\",IF(START!$B$34=2,INDIRECT(\"'Exterior Lighting'!\"&SUBSTITUTE(ADDRESS(1,MOD(ROW(A4764)-3802,50)+9,4),\"1\",\"\")&ROUNDDOWN((ROW(A4764)-3802)/50,0)+5),\"\"))","v":""},"",{"$f":"IF(A4764=\"\",\"\",INDIRECT(\"'Exterior Lighting'!C\"&ROUNDDOWN((ROW(A4764)-3802)/50,0)+5))","v":""},"",{"$f":"IF(A4764=\"\",\"\",INDIRECT(\"'Fixture Schedule'!D\"&MOD(ROW(A4764)-3802,50)+9))","v":""},{"$f":"IF(A4764=\"\",\"\",IF(AR4764=\"\",\"\",INDIRECT(\"'Fixture Schedule'!K\"&MOD(ROW(A4764)-52,50)+9)))","v":""},{"$f":"IF(A4764=\"\",\"\",INDIRECT(\"'Exterior Lighting'!E\"&ROUNDDOWN((ROW(A4764)-3802)/50,0)+5))","v":""},{"$f":"IF(A4764=\"\",\"\",INDIRECT(\"'Fixture Schedule'!L\"&MOD(ROW(A4764)-52,50)+9))","v":""},null,null,null,null,null,null,null,null,null,null,null,null,null,{"$f":"INDIRECT(\"'Exterior Lighting'!\"&SUBSTITUTE(ADDRESS(1,MOD(ROW(A4764)-3802,50)+9,4),\"1\",\"\")&ROUNDDOWN((ROW(A4764)-3802)/50,0)+5)","v":0},{"$f":"LEFT(INDIRECT(\"'Exterior Lighting'!BH\"&ROUNDDOWN((ROW(A4764)-3802)/50,0)+5),3)","v":""},{"$f":"INDIRECT(\"'Fixture Schedule'!L\"&MOD(ROW(A4764)-52,50)+9)","v":0},{"$f":"INDIRECT(\"'Fixture Schedule'!O\"&MOD(ROW(A4764)-52,50)+9)","v":0},null,{"$f":"INDIRECT(\"'Fixture Schedule'!L\"&MOD(ROW(A4764)-52,50)+9)","v":0}]
[{"$f":"IF(OR(AM4765=0,AN4765=\"DNQ\")=TRUE,\"\",INDIRECT(\"'Fixture Schedule'!M\"&MOD(ROW(A4765)-3802,50)+9))","v":""},{"$f":"IF(A4765=\"\",\"\",INDIRECT(\"'Fixture Schedule'!E\"&MOD(ROW(A4765)-3802,50)+9))","v":""},{"$f":"IF(A4765=\"\",\"\",INDIRECT(\"'Fixture Schedule'!F\"&MOD(ROW(A4765)-3802,50)+9))","v":""},{"$f":"IF(A4765=\"\",\"\",INDIRECT(\"'Fixture Schedule'!L\"&MOD(ROW(A4765)-52,50)+9))","v":""},"",null,null,{"$f":"IF(A4765=\"\",\"\",IF(AP4765=1,Summary!$C$12*(AO4765)/(IF(InteriorCalcType=1,'Building Area Method'!$BK$6,SUM('Space-by-Space Method'!$BO$4:$BO$78))+SUM('Exterior Lighting'!$BL$5:$BL$25)),0))","v":""},{"$f":"IF(A4765=\"\",\"\",IF(START!$B$34=1,INDIRECT(\"'Exterior Lighting'!\"&SUBSTITUTE(ADDRESS(1,MOD(ROW(A4765)-3802,50)+9,4),\"1\",\"\")&ROUNDDOWN((ROW(A4765)-3802)/50,0)+5),\"\"))","v":""},{"$f":"IF(A4765=\"\",\"\",IF(AP4765=1,Summary!$F$11*(AO4765)/(IF(InteriorCalcType=1,'Building Area Method'!$BK$6,SUM('Space-by-Space Method'!$BO$4:$BO$78))+SUM('Exterior Lighting'!$BL$5:$BL$25)),0))","v":""},{"$f":"IF(A4765=\"\",\"\",IF(AP4765=1,Summary!$E$11*(AO4765)/(IF(InteriorCalcType=1,'Building Area Method'!$BK$6,SUM('Space-by-Space Method'!$BO$4:$BO$78))+SUM('Exterior Lighting'!$BL$5:$BL$25)),0))","v":""},{"$f":"IF(A4765=\"\",\"\",IF(AP4765=1,Summary!$G$11*(AO4765)/(IF(InteriorCalcType=1,'Building Area Method'!$BK$6,SUM('Space-by-Space Method'!$BO$4:$BO$78))+SUM('Exterior Lighting'!$BL$5:$BL$25)),0))","v":""},"","",null,null,null,{"$f":"IF(A4765=\"\",\"\",IF(START!$B$34=2,INDIRECT(\"'Exterior Lighting'!\"&SUBSTITUTE(ADDRESS(1,MOD(ROW(A4765)-3802,50)+9,4),\"1\",\"\")&ROUNDDOWN((ROW(A4765)-3802)/50,0)+5),\"\"))","v":""},"",{"$f":"IF(A4765=\"\",\"\",INDIRECT(\"'Exterior Lighting'!C\"&ROUNDDOWN((ROW(A4765)-3802)/50,0)+5))","v":""},"",{"$f":"IF(A4765=\"\",\"\",INDIRECT(\"'Fixture Schedule'!D\"&MOD(ROW(A4765)-3802,50)+9))","v":""},{"$f":"IF(A4765=\"\",\"\",IF(AR4765=\"\",\"\",INDIRECT(\"'Fixture Schedule'!K\"&MOD(ROW(A4765)-52,50)+9)))","v":""},{"$f":"IF(A4765=\"\",\"\",INDIRECT(\"'Exterior Lighting'!E\"&ROUNDDOWN((ROW(A4765)-3802)/50,0)+5))","v":""},{"$f":"IF(A4765=\"\",\"\",INDIRECT(\"'Fixture Schedule'!L\"&MOD(ROW(A4765)-52,50)+9))","v":""},null,null,null,null,null,null,null,null,null,null,null,null,null,{"$f":"INDIRECT(\"'Exterior Lighting'!\"&SUBSTITUTE(ADDRESS(1,MOD(ROW(A4765)-3802,50)+9,4),\"1\",\"\")&ROUNDDOWN((ROW(A4765)-3802)/50,0)+5)","v":0},{"$f":"LEFT(INDIRECT(\"'Exterior Lighting'!BH\"&ROUNDDOWN((ROW(A4765)-3802)/50,0)+5),3)","v":""},{"$f":"INDIRECT(\"'Fixture Schedule'!L\"&MOD(ROW(A4765)-52,50)+9)","v":0},{"$f":"INDIRECT(\"'Fixture Schedule'!O\"&MOD(ROW(A4765)-52,50)+9)","v":0},null,{"$f":"INDIRECT(\"'Fixture Schedule'!L\"&MOD(ROW(A4765)-52,50)+9)","v":0}]
[{"$f":"IF(OR(AM4766=0,AN4766=\"DNQ\")=TRUE,\"\",INDIRECT(\"'Fixture Schedule'!M\"&MOD(ROW(A4766)-3802,50)+9))","v":""},{"$f":"IF(A4766=\"\",\"\",INDIRECT(\"'Fixture Schedule'!E\"&MOD(ROW(A4766)-3802,50)+9))","v":""},{"$f":"IF(A4766=\"\",\"\",INDIRECT(\"'Fixture Schedule'!F\"&MOD(ROW(A4766)-3802,50)+9))","v":""},{"$f":"IF(A4766=\"\",\"\",INDIRECT(\"'Fixture Schedule'!L\"&MOD(ROW(A4766)-52,50)+9))","v":""},"",null,null,{"$f":"IF(A4766=\"\",\"\",IF(AP4766=1,Summary!$C$12*(AO4766)/(IF(InteriorCalcType=1,'Building Area Method'!$BK$6,SUM('Space-by-Space Method'!$BO$4:$BO$78))+SUM('Exterior Lighting'!$BL$5:$BL$25)),0))","v":""},{"$f":"IF(A4766=\"\",\"\",IF(START!$B$34=1,INDIRECT(\"'Exterior Lighting'!\"&SUBSTITUTE(ADDRESS(1,MOD(ROW(A4766)-3802,50)+9,4),\"1\",\"\")&ROUNDDOWN((ROW(A4766)-3802)/50,0)+5),\"\"))","v":""},{"$f":"IF(A4766=\"\",\"\",IF(AP4766=1,Summary!$F$11*(AO4766)/(IF(InteriorCalcType=1,'Building Area Method'!$BK$6,SUM('Space-by-Space Method'!$BO$4:$BO$78))+SUM('Exterior Lighting'!$BL$5:$BL$25)),0))","v":""},{"$f":"IF(A4766=\"\",\"\",IF(AP4766=1,Summary!$E$11*(AO4766)/(IF(InteriorCalcType=1,'Building Area Method'!$BK$6,SUM('Space-by-Space Method'!$BO$4:$BO$78))+SUM('Exterior Lighting'!$BL$5:$BL$25)),0))","v":""},{"$f":"IF(A4766=\"\",\"\",IF(AP4766=1,Summary!$G$11*(AO4766)/(IF(InteriorCalcType=1,'Building Area Method'!$BK$6,SUM('Space-by-Space Method'!$BO$4:$BO$78))+SUM('Exterior Lighting'!$BL$5:$BL$25)),0))","v":""},"","",null,null,null,{"$f":"IF(A4766=\"\",\"\",IF(START!$B$34=2,INDIRECT(\"'Exterior Lighting'!\"&SUBSTITUTE(ADDRESS(1,MOD(ROW(A4766)-3802,50)+9,4),\"1\",\"\")&ROUNDDOWN((ROW(A4766)-3802)/50,0)+5),\"\"))","v":""},"",{"$f":"IF(A4766=\"\",\"\",INDIRECT(\"'Exterior Lighting'!C\"&ROUNDDOWN((ROW(A4766)-3802)/50,0)+5))","v":""},"",{"$f":"IF(A4766=\"\",\"\",INDIRECT(\"'Fixture Schedule'!D\"&MOD(ROW(A4766)-3802,50)+9))","v":""},{"$f":"IF(A4766=\"\",\"\",IF(AR4766=\"\",\"\",INDIRECT(\"'Fixture Schedule'!K\"&MOD(ROW(A4766)-52,50)+9)))","v":""},{"$f":"IF(A4766=\"\",\"\",INDIRECT(\"'Exterior Lighting'!E\"&ROUNDDOWN((ROW(A4766)-3802)/50,0)+5))","v":""},{"$f":"IF(A4766=\"\",\"\",INDIRECT(\"'Fixture Schedule'!L\"&MOD(ROW(A4766)-52,50)+9))","v":""},null,null,null,null,null,null,null,null,null,null,null,null,null,{"$f":"INDIRECT(\"'Exterior Lighting'!\"&SUBSTITUTE(ADDRESS(1,MOD(ROW(A4766)-3802,50)+9,4),\"1\",\"\")&ROUNDDOWN((ROW(A4766)-3802)/50,0)+5)","v":0},{"$f":"LEFT(INDIRECT(\"'Exterior Lighting'!BH\"&ROUNDDOWN((ROW(A4766)-3802)/50,0)+5),3)","v":""},{"$f":"INDIRECT(\"'Fixture Schedule'!L\"&MOD(ROW(A4766)-52,50)+9)","v":0},{"$f":"INDIRECT(\"'Fixture Schedule'!O\"&MOD(ROW(A4766)-52,50)+9)","v":0},null,{"$f":"INDIRECT(\"'Fixture Schedule'!L\"&MOD(ROW(A4766)-52,50)+9)","v":0}]
[{"$f":"IF(OR(AM4767=0,AN4767=\"DNQ\")=TRUE,\"\",INDIRECT(\"'Fixture Schedule'!M\"&MOD(ROW(A4767)-3802,50)+9))","v":""},{"$f":"IF(A4767=\"\",\"\",INDIRECT(\"'Fixture Schedule'!E\"&MOD(ROW(A4767)-3802,50)+9))","v":""},{"$f":"IF(A4767=\"\",\"\",INDIRECT(\"'Fixture Schedule'!F\"&MOD(ROW(A4767)-3802,50)+9))","v":""},{"$f":"IF(A4767=\"\",\"\",INDIRECT(\"'Fixture Schedule'!L\"&MOD(ROW(A4767)-52,50)+9))","v":""},"",null,null,{"$f":"IF(A4767=\"\",\"\",IF(AP4767=1,Summary!$C$12*(AO4767)/(IF(InteriorCalcType=1,'Building Area Method'!$BK$6,SUM('Space-by-Space Method'!$BO$4:$BO$78))+SUM('Exterior Lighting'!$BL$5:$BL$25)),0))","v":""},{"$f":"IF(A4767=\"\",\"\",IF(START!$B$34=1,INDIRECT(\"'Exterior Lighting'!\"&SUBSTITUTE(ADDRESS(1,MOD(ROW(A4767)-3802,50)+9,4),\"1\",\"\")&ROUNDDOWN((ROW(A4767)-3802)/50,0)+5),\"\"))","v":""},{"$f":"IF(A4767=\"\",\"\",IF(AP4767=1,Summary!$F$11*(AO4767)/(IF(InteriorCalcType=1,'Building Area Method'!$BK$6,SUM('Space-by-Space Method'!$BO$4:$BO$78))+SUM('Exterior Lighting'!$BL$5:$BL$25)),0))","v":""},{"$f":"IF(A4767=\"\",\"\",IF(AP4767=1,Summary!$E$11*(AO4767)/(IF(InteriorCalcType=1,'Building Area Method'!$BK$6,SUM('Space-by-Space Method'!$BO$4:$BO$78))+SUM('Exterior Lighting'!$BL$5:$BL$25)),0))","v":""},{"$f":"IF(A4767=\"\",\"\",IF(AP4767=1,Summary!$G$11*(AO4767)/(IF(InteriorCalcType=1,'Building Area Method'!$BK$6,SUM('Space-by-Space Method'!$BO$4:$BO$78))+SUM('Exterior Lighting'!$BL$5:$BL$25)),0))","v":""},"","",null,null,null,{"$f":"IF(A4767=\"\",\"\",IF(START!$B$34=2,INDIRECT(\"'Exterior Lighting'!\"&SUBSTITUTE(ADDRESS(1,MOD(ROW(A4767)-3802,50)+9,4),\"1\",\"\")&ROUNDDOWN((ROW(A4767)-3802)/50,0)+5),\"\"))","v":""},"",{"$f":"IF(A4767=\"\",\"\",INDIRECT(\"'Exterior Lighting'!C\"&ROUNDDOWN((ROW(A4767)-3802)/50,0)+5))","v":""},"",{"$f":"IF(A4767=\"\",\"\",INDIRECT(\"'Fixture Schedule'!D\"&MOD(ROW(A4767)-3802,50)+9))","v":""},{"$f":"IF(A4767=\"\",\"\",IF(AR4767=\"\",\"\",INDIRECT(\"'Fixture Schedule'!K\"&MOD(ROW(A4767)-52,50)+9)))","v":""},{"$f":"IF(A4767=\"\",\"\",INDIRECT(\"'Exterior Lighting'!E\"&ROUNDDOWN((ROW(A4767)-3802)/50,0)+5))","v":""},{"$f":"IF(A4767=\"\",\"\",INDIRECT(\"'Fixture Schedule'!L\"&MOD(ROW(A4767)-52,50)+9))","v":""},null,null,null,null,null,null,null,null,null,null,null,null,null,{"$f":"INDIRECT(\"'Exterior Lighting'!\"&SUBSTITUTE(ADDRESS(1,MOD(ROW(A4767)-3802,50)+9,4),\"1\",\"\")&ROUNDDOWN((ROW(A4767)-3802)/50,0)+5)","v":0},{"$f":"LEFT(INDIRECT(\"'Exterior Lighting'!BH\"&ROUNDDOWN((ROW(A4767)-3802)/50,0)+5),3)","v":""},{"$f":"INDIRECT(\"'Fixture Schedule'!L\"&MOD(ROW(A4767)-52,50)+9)","v":0},{"$f":"INDIRECT(\"'Fixture Schedule'!O\"&MOD(ROW(A4767)-52,50)+9)","v":0},null,{"$f":"INDIRECT(\"'Fixture Schedule'!L\"&MOD(ROW(A4767)-52,50)+9)","v":0}]
[{"$f":"IF(OR(AM4768=0,AN4768=\"DNQ\")=TRUE,\"\",INDIRECT(\"'Fixture Schedule'!M\"&MOD(ROW(A4768)-3802,50)+9))","v":""},{"$f":"IF(A4768=\"\",\"\",INDIRECT(\"'Fixture Schedule'!E\"&MOD(ROW(A4768)-3802,50)+9))","v":""},{"$f":"IF(A4768=\"\",\"\",INDIRECT(\"'Fixture Schedule'!F\"&MOD(ROW(A4768)-3802,50)+9))","v":""},{"$f":"IF(A4768=\"\",\"\",INDIRECT(\"'Fixture Schedule'!L\"&MOD(ROW(A4768)-52,50)+9))","v":""},"",null,null,{"$f":"IF(A4768=\"\",\"\",IF(AP4768=1,Summary!$C$12*(AO4768)/(IF(InteriorCalcType=1,'Building Area Method'!$BK$6,SUM('Space-by-Space Method'!$BO$4:$BO$78))+SUM('Exterior Lighting'!$BL$5:$BL$25)),0))","v":""},{"$f":"IF(A4768=\"\",\"\",IF(START!$B$34=1,INDIRECT(\"'Exterior Lighting'!\"&SUBSTITUTE(ADDRESS(1,MOD(ROW(A4768)-3802,50)+9,4),\"1\",\"\")&ROUNDDOWN((ROW(A4768)-3802)/50,0)+5),\"\"))","v":""},{"$f":"IF(A4768=\"\",\"\",IF(AP4768=1,Summary!$F$11*(AO4768)/(IF(InteriorCalcType=1,'Building Area Method'!$BK$6,SUM('Space-by-Space Method'!$BO$4:$BO$78))+SUM('Exterior Lighting'!$BL$5:$BL$25)),0))","v":""},{"$f":"IF(A4768=\"\",\"\",IF(AP4768=1,Summary!$E$11*(AO4768)/(IF(InteriorCalcType=1,'Building Area Method'!$BK$6,SUM('Space-by-Space Method'!$BO$4:$BO$78))+SUM('Exterior Lighting'!$BL$5:$BL$25)),0))","v":""},{"$f":"IF(A4768=\"\",\"\",IF(AP4768=1,Summary!$G$11*(AO4768)/(IF(InteriorCalcType=1,'Building Area Method'!$BK$6,SUM('Space-by-Space Method'!$BO$4:$BO$78))+SUM('Exterior Lighting'!$BL$5:$BL$25)),0))","v":""},"","",null,null,null,{"$f":"IF(A4768=\"\",\"\",IF(START!$B$34=2,INDIRECT(\"'Exterior Lighting'!\"&SUBSTITUTE(ADDRESS(1,MOD(ROW(A4768)-3802,50)+9,4),\"1\",\"\")&ROUNDDOWN((ROW(A4768)-3802)/50,0)+5),\"\"))","v":""},"",{"$f":"IF(A4768=\"\",\"\",INDIRECT(\"'Exterior Lighting'!C\"&ROUNDDOWN((ROW(A4768)-3802)/50,0)+5))","v":""},"",{"$f":"IF(A4768=\"\",\"\",INDIRECT(\"'Fixture Schedule'!D\"&MOD(ROW(A4768)-3802,50)+9))","v":""},{"$f":"IF(A4768=\"\",\"\",IF(AR4768=\"\",\"\",INDIRECT(\"'Fixture Schedule'!K\"&MOD(ROW(A4768)-52,50)+9)))","v":""},{"$f":"IF(A4768=\"\",\"\",INDIRECT(\"'Exterior Lighting'!E\"&ROUNDDOWN((ROW(A4768)-3802)/50,0)+5))","v":""},{"$f":"IF(A4768=\"\",\"\",INDIRECT(\"'Fixture Schedule'!L\"&MOD(ROW(A4768)-52,50)+9))","v":""},null,null,null,null,null,null,null,null,null,null,null,null,null,{"$f":"INDIRECT(\"'Exterior Lighting'!\"&SUBSTITUTE(ADDRESS(1,MOD(ROW(A4768)-3802,50)+9,4),\"1\",\"\")&ROUNDDOWN((ROW(A4768)-3802)/50,0)+5)","v":0},{"$f":"LEFT(INDIRECT(\"'Exterior Lighting'!BH\"&ROUNDDOWN((ROW(A4768)-3802)/50,0)+5),3)","v":""},{"$f":"INDIRECT(\"'Fixture Schedule'!L\"&MOD(ROW(A4768)-52,50)+9)","v":0},{"$f":"INDIRECT(\"'Fixture Schedule'!O\"&MOD(ROW(A4768)-52,50)+9)","v":0},null,{"$f":"INDIRECT(\"'Fixture Schedule'!L\"&MOD(ROW(A4768)-52,50)+9)","v":0}]
[{"$f":"IF(OR(AM4769=0,AN4769=\"DNQ\")=TRUE,\"\",INDIRECT(\"'Fixture Schedule'!M\"&MOD(ROW(A4769)-3802,50)+9))","v":""},{"$f":"IF(A4769=\"\",\"\",INDIRECT(\"'Fixture Schedule'!E\"&MOD(ROW(A4769)-3802,50)+9))","v":""},{"$f":"IF(A4769=\"\",\"\",INDIRECT(\"'Fixture Schedule'!F\"&MOD(ROW(A4769)-3802,50)+9))","v":""},{"$f":"IF(A4769=\"\",\"\",INDIRECT(\"'Fixture Schedule'!L\"&MOD(ROW(A4769)-52,50)+9))","v":""},"",null,null,{"$f":"IF(A4769=\"\",\"\",IF(AP4769=1,Summary!$C$12*(AO4769)/(IF(InteriorCalcType=1,'Building Area Method'!$BK$6,SUM('Space-by-Space Method'!$BO$4:$BO$78))+SUM('Exterior Lighting'!$BL$5:$BL$25)),0))","v":""},{"$f":"IF(A4769=\"\",\"\",IF(START!$B$34=1,INDIRECT(\"'Exterior Lighting'!\"&SUBSTITUTE(ADDRESS(1,MOD(ROW(A4769)-3802,50)+9,4),\"1\",\"\")&ROUNDDOWN((ROW(A4769)-3802)/50,0)+5),\"\"))","v":""},{"$f":"IF(A4769=\"\",\"\",IF(AP4769=1,Summary!$F$11*(AO4769)/(IF(InteriorCalcType=1,'Building Area Method'!$BK$6,SUM('Space-by-Space Method'!$BO$4:$BO$78))+SUM('Exterior Lighting'!$BL$5:$BL$25)),0))","v":""},{"$f":"IF(A4769=\"\",\"\",IF(AP4769=1,Summary!$E$11*(AO4769)/(IF(InteriorCalcType=1,'Building Area Method'!$BK$6,SUM('Space-by-Space Method'!$BO$4:$BO$78))+SUM('Exterior Lighting'!$BL$5:$BL$25)),0))","v":""},{"$f":"IF(A4769=\"\",\"\",IF(AP4769=1,Summary!$G$11*(AO4769)/(IF(InteriorCalcType=1,'Building Area Method'!$BK$6,SUM('Space-by-Space Method'!$BO$4:$BO$78))+SUM('Exterior Lighting'!$BL$5:$BL$25)),0))","v":""},"","",null,null,null,{"$f":"IF(A4769=\"\",\"\",IF(START!$B$34=2,INDIRECT(\"'Exterior Lighting'!\"&SUBSTITUTE(ADDRESS(1,MOD(ROW(A4769)-3802,50)+9,4),\"1\",\"\")&ROUNDDOWN((ROW(A4769)-3802)/50,0)+5),\"\"))","v":""},"",{"$f":"IF(A4769=\"\",\"\",INDIRECT(\"'Exterior Lighting'!C\"&ROUNDDOWN((ROW(A4769)-3802)/50,0)+5))","v":""},"",{"$f":"IF(A4769=\"\",\"\",INDIRECT(\"'Fixture Schedule'!D\"&MOD(ROW(A4769)-3802,50)+9))","v":""},{"$f":"IF(A4769=\"\",\"\",IF(AR4769=\"\",\"\",INDIRECT(\"'Fixture Schedule'!K\"&MOD(ROW(A4769)-52,50)+9)))","v":""},{"$f":"IF(A4769=\"\",\"\",INDIRECT(\"'Exterior Lighting'!E\"&ROUNDDOWN((ROW(A4769)-3802)/50,0)+5))","v":""},{"$f":"IF(A4769=\"\",\"\",INDIRECT(\"'Fixture Schedule'!L\"&MOD(ROW(A4769)-52,50)+9))","v":""},null,null,null,null,null,null,null,null,null,null,null,null,null,{"$f":"INDIRECT(\"'Exterior Lighting'!\"&SUBSTITUTE(ADDRESS(1,MOD(ROW(A4769)-3802,50)+9,4),\"1\",\"\")&ROUNDDOWN((ROW(A4769)-3802)/50,0)+5)","v":0},{"$f":"LEFT(INDIRECT(\"'Exterior Lighting'!BH\"&ROUNDDOWN((ROW(A4769)-3802)/50,0)+5),3)","v":""},{"$f":"INDIRECT(\"'Fixture Schedule'!L\"&MOD(ROW(A4769)-52,50)+9)","v":0},{"$f":"INDIRECT(\"'Fixture Schedule'!O\"&MOD(ROW(A4769)-52,50)+9)","v":0},null,{"$f":"INDIRECT(\"'Fixture Schedule'!L\"&MOD(ROW(A4769)-52,50)+9)","v":0}]
[{"$f":"IF(OR(AM4770=0,AN4770=\"DNQ\")=TRUE,\"\",INDIRECT(\"'Fixture Schedule'!M\"&MOD(ROW(A4770)-3802,50)+9))","v":""},{"$f":"IF(A4770=\"\",\"\",INDIRECT(\"'Fixture Schedule'!E\"&MOD(ROW(A4770)-3802,50)+9))","v":""},{"$f":"IF(A4770=\"\",\"\",INDIRECT(\"'Fixture Schedule'!F\"&MOD(ROW(A4770)-3802,50)+9))","v":""},{"$f":"IF(A4770=\"\",\"\",INDIRECT(\"'Fixture Schedule'!L\"&MOD(ROW(A4770)-52,50)+9))","v":""},"",null,null,{"$f":"IF(A4770=\"\",\"\",IF(AP4770=1,Summary!$C$12*(AO4770)/(IF(InteriorCalcType=1,'Building Area Method'!$BK$6,SUM('Space-by-Space Method'!$BO$4:$BO$78))+SUM('Exterior Lighting'!$BL$5:$BL$25)),0))","v":""},{"$f":"IF(A4770=\"\",\"\",IF(START!$B$34=1,INDIRECT(\"'Exterior Lighting'!\"&SUBSTITUTE(ADDRESS(1,MOD(ROW(A4770)-3802,50)+9,4),\"1\",\"\")&ROUNDDOWN((ROW(A4770)-3802)/50,0)+5),\"\"))","v":""},{"$f":"IF(A4770=\"\",\"\",IF(AP4770=1,Summary!$F$11*(AO4770)/(IF(InteriorCalcType=1,'Building Area Method'!$BK$6,SUM('Space-by-Space Method'!$BO$4:$BO$78))+SUM('Exterior Lighting'!$BL$5:$BL$25)),0))","v":""},{"$f":"IF(A4770=\"\",\"\",IF(AP4770=1,Summary!$E$11*(AO4770)/(IF(InteriorCalcType=1,'Building Area Method'!$BK$6,SUM('Space-by-Space Method'!$BO$4:$BO$78))+SUM('Exterior Lighting'!$BL$5:$BL$25)),0))","v":""},{"$f":"IF(A4770=\"\",\"\",IF(AP4770=1,Summary!$G$11*(AO4770)/(IF(InteriorCalcType=1,'Building Area Method'!$BK$6,SUM('Space-by-Space Method'!$BO$4:$BO$78))+SUM('Exterior Lighting'!$BL$5:$BL$25)),0))","v":""},"","",null,null,null,{"$f":"IF(A4770=\"\",\"\",IF(START!$B$34=2,INDIRECT(\"'Exterior Lighting'!\"&SUBSTITUTE(ADDRESS(1,MOD(ROW(A4770)-3802,50)+9,4),\"1\",\"\")&ROUNDDOWN((ROW(A4770)-3802)/50,0)+5),\"\"))","v":""},"",{"$f":"IF(A4770=\"\",\"\",INDIRECT(\"'Exterior Lighting'!C\"&ROUNDDOWN((ROW(A4770)-3802)/50,0)+5))","v":""},"",{"$f":"IF(A4770=\"\",\"\",INDIRECT(\"'Fixture Schedule'!D\"&MOD(ROW(A4770)-3802,50)+9))","v":""},{"$f":"IF(A4770=\"\",\"\",IF(AR4770=\"\",\"\",INDIRECT(\"'Fixture Schedule'!K\"&MOD(ROW(A4770)-52,50)+9)))","v":""},{"$f":"IF(A4770=\"\",\"\",INDIRECT(\"'Exterior Lighting'!E\"&ROUNDDOWN((ROW(A4770)-3802)/50,0)+5))","v":""},{"$f":"IF(A4770=\"\",\"\",INDIRECT(\"'Fixture Schedule'!L\"&MOD(ROW(A4770)-52,50)+9))","v":""},null,null,null,null,null,null,null,null,null,null,null,null,null,{"$f":"INDIRECT(\"'Exterior Lighting'!\"&SUBSTITUTE(ADDRESS(1,MOD(ROW(A4770)-3802,50)+9,4),\"1\",\"\")&ROUNDDOWN((ROW(A4770)-3802)/50,0)+5)","v":0},{"$f":"LEFT(INDIRECT(\"'Exterior Lighting'!BH\"&ROUNDDOWN((ROW(A4770)-3802)/50,0)+5),3)","v":""},{"$f":"INDIRECT(\"'Fixture Schedule'!L\"&MOD(ROW(A4770)-52,50)+9)","v":0},{"$f":"INDIRECT(\"'Fixture Schedule'!O\"&MOD(ROW(A4770)-52,50)+9)","v":0},null,{"$f":"INDIRECT(\"'Fixture Schedule'!L\"&MOD(ROW(A4770)-52,50)+9)","v":0}]
[{"$f":"IF(OR(AM4771=0,AN4771=\"DNQ\")=TRUE,\"\",INDIRECT(\"'Fixture Schedule'!M\"&MOD(ROW(A4771)-3802,50)+9))","v":""},{"$f":"IF(A4771=\"\",\"\",INDIRECT(\"'Fixture Schedule'!E\"&MOD(ROW(A4771)-3802,50)+9))","v":""},{"$f":"IF(A4771=\"\",\"\",INDIRECT(\"'Fixture Schedule'!F\"&MOD(ROW(A4771)-3802,50)+9))","v":""},{"$f":"IF(A4771=\"\",\"\",INDIRECT(\"'Fixture Schedule'!L\"&MOD(ROW(A4771)-52,50)+9))","v":""},"",null,null,{"$f":"IF(A4771=\"\",\"\",IF(AP4771=1,Summary!$C$12*(AO4771)/(IF(InteriorCalcType=1,'Building Area Method'!$BK$6,SUM('Space-by-Space Method'!$BO$4:$BO$78))+SUM('Exterior Lighting'!$BL$5:$BL$25)),0))","v":""},{"$f":"IF(A4771=\"\",\"\",IF(START!$B$34=1,INDIRECT(\"'Exterior Lighting'!\"&SUBSTITUTE(ADDRESS(1,MOD(ROW(A4771)-3802,50)+9,4),\"1\",\"\")&ROUNDDOWN((ROW(A4771)-3802)/50,0)+5),\"\"))","v":""},{"$f":"IF(A4771=\"\",\"\",IF(AP4771=1,Summary!$F$11*(AO4771)/(IF(InteriorCalcType=1,'Building Area Method'!$BK$6,SUM('Space-by-Space Method'!$BO$4:$BO$78))+SUM('Exterior Lighting'!$BL$5:$BL$25)),0))","v":""},{"$f":"IF(A4771=\"\",\"\",IF(AP4771=1,Summary!$E$11*(AO4771)/(IF(InteriorCalcType=1,'Building Area Method'!$BK$6,SUM('Space-by-Space Method'!$BO$4:$BO$78))+SUM('Exterior Lighting'!$BL$5:$BL$25)),0))","v":""},{"$f":"IF(A4771=\"\",\"\",IF(AP4771=1,Summary!$G$11*(AO4771)/(IF(InteriorCalcType=1,'Building Area Method'!$BK$6,SUM('Space-by-Space Method'!$BO$4:$BO$78))+SUM('Exterior Lighting'!$BL$5:$BL$25)),0))","v":""},"","",null,null,null,{"$f":"IF(A4771=\"\",\"\",IF(START!$B$34=2,INDIRECT(\"'Exterior Lighting'!\"&SUBSTITUTE(ADDRESS(1,MOD(ROW(A4771)-3802,50)+9,4),\"1\",\"\")&ROUNDDOWN((ROW(A4771)-3802)/50,0)+5),\"\"))","v":""},"",{"$f":"IF(A4771=\"\",\"\",INDIRECT(\"'Exterior Lighting'!C\"&ROUNDDOWN((ROW(A4771)-3802)/50,0)+5))","v":""},"",{"$f":"IF(A4771=\"\",\"\",INDIRECT(\"'Fixture Schedule'!D\"&MOD(ROW(A4771)-3802,50)+9))","v":""},{"$f":"IF(A4771=\"\",\"\",IF(AR4771=\"\",\"\",INDIRECT(\"'Fixture Schedule'!K\"&MOD(ROW(A4771)-52,50)+9)))","v":""},{"$f":"IF(A4771=\"\",\"\",INDIRECT(\"'Exterior Lighting'!E\"&ROUNDDOWN((ROW(A4771)-3802)/50,0)+5))","v":""},{"$f":"IF(A4771=\"\",\"\",INDIRECT(\"'Fixture Schedule'!L\"&MOD(ROW(A4771)-52,50)+9))","v":""},null,null,null,null,null,null,null,null,null,null,null,null,null,{"$f":"INDIRECT(\"'Exterior Lighting'!\"&SUBSTITUTE(ADDRESS(1,MOD(ROW(A4771)-3802,50)+9,4),\"1\",\"\")&ROUNDDOWN((ROW(A4771)-3802)/50,0)+5)","v":0},{"$f":"LEFT(INDIRECT(\"'Exterior Lighting'!BH\"&ROUNDDOWN((ROW(A4771)-3802)/50,0)+5),3)","v":""},{"$f":"INDIRECT(\"'Fixture Schedule'!L\"&MOD(ROW(A4771)-52,50)+9)","v":0},{"$f":"INDIRECT(\"'Fixture Schedule'!O\"&MOD(ROW(A4771)-52,50)+9)","v":0},null,{"$f":"INDIRECT(\"'Fixture Schedule'!L\"&MOD(ROW(A4771)-52,50)+9)","v":0}]
[{"$f":"IF(OR(AM4772=0,AN4772=\"DNQ\")=TRUE,\"\",INDIRECT(\"'Fixture Schedule'!M\"&MOD(ROW(A4772)-3802,50)+9))","v":""},{"$f":"IF(A4772=\"\",\"\",INDIRECT(\"'Fixture Schedule'!E\"&MOD(ROW(A4772)-3802,50)+9))","v":""},{"$f":"IF(A4772=\"\",\"\",INDIRECT(\"'Fixture Schedule'!F\"&MOD(ROW(A4772)-3802,50)+9))","v":""},{"$f":"IF(A4772=\"\",\"\",INDIRECT(\"'Fixture Schedule'!L\"&MOD(ROW(A4772)-52,50)+9))","v":""},"",null,null,{"$f":"IF(A4772=\"\",\"\",IF(AP4772=1,Summary!$C$12*(AO4772)/(IF(InteriorCalcType=1,'Building Area Method'!$BK$6,SUM('Space-by-Space Method'!$BO$4:$BO$78))+SUM('Exterior Lighting'!$BL$5:$BL$25)),0))","v":""},{"$f":"IF(A4772=\"\",\"\",IF(START!$B$34=1,INDIRECT(\"'Exterior Lighting'!\"&SUBSTITUTE(ADDRESS(1,MOD(ROW(A4772)-3802,50)+9,4),\"1\",\"\")&ROUNDDOWN((ROW(A4772)-3802)/50,0)+5),\"\"))","v":""},{"$f":"IF(A4772=\"\",\"\",IF(AP4772=1,Summary!$F$11*(AO4772)/(IF(InteriorCalcType=1,'Building Area Method'!$BK$6,SUM('Space-by-Space Method'!$BO$4:$BO$78))+SUM('Exterior Lighting'!$BL$5:$BL$25)),0))","v":""},{"$f":"IF(A4772=\"\",\"\",IF(AP4772=1,Summary!$E$11*(AO4772)/(IF(InteriorCalcType=1,'Building Area Method'!$BK$6,SUM('Space-by-Space Method'!$BO$4:$BO$78))+SUM('Exterior Lighting'!$BL$5:$BL$25)),0))","v":""},{"$f":"IF(A4772=\"\",\"\",IF(AP4772=1,Summary!$G$11*(AO4772)/(IF(InteriorCalcType=1,'Building Area Method'!$BK$6,SUM('Space-by-Space Method'!$BO$4:$BO$78))+SUM('Exterior Lighting'!$BL$5:$BL$25)),0))","v":""},"","",null,null,null,{"$f":"IF(A4772=\"\",\"\",IF(START!$B$34=2,INDIRECT(\"'Exterior Lighting'!\"&SUBSTITUTE(ADDRESS(1,MOD(ROW(A4772)-3802,50)+9,4),\"1\",\"\")&ROUNDDOWN((ROW(A4772)-3802)/50,0)+5),\"\"))","v":""},"",{"$f":"IF(A4772=\"\",\"\",INDIRECT(\"'Exterior Lighting'!C\"&ROUNDDOWN((ROW(A4772)-3802)/50,0)+5))","v":""},"",{"$f":"IF(A4772=\"\",\"\",INDIRECT(\"'Fixture Schedule'!D\"&MOD(ROW(A4772)-3802,50)+9))","v":""},{"$f":"IF(A4772=\"\",\"\",IF(AR4772=\"\",\"\",INDIRECT(\"'Fixture Schedule'!K\"&MOD(ROW(A4772)-52,50)+9)))","v":""},{"$f":"IF(A4772=\"\",\"\",INDIRECT(\"'Exterior Lighting'!E\"&ROUNDDOWN((ROW(A4772)-3802)/50,0)+5))","v":""},{"$f":"IF(A4772=\"\",\"\",INDIRECT(\"'Fixture Schedule'!L\"&MOD(ROW(A4772)-52,50)+9))","v":""},null,null,null,null,null,null,null,null,null,null,null,null,null,{"$f":"INDIRECT(\"'Exterior Lighting'!\"&SUBSTITUTE(ADDRESS(1,MOD(ROW(A4772)-3802,50)+9,4),\"1\",\"\")&ROUNDDOWN((ROW(A4772)-3802)/50,0)+5)","v":0},{"$f":"LEFT(INDIRECT(\"'Exterior Lighting'!BH\"&ROUNDDOWN((ROW(A4772)-3802)/50,0)+5),3)","v":""},{"$f":"INDIRECT(\"'Fixture Schedule'!L\"&MOD(ROW(A4772)-52,50)+9)","v":0},{"$f":"INDIRECT(\"'Fixture Schedule'!O\"&MOD(ROW(A4772)-52,50)+9)","v":0},null,{"$f":"INDIRECT(\"'Fixture Schedule'!L\"&MOD(ROW(A4772)-52,50)+9)","v":0}]
[{"$f":"IF(OR(AM4773=0,AN4773=\"DNQ\")=TRUE,\"\",INDIRECT(\"'Fixture Schedule'!M\"&MOD(ROW(A4773)-3802,50)+9))","v":""},{"$f":"IF(A4773=\"\",\"\",INDIRECT(\"'Fixture Schedule'!E\"&MOD(ROW(A4773)-3802,50)+9))","v":""},{"$f":"IF(A4773=\"\",\"\",INDIRECT(\"'Fixture Schedule'!F\"&MOD(ROW(A4773)-3802,50)+9))","v":""},{"$f":"IF(A4773=\"\",\"\",INDIRECT(\"'Fixture Schedule'!L\"&MOD(ROW(A4773)-52,50)+9))","v":""},"",null,null,{"$f":"IF(A4773=\"\",\"\",IF(AP4773=1,Summary!$C$12*(AO4773)/(IF(InteriorCalcType=1,'Building Area Method'!$BK$6,SUM('Space-by-Space Method'!$BO$4:$BO$78))+SUM('Exterior Lighting'!$BL$5:$BL$25)),0))","v":""},{"$f":"IF(A4773=\"\",\"\",IF(START!$B$34=1,INDIRECT(\"'Exterior Lighting'!\"&SUBSTITUTE(ADDRESS(1,MOD(ROW(A4773)-3802,50)+9,4),\"1\",\"\")&ROUNDDOWN((ROW(A4773)-3802)/50,0)+5),\"\"))","v":""},{"$f":"IF(A4773=\"\",\"\",IF(AP4773=1,Summary!$F$11*(AO4773)/(IF(InteriorCalcType=1,'Building Area Method'!$BK$6,SUM('Space-by-Space Method'!$BO$4:$BO$78))+SUM('Exterior Lighting'!$BL$5:$BL$25)),0))","v":""},{"$f":"IF(A4773=\"\",\"\",IF(AP4773=1,Summary!$E$11*(AO4773)/(IF(InteriorCalcType=1,'Building Area Method'!$BK$6,SUM('Space-by-Space Method'!$BO$4:$BO$78))+SUM('Exterior Lighting'!$BL$5:$BL$25)),0))","v":""},{"$f":"IF(A4773=\"\",\"\",IF(AP4773=1,Summary!$G$11*(AO4773)/(IF(InteriorCalcType=1,'Building Area Method'!$BK$6,SUM('Space-by-Space Method'!$BO$4:$BO$78))+SUM('Exterior Lighting'!$BL$5:$BL$25)),0))","v":""},"","",null,null,null,{"$f":"IF(A4773=\"\",\"\",IF(START!$B$34=2,INDIRECT(\"'Exterior Lighting'!\"&SUBSTITUTE(ADDRESS(1,MOD(ROW(A4773)-3802,50)+9,4),\"1\",\"\")&ROUNDDOWN((ROW(A4773)-3802)/50,0)+5),\"\"))","v":""},"",{"$f":"IF(A4773=\"\",\"\",INDIRECT(\"'Exterior Lighting'!C\"&ROUNDDOWN((ROW(A4773)-3802)/50,0)+5))","v":""},"",{"$f":"IF(A4773=\"\",\"\",INDIRECT(\"'Fixture Schedule'!D\"&MOD(ROW(A4773)-3802,50)+9))","v":""},{"$f":"IF(A4773=\"\",\"\",IF(AR4773=\"\",\"\",INDIRECT(\"'Fixture Schedule'!K\"&MOD(ROW(A4773)-52,50)+9)))","v":""},{"$f":"IF(A4773=\"\",\"\",INDIRECT(\"'Exterior Lighting'!E\"&ROUNDDOWN((ROW(A4773)-3802)/50,0)+5))","v":""},{"$f":"IF(A4773=\"\",\"\",INDIRECT(\"'Fixture Schedule'!L\"&MOD(ROW(A4773)-52,50)+9))","v":""},null,null,null,null,null,null,null,null,null,null,null,null,null,{"$f":"INDIRECT(\"'Exterior Lighting'!\"&SUBSTITUTE(ADDRESS(1,MOD(ROW(A4773)-3802,50)+9,4),\"1\",\"\")&ROUNDDOWN((ROW(A4773)-3802)/50,0)+5)","v":0},{"$f":"LEFT(INDIRECT(\"'Exterior Lighting'!BH\"&ROUNDDOWN((ROW(A4773)-3802)/50,0)+5),3)","v":""},{"$f":"INDIRECT(\"'Fixture Schedule'!L\"&MOD(ROW(A4773)-52,50)+9)","v":0},{"$f":"INDIRECT(\"'Fixture Schedule'!O\"&MOD(ROW(A4773)-52,50)+9)","v":0},null,{"$f":"INDIRECT(\"'Fixture Schedule'!L\"&MOD(ROW(A4773)-52,50)+9)","v":0}]
[{"$f":"IF(OR(AM4774=0,AN4774=\"DNQ\")=TRUE,\"\",INDIRECT(\"'Fixture Schedule'!M\"&MOD(ROW(A4774)-3802,50)+9))","v":""},{"$f":"IF(A4774=\"\",\"\",INDIRECT(\"'Fixture Schedule'!E\"&MOD(ROW(A4774)-3802,50)+9))","v":""},{"$f":"IF(A4774=\"\",\"\",INDIRECT(\"'Fixture Schedule'!F\"&MOD(ROW(A4774)-3802,50)+9))","v":""},{"$f":"IF(A4774=\"\",\"\",INDIRECT(\"'Fixture Schedule'!L\"&MOD(ROW(A4774)-52,50)+9))","v":""},"",null,null,{"$f":"IF(A4774=\"\",\"\",IF(AP4774=1,Summary!$C$12*(AO4774)/(IF(InteriorCalcType=1,'Building Area Method'!$BK$6,SUM('Space-by-Space Method'!$BO$4:$BO$78))+SUM('Exterior Lighting'!$BL$5:$BL$25)),0))","v":""},{"$f":"IF(A4774=\"\",\"\",IF(START!$B$34=1,INDIRECT(\"'Exterior Lighting'!\"&SUBSTITUTE(ADDRESS(1,MOD(ROW(A4774)-3802,50)+9,4),\"1\",\"\")&ROUNDDOWN((ROW(A4774)-3802)/50,0)+5),\"\"))","v":""},{"$f":"IF(A4774=\"\",\"\",IF(AP4774=1,Summary!$F$11*(AO4774)/(IF(InteriorCalcType=1,'Building Area Method'!$BK$6,SUM('Space-by-Space Method'!$BO$4:$BO$78))+SUM('Exterior Lighting'!$BL$5:$BL$25)),0))","v":""},{"$f":"IF(A4774=\"\",\"\",IF(AP4774=1,Summary!$E$11*(AO4774)/(IF(InteriorCalcType=1,'Building Area Method'!$BK$6,SUM('Space-by-Space Method'!$BO$4:$BO$78))+SUM('Exterior Lighting'!$BL$5:$BL$25)),0))","v":""},{"$f":"IF(A4774=\"\",\"\",IF(AP4774=1,Summary!$G$11*(AO4774)/(IF(InteriorCalcType=1,'Building Area Method'!$BK$6,SUM('Space-by-Space Method'!$BO$4:$BO$78))+SUM('Exterior Lighting'!$BL$5:$BL$25)),0))","v":""},"","",null,null,null,{"$f":"IF(A4774=\"\",\"\",IF(START!$B$34=2,INDIRECT(\"'Exterior Lighting'!\"&SUBSTITUTE(ADDRESS(1,MOD(ROW(A4774)-3802,50)+9,4),\"1\",\"\")&ROUNDDOWN((ROW(A4774)-3802)/50,0)+5),\"\"))","v":""},"",{"$f":"IF(A4774=\"\",\"\",INDIRECT(\"'Exterior Lighting'!C\"&ROUNDDOWN((ROW(A4774)-3802)/50,0)+5))","v":""},"",{"$f":"IF(A4774=\"\",\"\",INDIRECT(\"'Fixture Schedule'!D\"&MOD(ROW(A4774)-3802,50)+9))","v":""},{"$f":"IF(A4774=\"\",\"\",IF(AR4774=\"\",\"\",INDIRECT(\"'Fixture Schedule'!K\"&MOD(ROW(A4774)-52,50)+9)))","v":""},{"$f":"IF(A4774=\"\",\"\",INDIRECT(\"'Exterior Lighting'!E\"&ROUNDDOWN((ROW(A4774)-3802)/50,0)+5))","v":""},{"$f":"IF(A4774=\"\",\"\",INDIRECT(\"'Fixture Schedule'!L\"&MOD(ROW(A4774)-52,50)+9))","v":""},null,null,null,null,null,null,null,null,null,null,null,null,null,{"$f":"INDIRECT(\"'Exterior Lighting'!\"&SUBSTITUTE(ADDRESS(1,MOD(ROW(A4774)-3802,50)+9,4),\"1\",\"\")&ROUNDDOWN((ROW(A4774)-3802)/50,0)+5)","v":0},{"$f":"LEFT(INDIRECT(\"'Exterior Lighting'!BH\"&ROUNDDOWN((ROW(A4774)-3802)/50,0)+5),3)","v":""},{"$f":"INDIRECT(\"'Fixture Schedule'!L\"&MOD(ROW(A4774)-52,50)+9)","v":0},{"$f":"INDIRECT(\"'Fixture Schedule'!O\"&MOD(ROW(A4774)-52,50)+9)","v":0},null,{"$f":"INDIRECT(\"'Fixture Schedule'!L\"&MOD(ROW(A4774)-52,50)+9)","v":0}]
[{"$f":"IF(OR(AM4775=0,AN4775=\"DNQ\")=TRUE,\"\",INDIRECT(\"'Fixture Schedule'!M\"&MOD(ROW(A4775)-3802,50)+9))","v":""},{"$f":"IF(A4775=\"\",\"\",INDIRECT(\"'Fixture Schedule'!E\"&MOD(ROW(A4775)-3802,50)+9))","v":""},{"$f":"IF(A4775=\"\",\"\",INDIRECT(\"'Fixture Schedule'!F\"&MOD(ROW(A4775)-3802,50)+9))","v":""},{"$f":"IF(A4775=\"\",\"\",INDIRECT(\"'Fixture Schedule'!L\"&MOD(ROW(A4775)-52,50)+9))","v":""},"",null,null,{"$f":"IF(A4775=\"\",\"\",IF(AP4775=1,Summary!$C$12*(AO4775)/(IF(InteriorCalcType=1,'Building Area Method'!$BK$6,SUM('Space-by-Space Method'!$BO$4:$BO$78))+SUM('Exterior Lighting'!$BL$5:$BL$25)),0))","v":""},{"$f":"IF(A4775=\"\",\"\",IF(START!$B$34=1,INDIRECT(\"'Exterior Lighting'!\"&SUBSTITUTE(ADDRESS(1,MOD(ROW(A4775)-3802,50)+9,4),\"1\",\"\")&ROUNDDOWN((ROW(A4775)-3802)/50,0)+5),\"\"))","v":""},{"$f":"IF(A4775=\"\",\"\",IF(AP4775=1,Summary!$F$11*(AO4775)/(IF(InteriorCalcType=1,'Building Area Method'!$BK$6,SUM('Space-by-Space Method'!$BO$4:$BO$78))+SUM('Exterior Lighting'!$BL$5:$BL$25)),0))","v":""},{"$f":"IF(A4775=\"\",\"\",IF(AP4775=1,Summary!$E$11*(AO4775)/(IF(InteriorCalcType=1,'Building Area Method'!$BK$6,SUM('Space-by-Space Method'!$BO$4:$BO$78))+SUM('Exterior Lighting'!$BL$5:$BL$25)),0))","v":""},{"$f":"IF(A4775=\"\",\"\",IF(AP4775=1,Summary!$G$11*(AO4775)/(IF(InteriorCalcType=1,'Building Area Method'!$BK$6,SUM('Space-by-Space Method'!$BO$4:$BO$78))+SUM('Exterior Lighting'!$BL$5:$BL$25)),0))","v":""},"","",null,null,null,{"$f":"IF(A4775=\"\",\"\",IF(START!$B$34=2,INDIRECT(\"'Exterior Lighting'!\"&SUBSTITUTE(ADDRESS(1,MOD(ROW(A4775)-3802,50)+9,4),\"1\",\"\")&ROUNDDOWN((ROW(A4775)-3802)/50,0)+5),\"\"))","v":""},"",{"$f":"IF(A4775=\"\",\"\",INDIRECT(\"'Exterior Lighting'!C\"&ROUNDDOWN((ROW(A4775)-3802)/50,0)+5))","v":""},"",{"$f":"IF(A4775=\"\",\"\",INDIRECT(\"'Fixture Schedule'!D\"&MOD(ROW(A4775)-3802,50)+9))","v":""},{"$f":"IF(A4775=\"\",\"\",IF(AR4775=\"\",\"\",INDIRECT(\"'Fixture Schedule'!K\"&MOD(ROW(A4775)-52,50)+9)))","v":""},{"$f":"IF(A4775=\"\",\"\",INDIRECT(\"'Exterior Lighting'!E\"&ROUNDDOWN((ROW(A4775)-3802)/50,0)+5))","v":""},{"$f":"IF(A4775=\"\",\"\",INDIRECT(\"'Fixture Schedule'!L\"&MOD(ROW(A4775)-52,50)+9))","v":""},null,null,null,null,null,null,null,null,null,null,null,null,null,{"$f":"INDIRECT(\"'Exterior Lighting'!\"&SUBSTITUTE(ADDRESS(1,MOD(ROW(A4775)-3802,50)+9,4),\"1\",\"\")&ROUNDDOWN((ROW(A4775)-3802)/50,0)+5)","v":0},{"$f":"LEFT(INDIRECT(\"'Exterior Lighting'!BH\"&ROUNDDOWN((ROW(A4775)-3802)/50,0)+5),3)","v":""},{"$f":"INDIRECT(\"'Fixture Schedule'!L\"&MOD(ROW(A4775)-52,50)+9)","v":0},{"$f":"INDIRECT(\"'Fixture Schedule'!O\"&MOD(ROW(A4775)-52,50)+9)","v":0},null,{"$f":"INDIRECT(\"'Fixture Schedule'!L\"&MOD(ROW(A4775)-52,50)+9)","v":0}]
[{"$f":"IF(OR(AM4776=0,AN4776=\"DNQ\")=TRUE,\"\",INDIRECT(\"'Fixture Schedule'!M\"&MOD(ROW(A4776)-3802,50)+9))","v":""},{"$f":"IF(A4776=\"\",\"\",INDIRECT(\"'Fixture Schedule'!E\"&MOD(ROW(A4776)-3802,50)+9))","v":""},{"$f":"IF(A4776=\"\",\"\",INDIRECT(\"'Fixture Schedule'!F\"&MOD(ROW(A4776)-3802,50)+9))","v":""},{"$f":"IF(A4776=\"\",\"\",INDIRECT(\"'Fixture Schedule'!L\"&MOD(ROW(A4776)-52,50)+9))","v":""},"",null,null,{"$f":"IF(A4776=\"\",\"\",IF(AP4776=1,Summary!$C$12*(AO4776)/(IF(InteriorCalcType=1,'Building Area Method'!$BK$6,SUM('Space-by-Space Method'!$BO$4:$BO$78))+SUM('Exterior Lighting'!$BL$5:$BL$25)),0))","v":""},{"$f":"IF(A4776=\"\",\"\",IF(START!$B$34=1,INDIRECT(\"'Exterior Lighting'!\"&SUBSTITUTE(ADDRESS(1,MOD(ROW(A4776)-3802,50)+9,4),\"1\",\"\")&ROUNDDOWN((ROW(A4776)-3802)/50,0)+5),\"\"))","v":""},{"$f":"IF(A4776=\"\",\"\",IF(AP4776=1,Summary!$F$11*(AO4776)/(IF(InteriorCalcType=1,'Building Area Method'!$BK$6,SUM('Space-by-Space Method'!$BO$4:$BO$78))+SUM('Exterior Lighting'!$BL$5:$BL$25)),0))","v":""},{"$f":"IF(A4776=\"\",\"\",IF(AP4776=1,Summary!$E$11*(AO4776)/(IF(InteriorCalcType=1,'Building Area Method'!$BK$6,SUM('Space-by-Space Method'!$BO$4:$BO$78))+SUM('Exterior Lighting'!$BL$5:$BL$25)),0))","v":""},{"$f":"IF(A4776=\"\",\"\",IF(AP4776=1,Summary!$G$11*(AO4776)/(IF(InteriorCalcType=1,'Building Area Method'!$BK$6,SUM('Space-by-Space Method'!$BO$4:$BO$78))+SUM('Exterior Lighting'!$BL$5:$BL$25)),0))","v":""},"","",null,null,null,{"$f":"IF(A4776=\"\",\"\",IF(START!$B$34=2,INDIRECT(\"'Exterior Lighting'!\"&SUBSTITUTE(ADDRESS(1,MOD(ROW(A4776)-3802,50)+9,4),\"1\",\"\")&ROUNDDOWN((ROW(A4776)-3802)/50,0)+5),\"\"))","v":""},"",{"$f":"IF(A4776=\"\",\"\",INDIRECT(\"'Exterior Lighting'!C\"&ROUNDDOWN((ROW(A4776)-3802)/50,0)+5))","v":""},"",{"$f":"IF(A4776=\"\",\"\",INDIRECT(\"'Fixture Schedule'!D\"&MOD(ROW(A4776)-3802,50)+9))","v":""},{"$f":"IF(A4776=\"\",\"\",IF(AR4776=\"\",\"\",INDIRECT(\"'Fixture Schedule'!K\"&MOD(ROW(A4776)-52,50)+9)))","v":""},{"$f":"IF(A4776=\"\",\"\",INDIRECT(\"'Exterior Lighting'!E\"&ROUNDDOWN((ROW(A4776)-3802)/50,0)+5))","v":""},{"$f":"IF(A4776=\"\",\"\",INDIRECT(\"'Fixture Schedule'!L\"&MOD(ROW(A4776)-52,50)+9))","v":""},null,null,null,null,null,null,null,null,null,null,null,null,null,{"$f":"INDIRECT(\"'Exterior Lighting'!\"&SUBSTITUTE(ADDRESS(1,MOD(ROW(A4776)-3802,50)+9,4),\"1\",\"\")&ROUNDDOWN((ROW(A4776)-3802)/50,0)+5)","v":0},{"$f":"LEFT(INDIRECT(\"'Exterior Lighting'!BH\"&ROUNDDOWN((ROW(A4776)-3802)/50,0)+5),3)","v":""},{"$f":"INDIRECT(\"'Fixture Schedule'!L\"&MOD(ROW(A4776)-52,50)+9)","v":0},{"$f":"INDIRECT(\"'Fixture Schedule'!O\"&MOD(ROW(A4776)-52,50)+9)","v":0},null,{"$f":"INDIRECT(\"'Fixture Schedule'!L\"&MOD(ROW(A4776)-52,50)+9)","v":0}]
[{"$f":"IF(OR(AM4777=0,AN4777=\"DNQ\")=TRUE,\"\",INDIRECT(\"'Fixture Schedule'!M\"&MOD(ROW(A4777)-3802,50)+9))","v":""},{"$f":"IF(A4777=\"\",\"\",INDIRECT(\"'Fixture Schedule'!E\"&MOD(ROW(A4777)-3802,50)+9))","v":""},{"$f":"IF(A4777=\"\",\"\",INDIRECT(\"'Fixture Schedule'!F\"&MOD(ROW(A4777)-3802,50)+9))","v":""},{"$f":"IF(A4777=\"\",\"\",INDIRECT(\"'Fixture Schedule'!L\"&MOD(ROW(A4777)-52,50)+9))","v":""},"",null,null,{"$f":"IF(A4777=\"\",\"\",IF(AP4777=1,Summary!$C$12*(AO4777)/(IF(InteriorCalcType=1,'Building Area Method'!$BK$6,SUM('Space-by-Space Method'!$BO$4:$BO$78))+SUM('Exterior Lighting'!$BL$5:$BL$25)),0))","v":""},{"$f":"IF(A4777=\"\",\"\",IF(START!$B$34=1,INDIRECT(\"'Exterior Lighting'!\"&SUBSTITUTE(ADDRESS(1,MOD(ROW(A4777)-3802,50)+9,4),\"1\",\"\")&ROUNDDOWN((ROW(A4777)-3802)/50,0)+5),\"\"))","v":""},{"$f":"IF(A4777=\"\",\"\",IF(AP4777=1,Summary!$F$11*(AO4777)/(IF(InteriorCalcType=1,'Building Area Method'!$BK$6,SUM('Space-by-Space Method'!$BO$4:$BO$78))+SUM('Exterior Lighting'!$BL$5:$BL$25)),0))","v":""},{"$f":"IF(A4777=\"\",\"\",IF(AP4777=1,Summary!$E$11*(AO4777)/(IF(InteriorCalcType=1,'Building Area Method'!$BK$6,SUM('Space-by-Space Method'!$BO$4:$BO$78))+SUM('Exterior Lighting'!$BL$5:$BL$25)),0))","v":""},{"$f":"IF(A4777=\"\",\"\",IF(AP4777=1,Summary!$G$11*(AO4777)/(IF(InteriorCalcType=1,'Building Area Method'!$BK$6,SUM('Space-by-Space Method'!$BO$4:$BO$78))+SUM('Exterior Lighting'!$BL$5:$BL$25)),0))","v":""},"","",null,null,null,{"$f":"IF(A4777=\"\",\"\",IF(START!$B$34=2,INDIRECT(\"'Exterior Lighting'!\"&SUBSTITUTE(ADDRESS(1,MOD(ROW(A4777)-3802,50)+9,4),\"1\",\"\")&ROUNDDOWN((ROW(A4777)-3802)/50,0)+5),\"\"))","v":""},"",{"$f":"IF(A4777=\"\",\"\",INDIRECT(\"'Exterior Lighting'!C\"&ROUNDDOWN((ROW(A4777)-3802)/50,0)+5))","v":""},"",{"$f":"IF(A4777=\"\",\"\",INDIRECT(\"'Fixture Schedule'!D\"&MOD(ROW(A4777)-3802,50)+9))","v":""},{"$f":"IF(A4777=\"\",\"\",IF(AR4777=\"\",\"\",INDIRECT(\"'Fixture Schedule'!K\"&MOD(ROW(A4777)-52,50)+9)))","v":""},{"$f":"IF(A4777=\"\",\"\",INDIRECT(\"'Exterior Lighting'!E\"&ROUNDDOWN((ROW(A4777)-3802)/50,0)+5))","v":""},{"$f":"IF(A4777=\"\",\"\",INDIRECT(\"'Fixture Schedule'!L\"&MOD(ROW(A4777)-52,50)+9))","v":""},null,null,null,null,null,null,null,null,null,null,null,null,null,{"$f":"INDIRECT(\"'Exterior Lighting'!\"&SUBSTITUTE(ADDRESS(1,MOD(ROW(A4777)-3802,50)+9,4),\"1\",\"\")&ROUNDDOWN((ROW(A4777)-3802)/50,0)+5)","v":0},{"$f":"LEFT(INDIRECT(\"'Exterior Lighting'!BH\"&ROUNDDOWN((ROW(A4777)-3802)/50,0)+5),3)","v":""},{"$f":"INDIRECT(\"'Fixture Schedule'!L\"&MOD(ROW(A4777)-52,50)+9)","v":0},{"$f":"INDIRECT(\"'Fixture Schedule'!O\"&MOD(ROW(A4777)-52,50)+9)","v":0},null,{"$f":"INDIRECT(\"'Fixture Schedule'!L\"&MOD(ROW(A4777)-52,50)+9)","v":0}]
[{"$f":"IF(OR(AM4778=0,AN4778=\"DNQ\")=TRUE,\"\",INDIRECT(\"'Fixture Schedule'!M\"&MOD(ROW(A4778)-3802,50)+9))","v":""},{"$f":"IF(A4778=\"\",\"\",INDIRECT(\"'Fixture Schedule'!E\"&MOD(ROW(A4778)-3802,50)+9))","v":""},{"$f":"IF(A4778=\"\",\"\",INDIRECT(\"'Fixture Schedule'!F\"&MOD(ROW(A4778)-3802,50)+9))","v":""},{"$f":"IF(A4778=\"\",\"\",INDIRECT(\"'Fixture Schedule'!L\"&MOD(ROW(A4778)-52,50)+9))","v":""},"",null,null,{"$f":"IF(A4778=\"\",\"\",IF(AP4778=1,Summary!$C$12*(AO4778)/(IF(InteriorCalcType=1,'Building Area Method'!$BK$6,SUM('Space-by-Space Method'!$BO$4:$BO$78))+SUM('Exterior Lighting'!$BL$5:$BL$25)),0))","v":""},{"$f":"IF(A4778=\"\",\"\",IF(START!$B$34=1,INDIRECT(\"'Exterior Lighting'!\"&SUBSTITUTE(ADDRESS(1,MOD(ROW(A4778)-3802,50)+9,4),\"1\",\"\")&ROUNDDOWN((ROW(A4778)-3802)/50,0)+5),\"\"))","v":""},{"$f":"IF(A4778=\"\",\"\",IF(AP4778=1,Summary!$F$11*(AO4778)/(IF(InteriorCalcType=1,'Building Area Method'!$BK$6,SUM('Space-by-Space Method'!$BO$4:$BO$78))+SUM('Exterior Lighting'!$BL$5:$BL$25)),0))","v":""},{"$f":"IF(A4778=\"\",\"\",IF(AP4778=1,Summary!$E$11*(AO4778)/(IF(InteriorCalcType=1,'Building Area Method'!$BK$6,SUM('Space-by-Space Method'!$BO$4:$BO$78))+SUM('Exterior Lighting'!$BL$5:$BL$25)),0))","v":""},{"$f":"IF(A4778=\"\",\"\",IF(AP4778=1,Summary!$G$11*(AO4778)/(IF(InteriorCalcType=1,'Building Area Method'!$BK$6,SUM('Space-by-Space Method'!$BO$4:$BO$78))+SUM('Exterior Lighting'!$BL$5:$BL$25)),0))","v":""},"","",null,null,null,{"$f":"IF(A4778=\"\",\"\",IF(START!$B$34=2,INDIRECT(\"'Exterior Lighting'!\"&SUBSTITUTE(ADDRESS(1,MOD(ROW(A4778)-3802,50)+9,4),\"1\",\"\")&ROUNDDOWN((ROW(A4778)-3802)/50,0)+5),\"\"))","v":""},"",{"$f":"IF(A4778=\"\",\"\",INDIRECT(\"'Exterior Lighting'!C\"&ROUNDDOWN((ROW(A4778)-3802)/50,0)+5))","v":""},"",{"$f":"IF(A4778=\"\",\"\",INDIRECT(\"'Fixture Schedule'!D\"&MOD(ROW(A4778)-3802,50)+9))","v":""},{"$f":"IF(A4778=\"\",\"\",IF(AR4778=\"\",\"\",INDIRECT(\"'Fixture Schedule'!K\"&MOD(ROW(A4778)-52,50)+9)))","v":""},{"$f":"IF(A4778=\"\",\"\",INDIRECT(\"'Exterior Lighting'!E\"&ROUNDDOWN((ROW(A4778)-3802)/50,0)+5))","v":""},{"$f":"IF(A4778=\"\",\"\",INDIRECT(\"'Fixture Schedule'!L\"&MOD(ROW(A4778)-52,50)+9))","v":""},null,null,null,null,null,null,null,null,null,null,null,null,null,{"$f":"INDIRECT(\"'Exterior Lighting'!\"&SUBSTITUTE(ADDRESS(1,MOD(ROW(A4778)-3802,50)+9,4),\"1\",\"\")&ROUNDDOWN((ROW(A4778)-3802)/50,0)+5)","v":0},{"$f":"LEFT(INDIRECT(\"'Exterior Lighting'!BH\"&ROUNDDOWN((ROW(A4778)-3802)/50,0)+5),3)","v":""},{"$f":"INDIRECT(\"'Fixture Schedule'!L\"&MOD(ROW(A4778)-52,50)+9)","v":0},{"$f":"INDIRECT(\"'Fixture Schedule'!O\"&MOD(ROW(A4778)-52,50)+9)","v":0},null,{"$f":"INDIRECT(\"'Fixture Schedule'!L\"&MOD(ROW(A4778)-52,50)+9)","v":0}]
[{"$f":"IF(OR(AM4779=0,AN4779=\"DNQ\")=TRUE,\"\",INDIRECT(\"'Fixture Schedule'!M\"&MOD(ROW(A4779)-3802,50)+9))","v":""},{"$f":"IF(A4779=\"\",\"\",INDIRECT(\"'Fixture Schedule'!E\"&MOD(ROW(A4779)-3802,50)+9))","v":""},{"$f":"IF(A4779=\"\",\"\",INDIRECT(\"'Fixture Schedule'!F\"&MOD(ROW(A4779)-3802,50)+9))","v":""},{"$f":"IF(A4779=\"\",\"\",INDIRECT(\"'Fixture Schedule'!L\"&MOD(ROW(A4779)-52,50)+9))","v":""},"",null,null,{"$f":"IF(A4779=\"\",\"\",IF(AP4779=1,Summary!$C$12*(AO4779)/(IF(InteriorCalcType=1,'Building Area Method'!$BK$6,SUM('Space-by-Space Method'!$BO$4:$BO$78))+SUM('Exterior Lighting'!$BL$5:$BL$25)),0))","v":""},{"$f":"IF(A4779=\"\",\"\",IF(START!$B$34=1,INDIRECT(\"'Exterior Lighting'!\"&SUBSTITUTE(ADDRESS(1,MOD(ROW(A4779)-3802,50)+9,4),\"1\",\"\")&ROUNDDOWN((ROW(A4779)-3802)/50,0)+5),\"\"))","v":""},{"$f":"IF(A4779=\"\",\"\",IF(AP4779=1,Summary!$F$11*(AO4779)/(IF(InteriorCalcType=1,'Building Area Method'!$BK$6,SUM('Space-by-Space Method'!$BO$4:$BO$78))+SUM('Exterior Lighting'!$BL$5:$BL$25)),0))","v":""},{"$f":"IF(A4779=\"\",\"\",IF(AP4779=1,Summary!$E$11*(AO4779)/(IF(InteriorCalcType=1,'Building Area Method'!$BK$6,SUM('Space-by-Space Method'!$BO$4:$BO$78))+SUM('Exterior Lighting'!$BL$5:$BL$25)),0))","v":""},{"$f":"IF(A4779=\"\",\"\",IF(AP4779=1,Summary!$G$11*(AO4779)/(IF(InteriorCalcType=1,'Building Area Method'!$BK$6,SUM('Space-by-Space Method'!$BO$4:$BO$78))+SUM('Exterior Lighting'!$BL$5:$BL$25)),0))","v":""},"","",null,null,null,{"$f":"IF(A4779=\"\",\"\",IF(START!$B$34=2,INDIRECT(\"'Exterior Lighting'!\"&SUBSTITUTE(ADDRESS(1,MOD(ROW(A4779)-3802,50)+9,4),\"1\",\"\")&ROUNDDOWN((ROW(A4779)-3802)/50,0)+5),\"\"))","v":""},"",{"$f":"IF(A4779=\"\",\"\",INDIRECT(\"'Exterior Lighting'!C\"&ROUNDDOWN((ROW(A4779)-3802)/50,0)+5))","v":""},"",{"$f":"IF(A4779=\"\",\"\",INDIRECT(\"'Fixture Schedule'!D\"&MOD(ROW(A4779)-3802,50)+9))","v":""},{"$f":"IF(A4779=\"\",\"\",IF(AR4779=\"\",\"\",INDIRECT(\"'Fixture Schedule'!K\"&MOD(ROW(A4779)-52,50)+9)))","v":""},{"$f":"IF(A4779=\"\",\"\",INDIRECT(\"'Exterior Lighting'!E\"&ROUNDDOWN((ROW(A4779)-3802)/50,0)+5))","v":""},{"$f":"IF(A4779=\"\",\"\",INDIRECT(\"'Fixture Schedule'!L\"&MOD(ROW(A4779)-52,50)+9))","v":""},null,null,null,null,null,null,null,null,null,null,null,null,null,{"$f":"INDIRECT(\"'Exterior Lighting'!\"&SUBSTITUTE(ADDRESS(1,MOD(ROW(A4779)-3802,50)+9,4),\"1\",\"\")&ROUNDDOWN((ROW(A4779)-3802)/50,0)+5)","v":0},{"$f":"LEFT(INDIRECT(\"'Exterior Lighting'!BH\"&ROUNDDOWN((ROW(A4779)-3802)/50,0)+5),3)","v":""},{"$f":"INDIRECT(\"'Fixture Schedule'!L\"&MOD(ROW(A4779)-52,50)+9)","v":0},{"$f":"INDIRECT(\"'Fixture Schedule'!O\"&MOD(ROW(A4779)-52,50)+9)","v":0},null,{"$f":"INDIRECT(\"'Fixture Schedule'!L\"&MOD(ROW(A4779)-52,50)+9)","v":0}]
[{"$f":"IF(OR(AM4780=0,AN4780=\"DNQ\")=TRUE,\"\",INDIRECT(\"'Fixture Schedule'!M\"&MOD(ROW(A4780)-3802,50)+9))","v":""},{"$f":"IF(A4780=\"\",\"\",INDIRECT(\"'Fixture Schedule'!E\"&MOD(ROW(A4780)-3802,50)+9))","v":""},{"$f":"IF(A4780=\"\",\"\",INDIRECT(\"'Fixture Schedule'!F\"&MOD(ROW(A4780)-3802,50)+9))","v":""},{"$f":"IF(A4780=\"\",\"\",INDIRECT(\"'Fixture Schedule'!L\"&MOD(ROW(A4780)-52,50)+9))","v":""},"",null,null,{"$f":"IF(A4780=\"\",\"\",IF(AP4780=1,Summary!$C$12*(AO4780)/(IF(InteriorCalcType=1,'Building Area Method'!$BK$6,SUM('Space-by-Space Method'!$BO$4:$BO$78))+SUM('Exterior Lighting'!$BL$5:$BL$25)),0))","v":""},{"$f":"IF(A4780=\"\",\"\",IF(START!$B$34=1,INDIRECT(\"'Exterior Lighting'!\"&SUBSTITUTE(ADDRESS(1,MOD(ROW(A4780)-3802,50)+9,4),\"1\",\"\")&ROUNDDOWN((ROW(A4780)-3802)/50,0)+5),\"\"))","v":""},{"$f":"IF(A4780=\"\",\"\",IF(AP4780=1,Summary!$F$11*(AO4780)/(IF(InteriorCalcType=1,'Building Area Method'!$BK$6,SUM('Space-by-Space Method'!$BO$4:$BO$78))+SUM('Exterior Lighting'!$BL$5:$BL$25)),0))","v":""},{"$f":"IF(A4780=\"\",\"\",IF(AP4780=1,Summary!$E$11*(AO4780)/(IF(InteriorCalcType=1,'Building Area Method'!$BK$6,SUM('Space-by-Space Method'!$BO$4:$BO$78))+SUM('Exterior Lighting'!$BL$5:$BL$25)),0))","v":""},{"$f":"IF(A4780=\"\",\"\",IF(AP4780=1,Summary!$G$11*(AO4780)/(IF(InteriorCalcType=1,'Building Area Method'!$BK$6,SUM('Space-by-Space Method'!$BO$4:$BO$78))+SUM('Exterior Lighting'!$BL$5:$BL$25)),0))","v":""},"","",null,null,null,{"$f":"IF(A4780=\"\",\"\",IF(START!$B$34=2,INDIRECT(\"'Exterior Lighting'!\"&SUBSTITUTE(ADDRESS(1,MOD(ROW(A4780)-3802,50)+9,4),\"1\",\"\")&ROUNDDOWN((ROW(A4780)-3802)/50,0)+5),\"\"))","v":""},"",{"$f":"IF(A4780=\"\",\"\",INDIRECT(\"'Exterior Lighting'!C\"&ROUNDDOWN((ROW(A4780)-3802)/50,0)+5))","v":""},"",{"$f":"IF(A4780=\"\",\"\",INDIRECT(\"'Fixture Schedule'!D\"&MOD(ROW(A4780)-3802,50)+9))","v":""},{"$f":"IF(A4780=\"\",\"\",IF(AR4780=\"\",\"\",INDIRECT(\"'Fixture Schedule'!K\"&MOD(ROW(A4780)-52,50)+9)))","v":""},{"$f":"IF(A4780=\"\",\"\",INDIRECT(\"'Exterior Lighting'!E\"&ROUNDDOWN((ROW(A4780)-3802)/50,0)+5))","v":""},{"$f":"IF(A4780=\"\",\"\",INDIRECT(\"'Fixture Schedule'!L\"&MOD(ROW(A4780)-52,50)+9))","v":""},null,null,null,null,null,null,null,null,null,null,null,null,null,{"$f":"INDIRECT(\"'Exterior Lighting'!\"&SUBSTITUTE(ADDRESS(1,MOD(ROW(A4780)-3802,50)+9,4),\"1\",\"\")&ROUNDDOWN((ROW(A4780)-3802)/50,0)+5)","v":0},{"$f":"LEFT(INDIRECT(\"'Exterior Lighting'!BH\"&ROUNDDOWN((ROW(A4780)-3802)/50,0)+5),3)","v":""},{"$f":"INDIRECT(\"'Fixture Schedule'!L\"&MOD(ROW(A4780)-52,50)+9)","v":0},{"$f":"INDIRECT(\"'Fixture Schedule'!O\"&MOD(ROW(A4780)-52,50)+9)","v":0},null,{"$f":"INDIRECT(\"'Fixture Schedule'!L\"&MOD(ROW(A4780)-52,50)+9)","v":0}]
[{"$f":"IF(OR(AM4781=0,AN4781=\"DNQ\")=TRUE,\"\",INDIRECT(\"'Fixture Schedule'!M\"&MOD(ROW(A4781)-3802,50)+9))","v":""},{"$f":"IF(A4781=\"\",\"\",INDIRECT(\"'Fixture Schedule'!E\"&MOD(ROW(A4781)-3802,50)+9))","v":""},{"$f":"IF(A4781=\"\",\"\",INDIRECT(\"'Fixture Schedule'!F\"&MOD(ROW(A4781)-3802,50)+9))","v":""},{"$f":"IF(A4781=\"\",\"\",INDIRECT(\"'Fixture Schedule'!L\"&MOD(ROW(A4781)-52,50)+9))","v":""},"",null,null,{"$f":"IF(A4781=\"\",\"\",IF(AP4781=1,Summary!$C$12*(AO4781)/(IF(InteriorCalcType=1,'Building Area Method'!$BK$6,SUM('Space-by-Space Method'!$BO$4:$BO$78))+SUM('Exterior Lighting'!$BL$5:$BL$25)),0))","v":""},{"$f":"IF(A4781=\"\",\"\",IF(START!$B$34=1,INDIRECT(\"'Exterior Lighting'!\"&SUBSTITUTE(ADDRESS(1,MOD(ROW(A4781)-3802,50)+9,4),\"1\",\"\")&ROUNDDOWN((ROW(A4781)-3802)/50,0)+5),\"\"))","v":""},{"$f":"IF(A4781=\"\",\"\",IF(AP4781=1,Summary!$F$11*(AO4781)/(IF(InteriorCalcType=1,'Building Area Method'!$BK$6,SUM('Space-by-Space Method'!$BO$4:$BO$78))+SUM('Exterior Lighting'!$BL$5:$BL$25)),0))","v":""},{"$f":"IF(A4781=\"\",\"\",IF(AP4781=1,Summary!$E$11*(AO4781)/(IF(InteriorCalcType=1,'Building Area Method'!$BK$6,SUM('Space-by-Space Method'!$BO$4:$BO$78))+SUM('Exterior Lighting'!$BL$5:$BL$25)),0))","v":""},{"$f":"IF(A4781=\"\",\"\",IF(AP4781=1,Summary!$G$11*(AO4781)/(IF(InteriorCalcType=1,'Building Area Method'!$BK$6,SUM('Space-by-Space Method'!$BO$4:$BO$78))+SUM('Exterior Lighting'!$BL$5:$BL$25)),0))","v":""},"","",null,null,null,{"$f":"IF(A4781=\"\",\"\",IF(START!$B$34=2,INDIRECT(\"'Exterior Lighting'!\"&SUBSTITUTE(ADDRESS(1,MOD(ROW(A4781)-3802,50)+9,4),\"1\",\"\")&ROUNDDOWN((ROW(A4781)-3802)/50,0)+5),\"\"))","v":""},"",{"$f":"IF(A4781=\"\",\"\",INDIRECT(\"'Exterior Lighting'!C\"&ROUNDDOWN((ROW(A4781)-3802)/50,0)+5))","v":""},"",{"$f":"IF(A4781=\"\",\"\",INDIRECT(\"'Fixture Schedule'!D\"&MOD(ROW(A4781)-3802,50)+9))","v":""},{"$f":"IF(A4781=\"\",\"\",IF(AR4781=\"\",\"\",INDIRECT(\"'Fixture Schedule'!K\"&MOD(ROW(A4781)-52,50)+9)))","v":""},{"$f":"IF(A4781=\"\",\"\",INDIRECT(\"'Exterior Lighting'!E\"&ROUNDDOWN((ROW(A4781)-3802)/50,0)+5))","v":""},{"$f":"IF(A4781=\"\",\"\",INDIRECT(\"'Fixture Schedule'!L\"&MOD(ROW(A4781)-52,50)+9))","v":""},null,null,null,null,null,null,null,null,null,null,null,null,null,{"$f":"INDIRECT(\"'Exterior Lighting'!\"&SUBSTITUTE(ADDRESS(1,MOD(ROW(A4781)-3802,50)+9,4),\"1\",\"\")&ROUNDDOWN((ROW(A4781)-3802)/50,0)+5)","v":0},{"$f":"LEFT(INDIRECT(\"'Exterior Lighting'!BH\"&ROUNDDOWN((ROW(A4781)-3802)/50,0)+5),3)","v":""},{"$f":"INDIRECT(\"'Fixture Schedule'!L\"&MOD(ROW(A4781)-52,50)+9)","v":0},{"$f":"INDIRECT(\"'Fixture Schedule'!O\"&MOD(ROW(A4781)-52,50)+9)","v":0},null,{"$f":"INDIRECT(\"'Fixture Schedule'!L\"&MOD(ROW(A4781)-52,50)+9)","v":0}]
[{"$f":"IF(OR(AM4782=0,AN4782=\"DNQ\")=TRUE,\"\",INDIRECT(\"'Fixture Schedule'!M\"&MOD(ROW(A4782)-3802,50)+9))","v":""},{"$f":"IF(A4782=\"\",\"\",INDIRECT(\"'Fixture Schedule'!E\"&MOD(ROW(A4782)-3802,50)+9))","v":""},{"$f":"IF(A4782=\"\",\"\",INDIRECT(\"'Fixture Schedule'!F\"&MOD(ROW(A4782)-3802,50)+9))","v":""},{"$f":"IF(A4782=\"\",\"\",INDIRECT(\"'Fixture Schedule'!L\"&MOD(ROW(A4782)-52,50)+9))","v":""},"",null,null,{"$f":"IF(A4782=\"\",\"\",IF(AP4782=1,Summary!$C$12*(AO4782)/(IF(InteriorCalcType=1,'Building Area Method'!$BK$6,SUM('Space-by-Space Method'!$BO$4:$BO$78))+SUM('Exterior Lighting'!$BL$5:$BL$25)),0))","v":""},{"$f":"IF(A4782=\"\",\"\",IF(START!$B$34=1,INDIRECT(\"'Exterior Lighting'!\"&SUBSTITUTE(ADDRESS(1,MOD(ROW(A4782)-3802,50)+9,4),\"1\",\"\")&ROUNDDOWN((ROW(A4782)-3802)/50,0)+5),\"\"))","v":""},{"$f":"IF(A4782=\"\",\"\",IF(AP4782=1,Summary!$F$11*(AO4782)/(IF(InteriorCalcType=1,'Building Area Method'!$BK$6,SUM('Space-by-Space Method'!$BO$4:$BO$78))+SUM('Exterior Lighting'!$BL$5:$BL$25)),0))","v":""},{"$f":"IF(A4782=\"\",\"\",IF(AP4782=1,Summary!$E$11*(AO4782)/(IF(InteriorCalcType=1,'Building Area Method'!$BK$6,SUM('Space-by-Space Method'!$BO$4:$BO$78))+SUM('Exterior Lighting'!$BL$5:$BL$25)),0))","v":""},{"$f":"IF(A4782=\"\",\"\",IF(AP4782=1,Summary!$G$11*(AO4782)/(IF(InteriorCalcType=1,'Building Area Method'!$BK$6,SUM('Space-by-Space Method'!$BO$4:$BO$78))+SUM('Exterior Lighting'!$BL$5:$BL$25)),0))","v":""},"","",null,null,null,{"$f":"IF(A4782=\"\",\"\",IF(START!$B$34=2,INDIRECT(\"'Exterior Lighting'!\"&SUBSTITUTE(ADDRESS(1,MOD(ROW(A4782)-3802,50)+9,4),\"1\",\"\")&ROUNDDOWN((ROW(A4782)-3802)/50,0)+5),\"\"))","v":""},"",{"$f":"IF(A4782=\"\",\"\",INDIRECT(\"'Exterior Lighting'!C\"&ROUNDDOWN((ROW(A4782)-3802)/50,0)+5))","v":""},"",{"$f":"IF(A4782=\"\",\"\",INDIRECT(\"'Fixture Schedule'!D\"&MOD(ROW(A4782)-3802,50)+9))","v":""},{"$f":"IF(A4782=\"\",\"\",IF(AR4782=\"\",\"\",INDIRECT(\"'Fixture Schedule'!K\"&MOD(ROW(A4782)-52,50)+9)))","v":""},{"$f":"IF(A4782=\"\",\"\",INDIRECT(\"'Exterior Lighting'!E\"&ROUNDDOWN((ROW(A4782)-3802)/50,0)+5))","v":""},{"$f":"IF(A4782=\"\",\"\",INDIRECT(\"'Fixture Schedule'!L\"&MOD(ROW(A4782)-52,50)+9))","v":""},null,null,null,null,null,null,null,null,null,null,null,null,null,{"$f":"INDIRECT(\"'Exterior Lighting'!\"&SUBSTITUTE(ADDRESS(1,MOD(ROW(A4782)-3802,50)+9,4),\"1\",\"\")&ROUNDDOWN((ROW(A4782)-3802)/50,0)+5)","v":0},{"$f":"LEFT(INDIRECT(\"'Exterior Lighting'!BH\"&ROUNDDOWN((ROW(A4782)-3802)/50,0)+5),3)","v":""},{"$f":"INDIRECT(\"'Fixture Schedule'!L\"&MOD(ROW(A4782)-52,50)+9)","v":0},{"$f":"INDIRECT(\"'Fixture Schedule'!O\"&MOD(ROW(A4782)-52,50)+9)","v":0},null,{"$f":"INDIRECT(\"'Fixture Schedule'!L\"&MOD(ROW(A4782)-52,50)+9)","v":0}]
[{"$f":"IF(OR(AM4783=0,AN4783=\"DNQ\")=TRUE,\"\",INDIRECT(\"'Fixture Schedule'!M\"&MOD(ROW(A4783)-3802,50)+9))","v":""},{"$f":"IF(A4783=\"\",\"\",INDIRECT(\"'Fixture Schedule'!E\"&MOD(ROW(A4783)-3802,50)+9))","v":""},{"$f":"IF(A4783=\"\",\"\",INDIRECT(\"'Fixture Schedule'!F\"&MOD(ROW(A4783)-3802,50)+9))","v":""},{"$f":"IF(A4783=\"\",\"\",INDIRECT(\"'Fixture Schedule'!L\"&MOD(ROW(A4783)-52,50)+9))","v":""},"",null,null,{"$f":"IF(A4783=\"\",\"\",IF(AP4783=1,Summary!$C$12*(AO4783)/(IF(InteriorCalcType=1,'Building Area Method'!$BK$6,SUM('Space-by-Space Method'!$BO$4:$BO$78))+SUM('Exterior Lighting'!$BL$5:$BL$25)),0))","v":""},{"$f":"IF(A4783=\"\",\"\",IF(START!$B$34=1,INDIRECT(\"'Exterior Lighting'!\"&SUBSTITUTE(ADDRESS(1,MOD(ROW(A4783)-3802,50)+9,4),\"1\",\"\")&ROUNDDOWN((ROW(A4783)-3802)/50,0)+5),\"\"))","v":""},{"$f":"IF(A4783=\"\",\"\",IF(AP4783=1,Summary!$F$11*(AO4783)/(IF(InteriorCalcType=1,'Building Area Method'!$BK$6,SUM('Space-by-Space Method'!$BO$4:$BO$78))+SUM('Exterior Lighting'!$BL$5:$BL$25)),0))","v":""},{"$f":"IF(A4783=\"\",\"\",IF(AP4783=1,Summary!$E$11*(AO4783)/(IF(InteriorCalcType=1,'Building Area Method'!$BK$6,SUM('Space-by-Space Method'!$BO$4:$BO$78))+SUM('Exterior Lighting'!$BL$5:$BL$25)),0))","v":""},{"$f":"IF(A4783=\"\",\"\",IF(AP4783=1,Summary!$G$11*(AO4783)/(IF(InteriorCalcType=1,'Building Area Method'!$BK$6,SUM('Space-by-Space Method'!$BO$4:$BO$78))+SUM('Exterior Lighting'!$BL$5:$BL$25)),0))","v":""},"","",null,null,null,{"$f":"IF(A4783=\"\",\"\",IF(START!$B$34=2,INDIRECT(\"'Exterior Lighting'!\"&SUBSTITUTE(ADDRESS(1,MOD(ROW(A4783)-3802,50)+9,4),\"1\",\"\")&ROUNDDOWN((ROW(A4783)-3802)/50,0)+5),\"\"))","v":""},"",{"$f":"IF(A4783=\"\",\"\",INDIRECT(\"'Exterior Lighting'!C\"&ROUNDDOWN((ROW(A4783)-3802)/50,0)+5))","v":""},"",{"$f":"IF(A4783=\"\",\"\",INDIRECT(\"'Fixture Schedule'!D\"&MOD(ROW(A4783)-3802,50)+9))","v":""},{"$f":"IF(A4783=\"\",\"\",IF(AR4783=\"\",\"\",INDIRECT(\"'Fixture Schedule'!K\"&MOD(ROW(A4783)-52,50)+9)))","v":""},{"$f":"IF(A4783=\"\",\"\",INDIRECT(\"'Exterior Lighting'!E\"&ROUNDDOWN((ROW(A4783)-3802)/50,0)+5))","v":""},{"$f":"IF(A4783=\"\",\"\",INDIRECT(\"'Fixture Schedule'!L\"&MOD(ROW(A4783)-52,50)+9))","v":""},null,null,null,null,null,null,null,null,null,null,null,null,null,{"$f":"INDIRECT(\"'Exterior Lighting'!\"&SUBSTITUTE(ADDRESS(1,MOD(ROW(A4783)-3802,50)+9,4),\"1\",\"\")&ROUNDDOWN((ROW(A4783)-3802)/50,0)+5)","v":0},{"$f":"LEFT(INDIRECT(\"'Exterior Lighting'!BH\"&ROUNDDOWN((ROW(A4783)-3802)/50,0)+5),3)","v":""},{"$f":"INDIRECT(\"'Fixture Schedule'!L\"&MOD(ROW(A4783)-52,50)+9)","v":0},{"$f":"INDIRECT(\"'Fixture Schedule'!O\"&MOD(ROW(A4783)-52,50)+9)","v":0},null,{"$f":"INDIRECT(\"'Fixture Schedule'!L\"&MOD(ROW(A4783)-52,50)+9)","v":0}]
[{"$f":"IF(OR(AM4784=0,AN4784=\"DNQ\")=TRUE,\"\",INDIRECT(\"'Fixture Schedule'!M\"&MOD(ROW(A4784)-3802,50)+9))","v":""},{"$f":"IF(A4784=\"\",\"\",INDIRECT(\"'Fixture Schedule'!E\"&MOD(ROW(A4784)-3802,50)+9))","v":""},{"$f":"IF(A4784=\"\",\"\",INDIRECT(\"'Fixture Schedule'!F\"&MOD(ROW(A4784)-3802,50)+9))","v":""},{"$f":"IF(A4784=\"\",\"\",INDIRECT(\"'Fixture Schedule'!L\"&MOD(ROW(A4784)-52,50)+9))","v":""},"",null,null,{"$f":"IF(A4784=\"\",\"\",IF(AP4784=1,Summary!$C$12*(AO4784)/(IF(InteriorCalcType=1,'Building Area Method'!$BK$6,SUM('Space-by-Space Method'!$BO$4:$BO$78))+SUM('Exterior Lighting'!$BL$5:$BL$25)),0))","v":""},{"$f":"IF(A4784=\"\",\"\",IF(START!$B$34=1,INDIRECT(\"'Exterior Lighting'!\"&SUBSTITUTE(ADDRESS(1,MOD(ROW(A4784)-3802,50)+9,4),\"1\",\"\")&ROUNDDOWN((ROW(A4784)-3802)/50,0)+5),\"\"))","v":""},{"$f":"IF(A4784=\"\",\"\",IF(AP4784=1,Summary!$F$11*(AO4784)/(IF(InteriorCalcType=1,'Building Area Method'!$BK$6,SUM('Space-by-Space Method'!$BO$4:$BO$78))+SUM('Exterior Lighting'!$BL$5:$BL$25)),0))","v":""},{"$f":"IF(A4784=\"\",\"\",IF(AP4784=1,Summary!$E$11*(AO4784)/(IF(InteriorCalcType=1,'Building Area Method'!$BK$6,SUM('Space-by-Space Method'!$BO$4:$BO$78))+SUM('Exterior Lighting'!$BL$5:$BL$25)),0))","v":""},{"$f":"IF(A4784=\"\",\"\",IF(AP4784=1,Summary!$G$11*(AO4784)/(IF(InteriorCalcType=1,'Building Area Method'!$BK$6,SUM('Space-by-Space Method'!$BO$4:$BO$78))+SUM('Exterior Lighting'!$BL$5:$BL$25)),0))","v":""},"","",null,null,null,{"$f":"IF(A4784=\"\",\"\",IF(START!$B$34=2,INDIRECT(\"'Exterior Lighting'!\"&SUBSTITUTE(ADDRESS(1,MOD(ROW(A4784)-3802,50)+9,4),\"1\",\"\")&ROUNDDOWN((ROW(A4784)-3802)/50,0)+5),\"\"))","v":""},"",{"$f":"IF(A4784=\"\",\"\",INDIRECT(\"'Exterior Lighting'!C\"&ROUNDDOWN((ROW(A4784)-3802)/50,0)+5))","v":""},"",{"$f":"IF(A4784=\"\",\"\",INDIRECT(\"'Fixture Schedule'!D\"&MOD(ROW(A4784)-3802,50)+9))","v":""},{"$f":"IF(A4784=\"\",\"\",IF(AR4784=\"\",\"\",INDIRECT(\"'Fixture Schedule'!K\"&MOD(ROW(A4784)-52,50)+9)))","v":""},{"$f":"IF(A4784=\"\",\"\",INDIRECT(\"'Exterior Lighting'!E\"&ROUNDDOWN((ROW(A4784)-3802)/50,0)+5))","v":""},{"$f":"IF(A4784=\"\",\"\",INDIRECT(\"'Fixture Schedule'!L\"&MOD(ROW(A4784)-52,50)+9))","v":""},null,null,null,null,null,null,null,null,null,null,null,null,null,{"$f":"INDIRECT(\"'Exterior Lighting'!\"&SUBSTITUTE(ADDRESS(1,MOD(ROW(A4784)-3802,50)+9,4),\"1\",\"\")&ROUNDDOWN((ROW(A4784)-3802)/50,0)+5)","v":0},{"$f":"LEFT(INDIRECT(\"'Exterior Lighting'!BH\"&ROUNDDOWN((ROW(A4784)-3802)/50,0)+5),3)","v":""},{"$f":"INDIRECT(\"'Fixture Schedule'!L\"&MOD(ROW(A4784)-52,50)+9)","v":0},{"$f":"INDIRECT(\"'Fixture Schedule'!O\"&MOD(ROW(A4784)-52,50)+9)","v":0},null,{"$f":"INDIRECT(\"'Fixture Schedule'!L\"&MOD(ROW(A4784)-52,50)+9)","v":0}]
[{"$f":"IF(OR(AM4785=0,AN4785=\"DNQ\")=TRUE,\"\",INDIRECT(\"'Fixture Schedule'!M\"&MOD(ROW(A4785)-3802,50)+9))","v":""},{"$f":"IF(A4785=\"\",\"\",INDIRECT(\"'Fixture Schedule'!E\"&MOD(ROW(A4785)-3802,50)+9))","v":""},{"$f":"IF(A4785=\"\",\"\",INDIRECT(\"'Fixture Schedule'!F\"&MOD(ROW(A4785)-3802,50)+9))","v":""},{"$f":"IF(A4785=\"\",\"\",INDIRECT(\"'Fixture Schedule'!L\"&MOD(ROW(A4785)-52,50)+9))","v":""},"",null,null,{"$f":"IF(A4785=\"\",\"\",IF(AP4785=1,Summary!$C$12*(AO4785)/(IF(InteriorCalcType=1,'Building Area Method'!$BK$6,SUM('Space-by-Space Method'!$BO$4:$BO$78))+SUM('Exterior Lighting'!$BL$5:$BL$25)),0))","v":""},{"$f":"IF(A4785=\"\",\"\",IF(START!$B$34=1,INDIRECT(\"'Exterior Lighting'!\"&SUBSTITUTE(ADDRESS(1,MOD(ROW(A4785)-3802,50)+9,4),\"1\",\"\")&ROUNDDOWN((ROW(A4785)-3802)/50,0)+5),\"\"))","v":""},{"$f":"IF(A4785=\"\",\"\",IF(AP4785=1,Summary!$F$11*(AO4785)/(IF(InteriorCalcType=1,'Building Area Method'!$BK$6,SUM('Space-by-Space Method'!$BO$4:$BO$78))+SUM('Exterior Lighting'!$BL$5:$BL$25)),0))","v":""},{"$f":"IF(A4785=\"\",\"\",IF(AP4785=1,Summary!$E$11*(AO4785)/(IF(InteriorCalcType=1,'Building Area Method'!$BK$6,SUM('Space-by-Space Method'!$BO$4:$BO$78))+SUM('Exterior Lighting'!$BL$5:$BL$25)),0))","v":""},{"$f":"IF(A4785=\"\",\"\",IF(AP4785=1,Summary!$G$11*(AO4785)/(IF(InteriorCalcType=1,'Building Area Method'!$BK$6,SUM('Space-by-Space Method'!$BO$4:$BO$78))+SUM('Exterior Lighting'!$BL$5:$BL$25)),0))","v":""},"","",null,null,null,{"$f":"IF(A4785=\"\",\"\",IF(START!$B$34=2,INDIRECT(\"'Exterior Lighting'!\"&SUBSTITUTE(ADDRESS(1,MOD(ROW(A4785)-3802,50)+9,4),\"1\",\"\")&ROUNDDOWN((ROW(A4785)-3802)/50,0)+5),\"\"))","v":""},"",{"$f":"IF(A4785=\"\",\"\",INDIRECT(\"'Exterior Lighting'!C\"&ROUNDDOWN((ROW(A4785)-3802)/50,0)+5))","v":""},"",{"$f":"IF(A4785=\"\",\"\",INDIRECT(\"'Fixture Schedule'!D\"&MOD(ROW(A4785)-3802,50)+9))","v":""},{"$f":"IF(A4785=\"\",\"\",IF(AR4785=\"\",\"\",INDIRECT(\"'Fixture Schedule'!K\"&MOD(ROW(A4785)-52,50)+9)))","v":""},{"$f":"IF(A4785=\"\",\"\",INDIRECT(\"'Exterior Lighting'!E\"&ROUNDDOWN((ROW(A4785)-3802)/50,0)+5))","v":""},{"$f":"IF(A4785=\"\",\"\",INDIRECT(\"'Fixture Schedule'!L\"&MOD(ROW(A4785)-52,50)+9))","v":""},null,null,null,null,null,null,null,null,null,null,null,null,null,{"$f":"INDIRECT(\"'Exterior Lighting'!\"&SUBSTITUTE(ADDRESS(1,MOD(ROW(A4785)-3802,50)+9,4),\"1\",\"\")&ROUNDDOWN((ROW(A4785)-3802)/50,0)+5)","v":0},{"$f":"LEFT(INDIRECT(\"'Exterior Lighting'!BH\"&ROUNDDOWN((ROW(A4785)-3802)/50,0)+5),3)","v":""},{"$f":"INDIRECT(\"'Fixture Schedule'!L\"&MOD(ROW(A4785)-52,50)+9)","v":0},{"$f":"INDIRECT(\"'Fixture Schedule'!O\"&MOD(ROW(A4785)-52,50)+9)","v":0},null,{"$f":"INDIRECT(\"'Fixture Schedule'!L\"&MOD(ROW(A4785)-52,50)+9)","v":0}]
[{"$f":"IF(OR(AM4786=0,AN4786=\"DNQ\")=TRUE,\"\",INDIRECT(\"'Fixture Schedule'!M\"&MOD(ROW(A4786)-3802,50)+9))","v":""},{"$f":"IF(A4786=\"\",\"\",INDIRECT(\"'Fixture Schedule'!E\"&MOD(ROW(A4786)-3802,50)+9))","v":""},{"$f":"IF(A4786=\"\",\"\",INDIRECT(\"'Fixture Schedule'!F\"&MOD(ROW(A4786)-3802,50)+9))","v":""},{"$f":"IF(A4786=\"\",\"\",INDIRECT(\"'Fixture Schedule'!L\"&MOD(ROW(A4786)-52,50)+9))","v":""},"",null,null,{"$f":"IF(A4786=\"\",\"\",IF(AP4786=1,Summary!$C$12*(AO4786)/(IF(InteriorCalcType=1,'Building Area Method'!$BK$6,SUM('Space-by-Space Method'!$BO$4:$BO$78))+SUM('Exterior Lighting'!$BL$5:$BL$25)),0))","v":""},{"$f":"IF(A4786=\"\",\"\",IF(START!$B$34=1,INDIRECT(\"'Exterior Lighting'!\"&SUBSTITUTE(ADDRESS(1,MOD(ROW(A4786)-3802,50)+9,4),\"1\",\"\")&ROUNDDOWN((ROW(A4786)-3802)/50,0)+5),\"\"))","v":""},{"$f":"IF(A4786=\"\",\"\",IF(AP4786=1,Summary!$F$11*(AO4786)/(IF(InteriorCalcType=1,'Building Area Method'!$BK$6,SUM('Space-by-Space Method'!$BO$4:$BO$78))+SUM('Exterior Lighting'!$BL$5:$BL$25)),0))","v":""},{"$f":"IF(A4786=\"\",\"\",IF(AP4786=1,Summary!$E$11*(AO4786)/(IF(InteriorCalcType=1,'Building Area Method'!$BK$6,SUM('Space-by-Space Method'!$BO$4:$BO$78))+SUM('Exterior Lighting'!$BL$5:$BL$25)),0))","v":""},{"$f":"IF(A4786=\"\",\"\",IF(AP4786=1,Summary!$G$11*(AO4786)/(IF(InteriorCalcType=1,'Building Area Method'!$BK$6,SUM('Space-by-Space Method'!$BO$4:$BO$78))+SUM('Exterior Lighting'!$BL$5:$BL$25)),0))","v":""},"","",null,null,null,{"$f":"IF(A4786=\"\",\"\",IF(START!$B$34=2,INDIRECT(\"'Exterior Lighting'!\"&SUBSTITUTE(ADDRESS(1,MOD(ROW(A4786)-3802,50)+9,4),\"1\",\"\")&ROUNDDOWN((ROW(A4786)-3802)/50,0)+5),\"\"))","v":""},"",{"$f":"IF(A4786=\"\",\"\",INDIRECT(\"'Exterior Lighting'!C\"&ROUNDDOWN((ROW(A4786)-3802)/50,0)+5))","v":""},"",{"$f":"IF(A4786=\"\",\"\",INDIRECT(\"'Fixture Schedule'!D\"&MOD(ROW(A4786)-3802,50)+9))","v":""},{"$f":"IF(A4786=\"\",\"\",IF(AR4786=\"\",\"\",INDIRECT(\"'Fixture Schedule'!K\"&MOD(ROW(A4786)-52,50)+9)))","v":""},{"$f":"IF(A4786=\"\",\"\",INDIRECT(\"'Exterior Lighting'!E\"&ROUNDDOWN((ROW(A4786)-3802)/50,0)+5))","v":""},{"$f":"IF(A4786=\"\",\"\",INDIRECT(\"'Fixture Schedule'!L\"&MOD(ROW(A4786)-52,50)+9))","v":""},null,null,null,null,null,null,null,null,null,null,null,null,null,{"$f":"INDIRECT(\"'Exterior Lighting'!\"&SUBSTITUTE(ADDRESS(1,MOD(ROW(A4786)-3802,50)+9,4),\"1\",\"\")&ROUNDDOWN((ROW(A4786)-3802)/50,0)+5)","v":0},{"$f":"LEFT(INDIRECT(\"'Exterior Lighting'!BH\"&ROUNDDOWN((ROW(A4786)-3802)/50,0)+5),3)","v":""},{"$f":"INDIRECT(\"'Fixture Schedule'!L\"&MOD(ROW(A4786)-52,50)+9)","v":0},{"$f":"INDIRECT(\"'Fixture Schedule'!O\"&MOD(ROW(A4786)-52,50)+9)","v":0},null,{"$f":"INDIRECT(\"'Fixture Schedule'!L\"&MOD(ROW(A4786)-52,50)+9)","v":0}]
[{"$f":"IF(OR(AM4787=0,AN4787=\"DNQ\")=TRUE,\"\",INDIRECT(\"'Fixture Schedule'!M\"&MOD(ROW(A4787)-3802,50)+9))","v":""},{"$f":"IF(A4787=\"\",\"\",INDIRECT(\"'Fixture Schedule'!E\"&MOD(ROW(A4787)-3802,50)+9))","v":""},{"$f":"IF(A4787=\"\",\"\",INDIRECT(\"'Fixture Schedule'!F\"&MOD(ROW(A4787)-3802,50)+9))","v":""},{"$f":"IF(A4787=\"\",\"\",INDIRECT(\"'Fixture Schedule'!L\"&MOD(ROW(A4787)-52,50)+9))","v":""},"",null,null,{"$f":"IF(A4787=\"\",\"\",IF(AP4787=1,Summary!$C$12*(AO4787)/(IF(InteriorCalcType=1,'Building Area Method'!$BK$6,SUM('Space-by-Space Method'!$BO$4:$BO$78))+SUM('Exterior Lighting'!$BL$5:$BL$25)),0))","v":""},{"$f":"IF(A4787=\"\",\"\",IF(START!$B$34=1,INDIRECT(\"'Exterior Lighting'!\"&SUBSTITUTE(ADDRESS(1,MOD(ROW(A4787)-3802,50)+9,4),\"1\",\"\")&ROUNDDOWN((ROW(A4787)-3802)/50,0)+5),\"\"))","v":""},{"$f":"IF(A4787=\"\",\"\",IF(AP4787=1,Summary!$F$11*(AO4787)/(IF(InteriorCalcType=1,'Building Area Method'!$BK$6,SUM('Space-by-Space Method'!$BO$4:$BO$78))+SUM('Exterior Lighting'!$BL$5:$BL$25)),0))","v":""},{"$f":"IF(A4787=\"\",\"\",IF(AP4787=1,Summary!$E$11*(AO4787)/(IF(InteriorCalcType=1,'Building Area Method'!$BK$6,SUM('Space-by-Space Method'!$BO$4:$BO$78))+SUM('Exterior Lighting'!$BL$5:$BL$25)),0))","v":""},{"$f":"IF(A4787=\"\",\"\",IF(AP4787=1,Summary!$G$11*(AO4787)/(IF(InteriorCalcType=1,'Building Area Method'!$BK$6,SUM('Space-by-Space Method'!$BO$4:$BO$78))+SUM('Exterior Lighting'!$BL$5:$BL$25)),0))","v":""},"","",null,null,null,{"$f":"IF(A4787=\"\",\"\",IF(START!$B$34=2,INDIRECT(\"'Exterior Lighting'!\"&SUBSTITUTE(ADDRESS(1,MOD(ROW(A4787)-3802,50)+9,4),\"1\",\"\")&ROUNDDOWN((ROW(A4787)-3802)/50,0)+5),\"\"))","v":""},"",{"$f":"IF(A4787=\"\",\"\",INDIRECT(\"'Exterior Lighting'!C\"&ROUNDDOWN((ROW(A4787)-3802)/50,0)+5))","v":""},"",{"$f":"IF(A4787=\"\",\"\",INDIRECT(\"'Fixture Schedule'!D\"&MOD(ROW(A4787)-3802,50)+9))","v":""},{"$f":"IF(A4787=\"\",\"\",IF(AR4787=\"\",\"\",INDIRECT(\"'Fixture Schedule'!K\"&MOD(ROW(A4787)-52,50)+9)))","v":""},{"$f":"IF(A4787=\"\",\"\",INDIRECT(\"'Exterior Lighting'!E\"&ROUNDDOWN((ROW(A4787)-3802)/50,0)+5))","v":""},{"$f":"IF(A4787=\"\",\"\",INDIRECT(\"'Fixture Schedule'!L\"&MOD(ROW(A4787)-52,50)+9))","v":""},null,null,null,null,null,null,null,null,null,null,null,null,null,{"$f":"INDIRECT(\"'Exterior Lighting'!\"&SUBSTITUTE(ADDRESS(1,MOD(ROW(A4787)-3802,50)+9,4),\"1\",\"\")&ROUNDDOWN((ROW(A4787)-3802)/50,0)+5)","v":0},{"$f":"LEFT(INDIRECT(\"'Exterior Lighting'!BH\"&ROUNDDOWN((ROW(A4787)-3802)/50,0)+5),3)","v":""},{"$f":"INDIRECT(\"'Fixture Schedule'!L\"&MOD(ROW(A4787)-52,50)+9)","v":0},{"$f":"INDIRECT(\"'Fixture Schedule'!O\"&MOD(ROW(A4787)-52,50)+9)","v":0},null,{"$f":"INDIRECT(\"'Fixture Schedule'!L\"&MOD(ROW(A4787)-52,50)+9)","v":0}]
[{"$f":"IF(OR(AM4788=0,AN4788=\"DNQ\")=TRUE,\"\",INDIRECT(\"'Fixture Schedule'!M\"&MOD(ROW(A4788)-3802,50)+9))","v":""},{"$f":"IF(A4788=\"\",\"\",INDIRECT(\"'Fixture Schedule'!E\"&MOD(ROW(A4788)-3802,50)+9))","v":""},{"$f":"IF(A4788=\"\",\"\",INDIRECT(\"'Fixture Schedule'!F\"&MOD(ROW(A4788)-3802,50)+9))","v":""},{"$f":"IF(A4788=\"\",\"\",INDIRECT(\"'Fixture Schedule'!L\"&MOD(ROW(A4788)-52,50)+9))","v":""},"",null,null,{"$f":"IF(A4788=\"\",\"\",IF(AP4788=1,Summary!$C$12*(AO4788)/(IF(InteriorCalcType=1,'Building Area Method'!$BK$6,SUM('Space-by-Space Method'!$BO$4:$BO$78))+SUM('Exterior Lighting'!$BL$5:$BL$25)),0))","v":""},{"$f":"IF(A4788=\"\",\"\",IF(START!$B$34=1,INDIRECT(\"'Exterior Lighting'!\"&SUBSTITUTE(ADDRESS(1,MOD(ROW(A4788)-3802,50)+9,4),\"1\",\"\")&ROUNDDOWN((ROW(A4788)-3802)/50,0)+5),\"\"))","v":""},{"$f":"IF(A4788=\"\",\"\",IF(AP4788=1,Summary!$F$11*(AO4788)/(IF(InteriorCalcType=1,'Building Area Method'!$BK$6,SUM('Space-by-Space Method'!$BO$4:$BO$78))+SUM('Exterior Lighting'!$BL$5:$BL$25)),0))","v":""},{"$f":"IF(A4788=\"\",\"\",IF(AP4788=1,Summary!$E$11*(AO4788)/(IF(InteriorCalcType=1,'Building Area Method'!$BK$6,SUM('Space-by-Space Method'!$BO$4:$BO$78))+SUM('Exterior Lighting'!$BL$5:$BL$25)),0))","v":""},{"$f":"IF(A4788=\"\",\"\",IF(AP4788=1,Summary!$G$11*(AO4788)/(IF(InteriorCalcType=1,'Building Area Method'!$BK$6,SUM('Space-by-Space Method'!$BO$4:$BO$78))+SUM('Exterior Lighting'!$BL$5:$BL$25)),0))","v":""},"","",null,null,null,{"$f":"IF(A4788=\"\",\"\",IF(START!$B$34=2,INDIRECT(\"'Exterior Lighting'!\"&SUBSTITUTE(ADDRESS(1,MOD(ROW(A4788)-3802,50)+9,4),\"1\",\"\")&ROUNDDOWN((ROW(A4788)-3802)/50,0)+5),\"\"))","v":""},"",{"$f":"IF(A4788=\"\",\"\",INDIRECT(\"'Exterior Lighting'!C\"&ROUNDDOWN((ROW(A4788)-3802)/50,0)+5))","v":""},"",{"$f":"IF(A4788=\"\",\"\",INDIRECT(\"'Fixture Schedule'!D\"&MOD(ROW(A4788)-3802,50)+9))","v":""},{"$f":"IF(A4788=\"\",\"\",IF(AR4788=\"\",\"\",INDIRECT(\"'Fixture Schedule'!K\"&MOD(ROW(A4788)-52,50)+9)))","v":""},{"$f":"IF(A4788=\"\",\"\",INDIRECT(\"'Exterior Lighting'!E\"&ROUNDDOWN((ROW(A4788)-3802)/50,0)+5))","v":""},{"$f":"IF(A4788=\"\",\"\",INDIRECT(\"'Fixture Schedule'!L\"&MOD(ROW(A4788)-52,50)+9))","v":""},null,null,null,null,null,null,null,null,null,null,null,null,null,{"$f":"INDIRECT(\"'Exterior Lighting'!\"&SUBSTITUTE(ADDRESS(1,MOD(ROW(A4788)-3802,50)+9,4),\"1\",\"\")&ROUNDDOWN((ROW(A4788)-3802)/50,0)+5)","v":0},{"$f":"LEFT(INDIRECT(\"'Exterior Lighting'!BH\"&ROUNDDOWN((ROW(A4788)-3802)/50,0)+5),3)","v":""},{"$f":"INDIRECT(\"'Fixture Schedule'!L\"&MOD(ROW(A4788)-52,50)+9)","v":0},{"$f":"INDIRECT(\"'Fixture Schedule'!O\"&MOD(ROW(A4788)-52,50)+9)","v":0},null,{"$f":"INDIRECT(\"'Fixture Schedule'!L\"&MOD(ROW(A4788)-52,50)+9)","v":0}]
[{"$f":"IF(OR(AM4789=0,AN4789=\"DNQ\")=TRUE,\"\",INDIRECT(\"'Fixture Schedule'!M\"&MOD(ROW(A4789)-3802,50)+9))","v":""},{"$f":"IF(A4789=\"\",\"\",INDIRECT(\"'Fixture Schedule'!E\"&MOD(ROW(A4789)-3802,50)+9))","v":""},{"$f":"IF(A4789=\"\",\"\",INDIRECT(\"'Fixture Schedule'!F\"&MOD(ROW(A4789)-3802,50)+9))","v":""},{"$f":"IF(A4789=\"\",\"\",INDIRECT(\"'Fixture Schedule'!L\"&MOD(ROW(A4789)-52,50)+9))","v":""},"",null,null,{"$f":"IF(A4789=\"\",\"\",IF(AP4789=1,Summary!$C$12*(AO4789)/(IF(InteriorCalcType=1,'Building Area Method'!$BK$6,SUM('Space-by-Space Method'!$BO$4:$BO$78))+SUM('Exterior Lighting'!$BL$5:$BL$25)),0))","v":""},{"$f":"IF(A4789=\"\",\"\",IF(START!$B$34=1,INDIRECT(\"'Exterior Lighting'!\"&SUBSTITUTE(ADDRESS(1,MOD(ROW(A4789)-3802,50)+9,4),\"1\",\"\")&ROUNDDOWN((ROW(A4789)-3802)/50,0)+5),\"\"))","v":""},{"$f":"IF(A4789=\"\",\"\",IF(AP4789=1,Summary!$F$11*(AO4789)/(IF(InteriorCalcType=1,'Building Area Method'!$BK$6,SUM('Space-by-Space Method'!$BO$4:$BO$78))+SUM('Exterior Lighting'!$BL$5:$BL$25)),0))","v":""},{"$f":"IF(A4789=\"\",\"\",IF(AP4789=1,Summary!$E$11*(AO4789)/(IF(InteriorCalcType=1,'Building Area Method'!$BK$6,SUM('Space-by-Space Method'!$BO$4:$BO$78))+SUM('Exterior Lighting'!$BL$5:$BL$25)),0))","v":""},{"$f":"IF(A4789=\"\",\"\",IF(AP4789=1,Summary!$G$11*(AO4789)/(IF(InteriorCalcType=1,'Building Area Method'!$BK$6,SUM('Space-by-Space Method'!$BO$4:$BO$78))+SUM('Exterior Lighting'!$BL$5:$BL$25)),0))","v":""},"","",null,null,null,{"$f":"IF(A4789=\"\",\"\",IF(START!$B$34=2,INDIRECT(\"'Exterior Lighting'!\"&SUBSTITUTE(ADDRESS(1,MOD(ROW(A4789)-3802,50)+9,4),\"1\",\"\")&ROUNDDOWN((ROW(A4789)-3802)/50,0)+5),\"\"))","v":""},"",{"$f":"IF(A4789=\"\",\"\",INDIRECT(\"'Exterior Lighting'!C\"&ROUNDDOWN((ROW(A4789)-3802)/50,0)+5))","v":""},"",{"$f":"IF(A4789=\"\",\"\",INDIRECT(\"'Fixture Schedule'!D\"&MOD(ROW(A4789)-3802,50)+9))","v":""},{"$f":"IF(A4789=\"\",\"\",IF(AR4789=\"\",\"\",INDIRECT(\"'Fixture Schedule'!K\"&MOD(ROW(A4789)-52,50)+9)))","v":""},{"$f":"IF(A4789=\"\",\"\",INDIRECT(\"'Exterior Lighting'!E\"&ROUNDDOWN((ROW(A4789)-3802)/50,0)+5))","v":""},{"$f":"IF(A4789=\"\",\"\",INDIRECT(\"'Fixture Schedule'!L\"&MOD(ROW(A4789)-52,50)+9))","v":""},null,null,null,null,null,null,null,null,null,null,null,null,null,{"$f":"INDIRECT(\"'Exterior Lighting'!\"&SUBSTITUTE(ADDRESS(1,MOD(ROW(A4789)-3802,50)+9,4),\"1\",\"\")&ROUNDDOWN((ROW(A4789)-3802)/50,0)+5)","v":0},{"$f":"LEFT(INDIRECT(\"'Exterior Lighting'!BH\"&ROUNDDOWN((ROW(A4789)-3802)/50,0)+5),3)","v":""},{"$f":"INDIRECT(\"'Fixture Schedule'!L\"&MOD(ROW(A4789)-52,50)+9)","v":0},{"$f":"INDIRECT(\"'Fixture Schedule'!O\"&MOD(ROW(A4789)-52,50)+9)","v":0},null,{"$f":"INDIRECT(\"'Fixture Schedule'!L\"&MOD(ROW(A4789)-52,50)+9)","v":0}]
[{"$f":"IF(OR(AM4790=0,AN4790=\"DNQ\")=TRUE,\"\",INDIRECT(\"'Fixture Schedule'!M\"&MOD(ROW(A4790)-3802,50)+9))","v":""},{"$f":"IF(A4790=\"\",\"\",INDIRECT(\"'Fixture Schedule'!E\"&MOD(ROW(A4790)-3802,50)+9))","v":""},{"$f":"IF(A4790=\"\",\"\",INDIRECT(\"'Fixture Schedule'!F\"&MOD(ROW(A4790)-3802,50)+9))","v":""},{"$f":"IF(A4790=\"\",\"\",INDIRECT(\"'Fixture Schedule'!L\"&MOD(ROW(A4790)-52,50)+9))","v":""},"",null,null,{"$f":"IF(A4790=\"\",\"\",IF(AP4790=1,Summary!$C$12*(AO4790)/(IF(InteriorCalcType=1,'Building Area Method'!$BK$6,SUM('Space-by-Space Method'!$BO$4:$BO$78))+SUM('Exterior Lighting'!$BL$5:$BL$25)),0))","v":""},{"$f":"IF(A4790=\"\",\"\",IF(START!$B$34=1,INDIRECT(\"'Exterior Lighting'!\"&SUBSTITUTE(ADDRESS(1,MOD(ROW(A4790)-3802,50)+9,4),\"1\",\"\")&ROUNDDOWN((ROW(A4790)-3802)/50,0)+5),\"\"))","v":""},{"$f":"IF(A4790=\"\",\"\",IF(AP4790=1,Summary!$F$11*(AO4790)/(IF(InteriorCalcType=1,'Building Area Method'!$BK$6,SUM('Space-by-Space Method'!$BO$4:$BO$78))+SUM('Exterior Lighting'!$BL$5:$BL$25)),0))","v":""},{"$f":"IF(A4790=\"\",\"\",IF(AP4790=1,Summary!$E$11*(AO4790)/(IF(InteriorCalcType=1,'Building Area Method'!$BK$6,SUM('Space-by-Space Method'!$BO$4:$BO$78))+SUM('Exterior Lighting'!$BL$5:$BL$25)),0))","v":""},{"$f":"IF(A4790=\"\",\"\",IF(AP4790=1,Summary!$G$11*(AO4790)/(IF(InteriorCalcType=1,'Building Area Method'!$BK$6,SUM('Space-by-Space Method'!$BO$4:$BO$78))+SUM('Exterior Lighting'!$BL$5:$BL$25)),0))","v":""},"","",null,null,null,{"$f":"IF(A4790=\"\",\"\",IF(START!$B$34=2,INDIRECT(\"'Exterior Lighting'!\"&SUBSTITUTE(ADDRESS(1,MOD(ROW(A4790)-3802,50)+9,4),\"1\",\"\")&ROUNDDOWN((ROW(A4790)-3802)/50,0)+5),\"\"))","v":""},"",{"$f":"IF(A4790=\"\",\"\",INDIRECT(\"'Exterior Lighting'!C\"&ROUNDDOWN((ROW(A4790)-3802)/50,0)+5))","v":""},"",{"$f":"IF(A4790=\"\",\"\",INDIRECT(\"'Fixture Schedule'!D\"&MOD(ROW(A4790)-3802,50)+9))","v":""},{"$f":"IF(A4790=\"\",\"\",IF(AR4790=\"\",\"\",INDIRECT(\"'Fixture Schedule'!K\"&MOD(ROW(A4790)-52,50)+9)))","v":""},{"$f":"IF(A4790=\"\",\"\",INDIRECT(\"'Exterior Lighting'!E\"&ROUNDDOWN((ROW(A4790)-3802)/50,0)+5))","v":""},{"$f":"IF(A4790=\"\",\"\",INDIRECT(\"'Fixture Schedule'!L\"&MOD(ROW(A4790)-52,50)+9))","v":""},null,null,null,null,null,null,null,null,null,null,null,null,null,{"$f":"INDIRECT(\"'Exterior Lighting'!\"&SUBSTITUTE(ADDRESS(1,MOD(ROW(A4790)-3802,50)+9,4),\"1\",\"\")&ROUNDDOWN((ROW(A4790)-3802)/50,0)+5)","v":0},{"$f":"LEFT(INDIRECT(\"'Exterior Lighting'!BH\"&ROUNDDOWN((ROW(A4790)-3802)/50,0)+5),3)","v":""},{"$f":"INDIRECT(\"'Fixture Schedule'!L\"&MOD(ROW(A4790)-52,50)+9)","v":0},{"$f":"INDIRECT(\"'Fixture Schedule'!O\"&MOD(ROW(A4790)-52,50)+9)","v":0},null,{"$f":"INDIRECT(\"'Fixture Schedule'!L\"&MOD(ROW(A4790)-52,50)+9)","v":0}]
[{"$f":"IF(OR(AM4791=0,AN4791=\"DNQ\")=TRUE,\"\",INDIRECT(\"'Fixture Schedule'!M\"&MOD(ROW(A4791)-3802,50)+9))","v":""},{"$f":"IF(A4791=\"\",\"\",INDIRECT(\"'Fixture Schedule'!E\"&MOD(ROW(A4791)-3802,50)+9))","v":""},{"$f":"IF(A4791=\"\",\"\",INDIRECT(\"'Fixture Schedule'!F\"&MOD(ROW(A4791)-3802,50)+9))","v":""},{"$f":"IF(A4791=\"\",\"\",INDIRECT(\"'Fixture Schedule'!L\"&MOD(ROW(A4791)-52,50)+9))","v":""},"",null,null,{"$f":"IF(A4791=\"\",\"\",IF(AP4791=1,Summary!$C$12*(AO4791)/(IF(InteriorCalcType=1,'Building Area Method'!$BK$6,SUM('Space-by-Space Method'!$BO$4:$BO$78))+SUM('Exterior Lighting'!$BL$5:$BL$25)),0))","v":""},{"$f":"IF(A4791=\"\",\"\",IF(START!$B$34=1,INDIRECT(\"'Exterior Lighting'!\"&SUBSTITUTE(ADDRESS(1,MOD(ROW(A4791)-3802,50)+9,4),\"1\",\"\")&ROUNDDOWN((ROW(A4791)-3802)/50,0)+5),\"\"))","v":""},{"$f":"IF(A4791=\"\",\"\",IF(AP4791=1,Summary!$F$11*(AO4791)/(IF(InteriorCalcType=1,'Building Area Method'!$BK$6,SUM('Space-by-Space Method'!$BO$4:$BO$78))+SUM('Exterior Lighting'!$BL$5:$BL$25)),0))","v":""},{"$f":"IF(A4791=\"\",\"\",IF(AP4791=1,Summary!$E$11*(AO4791)/(IF(InteriorCalcType=1,'Building Area Method'!$BK$6,SUM('Space-by-Space Method'!$BO$4:$BO$78))+SUM('Exterior Lighting'!$BL$5:$BL$25)),0))","v":""},{"$f":"IF(A4791=\"\",\"\",IF(AP4791=1,Summary!$G$11*(AO4791)/(IF(InteriorCalcType=1,'Building Area Method'!$BK$6,SUM('Space-by-Space Method'!$BO$4:$BO$78))+SUM('Exterior Lighting'!$BL$5:$BL$25)),0))","v":""},"","",null,null,null,{"$f":"IF(A4791=\"\",\"\",IF(START!$B$34=2,INDIRECT(\"'Exterior Lighting'!\"&SUBSTITUTE(ADDRESS(1,MOD(ROW(A4791)-3802,50)+9,4),\"1\",\"\")&ROUNDDOWN((ROW(A4791)-3802)/50,0)+5),\"\"))","v":""},"",{"$f":"IF(A4791=\"\",\"\",INDIRECT(\"'Exterior Lighting'!C\"&ROUNDDOWN((ROW(A4791)-3802)/50,0)+5))","v":""},"",{"$f":"IF(A4791=\"\",\"\",INDIRECT(\"'Fixture Schedule'!D\"&MOD(ROW(A4791)-3802,50)+9))","v":""},{"$f":"IF(A4791=\"\",\"\",IF(AR4791=\"\",\"\",INDIRECT(\"'Fixture Schedule'!K\"&MOD(ROW(A4791)-52,50)+9)))","v":""},{"$f":"IF(A4791=\"\",\"\",INDIRECT(\"'Exterior Lighting'!E\"&ROUNDDOWN((ROW(A4791)-3802)/50,0)+5))","v":""},{"$f":"IF(A4791=\"\",\"\",INDIRECT(\"'Fixture Schedule'!L\"&MOD(ROW(A4791)-52,50)+9))","v":""},null,null,null,null,null,null,null,null,null,null,null,null,null,{"$f":"INDIRECT(\"'Exterior Lighting'!\"&SUBSTITUTE(ADDRESS(1,MOD(ROW(A4791)-3802,50)+9,4),\"1\",\"\")&ROUNDDOWN((ROW(A4791)-3802)/50,0)+5)","v":0},{"$f":"LEFT(INDIRECT(\"'Exterior Lighting'!BH\"&ROUNDDOWN((ROW(A4791)-3802)/50,0)+5),3)","v":""},{"$f":"INDIRECT(\"'Fixture Schedule'!L\"&MOD(ROW(A4791)-52,50)+9)","v":0},{"$f":"INDIRECT(\"'Fixture Schedule'!O\"&MOD(ROW(A4791)-52,50)+9)","v":0},null,{"$f":"INDIRECT(\"'Fixture Schedule'!L\"&MOD(ROW(A4791)-52,50)+9)","v":0}]
[{"$f":"IF(OR(AM4792=0,AN4792=\"DNQ\")=TRUE,\"\",INDIRECT(\"'Fixture Schedule'!M\"&MOD(ROW(A4792)-3802,50)+9))","v":""},{"$f":"IF(A4792=\"\",\"\",INDIRECT(\"'Fixture Schedule'!E\"&MOD(ROW(A4792)-3802,50)+9))","v":""},{"$f":"IF(A4792=\"\",\"\",INDIRECT(\"'Fixture Schedule'!F\"&MOD(ROW(A4792)-3802,50)+9))","v":""},{"$f":"IF(A4792=\"\",\"\",INDIRECT(\"'Fixture Schedule'!L\"&MOD(ROW(A4792)-52,50)+9))","v":""},"",null,null,{"$f":"IF(A4792=\"\",\"\",IF(AP4792=1,Summary!$C$12*(AO4792)/(IF(InteriorCalcType=1,'Building Area Method'!$BK$6,SUM('Space-by-Space Method'!$BO$4:$BO$78))+SUM('Exterior Lighting'!$BL$5:$BL$25)),0))","v":""},{"$f":"IF(A4792=\"\",\"\",IF(START!$B$34=1,INDIRECT(\"'Exterior Lighting'!\"&SUBSTITUTE(ADDRESS(1,MOD(ROW(A4792)-3802,50)+9,4),\"1\",\"\")&ROUNDDOWN((ROW(A4792)-3802)/50,0)+5),\"\"))","v":""},{"$f":"IF(A4792=\"\",\"\",IF(AP4792=1,Summary!$F$11*(AO4792)/(IF(InteriorCalcType=1,'Building Area Method'!$BK$6,SUM('Space-by-Space Method'!$BO$4:$BO$78))+SUM('Exterior Lighting'!$BL$5:$BL$25)),0))","v":""},{"$f":"IF(A4792=\"\",\"\",IF(AP4792=1,Summary!$E$11*(AO4792)/(IF(InteriorCalcType=1,'Building Area Method'!$BK$6,SUM('Space-by-Space Method'!$BO$4:$BO$78))+SUM('Exterior Lighting'!$BL$5:$BL$25)),0))","v":""},{"$f":"IF(A4792=\"\",\"\",IF(AP4792=1,Summary!$G$11*(AO4792)/(IF(InteriorCalcType=1,'Building Area Method'!$BK$6,SUM('Space-by-Space Method'!$BO$4:$BO$78))+SUM('Exterior Lighting'!$BL$5:$BL$25)),0))","v":""},"","",null,null,null,{"$f":"IF(A4792=\"\",\"\",IF(START!$B$34=2,INDIRECT(\"'Exterior Lighting'!\"&SUBSTITUTE(ADDRESS(1,MOD(ROW(A4792)-3802,50)+9,4),\"1\",\"\")&ROUNDDOWN((ROW(A4792)-3802)/50,0)+5),\"\"))","v":""},"",{"$f":"IF(A4792=\"\",\"\",INDIRECT(\"'Exterior Lighting'!C\"&ROUNDDOWN((ROW(A4792)-3802)/50,0)+5))","v":""},"",{"$f":"IF(A4792=\"\",\"\",INDIRECT(\"'Fixture Schedule'!D\"&MOD(ROW(A4792)-3802,50)+9))","v":""},{"$f":"IF(A4792=\"\",\"\",IF(AR4792=\"\",\"\",INDIRECT(\"'Fixture Schedule'!K\"&MOD(ROW(A4792)-52,50)+9)))","v":""},{"$f":"IF(A4792=\"\",\"\",INDIRECT(\"'Exterior Lighting'!E\"&ROUNDDOWN((ROW(A4792)-3802)/50,0)+5))","v":""},{"$f":"IF(A4792=\"\",\"\",INDIRECT(\"'Fixture Schedule'!L\"&MOD(ROW(A4792)-52,50)+9))","v":""},null,null,null,null,null,null,null,null,null,null,null,null,null,{"$f":"INDIRECT(\"'Exterior Lighting'!\"&SUBSTITUTE(ADDRESS(1,MOD(ROW(A4792)-3802,50)+9,4),\"1\",\"\")&ROUNDDOWN((ROW(A4792)-3802)/50,0)+5)","v":0},{"$f":"LEFT(INDIRECT(\"'Exterior Lighting'!BH\"&ROUNDDOWN((ROW(A4792)-3802)/50,0)+5),3)","v":""},{"$f":"INDIRECT(\"'Fixture Schedule'!L\"&MOD(ROW(A4792)-52,50)+9)","v":0},{"$f":"INDIRECT(\"'Fixture Schedule'!O\"&MOD(ROW(A4792)-52,50)+9)","v":0},null,{"$f":"INDIRECT(\"'Fixture Schedule'!L\"&MOD(ROW(A4792)-52,50)+9)","v":0}]
[{"$f":"IF(OR(AM4793=0,AN4793=\"DNQ\")=TRUE,\"\",INDIRECT(\"'Fixture Schedule'!M\"&MOD(ROW(A4793)-3802,50)+9))","v":""},{"$f":"IF(A4793=\"\",\"\",INDIRECT(\"'Fixture Schedule'!E\"&MOD(ROW(A4793)-3802,50)+9))","v":""},{"$f":"IF(A4793=\"\",\"\",INDIRECT(\"'Fixture Schedule'!F\"&MOD(ROW(A4793)-3802,50)+9))","v":""},{"$f":"IF(A4793=\"\",\"\",INDIRECT(\"'Fixture Schedule'!L\"&MOD(ROW(A4793)-52,50)+9))","v":""},"",null,null,{"$f":"IF(A4793=\"\",\"\",IF(AP4793=1,Summary!$C$12*(AO4793)/(IF(InteriorCalcType=1,'Building Area Method'!$BK$6,SUM('Space-by-Space Method'!$BO$4:$BO$78))+SUM('Exterior Lighting'!$BL$5:$BL$25)),0))","v":""},{"$f":"IF(A4793=\"\",\"\",IF(START!$B$34=1,INDIRECT(\"'Exterior Lighting'!\"&SUBSTITUTE(ADDRESS(1,MOD(ROW(A4793)-3802,50)+9,4),\"1\",\"\")&ROUNDDOWN((ROW(A4793)-3802)/50,0)+5),\"\"))","v":""},{"$f":"IF(A4793=\"\",\"\",IF(AP4793=1,Summary!$F$11*(AO4793)/(IF(InteriorCalcType=1,'Building Area Method'!$BK$6,SUM('Space-by-Space Method'!$BO$4:$BO$78))+SUM('Exterior Lighting'!$BL$5:$BL$25)),0))","v":""},{"$f":"IF(A4793=\"\",\"\",IF(AP4793=1,Summary!$E$11*(AO4793)/(IF(InteriorCalcType=1,'Building Area Method'!$BK$6,SUM('Space-by-Space Method'!$BO$4:$BO$78))+SUM('Exterior Lighting'!$BL$5:$BL$25)),0))","v":""},{"$f":"IF(A4793=\"\",\"\",IF(AP4793=1,Summary!$G$11*(AO4793)/(IF(InteriorCalcType=1,'Building Area Method'!$BK$6,SUM('Space-by-Space Method'!$BO$4:$BO$78))+SUM('Exterior Lighting'!$BL$5:$BL$25)),0))","v":""},"","",null,null,null,{"$f":"IF(A4793=\"\",\"\",IF(START!$B$34=2,INDIRECT(\"'Exterior Lighting'!\"&SUBSTITUTE(ADDRESS(1,MOD(ROW(A4793)-3802,50)+9,4),\"1\",\"\")&ROUNDDOWN((ROW(A4793)-3802)/50,0)+5),\"\"))","v":""},"",{"$f":"IF(A4793=\"\",\"\",INDIRECT(\"'Exterior Lighting'!C\"&ROUNDDOWN((ROW(A4793)-3802)/50,0)+5))","v":""},"",{"$f":"IF(A4793=\"\",\"\",INDIRECT(\"'Fixture Schedule'!D\"&MOD(ROW(A4793)-3802,50)+9))","v":""},{"$f":"IF(A4793=\"\",\"\",IF(AR4793=\"\",\"\",INDIRECT(\"'Fixture Schedule'!K\"&MOD(ROW(A4793)-52,50)+9)))","v":""},{"$f":"IF(A4793=\"\",\"\",INDIRECT(\"'Exterior Lighting'!E\"&ROUNDDOWN((ROW(A4793)-3802)/50,0)+5))","v":""},{"$f":"IF(A4793=\"\",\"\",INDIRECT(\"'Fixture Schedule'!L\"&MOD(ROW(A4793)-52,50)+9))","v":""},null,null,null,null,null,null,null,null,null,null,null,null,null,{"$f":"INDIRECT(\"'Exterior Lighting'!\"&SUBSTITUTE(ADDRESS(1,MOD(ROW(A4793)-3802,50)+9,4),\"1\",\"\")&ROUNDDOWN((ROW(A4793)-3802)/50,0)+5)","v":0},{"$f":"LEFT(INDIRECT(\"'Exterior Lighting'!BH\"&ROUNDDOWN((ROW(A4793)-3802)/50,0)+5),3)","v":""},{"$f":"INDIRECT(\"'Fixture Schedule'!L\"&MOD(ROW(A4793)-52,50)+9)","v":0},{"$f":"INDIRECT(\"'Fixture Schedule'!O\"&MOD(ROW(A4793)-52,50)+9)","v":0},null,{"$f":"INDIRECT(\"'Fixture Schedule'!L\"&MOD(ROW(A4793)-52,50)+9)","v":0}]
[{"$f":"IF(OR(AM4794=0,AN4794=\"DNQ\")=TRUE,\"\",INDIRECT(\"'Fixture Schedule'!M\"&MOD(ROW(A4794)-3802,50)+9))","v":""},{"$f":"IF(A4794=\"\",\"\",INDIRECT(\"'Fixture Schedule'!E\"&MOD(ROW(A4794)-3802,50)+9))","v":""},{"$f":"IF(A4794=\"\",\"\",INDIRECT(\"'Fixture Schedule'!F\"&MOD(ROW(A4794)-3802,50)+9))","v":""},{"$f":"IF(A4794=\"\",\"\",INDIRECT(\"'Fixture Schedule'!L\"&MOD(ROW(A4794)-52,50)+9))","v":""},"",null,null,{"$f":"IF(A4794=\"\",\"\",IF(AP4794=1,Summary!$C$12*(AO4794)/(IF(InteriorCalcType=1,'Building Area Method'!$BK$6,SUM('Space-by-Space Method'!$BO$4:$BO$78))+SUM('Exterior Lighting'!$BL$5:$BL$25)),0))","v":""},{"$f":"IF(A4794=\"\",\"\",IF(START!$B$34=1,INDIRECT(\"'Exterior Lighting'!\"&SUBSTITUTE(ADDRESS(1,MOD(ROW(A4794)-3802,50)+9,4),\"1\",\"\")&ROUNDDOWN((ROW(A4794)-3802)/50,0)+5),\"\"))","v":""},{"$f":"IF(A4794=\"\",\"\",IF(AP4794=1,Summary!$F$11*(AO4794)/(IF(InteriorCalcType=1,'Building Area Method'!$BK$6,SUM('Space-by-Space Method'!$BO$4:$BO$78))+SUM('Exterior Lighting'!$BL$5:$BL$25)),0))","v":""},{"$f":"IF(A4794=\"\",\"\",IF(AP4794=1,Summary!$E$11*(AO4794)/(IF(InteriorCalcType=1,'Building Area Method'!$BK$6,SUM('Space-by-Space Method'!$BO$4:$BO$78))+SUM('Exterior Lighting'!$BL$5:$BL$25)),0))","v":""},{"$f":"IF(A4794=\"\",\"\",IF(AP4794=1,Summary!$G$11*(AO4794)/(IF(InteriorCalcType=1,'Building Area Method'!$BK$6,SUM('Space-by-Space Method'!$BO$4:$BO$78))+SUM('Exterior Lighting'!$BL$5:$BL$25)),0))","v":""},"","",null,null,null,{"$f":"IF(A4794=\"\",\"\",IF(START!$B$34=2,INDIRECT(\"'Exterior Lighting'!\"&SUBSTITUTE(ADDRESS(1,MOD(ROW(A4794)-3802,50)+9,4),\"1\",\"\")&ROUNDDOWN((ROW(A4794)-3802)/50,0)+5),\"\"))","v":""},"",{"$f":"IF(A4794=\"\",\"\",INDIRECT(\"'Exterior Lighting'!C\"&ROUNDDOWN((ROW(A4794)-3802)/50,0)+5))","v":""},"",{"$f":"IF(A4794=\"\",\"\",INDIRECT(\"'Fixture Schedule'!D\"&MOD(ROW(A4794)-3802,50)+9))","v":""},{"$f":"IF(A4794=\"\",\"\",IF(AR4794=\"\",\"\",INDIRECT(\"'Fixture Schedule'!K\"&MOD(ROW(A4794)-52,50)+9)))","v":""},{"$f":"IF(A4794=\"\",\"\",INDIRECT(\"'Exterior Lighting'!E\"&ROUNDDOWN((ROW(A4794)-3802)/50,0)+5))","v":""},{"$f":"IF(A4794=\"\",\"\",INDIRECT(\"'Fixture Schedule'!L\"&MOD(ROW(A4794)-52,50)+9))","v":""},null,null,null,null,null,null,null,null,null,null,null,null,null,{"$f":"INDIRECT(\"'Exterior Lighting'!\"&SUBSTITUTE(ADDRESS(1,MOD(ROW(A4794)-3802,50)+9,4),\"1\",\"\")&ROUNDDOWN((ROW(A4794)-3802)/50,0)+5)","v":0},{"$f":"LEFT(INDIRECT(\"'Exterior Lighting'!BH\"&ROUNDDOWN((ROW(A4794)-3802)/50,0)+5),3)","v":""},{"$f":"INDIRECT(\"'Fixture Schedule'!L\"&MOD(ROW(A4794)-52,50)+9)","v":0},{"$f":"INDIRECT(\"'Fixture Schedule'!O\"&MOD(ROW(A4794)-52,50)+9)","v":0},null,{"$f":"INDIRECT(\"'Fixture Schedule'!L\"&MOD(ROW(A4794)-52,50)+9)","v":0}]
[{"$f":"IF(OR(AM4795=0,AN4795=\"DNQ\")=TRUE,\"\",INDIRECT(\"'Fixture Schedule'!M\"&MOD(ROW(A4795)-3802,50)+9))","v":""},{"$f":"IF(A4795=\"\",\"\",INDIRECT(\"'Fixture Schedule'!E\"&MOD(ROW(A4795)-3802,50)+9))","v":""},{"$f":"IF(A4795=\"\",\"\",INDIRECT(\"'Fixture Schedule'!F\"&MOD(ROW(A4795)-3802,50)+9))","v":""},{"$f":"IF(A4795=\"\",\"\",INDIRECT(\"'Fixture Schedule'!L\"&MOD(ROW(A4795)-52,50)+9))","v":""},"",null,null,{"$f":"IF(A4795=\"\",\"\",IF(AP4795=1,Summary!$C$12*(AO4795)/(IF(InteriorCalcType=1,'Building Area Method'!$BK$6,SUM('Space-by-Space Method'!$BO$4:$BO$78))+SUM('Exterior Lighting'!$BL$5:$BL$25)),0))","v":""},{"$f":"IF(A4795=\"\",\"\",IF(START!$B$34=1,INDIRECT(\"'Exterior Lighting'!\"&SUBSTITUTE(ADDRESS(1,MOD(ROW(A4795)-3802,50)+9,4),\"1\",\"\")&ROUNDDOWN((ROW(A4795)-3802)/50,0)+5),\"\"))","v":""},{"$f":"IF(A4795=\"\",\"\",IF(AP4795=1,Summary!$F$11*(AO4795)/(IF(InteriorCalcType=1,'Building Area Method'!$BK$6,SUM('Space-by-Space Method'!$BO$4:$BO$78))+SUM('Exterior Lighting'!$BL$5:$BL$25)),0))","v":""},{"$f":"IF(A4795=\"\",\"\",IF(AP4795=1,Summary!$E$11*(AO4795)/(IF(InteriorCalcType=1,'Building Area Method'!$BK$6,SUM('Space-by-Space Method'!$BO$4:$BO$78))+SUM('Exterior Lighting'!$BL$5:$BL$25)),0))","v":""},{"$f":"IF(A4795=\"\",\"\",IF(AP4795=1,Summary!$G$11*(AO4795)/(IF(InteriorCalcType=1,'Building Area Method'!$BK$6,SUM('Space-by-Space Method'!$BO$4:$BO$78))+SUM('Exterior Lighting'!$BL$5:$BL$25)),0))","v":""},"","",null,null,null,{"$f":"IF(A4795=\"\",\"\",IF(START!$B$34=2,INDIRECT(\"'Exterior Lighting'!\"&SUBSTITUTE(ADDRESS(1,MOD(ROW(A4795)-3802,50)+9,4),\"1\",\"\")&ROUNDDOWN((ROW(A4795)-3802)/50,0)+5),\"\"))","v":""},"",{"$f":"IF(A4795=\"\",\"\",INDIRECT(\"'Exterior Lighting'!C\"&ROUNDDOWN((ROW(A4795)-3802)/50,0)+5))","v":""},"",{"$f":"IF(A4795=\"\",\"\",INDIRECT(\"'Fixture Schedule'!D\"&MOD(ROW(A4795)-3802,50)+9))","v":""},{"$f":"IF(A4795=\"\",\"\",IF(AR4795=\"\",\"\",INDIRECT(\"'Fixture Schedule'!K\"&MOD(ROW(A4795)-52,50)+9)))","v":""},{"$f":"IF(A4795=\"\",\"\",INDIRECT(\"'Exterior Lighting'!E\"&ROUNDDOWN((ROW(A4795)-3802)/50,0)+5))","v":""},{"$f":"IF(A4795=\"\",\"\",INDIRECT(\"'Fixture Schedule'!L\"&MOD(ROW(A4795)-52,50)+9))","v":""},null,null,null,null,null,null,null,null,null,null,null,null,null,{"$f":"INDIRECT(\"'Exterior Lighting'!\"&SUBSTITUTE(ADDRESS(1,MOD(ROW(A4795)-3802,50)+9,4),\"1\",\"\")&ROUNDDOWN((ROW(A4795)-3802)/50,0)+5)","v":0},{"$f":"LEFT(INDIRECT(\"'Exterior Lighting'!BH\"&ROUNDDOWN((ROW(A4795)-3802)/50,0)+5),3)","v":""},{"$f":"INDIRECT(\"'Fixture Schedule'!L\"&MOD(ROW(A4795)-52,50)+9)","v":0},{"$f":"INDIRECT(\"'Fixture Schedule'!O\"&MOD(ROW(A4795)-52,50)+9)","v":0},null,{"$f":"INDIRECT(\"'Fixture Schedule'!L\"&MOD(ROW(A4795)-52,50)+9)","v":0}]
[{"$f":"IF(OR(AM4796=0,AN4796=\"DNQ\")=TRUE,\"\",INDIRECT(\"'Fixture Schedule'!M\"&MOD(ROW(A4796)-3802,50)+9))","v":""},{"$f":"IF(A4796=\"\",\"\",INDIRECT(\"'Fixture Schedule'!E\"&MOD(ROW(A4796)-3802,50)+9))","v":""},{"$f":"IF(A4796=\"\",\"\",INDIRECT(\"'Fixture Schedule'!F\"&MOD(ROW(A4796)-3802,50)+9))","v":""},{"$f":"IF(A4796=\"\",\"\",INDIRECT(\"'Fixture Schedule'!L\"&MOD(ROW(A4796)-52,50)+9))","v":""},"",null,null,{"$f":"IF(A4796=\"\",\"\",IF(AP4796=1,Summary!$C$12*(AO4796)/(IF(InteriorCalcType=1,'Building Area Method'!$BK$6,SUM('Space-by-Space Method'!$BO$4:$BO$78))+SUM('Exterior Lighting'!$BL$5:$BL$25)),0))","v":""},{"$f":"IF(A4796=\"\",\"\",IF(START!$B$34=1,INDIRECT(\"'Exterior Lighting'!\"&SUBSTITUTE(ADDRESS(1,MOD(ROW(A4796)-3802,50)+9,4),\"1\",\"\")&ROUNDDOWN((ROW(A4796)-3802)/50,0)+5),\"\"))","v":""},{"$f":"IF(A4796=\"\",\"\",IF(AP4796=1,Summary!$F$11*(AO4796)/(IF(InteriorCalcType=1,'Building Area Method'!$BK$6,SUM('Space-by-Space Method'!$BO$4:$BO$78))+SUM('Exterior Lighting'!$BL$5:$BL$25)),0))","v":""},{"$f":"IF(A4796=\"\",\"\",IF(AP4796=1,Summary!$E$11*(AO4796)/(IF(InteriorCalcType=1,'Building Area Method'!$BK$6,SUM('Space-by-Space Method'!$BO$4:$BO$78))+SUM('Exterior Lighting'!$BL$5:$BL$25)),0))","v":""},{"$f":"IF(A4796=\"\",\"\",IF(AP4796=1,Summary!$G$11*(AO4796)/(IF(InteriorCalcType=1,'Building Area Method'!$BK$6,SUM('Space-by-Space Method'!$BO$4:$BO$78))+SUM('Exterior Lighting'!$BL$5:$BL$25)),0))","v":""},"","",null,null,null,{"$f":"IF(A4796=\"\",\"\",IF(START!$B$34=2,INDIRECT(\"'Exterior Lighting'!\"&SUBSTITUTE(ADDRESS(1,MOD(ROW(A4796)-3802,50)+9,4),\"1\",\"\")&ROUNDDOWN((ROW(A4796)-3802)/50,0)+5),\"\"))","v":""},"",{"$f":"IF(A4796=\"\",\"\",INDIRECT(\"'Exterior Lighting'!C\"&ROUNDDOWN((ROW(A4796)-3802)/50,0)+5))","v":""},"",{"$f":"IF(A4796=\"\",\"\",INDIRECT(\"'Fixture Schedule'!D\"&MOD(ROW(A4796)-3802,50)+9))","v":""},{"$f":"IF(A4796=\"\",\"\",IF(AR4796=\"\",\"\",INDIRECT(\"'Fixture Schedule'!K\"&MOD(ROW(A4796)-52,50)+9)))","v":""},{"$f":"IF(A4796=\"\",\"\",INDIRECT(\"'Exterior Lighting'!E\"&ROUNDDOWN((ROW(A4796)-3802)/50,0)+5))","v":""},{"$f":"IF(A4796=\"\",\"\",INDIRECT(\"'Fixture Schedule'!L\"&MOD(ROW(A4796)-52,50)+9))","v":""},null,null,null,null,null,null,null,null,null,null,null,null,null,{"$f":"INDIRECT(\"'Exterior Lighting'!\"&SUBSTITUTE(ADDRESS(1,MOD(ROW(A4796)-3802,50)+9,4),\"1\",\"\")&ROUNDDOWN((ROW(A4796)-3802)/50,0)+5)","v":0},{"$f":"LEFT(INDIRECT(\"'Exterior Lighting'!BH\"&ROUNDDOWN((ROW(A4796)-3802)/50,0)+5),3)","v":""},{"$f":"INDIRECT(\"'Fixture Schedule'!L\"&MOD(ROW(A4796)-52,50)+9)","v":0},{"$f":"INDIRECT(\"'Fixture Schedule'!O\"&MOD(ROW(A4796)-52,50)+9)","v":0},null,{"$f":"INDIRECT(\"'Fixture Schedule'!L\"&MOD(ROW(A4796)-52,50)+9)","v":0}]
[{"$f":"IF(OR(AM4797=0,AN4797=\"DNQ\")=TRUE,\"\",INDIRECT(\"'Fixture Schedule'!M\"&MOD(ROW(A4797)-3802,50)+9))","v":""},{"$f":"IF(A4797=\"\",\"\",INDIRECT(\"'Fixture Schedule'!E\"&MOD(ROW(A4797)-3802,50)+9))","v":""},{"$f":"IF(A4797=\"\",\"\",INDIRECT(\"'Fixture Schedule'!F\"&MOD(ROW(A4797)-3802,50)+9))","v":""},{"$f":"IF(A4797=\"\",\"\",INDIRECT(\"'Fixture Schedule'!L\"&MOD(ROW(A4797)-52,50)+9))","v":""},"",null,null,{"$f":"IF(A4797=\"\",\"\",IF(AP4797=1,Summary!$C$12*(AO4797)/(IF(InteriorCalcType=1,'Building Area Method'!$BK$6,SUM('Space-by-Space Method'!$BO$4:$BO$78))+SUM('Exterior Lighting'!$BL$5:$BL$25)),0))","v":""},{"$f":"IF(A4797=\"\",\"\",IF(START!$B$34=1,INDIRECT(\"'Exterior Lighting'!\"&SUBSTITUTE(ADDRESS(1,MOD(ROW(A4797)-3802,50)+9,4),\"1\",\"\")&ROUNDDOWN((ROW(A4797)-3802)/50,0)+5),\"\"))","v":""},{"$f":"IF(A4797=\"\",\"\",IF(AP4797=1,Summary!$F$11*(AO4797)/(IF(InteriorCalcType=1,'Building Area Method'!$BK$6,SUM('Space-by-Space Method'!$BO$4:$BO$78))+SUM('Exterior Lighting'!$BL$5:$BL$25)),0))","v":""},{"$f":"IF(A4797=\"\",\"\",IF(AP4797=1,Summary!$E$11*(AO4797)/(IF(InteriorCalcType=1,'Building Area Method'!$BK$6,SUM('Space-by-Space Method'!$BO$4:$BO$78))+SUM('Exterior Lighting'!$BL$5:$BL$25)),0))","v":""},{"$f":"IF(A4797=\"\",\"\",IF(AP4797=1,Summary!$G$11*(AO4797)/(IF(InteriorCalcType=1,'Building Area Method'!$BK$6,SUM('Space-by-Space Method'!$BO$4:$BO$78))+SUM('Exterior Lighting'!$BL$5:$BL$25)),0))","v":""},"","",null,null,null,{"$f":"IF(A4797=\"\",\"\",IF(START!$B$34=2,INDIRECT(\"'Exterior Lighting'!\"&SUBSTITUTE(ADDRESS(1,MOD(ROW(A4797)-3802,50)+9,4),\"1\",\"\")&ROUNDDOWN((ROW(A4797)-3802)/50,0)+5),\"\"))","v":""},"",{"$f":"IF(A4797=\"\",\"\",INDIRECT(\"'Exterior Lighting'!C\"&ROUNDDOWN((ROW(A4797)-3802)/50,0)+5))","v":""},"",{"$f":"IF(A4797=\"\",\"\",INDIRECT(\"'Fixture Schedule'!D\"&MOD(ROW(A4797)-3802,50)+9))","v":""},{"$f":"IF(A4797=\"\",\"\",IF(AR4797=\"\",\"\",INDIRECT(\"'Fixture Schedule'!K\"&MOD(ROW(A4797)-52,50)+9)))","v":""},{"$f":"IF(A4797=\"\",\"\",INDIRECT(\"'Exterior Lighting'!E\"&ROUNDDOWN((ROW(A4797)-3802)/50,0)+5))","v":""},{"$f":"IF(A4797=\"\",\"\",INDIRECT(\"'Fixture Schedule'!L\"&MOD(ROW(A4797)-52,50)+9))","v":""},null,null,null,null,null,null,null,null,null,null,null,null,null,{"$f":"INDIRECT(\"'Exterior Lighting'!\"&SUBSTITUTE(ADDRESS(1,MOD(ROW(A4797)-3802,50)+9,4),\"1\",\"\")&ROUNDDOWN((ROW(A4797)-3802)/50,0)+5)","v":0},{"$f":"LEFT(INDIRECT(\"'Exterior Lighting'!BH\"&ROUNDDOWN((ROW(A4797)-3802)/50,0)+5),3)","v":""},{"$f":"INDIRECT(\"'Fixture Schedule'!L\"&MOD(ROW(A4797)-52,50)+9)","v":0},{"$f":"INDIRECT(\"'Fixture Schedule'!O\"&MOD(ROW(A4797)-52,50)+9)","v":0},null,{"$f":"INDIRECT(\"'Fixture Schedule'!L\"&MOD(ROW(A4797)-52,50)+9)","v":0}]
[{"$f":"IF(OR(AM4798=0,AN4798=\"DNQ\")=TRUE,\"\",INDIRECT(\"'Fixture Schedule'!M\"&MOD(ROW(A4798)-3802,50)+9))","v":""},{"$f":"IF(A4798=\"\",\"\",INDIRECT(\"'Fixture Schedule'!E\"&MOD(ROW(A4798)-3802,50)+9))","v":""},{"$f":"IF(A4798=\"\",\"\",INDIRECT(\"'Fixture Schedule'!F\"&MOD(ROW(A4798)-3802,50)+9))","v":""},{"$f":"IF(A4798=\"\",\"\",INDIRECT(\"'Fixture Schedule'!L\"&MOD(ROW(A4798)-52,50)+9))","v":""},"",null,null,{"$f":"IF(A4798=\"\",\"\",IF(AP4798=1,Summary!$C$12*(AO4798)/(IF(InteriorCalcType=1,'Building Area Method'!$BK$6,SUM('Space-by-Space Method'!$BO$4:$BO$78))+SUM('Exterior Lighting'!$BL$5:$BL$25)),0))","v":""},{"$f":"IF(A4798=\"\",\"\",IF(START!$B$34=1,INDIRECT(\"'Exterior Lighting'!\"&SUBSTITUTE(ADDRESS(1,MOD(ROW(A4798)-3802,50)+9,4),\"1\",\"\")&ROUNDDOWN((ROW(A4798)-3802)/50,0)+5),\"\"))","v":""},{"$f":"IF(A4798=\"\",\"\",IF(AP4798=1,Summary!$F$11*(AO4798)/(IF(InteriorCalcType=1,'Building Area Method'!$BK$6,SUM('Space-by-Space Method'!$BO$4:$BO$78))+SUM('Exterior Lighting'!$BL$5:$BL$25)),0))","v":""},{"$f":"IF(A4798=\"\",\"\",IF(AP4798=1,Summary!$E$11*(AO4798)/(IF(InteriorCalcType=1,'Building Area Method'!$BK$6,SUM('Space-by-Space Method'!$BO$4:$BO$78))+SUM('Exterior Lighting'!$BL$5:$BL$25)),0))","v":""},{"$f":"IF(A4798=\"\",\"\",IF(AP4798=1,Summary!$G$11*(AO4798)/(IF(InteriorCalcType=1,'Building Area Method'!$BK$6,SUM('Space-by-Space Method'!$BO$4:$BO$78))+SUM('Exterior Lighting'!$BL$5:$BL$25)),0))","v":""},"","",null,null,null,{"$f":"IF(A4798=\"\",\"\",IF(START!$B$34=2,INDIRECT(\"'Exterior Lighting'!\"&SUBSTITUTE(ADDRESS(1,MOD(ROW(A4798)-3802,50)+9,4),\"1\",\"\")&ROUNDDOWN((ROW(A4798)-3802)/50,0)+5),\"\"))","v":""},"",{"$f":"IF(A4798=\"\",\"\",INDIRECT(\"'Exterior Lighting'!C\"&ROUNDDOWN((ROW(A4798)-3802)/50,0)+5))","v":""},"",{"$f":"IF(A4798=\"\",\"\",INDIRECT(\"'Fixture Schedule'!D\"&MOD(ROW(A4798)-3802,50)+9))","v":""},{"$f":"IF(A4798=\"\",\"\",IF(AR4798=\"\",\"\",INDIRECT(\"'Fixture Schedule'!K\"&MOD(ROW(A4798)-52,50)+9)))","v":""},{"$f":"IF(A4798=\"\",\"\",INDIRECT(\"'Exterior Lighting'!E\"&ROUNDDOWN((ROW(A4798)-3802)/50,0)+5))","v":""},{"$f":"IF(A4798=\"\",\"\",INDIRECT(\"'Fixture Schedule'!L\"&MOD(ROW(A4798)-52,50)+9))","v":""},null,null,null,null,null,null,null,null,null,null,null,null,null,{"$f":"INDIRECT(\"'Exterior Lighting'!\"&SUBSTITUTE(ADDRESS(1,MOD(ROW(A4798)-3802,50)+9,4),\"1\",\"\")&ROUNDDOWN((ROW(A4798)-3802)/50,0)+5)","v":0},{"$f":"LEFT(INDIRECT(\"'Exterior Lighting'!BH\"&ROUNDDOWN((ROW(A4798)-3802)/50,0)+5),3)","v":""},{"$f":"INDIRECT(\"'Fixture Schedule'!L\"&MOD(ROW(A4798)-52,50)+9)","v":0},{"$f":"INDIRECT(\"'Fixture Schedule'!O\"&MOD(ROW(A4798)-52,50)+9)","v":0},null,{"$f":"INDIRECT(\"'Fixture Schedule'!L\"&MOD(ROW(A4798)-52,50)+9)","v":0}]
[{"$f":"IF(OR(AM4799=0,AN4799=\"DNQ\")=TRUE,\"\",INDIRECT(\"'Fixture Schedule'!M\"&MOD(ROW(A4799)-3802,50)+9))","v":""},{"$f":"IF(A4799=\"\",\"\",INDIRECT(\"'Fixture Schedule'!E\"&MOD(ROW(A4799)-3802,50)+9))","v":""},{"$f":"IF(A4799=\"\",\"\",INDIRECT(\"'Fixture Schedule'!F\"&MOD(ROW(A4799)-3802,50)+9))","v":""},{"$f":"IF(A4799=\"\",\"\",INDIRECT(\"'Fixture Schedule'!L\"&MOD(ROW(A4799)-52,50)+9))","v":""},"",null,null,{"$f":"IF(A4799=\"\",\"\",IF(AP4799=1,Summary!$C$12*(AO4799)/(IF(InteriorCalcType=1,'Building Area Method'!$BK$6,SUM('Space-by-Space Method'!$BO$4:$BO$78))+SUM('Exterior Lighting'!$BL$5:$BL$25)),0))","v":""},{"$f":"IF(A4799=\"\",\"\",IF(START!$B$34=1,INDIRECT(\"'Exterior Lighting'!\"&SUBSTITUTE(ADDRESS(1,MOD(ROW(A4799)-3802,50)+9,4),\"1\",\"\")&ROUNDDOWN((ROW(A4799)-3802)/50,0)+5),\"\"))","v":""},{"$f":"IF(A4799=\"\",\"\",IF(AP4799=1,Summary!$F$11*(AO4799)/(IF(InteriorCalcType=1,'Building Area Method'!$BK$6,SUM('Space-by-Space Method'!$BO$4:$BO$78))+SUM('Exterior Lighting'!$BL$5:$BL$25)),0))","v":""},{"$f":"IF(A4799=\"\",\"\",IF(AP4799=1,Summary!$E$11*(AO4799)/(IF(InteriorCalcType=1,'Building Area Method'!$BK$6,SUM('Space-by-Space Method'!$BO$4:$BO$78))+SUM('Exterior Lighting'!$BL$5:$BL$25)),0))","v":""},{"$f":"IF(A4799=\"\",\"\",IF(AP4799=1,Summary!$G$11*(AO4799)/(IF(InteriorCalcType=1,'Building Area Method'!$BK$6,SUM('Space-by-Space Method'!$BO$4:$BO$78))+SUM('Exterior Lighting'!$BL$5:$BL$25)),0))","v":""},"","",null,null,null,{"$f":"IF(A4799=\"\",\"\",IF(START!$B$34=2,INDIRECT(\"'Exterior Lighting'!\"&SUBSTITUTE(ADDRESS(1,MOD(ROW(A4799)-3802,50)+9,4),\"1\",\"\")&ROUNDDOWN((ROW(A4799)-3802)/50,0)+5),\"\"))","v":""},"",{"$f":"IF(A4799=\"\",\"\",INDIRECT(\"'Exterior Lighting'!C\"&ROUNDDOWN((ROW(A4799)-3802)/50,0)+5))","v":""},"",{"$f":"IF(A4799=\"\",\"\",INDIRECT(\"'Fixture Schedule'!D\"&MOD(ROW(A4799)-3802,50)+9))","v":""},{"$f":"IF(A4799=\"\",\"\",IF(AR4799=\"\",\"\",INDIRECT(\"'Fixture Schedule'!K\"&MOD(ROW(A4799)-52,50)+9)))","v":""},{"$f":"IF(A4799=\"\",\"\",INDIRECT(\"'Exterior Lighting'!E\"&ROUNDDOWN((ROW(A4799)-3802)/50,0)+5))","v":""},{"$f":"IF(A4799=\"\",\"\",INDIRECT(\"'Fixture Schedule'!L\"&MOD(ROW(A4799)-52,50)+9))","v":""},null,null,null,null,null,null,null,null,null,null,null,null,null,{"$f":"INDIRECT(\"'Exterior Lighting'!\"&SUBSTITUTE(ADDRESS(1,MOD(ROW(A4799)-3802,50)+9,4),\"1\",\"\")&ROUNDDOWN((ROW(A4799)-3802)/50,0)+5)","v":0},{"$f":"LEFT(INDIRECT(\"'Exterior Lighting'!BH\"&ROUNDDOWN((ROW(A4799)-3802)/50,0)+5),3)","v":""},{"$f":"INDIRECT(\"'Fixture Schedule'!L\"&MOD(ROW(A4799)-52,50)+9)","v":0},{"$f":"INDIRECT(\"'Fixture Schedule'!O\"&MOD(ROW(A4799)-52,50)+9)","v":0},null,{"$f":"INDIRECT(\"'Fixture Schedule'!L\"&MOD(ROW(A4799)-52,50)+9)","v":0}]
[{"$f":"IF(OR(AM4800=0,AN4800=\"DNQ\")=TRUE,\"\",INDIRECT(\"'Fixture Schedule'!M\"&MOD(ROW(A4800)-3802,50)+9))","v":""},{"$f":"IF(A4800=\"\",\"\",INDIRECT(\"'Fixture Schedule'!E\"&MOD(ROW(A4800)-3802,50)+9))","v":""},{"$f":"IF(A4800=\"\",\"\",INDIRECT(\"'Fixture Schedule'!F\"&MOD(ROW(A4800)-3802,50)+9))","v":""},{"$f":"IF(A4800=\"\",\"\",INDIRECT(\"'Fixture Schedule'!L\"&MOD(ROW(A4800)-52,50)+9))","v":""},"",null,null,{"$f":"IF(A4800=\"\",\"\",IF(AP4800=1,Summary!$C$12*(AO4800)/(IF(InteriorCalcType=1,'Building Area Method'!$BK$6,SUM('Space-by-Space Method'!$BO$4:$BO$78))+SUM('Exterior Lighting'!$BL$5:$BL$25)),0))","v":""},{"$f":"IF(A4800=\"\",\"\",IF(START!$B$34=1,INDIRECT(\"'Exterior Lighting'!\"&SUBSTITUTE(ADDRESS(1,MOD(ROW(A4800)-3802,50)+9,4),\"1\",\"\")&ROUNDDOWN((ROW(A4800)-3802)/50,0)+5),\"\"))","v":""},{"$f":"IF(A4800=\"\",\"\",IF(AP4800=1,Summary!$F$11*(AO4800)/(IF(InteriorCalcType=1,'Building Area Method'!$BK$6,SUM('Space-by-Space Method'!$BO$4:$BO$78))+SUM('Exterior Lighting'!$BL$5:$BL$25)),0))","v":""},{"$f":"IF(A4800=\"\",\"\",IF(AP4800=1,Summary!$E$11*(AO4800)/(IF(InteriorCalcType=1,'Building Area Method'!$BK$6,SUM('Space-by-Space Method'!$BO$4:$BO$78))+SUM('Exterior Lighting'!$BL$5:$BL$25)),0))","v":""},{"$f":"IF(A4800=\"\",\"\",IF(AP4800=1,Summary!$G$11*(AO4800)/(IF(InteriorCalcType=1,'Building Area Method'!$BK$6,SUM('Space-by-Space Method'!$BO$4:$BO$78))+SUM('Exterior Lighting'!$BL$5:$BL$25)),0))","v":""},"","",null,null,null,{"$f":"IF(A4800=\"\",\"\",IF(START!$B$34=2,INDIRECT(\"'Exterior Lighting'!\"&SUBSTITUTE(ADDRESS(1,MOD(ROW(A4800)-3802,50)+9,4),\"1\",\"\")&ROUNDDOWN((ROW(A4800)-3802)/50,0)+5),\"\"))","v":""},"",{"$f":"IF(A4800=\"\",\"\",INDIRECT(\"'Exterior Lighting'!C\"&ROUNDDOWN((ROW(A4800)-3802)/50,0)+5))","v":""},"",{"$f":"IF(A4800=\"\",\"\",INDIRECT(\"'Fixture Schedule'!D\"&MOD(ROW(A4800)-3802,50)+9))","v":""},{"$f":"IF(A4800=\"\",\"\",IF(AR4800=\"\",\"\",INDIRECT(\"'Fixture Schedule'!K\"&MOD(ROW(A4800)-52,50)+9)))","v":""},{"$f":"IF(A4800=\"\",\"\",INDIRECT(\"'Exterior Lighting'!E\"&ROUNDDOWN((ROW(A4800)-3802)/50,0)+5))","v":""},{"$f":"IF(A4800=\"\",\"\",INDIRECT(\"'Fixture Schedule'!L\"&MOD(ROW(A4800)-52,50)+9))","v":""},null,null,null,null,null,null,null,null,null,null,null,null,null,{"$f":"INDIRECT(\"'Exterior Lighting'!\"&SUBSTITUTE(ADDRESS(1,MOD(ROW(A4800)-3802,50)+9,4),\"1\",\"\")&ROUNDDOWN((ROW(A4800)-3802)/50,0)+5)","v":0},{"$f":"LEFT(INDIRECT(\"'Exterior Lighting'!BH\"&ROUNDDOWN((ROW(A4800)-3802)/50,0)+5),3)","v":""},{"$f":"INDIRECT(\"'Fixture Schedule'!L\"&MOD(ROW(A4800)-52,50)+9)","v":0},{"$f":"INDIRECT(\"'Fixture Schedule'!O\"&MOD(ROW(A4800)-52,50)+9)","v":0},null,{"$f":"INDIRECT(\"'Fixture Schedule'!L\"&MOD(ROW(A4800)-52,50)+9)","v":0}]
[{"$f":"IF(OR(AM4801=0,AN4801=\"DNQ\")=TRUE,\"\",INDIRECT(\"'Fixture Schedule'!M\"&MOD(ROW(A4801)-3802,50)+9))","v":""},{"$f":"IF(A4801=\"\",\"\",INDIRECT(\"'Fixture Schedule'!E\"&MOD(ROW(A4801)-3802,50)+9))","v":""},{"$f":"IF(A4801=\"\",\"\",INDIRECT(\"'Fixture Schedule'!F\"&MOD(ROW(A4801)-3802,50)+9))","v":""},{"$f":"IF(A4801=\"\",\"\",INDIRECT(\"'Fixture Schedule'!L\"&MOD(ROW(A4801)-52,50)+9))","v":""},"",null,null,{"$f":"IF(A4801=\"\",\"\",IF(AP4801=1,Summary!$C$12*(AO4801)/(IF(InteriorCalcType=1,'Building Area Method'!$BK$6,SUM('Space-by-Space Method'!$BO$4:$BO$78))+SUM('Exterior Lighting'!$BL$5:$BL$25)),0))","v":""},{"$f":"IF(A4801=\"\",\"\",IF(START!$B$34=1,INDIRECT(\"'Exterior Lighting'!\"&SUBSTITUTE(ADDRESS(1,MOD(ROW(A4801)-3802,50)+9,4),\"1\",\"\")&ROUNDDOWN((ROW(A4801)-3802)/50,0)+5),\"\"))","v":""},{"$f":"IF(A4801=\"\",\"\",IF(AP4801=1,Summary!$F$11*(AO4801)/(IF(InteriorCalcType=1,'Building Area Method'!$BK$6,SUM('Space-by-Space Method'!$BO$4:$BO$78))+SUM('Exterior Lighting'!$BL$5:$BL$25)),0))","v":""},{"$f":"IF(A4801=\"\",\"\",IF(AP4801=1,Summary!$E$11*(AO4801)/(IF(InteriorCalcType=1,'Building Area Method'!$BK$6,SUM('Space-by-Space Method'!$BO$4:$BO$78))+SUM('Exterior Lighting'!$BL$5:$BL$25)),0))","v":""},{"$f":"IF(A4801=\"\",\"\",IF(AP4801=1,Summary!$G$11*(AO4801)/(IF(InteriorCalcType=1,'Building Area Method'!$BK$6,SUM('Space-by-Space Method'!$BO$4:$BO$78))+SUM('Exterior Lighting'!$BL$5:$BL$25)),0))","v":""},"","",null,null,null,{"$f":"IF(A4801=\"\",\"\",IF(START!$B$34=2,INDIRECT(\"'Exterior Lighting'!\"&SUBSTITUTE(ADDRESS(1,MOD(ROW(A4801)-3802,50)+9,4),\"1\",\"\")&ROUNDDOWN((ROW(A4801)-3802)/50,0)+5),\"\"))","v":""},"",{"$f":"IF(A4801=\"\",\"\",INDIRECT(\"'Exterior Lighting'!C\"&ROUNDDOWN((ROW(A4801)-3802)/50,0)+5))","v":""},"",{"$f":"IF(A4801=\"\",\"\",INDIRECT(\"'Fixture Schedule'!D\"&MOD(ROW(A4801)-3802,50)+9))","v":""},{"$f":"IF(A4801=\"\",\"\",IF(AR4801=\"\",\"\",INDIRECT(\"'Fixture Schedule'!K\"&MOD(ROW(A4801)-52,50)+9)))","v":""},{"$f":"IF(A4801=\"\",\"\",INDIRECT(\"'Exterior Lighting'!E\"&ROUNDDOWN((ROW(A4801)-3802)/50,0)+5))","v":""},{"$f":"IF(A4801=\"\",\"\",INDIRECT(\"'Fixture Schedule'!L\"&MOD(ROW(A4801)-52,50)+9))","v":""},null,null,null,null,null,null,null,null,null,null,null,null,null,{"$f":"INDIRECT(\"'Exterior Lighting'!\"&SUBSTITUTE(ADDRESS(1,MOD(ROW(A4801)-3802,50)+9,4),\"1\",\"\")&ROUNDDOWN((ROW(A4801)-3802)/50,0)+5)","v":0},{"$f":"LEFT(INDIRECT(\"'Exterior Lighting'!BH\"&ROUNDDOWN((ROW(A4801)-3802)/50,0)+5),3)","v":""},{"$f":"INDIRECT(\"'Fixture Schedule'!L\"&MOD(ROW(A4801)-52,50)+9)","v":0},{"$f":"INDIRECT(\"'Fixture Schedule'!O\"&MOD(ROW(A4801)-52,50)+9)","v":0},null,{"$f":"INDIRECT(\"'Fixture Schedule'!L\"&MOD(ROW(A4801)-52,50)+9)","v":0}]
[{"$f":"IF(OR(AM4802=0,AN4802=\"DNQ\")=TRUE,\"\",INDIRECT(\"'Fixture Schedule'!M\"&MOD(ROW(A4802)-3802,50)+9))","v":""},{"$f":"IF(A4802=\"\",\"\",INDIRECT(\"'Fixture Schedule'!E\"&MOD(ROW(A4802)-3802,50)+9))","v":""},{"$f":"IF(A4802=\"\",\"\",INDIRECT(\"'Fixture Schedule'!F\"&MOD(ROW(A4802)-3802,50)+9))","v":""},{"$f":"IF(A4802=\"\",\"\",INDIRECT(\"'Fixture Schedule'!L\"&MOD(ROW(A4802)-52,50)+9))","v":""},"",null,null,{"$f":"IF(A4802=\"\",\"\",IF(AP4802=1,Summary!$C$12*(AO4802)/(IF(InteriorCalcType=1,'Building Area Method'!$BK$6,SUM('Space-by-Space Method'!$BO$4:$BO$78))+SUM('Exterior Lighting'!$BL$5:$BL$25)),0))","v":""},{"$f":"IF(A4802=\"\",\"\",IF(START!$B$34=1,INDIRECT(\"'Exterior Lighting'!\"&SUBSTITUTE(ADDRESS(1,MOD(ROW(A4802)-3802,50)+9,4),\"1\",\"\")&ROUNDDOWN((ROW(A4802)-3802)/50,0)+5),\"\"))","v":""},{"$f":"IF(A4802=\"\",\"\",IF(AP4802=1,Summary!$F$11*(AO4802)/(IF(InteriorCalcType=1,'Building Area Method'!$BK$6,SUM('Space-by-Space Method'!$BO$4:$BO$78))+SUM('Exterior Lighting'!$BL$5:$BL$25)),0))","v":""},{"$f":"IF(A4802=\"\",\"\",IF(AP4802=1,Summary!$E$11*(AO4802)/(IF(InteriorCalcType=1,'Building Area Method'!$BK$6,SUM('Space-by-Space Method'!$BO$4:$BO$78))+SUM('Exterior Lighting'!$BL$5:$BL$25)),0))","v":""},{"$f":"IF(A4802=\"\",\"\",IF(AP4802=1,Summary!$G$11*(AO4802)/(IF(InteriorCalcType=1,'Building Area Method'!$BK$6,SUM('Space-by-Space Method'!$BO$4:$BO$78))+SUM('Exterior Lighting'!$BL$5:$BL$25)),0))","v":""},"","",null,null,null,{"$f":"IF(A4802=\"\",\"\",IF(START!$B$34=2,INDIRECT(\"'Exterior Lighting'!\"&SUBSTITUTE(ADDRESS(1,MOD(ROW(A4802)-3802,50)+9,4),\"1\",\"\")&ROUNDDOWN((ROW(A4802)-3802)/50,0)+5),\"\"))","v":""},"",{"$f":"IF(A4802=\"\",\"\",INDIRECT(\"'Exterior Lighting'!C\"&ROUNDDOWN((ROW(A4802)-3802)/50,0)+5))","v":""},"",{"$f":"IF(A4802=\"\",\"\",INDIRECT(\"'Fixture Schedule'!D\"&MOD(ROW(A4802)-3802,50)+9))","v":""},{"$f":"IF(A4802=\"\",\"\",IF(AR4802=\"\",\"\",INDIRECT(\"'Fixture Schedule'!K\"&MOD(ROW(A4802)-52,50)+9)))","v":""},{"$f":"IF(A4802=\"\",\"\",INDIRECT(\"'Exterior Lighting'!E\"&ROUNDDOWN((ROW(A4802)-3802)/50,0)+5))","v":""},{"$f":"IF(A4802=\"\",\"\",INDIRECT(\"'Fixture Schedule'!L\"&MOD(ROW(A4802)-52,50)+9))","v":""},null,null,null,null,null,null,null,null,null,null,null,null,null,{"$f":"INDIRECT(\"'Exterior Lighting'!\"&SUBSTITUTE(ADDRESS(1,MOD(ROW(A4802)-3802,50)+9,4),\"1\",\"\")&ROUNDDOWN((ROW(A4802)-3802)/50,0)+5)","v":0},{"$f":"LEFT(INDIRECT(\"'Exterior Lighting'!BH\"&ROUNDDOWN((ROW(A4802)-3802)/50,0)+5),3)","v":""},{"$f":"INDIRECT(\"'Fixture Schedule'!L\"&MOD(ROW(A4802)-52,50)+9)","v":0},{"$f":"INDIRECT(\"'Fixture Schedule'!O\"&MOD(ROW(A4802)-52,50)+9)","v":0},null,{"$f":"INDIRECT(\"'Fixture Schedule'!L\"&MOD(ROW(A4802)-52,50)+9)","v":0}]
[{"$f":"IF(OR(AM4803=0,AN4803=\"DNQ\")=TRUE,\"\",INDIRECT(\"'Fixture Schedule'!M\"&MOD(ROW(A4803)-3802,50)+9))","v":""},{"$f":"IF(A4803=\"\",\"\",INDIRECT(\"'Fixture Schedule'!E\"&MOD(ROW(A4803)-3802,50)+9))","v":""},{"$f":"IF(A4803=\"\",\"\",INDIRECT(\"'Fixture Schedule'!F\"&MOD(ROW(A4803)-3802,50)+9))","v":""},{"$f":"IF(A4803=\"\",\"\",INDIRECT(\"'Fixture Schedule'!L\"&MOD(ROW(A4803)-52,50)+9))","v":""},"",null,null,{"$f":"IF(A4803=\"\",\"\",IF(AP4803=1,Summary!$C$12*(AO4803)/(IF(InteriorCalcType=1,'Building Area Method'!$BK$6,SUM('Space-by-Space Method'!$BO$4:$BO$78))+SUM('Exterior Lighting'!$BL$5:$BL$25)),0))","v":""},{"$f":"IF(A4803=\"\",\"\",IF(START!$B$34=1,INDIRECT(\"'Exterior Lighting'!\"&SUBSTITUTE(ADDRESS(1,MOD(ROW(A4803)-3802,50)+9,4),\"1\",\"\")&ROUNDDOWN((ROW(A4803)-3802)/50,0)+5),\"\"))","v":""},{"$f":"IF(A4803=\"\",\"\",IF(AP4803=1,Summary!$F$11*(AO4803)/(IF(InteriorCalcType=1,'Building Area Method'!$BK$6,SUM('Space-by-Space Method'!$BO$4:$BO$78))+SUM('Exterior Lighting'!$BL$5:$BL$25)),0))","v":""},{"$f":"IF(A4803=\"\",\"\",IF(AP4803=1,Summary!$E$11*(AO4803)/(IF(InteriorCalcType=1,'Building Area Method'!$BK$6,SUM('Space-by-Space Method'!$BO$4:$BO$78))+SUM('Exterior Lighting'!$BL$5:$BL$25)),0))","v":""},{"$f":"IF(A4803=\"\",\"\",IF(AP4803=1,Summary!$G$11*(AO4803)/(IF(InteriorCalcType=1,'Building Area Method'!$BK$6,SUM('Space-by-Space Method'!$BO$4:$BO$78))+SUM('Exterior Lighting'!$BL$5:$BL$25)),0))","v":""},"","",null,null,null,{"$f":"IF(A4803=\"\",\"\",IF(START!$B$34=2,INDIRECT(\"'Exterior Lighting'!\"&SUBSTITUTE(ADDRESS(1,MOD(ROW(A4803)-3802,50)+9,4),\"1\",\"\")&ROUNDDOWN((ROW(A4803)-3802)/50,0)+5),\"\"))","v":""},"",{"$f":"IF(A4803=\"\",\"\",INDIRECT(\"'Exterior Lighting'!C\"&ROUNDDOWN((ROW(A4803)-3802)/50,0)+5))","v":""},"",{"$f":"IF(A4803=\"\",\"\",INDIRECT(\"'Fixture Schedule'!D\"&MOD(ROW(A4803)-3802,50)+9))","v":""},{"$f":"IF(A4803=\"\",\"\",IF(AR4803=\"\",\"\",INDIRECT(\"'Fixture Schedule'!K\"&MOD(ROW(A4803)-52,50)+9)))","v":""},{"$f":"IF(A4803=\"\",\"\",INDIRECT(\"'Exterior Lighting'!E\"&ROUNDDOWN((ROW(A4803)-3802)/50,0)+5))","v":""},{"$f":"IF(A4803=\"\",\"\",INDIRECT(\"'Fixture Schedule'!L\"&MOD(ROW(A4803)-52,50)+9))","v":""},null,null,null,null,null,null,null,null,null,null,null,null,null,{"$f":"INDIRECT(\"'Exterior Lighting'!\"&SUBSTITUTE(ADDRESS(1,MOD(ROW(A4803)-3802,50)+9,4),\"1\",\"\")&ROUNDDOWN((ROW(A4803)-3802)/50,0)+5)","v":0},{"$f":"LEFT(INDIRECT(\"'Exterior Lighting'!BH\"&ROUNDDOWN((ROW(A4803)-3802)/50,0)+5),3)","v":""},{"$f":"INDIRECT(\"'Fixture Schedule'!L\"&MOD(ROW(A4803)-52,50)+9)","v":0},{"$f":"INDIRECT(\"'Fixture Schedule'!O\"&MOD(ROW(A4803)-52,50)+9)","v":0},null,{"$f":"INDIRECT(\"'Fixture Schedule'!L\"&MOD(ROW(A4803)-52,50)+9)","v":0}]
[{"$f":"IF(OR(AM4804=0,AN4804=\"DNQ\")=TRUE,\"\",INDIRECT(\"'Fixture Schedule'!M\"&MOD(ROW(A4804)-3802,50)+9))","v":""},{"$f":"IF(A4804=\"\",\"\",INDIRECT(\"'Fixture Schedule'!E\"&MOD(ROW(A4804)-3802,50)+9))","v":""},{"$f":"IF(A4804=\"\",\"\",INDIRECT(\"'Fixture Schedule'!F\"&MOD(ROW(A4804)-3802,50)+9))","v":""},{"$f":"IF(A4804=\"\",\"\",INDIRECT(\"'Fixture Schedule'!L\"&MOD(ROW(A4804)-52,50)+9))","v":""},"",null,null,{"$f":"IF(A4804=\"\",\"\",IF(AP4804=1,Summary!$C$12*(AO4804)/(IF(InteriorCalcType=1,'Building Area Method'!$BK$6,SUM('Space-by-Space Method'!$BO$4:$BO$78))+SUM('Exterior Lighting'!$BL$5:$BL$25)),0))","v":""},{"$f":"IF(A4804=\"\",\"\",IF(START!$B$34=1,INDIRECT(\"'Exterior Lighting'!\"&SUBSTITUTE(ADDRESS(1,MOD(ROW(A4804)-3802,50)+9,4),\"1\",\"\")&ROUNDDOWN((ROW(A4804)-3802)/50,0)+5),\"\"))","v":""},{"$f":"IF(A4804=\"\",\"\",IF(AP4804=1,Summary!$F$11*(AO4804)/(IF(InteriorCalcType=1,'Building Area Method'!$BK$6,SUM('Space-by-Space Method'!$BO$4:$BO$78))+SUM('Exterior Lighting'!$BL$5:$BL$25)),0))","v":""},{"$f":"IF(A4804=\"\",\"\",IF(AP4804=1,Summary!$E$11*(AO4804)/(IF(InteriorCalcType=1,'Building Area Method'!$BK$6,SUM('Space-by-Space Method'!$BO$4:$BO$78))+SUM('Exterior Lighting'!$BL$5:$BL$25)),0))","v":""},{"$f":"IF(A4804=\"\",\"\",IF(AP4804=1,Summary!$G$11*(AO4804)/(IF(InteriorCalcType=1,'Building Area Method'!$BK$6,SUM('Space-by-Space Method'!$BO$4:$BO$78))+SUM('Exterior Lighting'!$BL$5:$BL$25)),0))","v":""},"","",null,null,null,{"$f":"IF(A4804=\"\",\"\",IF(START!$B$34=2,INDIRECT(\"'Exterior Lighting'!\"&SUBSTITUTE(ADDRESS(1,MOD(ROW(A4804)-3802,50)+9,4),\"1\",\"\")&ROUNDDOWN((ROW(A4804)-3802)/50,0)+5),\"\"))","v":""},"",{"$f":"IF(A4804=\"\",\"\",INDIRECT(\"'Exterior Lighting'!C\"&ROUNDDOWN((ROW(A4804)-3802)/50,0)+5))","v":""},"",{"$f":"IF(A4804=\"\",\"\",INDIRECT(\"'Fixture Schedule'!D\"&MOD(ROW(A4804)-3802,50)+9))","v":""},{"$f":"IF(A4804=\"\",\"\",IF(AR4804=\"\",\"\",INDIRECT(\"'Fixture Schedule'!K\"&MOD(ROW(A4804)-52,50)+9)))","v":""},{"$f":"IF(A4804=\"\",\"\",INDIRECT(\"'Exterior Lighting'!E\"&ROUNDDOWN((ROW(A4804)-3802)/50,0)+5))","v":""},{"$f":"IF(A4804=\"\",\"\",INDIRECT(\"'Fixture Schedule'!L\"&MOD(ROW(A4804)-52,50)+9))","v":""},null,null,null,null,null,null,null,null,null,null,null,null,null,{"$f":"INDIRECT(\"'Exterior Lighting'!\"&SUBSTITUTE(ADDRESS(1,MOD(ROW(A4804)-3802,50)+9,4),\"1\",\"\")&ROUNDDOWN((ROW(A4804)-3802)/50,0)+5)","v":0},{"$f":"LEFT(INDIRECT(\"'Exterior Lighting'!BH\"&ROUNDDOWN((ROW(A4804)-3802)/50,0)+5),3)","v":""},{"$f":"INDIRECT(\"'Fixture Schedule'!L\"&MOD(ROW(A4804)-52,50)+9)","v":0},{"$f":"INDIRECT(\"'Fixture Schedule'!O\"&MOD(ROW(A4804)-52,50)+9)","v":0},null,{"$f":"INDIRECT(\"'Fixture Schedule'!L\"&MOD(ROW(A4804)-52,50)+9)","v":0}]
[{"$f":"IF(OR(AM4805=0,AN4805=\"DNQ\")=TRUE,\"\",INDIRECT(\"'Fixture Schedule'!M\"&MOD(ROW(A4805)-3802,50)+9))","v":""},{"$f":"IF(A4805=\"\",\"\",INDIRECT(\"'Fixture Schedule'!E\"&MOD(ROW(A4805)-3802,50)+9))","v":""},{"$f":"IF(A4805=\"\",\"\",INDIRECT(\"'Fixture Schedule'!F\"&MOD(ROW(A4805)-3802,50)+9))","v":""},{"$f":"IF(A4805=\"\",\"\",INDIRECT(\"'Fixture Schedule'!L\"&MOD(ROW(A4805)-52,50)+9))","v":""},"",null,null,{"$f":"IF(A4805=\"\",\"\",IF(AP4805=1,Summary!$C$12*(AO4805)/(IF(InteriorCalcType=1,'Building Area Method'!$BK$6,SUM('Space-by-Space Method'!$BO$4:$BO$78))+SUM('Exterior Lighting'!$BL$5:$BL$25)),0))","v":""},{"$f":"IF(A4805=\"\",\"\",IF(START!$B$34=1,INDIRECT(\"'Exterior Lighting'!\"&SUBSTITUTE(ADDRESS(1,MOD(ROW(A4805)-3802,50)+9,4),\"1\",\"\")&ROUNDDOWN((ROW(A4805)-3802)/50,0)+5),\"\"))","v":""},{"$f":"IF(A4805=\"\",\"\",IF(AP4805=1,Summary!$F$11*(AO4805)/(IF(InteriorCalcType=1,'Building Area Method'!$BK$6,SUM('Space-by-Space Method'!$BO$4:$BO$78))+SUM('Exterior Lighting'!$BL$5:$BL$25)),0))","v":""},{"$f":"IF(A4805=\"\",\"\",IF(AP4805=1,Summary!$E$11*(AO4805)/(IF(InteriorCalcType=1,'Building Area Method'!$BK$6,SUM('Space-by-Space Method'!$BO$4:$BO$78))+SUM('Exterior Lighting'!$BL$5:$BL$25)),0))","v":""},{"$f":"IF(A4805=\"\",\"\",IF(AP4805=1,Summary!$G$11*(AO4805)/(IF(InteriorCalcType=1,'Building Area Method'!$BK$6,SUM('Space-by-Space Method'!$BO$4:$BO$78))+SUM('Exterior Lighting'!$BL$5:$BL$25)),0))","v":""},"","",null,null,null,{"$f":"IF(A4805=\"\",\"\",IF(START!$B$34=2,INDIRECT(\"'Exterior Lighting'!\"&SUBSTITUTE(ADDRESS(1,MOD(ROW(A4805)-3802,50)+9,4),\"1\",\"\")&ROUNDDOWN((ROW(A4805)-3802)/50,0)+5),\"\"))","v":""},"",{"$f":"IF(A4805=\"\",\"\",INDIRECT(\"'Exterior Lighting'!C\"&ROUNDDOWN((ROW(A4805)-3802)/50,0)+5))","v":""},"",{"$f":"IF(A4805=\"\",\"\",INDIRECT(\"'Fixture Schedule'!D\"&MOD(ROW(A4805)-3802,50)+9))","v":""},{"$f":"IF(A4805=\"\",\"\",IF(AR4805=\"\",\"\",INDIRECT(\"'Fixture Schedule'!K\"&MOD(ROW(A4805)-52,50)+9)))","v":""},{"$f":"IF(A4805=\"\",\"\",INDIRECT(\"'Exterior Lighting'!E\"&ROUNDDOWN((ROW(A4805)-3802)/50,0)+5))","v":""},{"$f":"IF(A4805=\"\",\"\",INDIRECT(\"'Fixture Schedule'!L\"&MOD(ROW(A4805)-52,50)+9))","v":""},null,null,null,null,null,null,null,null,null,null,null,null,null,{"$f":"INDIRECT(\"'Exterior Lighting'!\"&SUBSTITUTE(ADDRESS(1,MOD(ROW(A4805)-3802,50)+9,4),\"1\",\"\")&ROUNDDOWN((ROW(A4805)-3802)/50,0)+5)","v":0},{"$f":"LEFT(INDIRECT(\"'Exterior Lighting'!BH\"&ROUNDDOWN((ROW(A4805)-3802)/50,0)+5),3)","v":""},{"$f":"INDIRECT(\"'Fixture Schedule'!L\"&MOD(ROW(A4805)-52,50)+9)","v":0},{"$f":"INDIRECT(\"'Fixture Schedule'!O\"&MOD(ROW(A4805)-52,50)+9)","v":0},null,{"$f":"INDIRECT(\"'Fixture Schedule'!L\"&MOD(ROW(A4805)-52,50)+9)","v":0}]
[{"$f":"IF(OR(AM4806=0,AN4806=\"DNQ\")=TRUE,\"\",INDIRECT(\"'Fixture Schedule'!M\"&MOD(ROW(A4806)-3802,50)+9))","v":""},{"$f":"IF(A4806=\"\",\"\",INDIRECT(\"'Fixture Schedule'!E\"&MOD(ROW(A4806)-3802,50)+9))","v":""},{"$f":"IF(A4806=\"\",\"\",INDIRECT(\"'Fixture Schedule'!F\"&MOD(ROW(A4806)-3802,50)+9))","v":""},{"$f":"IF(A4806=\"\",\"\",INDIRECT(\"'Fixture Schedule'!L\"&MOD(ROW(A4806)-52,50)+9))","v":""},"",null,null,{"$f":"IF(A4806=\"\",\"\",IF(AP4806=1,Summary!$C$12*(AO4806)/(IF(InteriorCalcType=1,'Building Area Method'!$BK$6,SUM('Space-by-Space Method'!$BO$4:$BO$78))+SUM('Exterior Lighting'!$BL$5:$BL$25)),0))","v":""},{"$f":"IF(A4806=\"\",\"\",IF(START!$B$34=1,INDIRECT(\"'Exterior Lighting'!\"&SUBSTITUTE(ADDRESS(1,MOD(ROW(A4806)-3802,50)+9,4),\"1\",\"\")&ROUNDDOWN((ROW(A4806)-3802)/50,0)+5),\"\"))","v":""},{"$f":"IF(A4806=\"\",\"\",IF(AP4806=1,Summary!$F$11*(AO4806)/(IF(InteriorCalcType=1,'Building Area Method'!$BK$6,SUM('Space-by-Space Method'!$BO$4:$BO$78))+SUM('Exterior Lighting'!$BL$5:$BL$25)),0))","v":""},{"$f":"IF(A4806=\"\",\"\",IF(AP4806=1,Summary!$E$11*(AO4806)/(IF(InteriorCalcType=1,'Building Area Method'!$BK$6,SUM('Space-by-Space Method'!$BO$4:$BO$78))+SUM('Exterior Lighting'!$BL$5:$BL$25)),0))","v":""},{"$f":"IF(A4806=\"\",\"\",IF(AP4806=1,Summary!$G$11*(AO4806)/(IF(InteriorCalcType=1,'Building Area Method'!$BK$6,SUM('Space-by-Space Method'!$BO$4:$BO$78))+SUM('Exterior Lighting'!$BL$5:$BL$25)),0))","v":""},"","",null,null,null,{"$f":"IF(A4806=\"\",\"\",IF(START!$B$34=2,INDIRECT(\"'Exterior Lighting'!\"&SUBSTITUTE(ADDRESS(1,MOD(ROW(A4806)-3802,50)+9,4),\"1\",\"\")&ROUNDDOWN((ROW(A4806)-3802)/50,0)+5),\"\"))","v":""},"",{"$f":"IF(A4806=\"\",\"\",INDIRECT(\"'Exterior Lighting'!C\"&ROUNDDOWN((ROW(A4806)-3802)/50,0)+5))","v":""},"",{"$f":"IF(A4806=\"\",\"\",INDIRECT(\"'Fixture Schedule'!D\"&MOD(ROW(A4806)-3802,50)+9))","v":""},{"$f":"IF(A4806=\"\",\"\",IF(AR4806=\"\",\"\",INDIRECT(\"'Fixture Schedule'!K\"&MOD(ROW(A4806)-52,50)+9)))","v":""},{"$f":"IF(A4806=\"\",\"\",INDIRECT(\"'Exterior Lighting'!E\"&ROUNDDOWN((ROW(A4806)-3802)/50,0)+5))","v":""},{"$f":"IF(A4806=\"\",\"\",INDIRECT(\"'Fixture Schedule'!L\"&MOD(ROW(A4806)-52,50)+9))","v":""},null,null,null,null,null,null,null,null,null,null,null,null,null,{"$f":"INDIRECT(\"'Exterior Lighting'!\"&SUBSTITUTE(ADDRESS(1,MOD(ROW(A4806)-3802,50)+9,4),\"1\",\"\")&ROUNDDOWN((ROW(A4806)-3802)/50,0)+5)","v":0},{"$f":"LEFT(INDIRECT(\"'Exterior Lighting'!BH\"&ROUNDDOWN((ROW(A4806)-3802)/50,0)+5),3)","v":""},{"$f":"INDIRECT(\"'Fixture Schedule'!L\"&MOD(ROW(A4806)-52,50)+9)","v":0},{"$f":"INDIRECT(\"'Fixture Schedule'!O\"&MOD(ROW(A4806)-52,50)+9)","v":0},null,{"$f":"INDIRECT(\"'Fixture Schedule'!L\"&MOD(ROW(A4806)-52,50)+9)","v":0}]
[{"$f":"IF(OR(AM4807=0,AN4807=\"DNQ\")=TRUE,\"\",INDIRECT(\"'Fixture Schedule'!M\"&MOD(ROW(A4807)-3802,50)+9))","v":""},{"$f":"IF(A4807=\"\",\"\",INDIRECT(\"'Fixture Schedule'!E\"&MOD(ROW(A4807)-3802,50)+9))","v":""},{"$f":"IF(A4807=\"\",\"\",INDIRECT(\"'Fixture Schedule'!F\"&MOD(ROW(A4807)-3802,50)+9))","v":""},{"$f":"IF(A4807=\"\",\"\",INDIRECT(\"'Fixture Schedule'!L\"&MOD(ROW(A4807)-52,50)+9))","v":""},"",null,null,{"$f":"IF(A4807=\"\",\"\",IF(AP4807=1,Summary!$C$12*(AO4807)/(IF(InteriorCalcType=1,'Building Area Method'!$BK$6,SUM('Space-by-Space Method'!$BO$4:$BO$78))+SUM('Exterior Lighting'!$BL$5:$BL$25)),0))","v":""},{"$f":"IF(A4807=\"\",\"\",IF(START!$B$34=1,INDIRECT(\"'Exterior Lighting'!\"&SUBSTITUTE(ADDRESS(1,MOD(ROW(A4807)-3802,50)+9,4),\"1\",\"\")&ROUNDDOWN((ROW(A4807)-3802)/50,0)+5),\"\"))","v":""},{"$f":"IF(A4807=\"\",\"\",IF(AP4807=1,Summary!$F$11*(AO4807)/(IF(InteriorCalcType=1,'Building Area Method'!$BK$6,SUM('Space-by-Space Method'!$BO$4:$BO$78))+SUM('Exterior Lighting'!$BL$5:$BL$25)),0))","v":""},{"$f":"IF(A4807=\"\",\"\",IF(AP4807=1,Summary!$E$11*(AO4807)/(IF(InteriorCalcType=1,'Building Area Method'!$BK$6,SUM('Space-by-Space Method'!$BO$4:$BO$78))+SUM('Exterior Lighting'!$BL$5:$BL$25)),0))","v":""},{"$f":"IF(A4807=\"\",\"\",IF(AP4807=1,Summary!$G$11*(AO4807)/(IF(InteriorCalcType=1,'Building Area Method'!$BK$6,SUM('Space-by-Space Method'!$BO$4:$BO$78))+SUM('Exterior Lighting'!$BL$5:$BL$25)),0))","v":""},"","",null,null,null,{"$f":"IF(A4807=\"\",\"\",IF(START!$B$34=2,INDIRECT(\"'Exterior Lighting'!\"&SUBSTITUTE(ADDRESS(1,MOD(ROW(A4807)-3802,50)+9,4),\"1\",\"\")&ROUNDDOWN((ROW(A4807)-3802)/50,0)+5),\"\"))","v":""},"",{"$f":"IF(A4807=\"\",\"\",INDIRECT(\"'Exterior Lighting'!C\"&ROUNDDOWN((ROW(A4807)-3802)/50,0)+5))","v":""},"",{"$f":"IF(A4807=\"\",\"\",INDIRECT(\"'Fixture Schedule'!D\"&MOD(ROW(A4807)-3802,50)+9))","v":""},{"$f":"IF(A4807=\"\",\"\",IF(AR4807=\"\",\"\",INDIRECT(\"'Fixture Schedule'!K\"&MOD(ROW(A4807)-52,50)+9)))","v":""},{"$f":"IF(A4807=\"\",\"\",INDIRECT(\"'Exterior Lighting'!E\"&ROUNDDOWN((ROW(A4807)-3802)/50,0)+5))","v":""},{"$f":"IF(A4807=\"\",\"\",INDIRECT(\"'Fixture Schedule'!L\"&MOD(ROW(A4807)-52,50)+9))","v":""},null,null,null,null,null,null,null,null,null,null,null,null,null,{"$f":"INDIRECT(\"'Exterior Lighting'!\"&SUBSTITUTE(ADDRESS(1,MOD(ROW(A4807)-3802,50)+9,4),\"1\",\"\")&ROUNDDOWN((ROW(A4807)-3802)/50,0)+5)","v":0},{"$f":"LEFT(INDIRECT(\"'Exterior Lighting'!BH\"&ROUNDDOWN((ROW(A4807)-3802)/50,0)+5),3)","v":""},{"$f":"INDIRECT(\"'Fixture Schedule'!L\"&MOD(ROW(A4807)-52,50)+9)","v":0},{"$f":"INDIRECT(\"'Fixture Schedule'!O\"&MOD(ROW(A4807)-52,50)+9)","v":0},null,{"$f":"INDIRECT(\"'Fixture Schedule'!L\"&MOD(ROW(A4807)-52,50)+9)","v":0}]
[{"$f":"IF(OR(AM4808=0,AN4808=\"DNQ\")=TRUE,\"\",INDIRECT(\"'Fixture Schedule'!M\"&MOD(ROW(A4808)-3802,50)+9))","v":""},{"$f":"IF(A4808=\"\",\"\",INDIRECT(\"'Fixture Schedule'!E\"&MOD(ROW(A4808)-3802,50)+9))","v":""},{"$f":"IF(A4808=\"\",\"\",INDIRECT(\"'Fixture Schedule'!F\"&MOD(ROW(A4808)-3802,50)+9))","v":""},{"$f":"IF(A4808=\"\",\"\",INDIRECT(\"'Fixture Schedule'!L\"&MOD(ROW(A4808)-52,50)+9))","v":""},"",null,null,{"$f":"IF(A4808=\"\",\"\",IF(AP4808=1,Summary!$C$12*(AO4808)/(IF(InteriorCalcType=1,'Building Area Method'!$BK$6,SUM('Space-by-Space Method'!$BO$4:$BO$78))+SUM('Exterior Lighting'!$BL$5:$BL$25)),0))","v":""},{"$f":"IF(A4808=\"\",\"\",IF(START!$B$34=1,INDIRECT(\"'Exterior Lighting'!\"&SUBSTITUTE(ADDRESS(1,MOD(ROW(A4808)-3802,50)+9,4),\"1\",\"\")&ROUNDDOWN((ROW(A4808)-3802)/50,0)+5),\"\"))","v":""},{"$f":"IF(A4808=\"\",\"\",IF(AP4808=1,Summary!$F$11*(AO4808)/(IF(InteriorCalcType=1,'Building Area Method'!$BK$6,SUM('Space-by-Space Method'!$BO$4:$BO$78))+SUM('Exterior Lighting'!$BL$5:$BL$25)),0))","v":""},{"$f":"IF(A4808=\"\",\"\",IF(AP4808=1,Summary!$E$11*(AO4808)/(IF(InteriorCalcType=1,'Building Area Method'!$BK$6,SUM('Space-by-Space Method'!$BO$4:$BO$78))+SUM('Exterior Lighting'!$BL$5:$BL$25)),0))","v":""},{"$f":"IF(A4808=\"\",\"\",IF(AP4808=1,Summary!$G$11*(AO4808)/(IF(InteriorCalcType=1,'Building Area Method'!$BK$6,SUM('Space-by-Space Method'!$BO$4:$BO$78))+SUM('Exterior Lighting'!$BL$5:$BL$25)),0))","v":""},"","",null,null,null,{"$f":"IF(A4808=\"\",\"\",IF(START!$B$34=2,INDIRECT(\"'Exterior Lighting'!\"&SUBSTITUTE(ADDRESS(1,MOD(ROW(A4808)-3802,50)+9,4),\"1\",\"\")&ROUNDDOWN((ROW(A4808)-3802)/50,0)+5),\"\"))","v":""},"",{"$f":"IF(A4808=\"\",\"\",INDIRECT(\"'Exterior Lighting'!C\"&ROUNDDOWN((ROW(A4808)-3802)/50,0)+5))","v":""},"",{"$f":"IF(A4808=\"\",\"\",INDIRECT(\"'Fixture Schedule'!D\"&MOD(ROW(A4808)-3802,50)+9))","v":""},{"$f":"IF(A4808=\"\",\"\",IF(AR4808=\"\",\"\",INDIRECT(\"'Fixture Schedule'!K\"&MOD(ROW(A4808)-52,50)+9)))","v":""},{"$f":"IF(A4808=\"\",\"\",INDIRECT(\"'Exterior Lighting'!E\"&ROUNDDOWN((ROW(A4808)-3802)/50,0)+5))","v":""},{"$f":"IF(A4808=\"\",\"\",INDIRECT(\"'Fixture Schedule'!L\"&MOD(ROW(A4808)-52,50)+9))","v":""},null,null,null,null,null,null,null,null,null,null,null,null,null,{"$f":"INDIRECT(\"'Exterior Lighting'!\"&SUBSTITUTE(ADDRESS(1,MOD(ROW(A4808)-3802,50)+9,4),\"1\",\"\")&ROUNDDOWN((ROW(A4808)-3802)/50,0)+5)","v":0},{"$f":"LEFT(INDIRECT(\"'Exterior Lighting'!BH\"&ROUNDDOWN((ROW(A4808)-3802)/50,0)+5),3)","v":""},{"$f":"INDIRECT(\"'Fixture Schedule'!L\"&MOD(ROW(A4808)-52,50)+9)","v":0},{"$f":"INDIRECT(\"'Fixture Schedule'!O\"&MOD(ROW(A4808)-52,50)+9)","v":0},null,{"$f":"INDIRECT(\"'Fixture Schedule'!L\"&MOD(ROW(A4808)-52,50)+9)","v":0}]
[{"$f":"IF(OR(AM4809=0,AN4809=\"DNQ\")=TRUE,\"\",INDIRECT(\"'Fixture Schedule'!M\"&MOD(ROW(A4809)-3802,50)+9))","v":""},{"$f":"IF(A4809=\"\",\"\",INDIRECT(\"'Fixture Schedule'!E\"&MOD(ROW(A4809)-3802,50)+9))","v":""},{"$f":"IF(A4809=\"\",\"\",INDIRECT(\"'Fixture Schedule'!F\"&MOD(ROW(A4809)-3802,50)+9))","v":""},{"$f":"IF(A4809=\"\",\"\",INDIRECT(\"'Fixture Schedule'!L\"&MOD(ROW(A4809)-52,50)+9))","v":""},"",null,null,{"$f":"IF(A4809=\"\",\"\",IF(AP4809=1,Summary!$C$12*(AO4809)/(IF(InteriorCalcType=1,'Building Area Method'!$BK$6,SUM('Space-by-Space Method'!$BO$4:$BO$78))+SUM('Exterior Lighting'!$BL$5:$BL$25)),0))","v":""},{"$f":"IF(A4809=\"\",\"\",IF(START!$B$34=1,INDIRECT(\"'Exterior Lighting'!\"&SUBSTITUTE(ADDRESS(1,MOD(ROW(A4809)-3802,50)+9,4),\"1\",\"\")&ROUNDDOWN((ROW(A4809)-3802)/50,0)+5),\"\"))","v":""},{"$f":"IF(A4809=\"\",\"\",IF(AP4809=1,Summary!$F$11*(AO4809)/(IF(InteriorCalcType=1,'Building Area Method'!$BK$6,SUM('Space-by-Space Method'!$BO$4:$BO$78))+SUM('Exterior Lighting'!$BL$5:$BL$25)),0))","v":""},{"$f":"IF(A4809=\"\",\"\",IF(AP4809=1,Summary!$E$11*(AO4809)/(IF(InteriorCalcType=1,'Building Area Method'!$BK$6,SUM('Space-by-Space Method'!$BO$4:$BO$78))+SUM('Exterior Lighting'!$BL$5:$BL$25)),0))","v":""},{"$f":"IF(A4809=\"\",\"\",IF(AP4809=1,Summary!$G$11*(AO4809)/(IF(InteriorCalcType=1,'Building Area Method'!$BK$6,SUM('Space-by-Space Method'!$BO$4:$BO$78))+SUM('Exterior Lighting'!$BL$5:$BL$25)),0))","v":""},"","",null,null,null,{"$f":"IF(A4809=\"\",\"\",IF(START!$B$34=2,INDIRECT(\"'Exterior Lighting'!\"&SUBSTITUTE(ADDRESS(1,MOD(ROW(A4809)-3802,50)+9,4),\"1\",\"\")&ROUNDDOWN((ROW(A4809)-3802)/50,0)+5),\"\"))","v":""},"",{"$f":"IF(A4809=\"\",\"\",INDIRECT(\"'Exterior Lighting'!C\"&ROUNDDOWN((ROW(A4809)-3802)/50,0)+5))","v":""},"",{"$f":"IF(A4809=\"\",\"\",INDIRECT(\"'Fixture Schedule'!D\"&MOD(ROW(A4809)-3802,50)+9))","v":""},{"$f":"IF(A4809=\"\",\"\",IF(AR4809=\"\",\"\",INDIRECT(\"'Fixture Schedule'!K\"&MOD(ROW(A4809)-52,50)+9)))","v":""},{"$f":"IF(A4809=\"\",\"\",INDIRECT(\"'Exterior Lighting'!E\"&ROUNDDOWN((ROW(A4809)-3802)/50,0)+5))","v":""},{"$f":"IF(A4809=\"\",\"\",INDIRECT(\"'Fixture Schedule'!L\"&MOD(ROW(A4809)-52,50)+9))","v":""},null,null,null,null,null,null,null,null,null,null,null,null,null,{"$f":"INDIRECT(\"'Exterior Lighting'!\"&SUBSTITUTE(ADDRESS(1,MOD(ROW(A4809)-3802,50)+9,4),\"1\",\"\")&ROUNDDOWN((ROW(A4809)-3802)/50,0)+5)","v":0},{"$f":"LEFT(INDIRECT(\"'Exterior Lighting'!BH\"&ROUNDDOWN((ROW(A4809)-3802)/50,0)+5),3)","v":""},{"$f":"INDIRECT(\"'Fixture Schedule'!L\"&MOD(ROW(A4809)-52,50)+9)","v":0},{"$f":"INDIRECT(\"'Fixture Schedule'!O\"&MOD(ROW(A4809)-52,50)+9)","v":0},null,{"$f":"INDIRECT(\"'Fixture Schedule'!L\"&MOD(ROW(A4809)-52,50)+9)","v":0}]
[{"$f":"IF(OR(AM4810=0,AN4810=\"DNQ\")=TRUE,\"\",INDIRECT(\"'Fixture Schedule'!M\"&MOD(ROW(A4810)-3802,50)+9))","v":""},{"$f":"IF(A4810=\"\",\"\",INDIRECT(\"'Fixture Schedule'!E\"&MOD(ROW(A4810)-3802,50)+9))","v":""},{"$f":"IF(A4810=\"\",\"\",INDIRECT(\"'Fixture Schedule'!F\"&MOD(ROW(A4810)-3802,50)+9))","v":""},{"$f":"IF(A4810=\"\",\"\",INDIRECT(\"'Fixture Schedule'!L\"&MOD(ROW(A4810)-52,50)+9))","v":""},"",null,null,{"$f":"IF(A4810=\"\",\"\",IF(AP4810=1,Summary!$C$12*(AO4810)/(IF(InteriorCalcType=1,'Building Area Method'!$BK$6,SUM('Space-by-Space Method'!$BO$4:$BO$78))+SUM('Exterior Lighting'!$BL$5:$BL$25)),0))","v":""},{"$f":"IF(A4810=\"\",\"\",IF(START!$B$34=1,INDIRECT(\"'Exterior Lighting'!\"&SUBSTITUTE(ADDRESS(1,MOD(ROW(A4810)-3802,50)+9,4),\"1\",\"\")&ROUNDDOWN((ROW(A4810)-3802)/50,0)+5),\"\"))","v":""},{"$f":"IF(A4810=\"\",\"\",IF(AP4810=1,Summary!$F$11*(AO4810)/(IF(InteriorCalcType=1,'Building Area Method'!$BK$6,SUM('Space-by-Space Method'!$BO$4:$BO$78))+SUM('Exterior Lighting'!$BL$5:$BL$25)),0))","v":""},{"$f":"IF(A4810=\"\",\"\",IF(AP4810=1,Summary!$E$11*(AO4810)/(IF(InteriorCalcType=1,'Building Area Method'!$BK$6,SUM('Space-by-Space Method'!$BO$4:$BO$78))+SUM('Exterior Lighting'!$BL$5:$BL$25)),0))","v":""},{"$f":"IF(A4810=\"\",\"\",IF(AP4810=1,Summary!$G$11*(AO4810)/(IF(InteriorCalcType=1,'Building Area Method'!$BK$6,SUM('Space-by-Space Method'!$BO$4:$BO$78))+SUM('Exterior Lighting'!$BL$5:$BL$25)),0))","v":""},"","",null,null,null,{"$f":"IF(A4810=\"\",\"\",IF(START!$B$34=2,INDIRECT(\"'Exterior Lighting'!\"&SUBSTITUTE(ADDRESS(1,MOD(ROW(A4810)-3802,50)+9,4),\"1\",\"\")&ROUNDDOWN((ROW(A4810)-3802)/50,0)+5),\"\"))","v":""},"",{"$f":"IF(A4810=\"\",\"\",INDIRECT(\"'Exterior Lighting'!C\"&ROUNDDOWN((ROW(A4810)-3802)/50,0)+5))","v":""},"",{"$f":"IF(A4810=\"\",\"\",INDIRECT(\"'Fixture Schedule'!D\"&MOD(ROW(A4810)-3802,50)+9))","v":""},{"$f":"IF(A4810=\"\",\"\",IF(AR4810=\"\",\"\",INDIRECT(\"'Fixture Schedule'!K\"&MOD(ROW(A4810)-52,50)+9)))","v":""},{"$f":"IF(A4810=\"\",\"\",INDIRECT(\"'Exterior Lighting'!E\"&ROUNDDOWN((ROW(A4810)-3802)/50,0)+5))","v":""},{"$f":"IF(A4810=\"\",\"\",INDIRECT(\"'Fixture Schedule'!L\"&MOD(ROW(A4810)-52,50)+9))","v":""},null,null,null,null,null,null,null,null,null,null,null,null,null,{"$f":"INDIRECT(\"'Exterior Lighting'!\"&SUBSTITUTE(ADDRESS(1,MOD(ROW(A4810)-3802,50)+9,4),\"1\",\"\")&ROUNDDOWN((ROW(A4810)-3802)/50,0)+5)","v":0},{"$f":"LEFT(INDIRECT(\"'Exterior Lighting'!BH\"&ROUNDDOWN((ROW(A4810)-3802)/50,0)+5),3)","v":""},{"$f":"INDIRECT(\"'Fixture Schedule'!L\"&MOD(ROW(A4810)-52,50)+9)","v":0},{"$f":"INDIRECT(\"'Fixture Schedule'!O\"&MOD(ROW(A4810)-52,50)+9)","v":0},null,{"$f":"INDIRECT(\"'Fixture Schedule'!L\"&MOD(ROW(A4810)-52,50)+9)","v":0}]
[{"$f":"IF(OR(AM4811=0,AN4811=\"DNQ\")=TRUE,\"\",INDIRECT(\"'Fixture Schedule'!M\"&MOD(ROW(A4811)-3802,50)+9))","v":""},{"$f":"IF(A4811=\"\",\"\",INDIRECT(\"'Fixture Schedule'!E\"&MOD(ROW(A4811)-3802,50)+9))","v":""},{"$f":"IF(A4811=\"\",\"\",INDIRECT(\"'Fixture Schedule'!F\"&MOD(ROW(A4811)-3802,50)+9))","v":""},{"$f":"IF(A4811=\"\",\"\",INDIRECT(\"'Fixture Schedule'!L\"&MOD(ROW(A4811)-52,50)+9))","v":""},"",null,null,{"$f":"IF(A4811=\"\",\"\",IF(AP4811=1,Summary!$C$12*(AO4811)/(IF(InteriorCalcType=1,'Building Area Method'!$BK$6,SUM('Space-by-Space Method'!$BO$4:$BO$78))+SUM('Exterior Lighting'!$BL$5:$BL$25)),0))","v":""},{"$f":"IF(A4811=\"\",\"\",IF(START!$B$34=1,INDIRECT(\"'Exterior Lighting'!\"&SUBSTITUTE(ADDRESS(1,MOD(ROW(A4811)-3802,50)+9,4),\"1\",\"\")&ROUNDDOWN((ROW(A4811)-3802)/50,0)+5),\"\"))","v":""},{"$f":"IF(A4811=\"\",\"\",IF(AP4811=1,Summary!$F$11*(AO4811)/(IF(InteriorCalcType=1,'Building Area Method'!$BK$6,SUM('Space-by-Space Method'!$BO$4:$BO$78))+SUM('Exterior Lighting'!$BL$5:$BL$25)),0))","v":""},{"$f":"IF(A4811=\"\",\"\",IF(AP4811=1,Summary!$E$11*(AO4811)/(IF(InteriorCalcType=1,'Building Area Method'!$BK$6,SUM('Space-by-Space Method'!$BO$4:$BO$78))+SUM('Exterior Lighting'!$BL$5:$BL$25)),0))","v":""},{"$f":"IF(A4811=\"\",\"\",IF(AP4811=1,Summary!$G$11*(AO4811)/(IF(InteriorCalcType=1,'Building Area Method'!$BK$6,SUM('Space-by-Space Method'!$BO$4:$BO$78))+SUM('Exterior Lighting'!$BL$5:$BL$25)),0))","v":""},"","",null,null,null,{"$f":"IF(A4811=\"\",\"\",IF(START!$B$34=2,INDIRECT(\"'Exterior Lighting'!\"&SUBSTITUTE(ADDRESS(1,MOD(ROW(A4811)-3802,50)+9,4),\"1\",\"\")&ROUNDDOWN((ROW(A4811)-3802)/50,0)+5),\"\"))","v":""},"",{"$f":"IF(A4811=\"\",\"\",INDIRECT(\"'Exterior Lighting'!C\"&ROUNDDOWN((ROW(A4811)-3802)/50,0)+5))","v":""},"",{"$f":"IF(A4811=\"\",\"\",INDIRECT(\"'Fixture Schedule'!D\"&MOD(ROW(A4811)-3802,50)+9))","v":""},{"$f":"IF(A4811=\"\",\"\",IF(AR4811=\"\",\"\",INDIRECT(\"'Fixture Schedule'!K\"&MOD(ROW(A4811)-52,50)+9)))","v":""},{"$f":"IF(A4811=\"\",\"\",INDIRECT(\"'Exterior Lighting'!E\"&ROUNDDOWN((ROW(A4811)-3802)/50,0)+5))","v":""},{"$f":"IF(A4811=\"\",\"\",INDIRECT(\"'Fixture Schedule'!L\"&MOD(ROW(A4811)-52,50)+9))","v":""},null,null,null,null,null,null,null,null,null,null,null,null,null,{"$f":"INDIRECT(\"'Exterior Lighting'!\"&SUBSTITUTE(ADDRESS(1,MOD(ROW(A4811)-3802,50)+9,4),\"1\",\"\")&ROUNDDOWN((ROW(A4811)-3802)/50,0)+5)","v":0},{"$f":"LEFT(INDIRECT(\"'Exterior Lighting'!BH\"&ROUNDDOWN((ROW(A4811)-3802)/50,0)+5),3)","v":""},{"$f":"INDIRECT(\"'Fixture Schedule'!L\"&MOD(ROW(A4811)-52,50)+9)","v":0},{"$f":"INDIRECT(\"'Fixture Schedule'!O\"&MOD(ROW(A4811)-52,50)+9)","v":0},null,{"$f":"INDIRECT(\"'Fixture Schedule'!L\"&MOD(ROW(A4811)-52,50)+9)","v":0}]
[{"$f":"IF(OR(AM4812=0,AN4812=\"DNQ\")=TRUE,\"\",INDIRECT(\"'Fixture Schedule'!M\"&MOD(ROW(A4812)-3802,50)+9))","v":""},{"$f":"IF(A4812=\"\",\"\",INDIRECT(\"'Fixture Schedule'!E\"&MOD(ROW(A4812)-3802,50)+9))","v":""},{"$f":"IF(A4812=\"\",\"\",INDIRECT(\"'Fixture Schedule'!F\"&MOD(ROW(A4812)-3802,50)+9))","v":""},{"$f":"IF(A4812=\"\",\"\",INDIRECT(\"'Fixture Schedule'!L\"&MOD(ROW(A4812)-52,50)+9))","v":""},"",null,null,{"$f":"IF(A4812=\"\",\"\",IF(AP4812=1,Summary!$C$12*(AO4812)/(IF(InteriorCalcType=1,'Building Area Method'!$BK$6,SUM('Space-by-Space Method'!$BO$4:$BO$78))+SUM('Exterior Lighting'!$BL$5:$BL$25)),0))","v":""},{"$f":"IF(A4812=\"\",\"\",IF(START!$B$34=1,INDIRECT(\"'Exterior Lighting'!\"&SUBSTITUTE(ADDRESS(1,MOD(ROW(A4812)-3802,50)+9,4),\"1\",\"\")&ROUNDDOWN((ROW(A4812)-3802)/50,0)+5),\"\"))","v":""},{"$f":"IF(A4812=\"\",\"\",IF(AP4812=1,Summary!$F$11*(AO4812)/(IF(InteriorCalcType=1,'Building Area Method'!$BK$6,SUM('Space-by-Space Method'!$BO$4:$BO$78))+SUM('Exterior Lighting'!$BL$5:$BL$25)),0))","v":""},{"$f":"IF(A4812=\"\",\"\",IF(AP4812=1,Summary!$E$11*(AO4812)/(IF(InteriorCalcType=1,'Building Area Method'!$BK$6,SUM('Space-by-Space Method'!$BO$4:$BO$78))+SUM('Exterior Lighting'!$BL$5:$BL$25)),0))","v":""},{"$f":"IF(A4812=\"\",\"\",IF(AP4812=1,Summary!$G$11*(AO4812)/(IF(InteriorCalcType=1,'Building Area Method'!$BK$6,SUM('Space-by-Space Method'!$BO$4:$BO$78))+SUM('Exterior Lighting'!$BL$5:$BL$25)),0))","v":""},"","",null,null,null,{"$f":"IF(A4812=\"\",\"\",IF(START!$B$34=2,INDIRECT(\"'Exterior Lighting'!\"&SUBSTITUTE(ADDRESS(1,MOD(ROW(A4812)-3802,50)+9,4),\"1\",\"\")&ROUNDDOWN((ROW(A4812)-3802)/50,0)+5),\"\"))","v":""},"",{"$f":"IF(A4812=\"\",\"\",INDIRECT(\"'Exterior Lighting'!C\"&ROUNDDOWN((ROW(A4812)-3802)/50,0)+5))","v":""},"",{"$f":"IF(A4812=\"\",\"\",INDIRECT(\"'Fixture Schedule'!D\"&MOD(ROW(A4812)-3802,50)+9))","v":""},{"$f":"IF(A4812=\"\",\"\",IF(AR4812=\"\",\"\",INDIRECT(\"'Fixture Schedule'!K\"&MOD(ROW(A4812)-52,50)+9)))","v":""},{"$f":"IF(A4812=\"\",\"\",INDIRECT(\"'Exterior Lighting'!E\"&ROUNDDOWN((ROW(A4812)-3802)/50,0)+5))","v":""},{"$f":"IF(A4812=\"\",\"\",INDIRECT(\"'Fixture Schedule'!L\"&MOD(ROW(A4812)-52,50)+9))","v":""},null,null,null,null,null,null,null,null,null,null,null,null,null,{"$f":"INDIRECT(\"'Exterior Lighting'!\"&SUBSTITUTE(ADDRESS(1,MOD(ROW(A4812)-3802,50)+9,4),\"1\",\"\")&ROUNDDOWN((ROW(A4812)-3802)/50,0)+5)","v":0},{"$f":"LEFT(INDIRECT(\"'Exterior Lighting'!BH\"&ROUNDDOWN((ROW(A4812)-3802)/50,0)+5),3)","v":""},{"$f":"INDIRECT(\"'Fixture Schedule'!L\"&MOD(ROW(A4812)-52,50)+9)","v":0},{"$f":"INDIRECT(\"'Fixture Schedule'!O\"&MOD(ROW(A4812)-52,50)+9)","v":0},null,{"$f":"INDIRECT(\"'Fixture Schedule'!L\"&MOD(ROW(A4812)-52,50)+9)","v":0}]
[{"$f":"IF(OR(AM4813=0,AN4813=\"DNQ\")=TRUE,\"\",INDIRECT(\"'Fixture Schedule'!M\"&MOD(ROW(A4813)-3802,50)+9))","v":""},{"$f":"IF(A4813=\"\",\"\",INDIRECT(\"'Fixture Schedule'!E\"&MOD(ROW(A4813)-3802,50)+9))","v":""},{"$f":"IF(A4813=\"\",\"\",INDIRECT(\"'Fixture Schedule'!F\"&MOD(ROW(A4813)-3802,50)+9))","v":""},{"$f":"IF(A4813=\"\",\"\",INDIRECT(\"'Fixture Schedule'!L\"&MOD(ROW(A4813)-52,50)+9))","v":""},"",null,null,{"$f":"IF(A4813=\"\",\"\",IF(AP4813=1,Summary!$C$12*(AO4813)/(IF(InteriorCalcType=1,'Building Area Method'!$BK$6,SUM('Space-by-Space Method'!$BO$4:$BO$78))+SUM('Exterior Lighting'!$BL$5:$BL$25)),0))","v":""},{"$f":"IF(A4813=\"\",\"\",IF(START!$B$34=1,INDIRECT(\"'Exterior Lighting'!\"&SUBSTITUTE(ADDRESS(1,MOD(ROW(A4813)-3802,50)+9,4),\"1\",\"\")&ROUNDDOWN((ROW(A4813)-3802)/50,0)+5),\"\"))","v":""},{"$f":"IF(A4813=\"\",\"\",IF(AP4813=1,Summary!$F$11*(AO4813)/(IF(InteriorCalcType=1,'Building Area Method'!$BK$6,SUM('Space-by-Space Method'!$BO$4:$BO$78))+SUM('Exterior Lighting'!$BL$5:$BL$25)),0))","v":""},{"$f":"IF(A4813=\"\",\"\",IF(AP4813=1,Summary!$E$11*(AO4813)/(IF(InteriorCalcType=1,'Building Area Method'!$BK$6,SUM('Space-by-Space Method'!$BO$4:$BO$78))+SUM('Exterior Lighting'!$BL$5:$BL$25)),0))","v":""},{"$f":"IF(A4813=\"\",\"\",IF(AP4813=1,Summary!$G$11*(AO4813)/(IF(InteriorCalcType=1,'Building Area Method'!$BK$6,SUM('Space-by-Space Method'!$BO$4:$BO$78))+SUM('Exterior Lighting'!$BL$5:$BL$25)),0))","v":""},"","",null,null,null,{"$f":"IF(A4813=\"\",\"\",IF(START!$B$34=2,INDIRECT(\"'Exterior Lighting'!\"&SUBSTITUTE(ADDRESS(1,MOD(ROW(A4813)-3802,50)+9,4),\"1\",\"\")&ROUNDDOWN((ROW(A4813)-3802)/50,0)+5),\"\"))","v":""},"",{"$f":"IF(A4813=\"\",\"\",INDIRECT(\"'Exterior Lighting'!C\"&ROUNDDOWN((ROW(A4813)-3802)/50,0)+5))","v":""},"",{"$f":"IF(A4813=\"\",\"\",INDIRECT(\"'Fixture Schedule'!D\"&MOD(ROW(A4813)-3802,50)+9))","v":""},{"$f":"IF(A4813=\"\",\"\",IF(AR4813=\"\",\"\",INDIRECT(\"'Fixture Schedule'!K\"&MOD(ROW(A4813)-52,50)+9)))","v":""},{"$f":"IF(A4813=\"\",\"\",INDIRECT(\"'Exterior Lighting'!E\"&ROUNDDOWN((ROW(A4813)-3802)/50,0)+5))","v":""},{"$f":"IF(A4813=\"\",\"\",INDIRECT(\"'Fixture Schedule'!L\"&MOD(ROW(A4813)-52,50)+9))","v":""},null,null,null,null,null,null,null,null,null,null,null,null,null,{"$f":"INDIRECT(\"'Exterior Lighting'!\"&SUBSTITUTE(ADDRESS(1,MOD(ROW(A4813)-3802,50)+9,4),\"1\",\"\")&ROUNDDOWN((ROW(A4813)-3802)/50,0)+5)","v":0},{"$f":"LEFT(INDIRECT(\"'Exterior Lighting'!BH\"&ROUNDDOWN((ROW(A4813)-3802)/50,0)+5),3)","v":""},{"$f":"INDIRECT(\"'Fixture Schedule'!L\"&MOD(ROW(A4813)-52,50)+9)","v":0},{"$f":"INDIRECT(\"'Fixture Schedule'!O\"&MOD(ROW(A4813)-52,50)+9)","v":0},null,{"$f":"INDIRECT(\"'Fixture Schedule'!L\"&MOD(ROW(A4813)-52,50)+9)","v":0}]
[{"$f":"IF(OR(AM4814=0,AN4814=\"DNQ\")=TRUE,\"\",INDIRECT(\"'Fixture Schedule'!M\"&MOD(ROW(A4814)-3802,50)+9))","v":""},{"$f":"IF(A4814=\"\",\"\",INDIRECT(\"'Fixture Schedule'!E\"&MOD(ROW(A4814)-3802,50)+9))","v":""},{"$f":"IF(A4814=\"\",\"\",INDIRECT(\"'Fixture Schedule'!F\"&MOD(ROW(A4814)-3802,50)+9))","v":""},{"$f":"IF(A4814=\"\",\"\",INDIRECT(\"'Fixture Schedule'!L\"&MOD(ROW(A4814)-52,50)+9))","v":""},"",null,null,{"$f":"IF(A4814=\"\",\"\",IF(AP4814=1,Summary!$C$12*(AO4814)/(IF(InteriorCalcType=1,'Building Area Method'!$BK$6,SUM('Space-by-Space Method'!$BO$4:$BO$78))+SUM('Exterior Lighting'!$BL$5:$BL$25)),0))","v":""},{"$f":"IF(A4814=\"\",\"\",IF(START!$B$34=1,INDIRECT(\"'Exterior Lighting'!\"&SUBSTITUTE(ADDRESS(1,MOD(ROW(A4814)-3802,50)+9,4),\"1\",\"\")&ROUNDDOWN((ROW(A4814)-3802)/50,0)+5),\"\"))","v":""},{"$f":"IF(A4814=\"\",\"\",IF(AP4814=1,Summary!$F$11*(AO4814)/(IF(InteriorCalcType=1,'Building Area Method'!$BK$6,SUM('Space-by-Space Method'!$BO$4:$BO$78))+SUM('Exterior Lighting'!$BL$5:$BL$25)),0))","v":""},{"$f":"IF(A4814=\"\",\"\",IF(AP4814=1,Summary!$E$11*(AO4814)/(IF(InteriorCalcType=1,'Building Area Method'!$BK$6,SUM('Space-by-Space Method'!$BO$4:$BO$78))+SUM('Exterior Lighting'!$BL$5:$BL$25)),0))","v":""},{"$f":"IF(A4814=\"\",\"\",IF(AP4814=1,Summary!$G$11*(AO4814)/(IF(InteriorCalcType=1,'Building Area Method'!$BK$6,SUM('Space-by-Space Method'!$BO$4:$BO$78))+SUM('Exterior Lighting'!$BL$5:$BL$25)),0))","v":""},"","",null,null,null,{"$f":"IF(A4814=\"\",\"\",IF(START!$B$34=2,INDIRECT(\"'Exterior Lighting'!\"&SUBSTITUTE(ADDRESS(1,MOD(ROW(A4814)-3802,50)+9,4),\"1\",\"\")&ROUNDDOWN((ROW(A4814)-3802)/50,0)+5),\"\"))","v":""},"",{"$f":"IF(A4814=\"\",\"\",INDIRECT(\"'Exterior Lighting'!C\"&ROUNDDOWN((ROW(A4814)-3802)/50,0)+5))","v":""},"",{"$f":"IF(A4814=\"\",\"\",INDIRECT(\"'Fixture Schedule'!D\"&MOD(ROW(A4814)-3802,50)+9))","v":""},{"$f":"IF(A4814=\"\",\"\",IF(AR4814=\"\",\"\",INDIRECT(\"'Fixture Schedule'!K\"&MOD(ROW(A4814)-52,50)+9)))","v":""},{"$f":"IF(A4814=\"\",\"\",INDIRECT(\"'Exterior Lighting'!E\"&ROUNDDOWN((ROW(A4814)-3802)/50,0)+5))","v":""},{"$f":"IF(A4814=\"\",\"\",INDIRECT(\"'Fixture Schedule'!L\"&MOD(ROW(A4814)-52,50)+9))","v":""},null,null,null,null,null,null,null,null,null,null,null,null,null,{"$f":"INDIRECT(\"'Exterior Lighting'!\"&SUBSTITUTE(ADDRESS(1,MOD(ROW(A4814)-3802,50)+9,4),\"1\",\"\")&ROUNDDOWN((ROW(A4814)-3802)/50,0)+5)","v":0},{"$f":"LEFT(INDIRECT(\"'Exterior Lighting'!BH\"&ROUNDDOWN((ROW(A4814)-3802)/50,0)+5),3)","v":""},{"$f":"INDIRECT(\"'Fixture Schedule'!L\"&MOD(ROW(A4814)-52,50)+9)","v":0},{"$f":"INDIRECT(\"'Fixture Schedule'!O\"&MOD(ROW(A4814)-52,50)+9)","v":0},null,{"$f":"INDIRECT(\"'Fixture Schedule'!L\"&MOD(ROW(A4814)-52,50)+9)","v":0}]
[{"$f":"IF(OR(AM4815=0,AN4815=\"DNQ\")=TRUE,\"\",INDIRECT(\"'Fixture Schedule'!M\"&MOD(ROW(A4815)-3802,50)+9))","v":""},{"$f":"IF(A4815=\"\",\"\",INDIRECT(\"'Fixture Schedule'!E\"&MOD(ROW(A4815)-3802,50)+9))","v":""},{"$f":"IF(A4815=\"\",\"\",INDIRECT(\"'Fixture Schedule'!F\"&MOD(ROW(A4815)-3802,50)+9))","v":""},{"$f":"IF(A4815=\"\",\"\",INDIRECT(\"'Fixture Schedule'!L\"&MOD(ROW(A4815)-52,50)+9))","v":""},"",null,null,{"$f":"IF(A4815=\"\",\"\",IF(AP4815=1,Summary!$C$12*(AO4815)/(IF(InteriorCalcType=1,'Building Area Method'!$BK$6,SUM('Space-by-Space Method'!$BO$4:$BO$78))+SUM('Exterior Lighting'!$BL$5:$BL$25)),0))","v":""},{"$f":"IF(A4815=\"\",\"\",IF(START!$B$34=1,INDIRECT(\"'Exterior Lighting'!\"&SUBSTITUTE(ADDRESS(1,MOD(ROW(A4815)-3802,50)+9,4),\"1\",\"\")&ROUNDDOWN((ROW(A4815)-3802)/50,0)+5),\"\"))","v":""},{"$f":"IF(A4815=\"\",\"\",IF(AP4815=1,Summary!$F$11*(AO4815)/(IF(InteriorCalcType=1,'Building Area Method'!$BK$6,SUM('Space-by-Space Method'!$BO$4:$BO$78))+SUM('Exterior Lighting'!$BL$5:$BL$25)),0))","v":""},{"$f":"IF(A4815=\"\",\"\",IF(AP4815=1,Summary!$E$11*(AO4815)/(IF(InteriorCalcType=1,'Building Area Method'!$BK$6,SUM('Space-by-Space Method'!$BO$4:$BO$78))+SUM('Exterior Lighting'!$BL$5:$BL$25)),0))","v":""},{"$f":"IF(A4815=\"\",\"\",IF(AP4815=1,Summary!$G$11*(AO4815)/(IF(InteriorCalcType=1,'Building Area Method'!$BK$6,SUM('Space-by-Space Method'!$BO$4:$BO$78))+SUM('Exterior Lighting'!$BL$5:$BL$25)),0))","v":""},"","",null,null,null,{"$f":"IF(A4815=\"\",\"\",IF(START!$B$34=2,INDIRECT(\"'Exterior Lighting'!\"&SUBSTITUTE(ADDRESS(1,MOD(ROW(A4815)-3802,50)+9,4),\"1\",\"\")&ROUNDDOWN((ROW(A4815)-3802)/50,0)+5),\"\"))","v":""},"",{"$f":"IF(A4815=\"\",\"\",INDIRECT(\"'Exterior Lighting'!C\"&ROUNDDOWN((ROW(A4815)-3802)/50,0)+5))","v":""},"",{"$f":"IF(A4815=\"\",\"\",INDIRECT(\"'Fixture Schedule'!D\"&MOD(ROW(A4815)-3802,50)+9))","v":""},{"$f":"IF(A4815=\"\",\"\",IF(AR4815=\"\",\"\",INDIRECT(\"'Fixture Schedule'!K\"&MOD(ROW(A4815)-52,50)+9)))","v":""},{"$f":"IF(A4815=\"\",\"\",INDIRECT(\"'Exterior Lighting'!E\"&ROUNDDOWN((ROW(A4815)-3802)/50,0)+5))","v":""},{"$f":"IF(A4815=\"\",\"\",INDIRECT(\"'Fixture Schedule'!L\"&MOD(ROW(A4815)-52,50)+9))","v":""},null,null,null,null,null,null,null,null,null,null,null,null,null,{"$f":"INDIRECT(\"'Exterior Lighting'!\"&SUBSTITUTE(ADDRESS(1,MOD(ROW(A4815)-3802,50)+9,4),\"1\",\"\")&ROUNDDOWN((ROW(A4815)-3802)/50,0)+5)","v":0},{"$f":"LEFT(INDIRECT(\"'Exterior Lighting'!BH\"&ROUNDDOWN((ROW(A4815)-3802)/50,0)+5),3)","v":""},{"$f":"INDIRECT(\"'Fixture Schedule'!L\"&MOD(ROW(A4815)-52,50)+9)","v":0},{"$f":"INDIRECT(\"'Fixture Schedule'!O\"&MOD(ROW(A4815)-52,50)+9)","v":0},null,{"$f":"INDIRECT(\"'Fixture Schedule'!L\"&MOD(ROW(A4815)-52,50)+9)","v":0}]
[{"$f":"IF(OR(AM4816=0,AN4816=\"DNQ\")=TRUE,\"\",INDIRECT(\"'Fixture Schedule'!M\"&MOD(ROW(A4816)-3802,50)+9))","v":""},{"$f":"IF(A4816=\"\",\"\",INDIRECT(\"'Fixture Schedule'!E\"&MOD(ROW(A4816)-3802,50)+9))","v":""},{"$f":"IF(A4816=\"\",\"\",INDIRECT(\"'Fixture Schedule'!F\"&MOD(ROW(A4816)-3802,50)+9))","v":""},{"$f":"IF(A4816=\"\",\"\",INDIRECT(\"'Fixture Schedule'!L\"&MOD(ROW(A4816)-52,50)+9))","v":""},"",null,null,{"$f":"IF(A4816=\"\",\"\",IF(AP4816=1,Summary!$C$12*(AO4816)/(IF(InteriorCalcType=1,'Building Area Method'!$BK$6,SUM('Space-by-Space Method'!$BO$4:$BO$78))+SUM('Exterior Lighting'!$BL$5:$BL$25)),0))","v":""},{"$f":"IF(A4816=\"\",\"\",IF(START!$B$34=1,INDIRECT(\"'Exterior Lighting'!\"&SUBSTITUTE(ADDRESS(1,MOD(ROW(A4816)-3802,50)+9,4),\"1\",\"\")&ROUNDDOWN((ROW(A4816)-3802)/50,0)+5),\"\"))","v":""},{"$f":"IF(A4816=\"\",\"\",IF(AP4816=1,Summary!$F$11*(AO4816)/(IF(InteriorCalcType=1,'Building Area Method'!$BK$6,SUM('Space-by-Space Method'!$BO$4:$BO$78))+SUM('Exterior Lighting'!$BL$5:$BL$25)),0))","v":""},{"$f":"IF(A4816=\"\",\"\",IF(AP4816=1,Summary!$E$11*(AO4816)/(IF(InteriorCalcType=1,'Building Area Method'!$BK$6,SUM('Space-by-Space Method'!$BO$4:$BO$78))+SUM('Exterior Lighting'!$BL$5:$BL$25)),0))","v":""},{"$f":"IF(A4816=\"\",\"\",IF(AP4816=1,Summary!$G$11*(AO4816)/(IF(InteriorCalcType=1,'Building Area Method'!$BK$6,SUM('Space-by-Space Method'!$BO$4:$BO$78))+SUM('Exterior Lighting'!$BL$5:$BL$25)),0))","v":""},"","",null,null,null,{"$f":"IF(A4816=\"\",\"\",IF(START!$B$34=2,INDIRECT(\"'Exterior Lighting'!\"&SUBSTITUTE(ADDRESS(1,MOD(ROW(A4816)-3802,50)+9,4),\"1\",\"\")&ROUNDDOWN((ROW(A4816)-3802)/50,0)+5),\"\"))","v":""},"",{"$f":"IF(A4816=\"\",\"\",INDIRECT(\"'Exterior Lighting'!C\"&ROUNDDOWN((ROW(A4816)-3802)/50,0)+5))","v":""},"",{"$f":"IF(A4816=\"\",\"\",INDIRECT(\"'Fixture Schedule'!D\"&MOD(ROW(A4816)-3802,50)+9))","v":""},{"$f":"IF(A4816=\"\",\"\",IF(AR4816=\"\",\"\",INDIRECT(\"'Fixture Schedule'!K\"&MOD(ROW(A4816)-52,50)+9)))","v":""},{"$f":"IF(A4816=\"\",\"\",INDIRECT(\"'Exterior Lighting'!E\"&ROUNDDOWN((ROW(A4816)-3802)/50,0)+5))","v":""},{"$f":"IF(A4816=\"\",\"\",INDIRECT(\"'Fixture Schedule'!L\"&MOD(ROW(A4816)-52,50)+9))","v":""},null,null,null,null,null,null,null,null,null,null,null,null,null,{"$f":"INDIRECT(\"'Exterior Lighting'!\"&SUBSTITUTE(ADDRESS(1,MOD(ROW(A4816)-3802,50)+9,4),\"1\",\"\")&ROUNDDOWN((ROW(A4816)-3802)/50,0)+5)","v":0},{"$f":"LEFT(INDIRECT(\"'Exterior Lighting'!BH\"&ROUNDDOWN((ROW(A4816)-3802)/50,0)+5),3)","v":""},{"$f":"INDIRECT(\"'Fixture Schedule'!L\"&MOD(ROW(A4816)-52,50)+9)","v":0},{"$f":"INDIRECT(\"'Fixture Schedule'!O\"&MOD(ROW(A4816)-52,50)+9)","v":0},null,{"$f":"INDIRECT(\"'Fixture Schedule'!L\"&MOD(ROW(A4816)-52,50)+9)","v":0}]
[{"$f":"IF(OR(AM4817=0,AN4817=\"DNQ\")=TRUE,\"\",INDIRECT(\"'Fixture Schedule'!M\"&MOD(ROW(A4817)-3802,50)+9))","v":""},{"$f":"IF(A4817=\"\",\"\",INDIRECT(\"'Fixture Schedule'!E\"&MOD(ROW(A4817)-3802,50)+9))","v":""},{"$f":"IF(A4817=\"\",\"\",INDIRECT(\"'Fixture Schedule'!F\"&MOD(ROW(A4817)-3802,50)+9))","v":""},{"$f":"IF(A4817=\"\",\"\",INDIRECT(\"'Fixture Schedule'!L\"&MOD(ROW(A4817)-52,50)+9))","v":""},"",null,null,{"$f":"IF(A4817=\"\",\"\",IF(AP4817=1,Summary!$C$12*(AO4817)/(IF(InteriorCalcType=1,'Building Area Method'!$BK$6,SUM('Space-by-Space Method'!$BO$4:$BO$78))+SUM('Exterior Lighting'!$BL$5:$BL$25)),0))","v":""},{"$f":"IF(A4817=\"\",\"\",IF(START!$B$34=1,INDIRECT(\"'Exterior Lighting'!\"&SUBSTITUTE(ADDRESS(1,MOD(ROW(A4817)-3802,50)+9,4),\"1\",\"\")&ROUNDDOWN((ROW(A4817)-3802)/50,0)+5),\"\"))","v":""},{"$f":"IF(A4817=\"\",\"\",IF(AP4817=1,Summary!$F$11*(AO4817)/(IF(InteriorCalcType=1,'Building Area Method'!$BK$6,SUM('Space-by-Space Method'!$BO$4:$BO$78))+SUM('Exterior Lighting'!$BL$5:$BL$25)),0))","v":""},{"$f":"IF(A4817=\"\",\"\",IF(AP4817=1,Summary!$E$11*(AO4817)/(IF(InteriorCalcType=1,'Building Area Method'!$BK$6,SUM('Space-by-Space Method'!$BO$4:$BO$78))+SUM('Exterior Lighting'!$BL$5:$BL$25)),0))","v":""},{"$f":"IF(A4817=\"\",\"\",IF(AP4817=1,Summary!$G$11*(AO4817)/(IF(InteriorCalcType=1,'Building Area Method'!$BK$6,SUM('Space-by-Space Method'!$BO$4:$BO$78))+SUM('Exterior Lighting'!$BL$5:$BL$25)),0))","v":""},"","",null,null,null,{"$f":"IF(A4817=\"\",\"\",IF(START!$B$34=2,INDIRECT(\"'Exterior Lighting'!\"&SUBSTITUTE(ADDRESS(1,MOD(ROW(A4817)-3802,50)+9,4),\"1\",\"\")&ROUNDDOWN((ROW(A4817)-3802)/50,0)+5),\"\"))","v":""},"",{"$f":"IF(A4817=\"\",\"\",INDIRECT(\"'Exterior Lighting'!C\"&ROUNDDOWN((ROW(A4817)-3802)/50,0)+5))","v":""},"",{"$f":"IF(A4817=\"\",\"\",INDIRECT(\"'Fixture Schedule'!D\"&MOD(ROW(A4817)-3802,50)+9))","v":""},{"$f":"IF(A4817=\"\",\"\",IF(AR4817=\"\",\"\",INDIRECT(\"'Fixture Schedule'!K\"&MOD(ROW(A4817)-52,50)+9)))","v":""},{"$f":"IF(A4817=\"\",\"\",INDIRECT(\"'Exterior Lighting'!E\"&ROUNDDOWN((ROW(A4817)-3802)/50,0)+5))","v":""},{"$f":"IF(A4817=\"\",\"\",INDIRECT(\"'Fixture Schedule'!L\"&MOD(ROW(A4817)-52,50)+9))","v":""},null,null,null,null,null,null,null,null,null,null,null,null,null,{"$f":"INDIRECT(\"'Exterior Lighting'!\"&SUBSTITUTE(ADDRESS(1,MOD(ROW(A4817)-3802,50)+9,4),\"1\",\"\")&ROUNDDOWN((ROW(A4817)-3802)/50,0)+5)","v":0},{"$f":"LEFT(INDIRECT(\"'Exterior Lighting'!BH\"&ROUNDDOWN((ROW(A4817)-3802)/50,0)+5),3)","v":""},{"$f":"INDIRECT(\"'Fixture Schedule'!L\"&MOD(ROW(A4817)-52,50)+9)","v":0},{"$f":"INDIRECT(\"'Fixture Schedule'!O\"&MOD(ROW(A4817)-52,50)+9)","v":0},null,{"$f":"INDIRECT(\"'Fixture Schedule'!L\"&MOD(ROW(A4817)-52,50)+9)","v":0}]
[{"$f":"IF(OR(AM4818=0,AN4818=\"DNQ\")=TRUE,\"\",INDIRECT(\"'Fixture Schedule'!M\"&MOD(ROW(A4818)-3802,50)+9))","v":""},{"$f":"IF(A4818=\"\",\"\",INDIRECT(\"'Fixture Schedule'!E\"&MOD(ROW(A4818)-3802,50)+9))","v":""},{"$f":"IF(A4818=\"\",\"\",INDIRECT(\"'Fixture Schedule'!F\"&MOD(ROW(A4818)-3802,50)+9))","v":""},{"$f":"IF(A4818=\"\",\"\",INDIRECT(\"'Fixture Schedule'!L\"&MOD(ROW(A4818)-52,50)+9))","v":""},"",null,null,{"$f":"IF(A4818=\"\",\"\",IF(AP4818=1,Summary!$C$12*(AO4818)/(IF(InteriorCalcType=1,'Building Area Method'!$BK$6,SUM('Space-by-Space Method'!$BO$4:$BO$78))+SUM('Exterior Lighting'!$BL$5:$BL$25)),0))","v":""},{"$f":"IF(A4818=\"\",\"\",IF(START!$B$34=1,INDIRECT(\"'Exterior Lighting'!\"&SUBSTITUTE(ADDRESS(1,MOD(ROW(A4818)-3802,50)+9,4),\"1\",\"\")&ROUNDDOWN((ROW(A4818)-3802)/50,0)+5),\"\"))","v":""},{"$f":"IF(A4818=\"\",\"\",IF(AP4818=1,Summary!$F$11*(AO4818)/(IF(InteriorCalcType=1,'Building Area Method'!$BK$6,SUM('Space-by-Space Method'!$BO$4:$BO$78))+SUM('Exterior Lighting'!$BL$5:$BL$25)),0))","v":""},{"$f":"IF(A4818=\"\",\"\",IF(AP4818=1,Summary!$E$11*(AO4818)/(IF(InteriorCalcType=1,'Building Area Method'!$BK$6,SUM('Space-by-Space Method'!$BO$4:$BO$78))+SUM('Exterior Lighting'!$BL$5:$BL$25)),0))","v":""},{"$f":"IF(A4818=\"\",\"\",IF(AP4818=1,Summary!$G$11*(AO4818)/(IF(InteriorCalcType=1,'Building Area Method'!$BK$6,SUM('Space-by-Space Method'!$BO$4:$BO$78))+SUM('Exterior Lighting'!$BL$5:$BL$25)),0))","v":""},"","",null,null,null,{"$f":"IF(A4818=\"\",\"\",IF(START!$B$34=2,INDIRECT(\"'Exterior Lighting'!\"&SUBSTITUTE(ADDRESS(1,MOD(ROW(A4818)-3802,50)+9,4),\"1\",\"\")&ROUNDDOWN((ROW(A4818)-3802)/50,0)+5),\"\"))","v":""},"",{"$f":"IF(A4818=\"\",\"\",INDIRECT(\"'Exterior Lighting'!C\"&ROUNDDOWN((ROW(A4818)-3802)/50,0)+5))","v":""},"",{"$f":"IF(A4818=\"\",\"\",INDIRECT(\"'Fixture Schedule'!D\"&MOD(ROW(A4818)-3802,50)+9))","v":""},{"$f":"IF(A4818=\"\",\"\",IF(AR4818=\"\",\"\",INDIRECT(\"'Fixture Schedule'!K\"&MOD(ROW(A4818)-52,50)+9)))","v":""},{"$f":"IF(A4818=\"\",\"\",INDIRECT(\"'Exterior Lighting'!E\"&ROUNDDOWN((ROW(A4818)-3802)/50,0)+5))","v":""},{"$f":"IF(A4818=\"\",\"\",INDIRECT(\"'Fixture Schedule'!L\"&MOD(ROW(A4818)-52,50)+9))","v":""},null,null,null,null,null,null,null,null,null,null,null,null,null,{"$f":"INDIRECT(\"'Exterior Lighting'!\"&SUBSTITUTE(ADDRESS(1,MOD(ROW(A4818)-3802,50)+9,4),\"1\",\"\")&ROUNDDOWN((ROW(A4818)-3802)/50,0)+5)","v":0},{"$f":"LEFT(INDIRECT(\"'Exterior Lighting'!BH\"&ROUNDDOWN((ROW(A4818)-3802)/50,0)+5),3)","v":""},{"$f":"INDIRECT(\"'Fixture Schedule'!L\"&MOD(ROW(A4818)-52,50)+9)","v":0},{"$f":"INDIRECT(\"'Fixture Schedule'!O\"&MOD(ROW(A4818)-52,50)+9)","v":0},null,{"$f":"INDIRECT(\"'Fixture Schedule'!L\"&MOD(ROW(A4818)-52,50)+9)","v":0}]
[{"$f":"IF(OR(AM4819=0,AN4819=\"DNQ\")=TRUE,\"\",INDIRECT(\"'Fixture Schedule'!M\"&MOD(ROW(A4819)-3802,50)+9))","v":""},{"$f":"IF(A4819=\"\",\"\",INDIRECT(\"'Fixture Schedule'!E\"&MOD(ROW(A4819)-3802,50)+9))","v":""},{"$f":"IF(A4819=\"\",\"\",INDIRECT(\"'Fixture Schedule'!F\"&MOD(ROW(A4819)-3802,50)+9))","v":""},{"$f":"IF(A4819=\"\",\"\",INDIRECT(\"'Fixture Schedule'!L\"&MOD(ROW(A4819)-52,50)+9))","v":""},"",null,null,{"$f":"IF(A4819=\"\",\"\",IF(AP4819=1,Summary!$C$12*(AO4819)/(IF(InteriorCalcType=1,'Building Area Method'!$BK$6,SUM('Space-by-Space Method'!$BO$4:$BO$78))+SUM('Exterior Lighting'!$BL$5:$BL$25)),0))","v":""},{"$f":"IF(A4819=\"\",\"\",IF(START!$B$34=1,INDIRECT(\"'Exterior Lighting'!\"&SUBSTITUTE(ADDRESS(1,MOD(ROW(A4819)-3802,50)+9,4),\"1\",\"\")&ROUNDDOWN((ROW(A4819)-3802)/50,0)+5),\"\"))","v":""},{"$f":"IF(A4819=\"\",\"\",IF(AP4819=1,Summary!$F$11*(AO4819)/(IF(InteriorCalcType=1,'Building Area Method'!$BK$6,SUM('Space-by-Space Method'!$BO$4:$BO$78))+SUM('Exterior Lighting'!$BL$5:$BL$25)),0))","v":""},{"$f":"IF(A4819=\"\",\"\",IF(AP4819=1,Summary!$E$11*(AO4819)/(IF(InteriorCalcType=1,'Building Area Method'!$BK$6,SUM('Space-by-Space Method'!$BO$4:$BO$78))+SUM('Exterior Lighting'!$BL$5:$BL$25)),0))","v":""},{"$f":"IF(A4819=\"\",\"\",IF(AP4819=1,Summary!$G$11*(AO4819)/(IF(InteriorCalcType=1,'Building Area Method'!$BK$6,SUM('Space-by-Space Method'!$BO$4:$BO$78))+SUM('Exterior Lighting'!$BL$5:$BL$25)),0))","v":""},"","",null,null,null,{"$f":"IF(A4819=\"\",\"\",IF(START!$B$34=2,INDIRECT(\"'Exterior Lighting'!\"&SUBSTITUTE(ADDRESS(1,MOD(ROW(A4819)-3802,50)+9,4),\"1\",\"\")&ROUNDDOWN((ROW(A4819)-3802)/50,0)+5),\"\"))","v":""},"",{"$f":"IF(A4819=\"\",\"\",INDIRECT(\"'Exterior Lighting'!C\"&ROUNDDOWN((ROW(A4819)-3802)/50,0)+5))","v":""},"",{"$f":"IF(A4819=\"\",\"\",INDIRECT(\"'Fixture Schedule'!D\"&MOD(ROW(A4819)-3802,50)+9))","v":""},{"$f":"IF(A4819=\"\",\"\",IF(AR4819=\"\",\"\",INDIRECT(\"'Fixture Schedule'!K\"&MOD(ROW(A4819)-52,50)+9)))","v":""},{"$f":"IF(A4819=\"\",\"\",INDIRECT(\"'Exterior Lighting'!E\"&ROUNDDOWN((ROW(A4819)-3802)/50,0)+5))","v":""},{"$f":"IF(A4819=\"\",\"\",INDIRECT(\"'Fixture Schedule'!L\"&MOD(ROW(A4819)-52,50)+9))","v":""},null,null,null,null,null,null,null,null,null,null,null,null,null,{"$f":"INDIRECT(\"'Exterior Lighting'!\"&SUBSTITUTE(ADDRESS(1,MOD(ROW(A4819)-3802,50)+9,4),\"1\",\"\")&ROUNDDOWN((ROW(A4819)-3802)/50,0)+5)","v":0},{"$f":"LEFT(INDIRECT(\"'Exterior Lighting'!BH\"&ROUNDDOWN((ROW(A4819)-3802)/50,0)+5),3)","v":""},{"$f":"INDIRECT(\"'Fixture Schedule'!L\"&MOD(ROW(A4819)-52,50)+9)","v":0},{"$f":"INDIRECT(\"'Fixture Schedule'!O\"&MOD(ROW(A4819)-52,50)+9)","v":0},null,{"$f":"INDIRECT(\"'Fixture Schedule'!L\"&MOD(ROW(A4819)-52,50)+9)","v":0}]
[{"$f":"IF(OR(AM4820=0,AN4820=\"DNQ\")=TRUE,\"\",INDIRECT(\"'Fixture Schedule'!M\"&MOD(ROW(A4820)-3802,50)+9))","v":""},{"$f":"IF(A4820=\"\",\"\",INDIRECT(\"'Fixture Schedule'!E\"&MOD(ROW(A4820)-3802,50)+9))","v":""},{"$f":"IF(A4820=\"\",\"\",INDIRECT(\"'Fixture Schedule'!F\"&MOD(ROW(A4820)-3802,50)+9))","v":""},{"$f":"IF(A4820=\"\",\"\",INDIRECT(\"'Fixture Schedule'!L\"&MOD(ROW(A4820)-52,50)+9))","v":""},"",null,null,{"$f":"IF(A4820=\"\",\"\",IF(AP4820=1,Summary!$C$12*(AO4820)/(IF(InteriorCalcType=1,'Building Area Method'!$BK$6,SUM('Space-by-Space Method'!$BO$4:$BO$78))+SUM('Exterior Lighting'!$BL$5:$BL$25)),0))","v":""},{"$f":"IF(A4820=\"\",\"\",IF(START!$B$34=1,INDIRECT(\"'Exterior Lighting'!\"&SUBSTITUTE(ADDRESS(1,MOD(ROW(A4820)-3802,50)+9,4),\"1\",\"\")&ROUNDDOWN((ROW(A4820)-3802)/50,0)+5),\"\"))","v":""},{"$f":"IF(A4820=\"\",\"\",IF(AP4820=1,Summary!$F$11*(AO4820)/(IF(InteriorCalcType=1,'Building Area Method'!$BK$6,SUM('Space-by-Space Method'!$BO$4:$BO$78))+SUM('Exterior Lighting'!$BL$5:$BL$25)),0))","v":""},{"$f":"IF(A4820=\"\",\"\",IF(AP4820=1,Summary!$E$11*(AO4820)/(IF(InteriorCalcType=1,'Building Area Method'!$BK$6,SUM('Space-by-Space Method'!$BO$4:$BO$78))+SUM('Exterior Lighting'!$BL$5:$BL$25)),0))","v":""},{"$f":"IF(A4820=\"\",\"\",IF(AP4820=1,Summary!$G$11*(AO4820)/(IF(InteriorCalcType=1,'Building Area Method'!$BK$6,SUM('Space-by-Space Method'!$BO$4:$BO$78))+SUM('Exterior Lighting'!$BL$5:$BL$25)),0))","v":""},"","",null,null,null,{"$f":"IF(A4820=\"\",\"\",IF(START!$B$34=2,INDIRECT(\"'Exterior Lighting'!\"&SUBSTITUTE(ADDRESS(1,MOD(ROW(A4820)-3802,50)+9,4),\"1\",\"\")&ROUNDDOWN((ROW(A4820)-3802)/50,0)+5),\"\"))","v":""},"",{"$f":"IF(A4820=\"\",\"\",INDIRECT(\"'Exterior Lighting'!C\"&ROUNDDOWN((ROW(A4820)-3802)/50,0)+5))","v":""},"",{"$f":"IF(A4820=\"\",\"\",INDIRECT(\"'Fixture Schedule'!D\"&MOD(ROW(A4820)-3802,50)+9))","v":""},{"$f":"IF(A4820=\"\",\"\",IF(AR4820=\"\",\"\",INDIRECT(\"'Fixture Schedule'!K\"&MOD(ROW(A4820)-52,50)+9)))","v":""},{"$f":"IF(A4820=\"\",\"\",INDIRECT(\"'Exterior Lighting'!E\"&ROUNDDOWN((ROW(A4820)-3802)/50,0)+5))","v":""},{"$f":"IF(A4820=\"\",\"\",INDIRECT(\"'Fixture Schedule'!L\"&MOD(ROW(A4820)-52,50)+9))","v":""},null,null,null,null,null,null,null,null,null,null,null,null,null,{"$f":"INDIRECT(\"'Exterior Lighting'!\"&SUBSTITUTE(ADDRESS(1,MOD(ROW(A4820)-3802,50)+9,4),\"1\",\"\")&ROUNDDOWN((ROW(A4820)-3802)/50,0)+5)","v":0},{"$f":"LEFT(INDIRECT(\"'Exterior Lighting'!BH\"&ROUNDDOWN((ROW(A4820)-3802)/50,0)+5),3)","v":""},{"$f":"INDIRECT(\"'Fixture Schedule'!L\"&MOD(ROW(A4820)-52,50)+9)","v":0},{"$f":"INDIRECT(\"'Fixture Schedule'!O\"&MOD(ROW(A4820)-52,50)+9)","v":0},null,{"$f":"INDIRECT(\"'Fixture Schedule'!L\"&MOD(ROW(A4820)-52,50)+9)","v":0}]
[{"$f":"IF(OR(AM4821=0,AN4821=\"DNQ\")=TRUE,\"\",INDIRECT(\"'Fixture Schedule'!M\"&MOD(ROW(A4821)-3802,50)+9))","v":""},{"$f":"IF(A4821=\"\",\"\",INDIRECT(\"'Fixture Schedule'!E\"&MOD(ROW(A4821)-3802,50)+9))","v":""},{"$f":"IF(A4821=\"\",\"\",INDIRECT(\"'Fixture Schedule'!F\"&MOD(ROW(A4821)-3802,50)+9))","v":""},{"$f":"IF(A4821=\"\",\"\",INDIRECT(\"'Fixture Schedule'!L\"&MOD(ROW(A4821)-52,50)+9))","v":""},"",null,null,{"$f":"IF(A4821=\"\",\"\",IF(AP4821=1,Summary!$C$12*(AO4821)/(IF(InteriorCalcType=1,'Building Area Method'!$BK$6,SUM('Space-by-Space Method'!$BO$4:$BO$78))+SUM('Exterior Lighting'!$BL$5:$BL$25)),0))","v":""},{"$f":"IF(A4821=\"\",\"\",IF(START!$B$34=1,INDIRECT(\"'Exterior Lighting'!\"&SUBSTITUTE(ADDRESS(1,MOD(ROW(A4821)-3802,50)+9,4),\"1\",\"\")&ROUNDDOWN((ROW(A4821)-3802)/50,0)+5),\"\"))","v":""},{"$f":"IF(A4821=\"\",\"\",IF(AP4821=1,Summary!$F$11*(AO4821)/(IF(InteriorCalcType=1,'Building Area Method'!$BK$6,SUM('Space-by-Space Method'!$BO$4:$BO$78))+SUM('Exterior Lighting'!$BL$5:$BL$25)),0))","v":""},{"$f":"IF(A4821=\"\",\"\",IF(AP4821=1,Summary!$E$11*(AO4821)/(IF(InteriorCalcType=1,'Building Area Method'!$BK$6,SUM('Space-by-Space Method'!$BO$4:$BO$78))+SUM('Exterior Lighting'!$BL$5:$BL$25)),0))","v":""},{"$f":"IF(A4821=\"\",\"\",IF(AP4821=1,Summary!$G$11*(AO4821)/(IF(InteriorCalcType=1,'Building Area Method'!$BK$6,SUM('Space-by-Space Method'!$BO$4:$BO$78))+SUM('Exterior Lighting'!$BL$5:$BL$25)),0))","v":""},"","",null,null,null,{"$f":"IF(A4821=\"\",\"\",IF(START!$B$34=2,INDIRECT(\"'Exterior Lighting'!\"&SUBSTITUTE(ADDRESS(1,MOD(ROW(A4821)-3802,50)+9,4),\"1\",\"\")&ROUNDDOWN((ROW(A4821)-3802)/50,0)+5),\"\"))","v":""},"",{"$f":"IF(A4821=\"\",\"\",INDIRECT(\"'Exterior Lighting'!C\"&ROUNDDOWN((ROW(A4821)-3802)/50,0)+5))","v":""},"",{"$f":"IF(A4821=\"\",\"\",INDIRECT(\"'Fixture Schedule'!D\"&MOD(ROW(A4821)-3802,50)+9))","v":""},{"$f":"IF(A4821=\"\",\"\",IF(AR4821=\"\",\"\",INDIRECT(\"'Fixture Schedule'!K\"&MOD(ROW(A4821)-52,50)+9)))","v":""},{"$f":"IF(A4821=\"\",\"\",INDIRECT(\"'Exterior Lighting'!E\"&ROUNDDOWN((ROW(A4821)-3802)/50,0)+5))","v":""},{"$f":"IF(A4821=\"\",\"\",INDIRECT(\"'Fixture Schedule'!L\"&MOD(ROW(A4821)-52,50)+9))","v":""},null,null,null,null,null,null,null,null,null,null,null,null,null,{"$f":"INDIRECT(\"'Exterior Lighting'!\"&SUBSTITUTE(ADDRESS(1,MOD(ROW(A4821)-3802,50)+9,4),\"1\",\"\")&ROUNDDOWN((ROW(A4821)-3802)/50,0)+5)","v":0},{"$f":"LEFT(INDIRECT(\"'Exterior Lighting'!BH\"&ROUNDDOWN((ROW(A4821)-3802)/50,0)+5),3)","v":""},{"$f":"INDIRECT(\"'Fixture Schedule'!L\"&MOD(ROW(A4821)-52,50)+9)","v":0},{"$f":"INDIRECT(\"'Fixture Schedule'!O\"&MOD(ROW(A4821)-52,50)+9)","v":0},null,{"$f":"INDIRECT(\"'Fixture Schedule'!L\"&MOD(ROW(A4821)-52,50)+9)","v":0}]
[{"$f":"IF(OR(AM4822=0,AN4822=\"DNQ\")=TRUE,\"\",INDIRECT(\"'Fixture Schedule'!M\"&MOD(ROW(A4822)-3802,50)+9))","v":""},{"$f":"IF(A4822=\"\",\"\",INDIRECT(\"'Fixture Schedule'!E\"&MOD(ROW(A4822)-3802,50)+9))","v":""},{"$f":"IF(A4822=\"\",\"\",INDIRECT(\"'Fixture Schedule'!F\"&MOD(ROW(A4822)-3802,50)+9))","v":""},{"$f":"IF(A4822=\"\",\"\",INDIRECT(\"'Fixture Schedule'!L\"&MOD(ROW(A4822)-52,50)+9))","v":""},"",null,null,{"$f":"IF(A4822=\"\",\"\",IF(AP4822=1,Summary!$C$12*(AO4822)/(IF(InteriorCalcType=1,'Building Area Method'!$BK$6,SUM('Space-by-Space Method'!$BO$4:$BO$78))+SUM('Exterior Lighting'!$BL$5:$BL$25)),0))","v":""},{"$f":"IF(A4822=\"\",\"\",IF(START!$B$34=1,INDIRECT(\"'Exterior Lighting'!\"&SUBSTITUTE(ADDRESS(1,MOD(ROW(A4822)-3802,50)+9,4),\"1\",\"\")&ROUNDDOWN((ROW(A4822)-3802)/50,0)+5),\"\"))","v":""},{"$f":"IF(A4822=\"\",\"\",IF(AP4822=1,Summary!$F$11*(AO4822)/(IF(InteriorCalcType=1,'Building Area Method'!$BK$6,SUM('Space-by-Space Method'!$BO$4:$BO$78))+SUM('Exterior Lighting'!$BL$5:$BL$25)),0))","v":""},{"$f":"IF(A4822=\"\",\"\",IF(AP4822=1,Summary!$E$11*(AO4822)/(IF(InteriorCalcType=1,'Building Area Method'!$BK$6,SUM('Space-by-Space Method'!$BO$4:$BO$78))+SUM('Exterior Lighting'!$BL$5:$BL$25)),0))","v":""},{"$f":"IF(A4822=\"\",\"\",IF(AP4822=1,Summary!$G$11*(AO4822)/(IF(InteriorCalcType=1,'Building Area Method'!$BK$6,SUM('Space-by-Space Method'!$BO$4:$BO$78))+SUM('Exterior Lighting'!$BL$5:$BL$25)),0))","v":""},"","",null,null,null,{"$f":"IF(A4822=\"\",\"\",IF(START!$B$34=2,INDIRECT(\"'Exterior Lighting'!\"&SUBSTITUTE(ADDRESS(1,MOD(ROW(A4822)-3802,50)+9,4),\"1\",\"\")&ROUNDDOWN((ROW(A4822)-3802)/50,0)+5),\"\"))","v":""},"",{"$f":"IF(A4822=\"\",\"\",INDIRECT(\"'Exterior Lighting'!C\"&ROUNDDOWN((ROW(A4822)-3802)/50,0)+5))","v":""},"",{"$f":"IF(A4822=\"\",\"\",INDIRECT(\"'Fixture Schedule'!D\"&MOD(ROW(A4822)-3802,50)+9))","v":""},{"$f":"IF(A4822=\"\",\"\",IF(AR4822=\"\",\"\",INDIRECT(\"'Fixture Schedule'!K\"&MOD(ROW(A4822)-52,50)+9)))","v":""},{"$f":"IF(A4822=\"\",\"\",INDIRECT(\"'Exterior Lighting'!E\"&ROUNDDOWN((ROW(A4822)-3802)/50,0)+5))","v":""},{"$f":"IF(A4822=\"\",\"\",INDIRECT(\"'Fixture Schedule'!L\"&MOD(ROW(A4822)-52,50)+9))","v":""},null,null,null,null,null,null,null,null,null,null,null,null,null,{"$f":"INDIRECT(\"'Exterior Lighting'!\"&SUBSTITUTE(ADDRESS(1,MOD(ROW(A4822)-3802,50)+9,4),\"1\",\"\")&ROUNDDOWN((ROW(A4822)-3802)/50,0)+5)","v":0},{"$f":"LEFT(INDIRECT(\"'Exterior Lighting'!BH\"&ROUNDDOWN((ROW(A4822)-3802)/50,0)+5),3)","v":""},{"$f":"INDIRECT(\"'Fixture Schedule'!L\"&MOD(ROW(A4822)-52,50)+9)","v":0},{"$f":"INDIRECT(\"'Fixture Schedule'!O\"&MOD(ROW(A4822)-52,50)+9)","v":0},null,{"$f":"INDIRECT(\"'Fixture Schedule'!L\"&MOD(ROW(A4822)-52,50)+9)","v":0}]
[{"$f":"IF(OR(AM4823=0,AN4823=\"DNQ\")=TRUE,\"\",INDIRECT(\"'Fixture Schedule'!M\"&MOD(ROW(A4823)-3802,50)+9))","v":""},{"$f":"IF(A4823=\"\",\"\",INDIRECT(\"'Fixture Schedule'!E\"&MOD(ROW(A4823)-3802,50)+9))","v":""},{"$f":"IF(A4823=\"\",\"\",INDIRECT(\"'Fixture Schedule'!F\"&MOD(ROW(A4823)-3802,50)+9))","v":""},{"$f":"IF(A4823=\"\",\"\",INDIRECT(\"'Fixture Schedule'!L\"&MOD(ROW(A4823)-52,50)+9))","v":""},"",null,null,{"$f":"IF(A4823=\"\",\"\",IF(AP4823=1,Summary!$C$12*(AO4823)/(IF(InteriorCalcType=1,'Building Area Method'!$BK$6,SUM('Space-by-Space Method'!$BO$4:$BO$78))+SUM('Exterior Lighting'!$BL$5:$BL$25)),0))","v":""},{"$f":"IF(A4823=\"\",\"\",IF(START!$B$34=1,INDIRECT(\"'Exterior Lighting'!\"&SUBSTITUTE(ADDRESS(1,MOD(ROW(A4823)-3802,50)+9,4),\"1\",\"\")&ROUNDDOWN((ROW(A4823)-3802)/50,0)+5),\"\"))","v":""},{"$f":"IF(A4823=\"\",\"\",IF(AP4823=1,Summary!$F$11*(AO4823)/(IF(InteriorCalcType=1,'Building Area Method'!$BK$6,SUM('Space-by-Space Method'!$BO$4:$BO$78))+SUM('Exterior Lighting'!$BL$5:$BL$25)),0))","v":""},{"$f":"IF(A4823=\"\",\"\",IF(AP4823=1,Summary!$E$11*(AO4823)/(IF(InteriorCalcType=1,'Building Area Method'!$BK$6,SUM('Space-by-Space Method'!$BO$4:$BO$78))+SUM('Exterior Lighting'!$BL$5:$BL$25)),0))","v":""},{"$f":"IF(A4823=\"\",\"\",IF(AP4823=1,Summary!$G$11*(AO4823)/(IF(InteriorCalcType=1,'Building Area Method'!$BK$6,SUM('Space-by-Space Method'!$BO$4:$BO$78))+SUM('Exterior Lighting'!$BL$5:$BL$25)),0))","v":""},"","",null,null,null,{"$f":"IF(A4823=\"\",\"\",IF(START!$B$34=2,INDIRECT(\"'Exterior Lighting'!\"&SUBSTITUTE(ADDRESS(1,MOD(ROW(A4823)-3802,50)+9,4),\"1\",\"\")&ROUNDDOWN((ROW(A4823)-3802)/50,0)+5),\"\"))","v":""},"",{"$f":"IF(A4823=\"\",\"\",INDIRECT(\"'Exterior Lighting'!C\"&ROUNDDOWN((ROW(A4823)-3802)/50,0)+5))","v":""},"",{"$f":"IF(A4823=\"\",\"\",INDIRECT(\"'Fixture Schedule'!D\"&MOD(ROW(A4823)-3802,50)+9))","v":""},{"$f":"IF(A4823=\"\",\"\",IF(AR4823=\"\",\"\",INDIRECT(\"'Fixture Schedule'!K\"&MOD(ROW(A4823)-52,50)+9)))","v":""},{"$f":"IF(A4823=\"\",\"\",INDIRECT(\"'Exterior Lighting'!E\"&ROUNDDOWN((ROW(A4823)-3802)/50,0)+5))","v":""},{"$f":"IF(A4823=\"\",\"\",INDIRECT(\"'Fixture Schedule'!L\"&MOD(ROW(A4823)-52,50)+9))","v":""},null,null,null,null,null,null,null,null,null,null,null,null,null,{"$f":"INDIRECT(\"'Exterior Lighting'!\"&SUBSTITUTE(ADDRESS(1,MOD(ROW(A4823)-3802,50)+9,4),\"1\",\"\")&ROUNDDOWN((ROW(A4823)-3802)/50,0)+5)","v":0},{"$f":"LEFT(INDIRECT(\"'Exterior Lighting'!BH\"&ROUNDDOWN((ROW(A4823)-3802)/50,0)+5),3)","v":""},{"$f":"INDIRECT(\"'Fixture Schedule'!L\"&MOD(ROW(A4823)-52,50)+9)","v":0},{"$f":"INDIRECT(\"'Fixture Schedule'!O\"&MOD(ROW(A4823)-52,50)+9)","v":0},null,{"$f":"INDIRECT(\"'Fixture Schedule'!L\"&MOD(ROW(A4823)-52,50)+9)","v":0}]
[{"$f":"IF(OR(AM4824=0,AN4824=\"DNQ\")=TRUE,\"\",INDIRECT(\"'Fixture Schedule'!M\"&MOD(ROW(A4824)-3802,50)+9))","v":""},{"$f":"IF(A4824=\"\",\"\",INDIRECT(\"'Fixture Schedule'!E\"&MOD(ROW(A4824)-3802,50)+9))","v":""},{"$f":"IF(A4824=\"\",\"\",INDIRECT(\"'Fixture Schedule'!F\"&MOD(ROW(A4824)-3802,50)+9))","v":""},{"$f":"IF(A4824=\"\",\"\",INDIRECT(\"'Fixture Schedule'!L\"&MOD(ROW(A4824)-52,50)+9))","v":""},"",null,null,{"$f":"IF(A4824=\"\",\"\",IF(AP4824=1,Summary!$C$12*(AO4824)/(IF(InteriorCalcType=1,'Building Area Method'!$BK$6,SUM('Space-by-Space Method'!$BO$4:$BO$78))+SUM('Exterior Lighting'!$BL$5:$BL$25)),0))","v":""},{"$f":"IF(A4824=\"\",\"\",IF(START!$B$34=1,INDIRECT(\"'Exterior Lighting'!\"&SUBSTITUTE(ADDRESS(1,MOD(ROW(A4824)-3802,50)+9,4),\"1\",\"\")&ROUNDDOWN((ROW(A4824)-3802)/50,0)+5),\"\"))","v":""},{"$f":"IF(A4824=\"\",\"\",IF(AP4824=1,Summary!$F$11*(AO4824)/(IF(InteriorCalcType=1,'Building Area Method'!$BK$6,SUM('Space-by-Space Method'!$BO$4:$BO$78))+SUM('Exterior Lighting'!$BL$5:$BL$25)),0))","v":""},{"$f":"IF(A4824=\"\",\"\",IF(AP4824=1,Summary!$E$11*(AO4824)/(IF(InteriorCalcType=1,'Building Area Method'!$BK$6,SUM('Space-by-Space Method'!$BO$4:$BO$78))+SUM('Exterior Lighting'!$BL$5:$BL$25)),0))","v":""},{"$f":"IF(A4824=\"\",\"\",IF(AP4824=1,Summary!$G$11*(AO4824)/(IF(InteriorCalcType=1,'Building Area Method'!$BK$6,SUM('Space-by-Space Method'!$BO$4:$BO$78))+SUM('Exterior Lighting'!$BL$5:$BL$25)),0))","v":""},"","",null,null,null,{"$f":"IF(A4824=\"\",\"\",IF(START!$B$34=2,INDIRECT(\"'Exterior Lighting'!\"&SUBSTITUTE(ADDRESS(1,MOD(ROW(A4824)-3802,50)+9,4),\"1\",\"\")&ROUNDDOWN((ROW(A4824)-3802)/50,0)+5),\"\"))","v":""},"",{"$f":"IF(A4824=\"\",\"\",INDIRECT(\"'Exterior Lighting'!C\"&ROUNDDOWN((ROW(A4824)-3802)/50,0)+5))","v":""},"",{"$f":"IF(A4824=\"\",\"\",INDIRECT(\"'Fixture Schedule'!D\"&MOD(ROW(A4824)-3802,50)+9))","v":""},{"$f":"IF(A4824=\"\",\"\",IF(AR4824=\"\",\"\",INDIRECT(\"'Fixture Schedule'!K\"&MOD(ROW(A4824)-52,50)+9)))","v":""},{"$f":"IF(A4824=\"\",\"\",INDIRECT(\"'Exterior Lighting'!E\"&ROUNDDOWN((ROW(A4824)-3802)/50,0)+5))","v":""},{"$f":"IF(A4824=\"\",\"\",INDIRECT(\"'Fixture Schedule'!L\"&MOD(ROW(A4824)-52,50)+9))","v":""},null,null,null,null,null,null,null,null,null,null,null,null,null,{"$f":"INDIRECT(\"'Exterior Lighting'!\"&SUBSTITUTE(ADDRESS(1,MOD(ROW(A4824)-3802,50)+9,4),\"1\",\"\")&ROUNDDOWN((ROW(A4824)-3802)/50,0)+5)","v":0},{"$f":"LEFT(INDIRECT(\"'Exterior Lighting'!BH\"&ROUNDDOWN((ROW(A4824)-3802)/50,0)+5),3)","v":""},{"$f":"INDIRECT(\"'Fixture Schedule'!L\"&MOD(ROW(A4824)-52,50)+9)","v":0},{"$f":"INDIRECT(\"'Fixture Schedule'!O\"&MOD(ROW(A4824)-52,50)+9)","v":0},null,{"$f":"INDIRECT(\"'Fixture Schedule'!L\"&MOD(ROW(A4824)-52,50)+9)","v":0}]
[{"$f":"IF(OR(AM4825=0,AN4825=\"DNQ\")=TRUE,\"\",INDIRECT(\"'Fixture Schedule'!M\"&MOD(ROW(A4825)-3802,50)+9))","v":""},{"$f":"IF(A4825=\"\",\"\",INDIRECT(\"'Fixture Schedule'!E\"&MOD(ROW(A4825)-3802,50)+9))","v":""},{"$f":"IF(A4825=\"\",\"\",INDIRECT(\"'Fixture Schedule'!F\"&MOD(ROW(A4825)-3802,50)+9))","v":""},{"$f":"IF(A4825=\"\",\"\",INDIRECT(\"'Fixture Schedule'!L\"&MOD(ROW(A4825)-52,50)+9))","v":""},"",null,null,{"$f":"IF(A4825=\"\",\"\",IF(AP4825=1,Summary!$C$12*(AO4825)/(IF(InteriorCalcType=1,'Building Area Method'!$BK$6,SUM('Space-by-Space Method'!$BO$4:$BO$78))+SUM('Exterior Lighting'!$BL$5:$BL$25)),0))","v":""},{"$f":"IF(A4825=\"\",\"\",IF(START!$B$34=1,INDIRECT(\"'Exterior Lighting'!\"&SUBSTITUTE(ADDRESS(1,MOD(ROW(A4825)-3802,50)+9,4),\"1\",\"\")&ROUNDDOWN((ROW(A4825)-3802)/50,0)+5),\"\"))","v":""},{"$f":"IF(A4825=\"\",\"\",IF(AP4825=1,Summary!$F$11*(AO4825)/(IF(InteriorCalcType=1,'Building Area Method'!$BK$6,SUM('Space-by-Space Method'!$BO$4:$BO$78))+SUM('Exterior Lighting'!$BL$5:$BL$25)),0))","v":""},{"$f":"IF(A4825=\"\",\"\",IF(AP4825=1,Summary!$E$11*(AO4825)/(IF(InteriorCalcType=1,'Building Area Method'!$BK$6,SUM('Space-by-Space Method'!$BO$4:$BO$78))+SUM('Exterior Lighting'!$BL$5:$BL$25)),0))","v":""},{"$f":"IF(A4825=\"\",\"\",IF(AP4825=1,Summary!$G$11*(AO4825)/(IF(InteriorCalcType=1,'Building Area Method'!$BK$6,SUM('Space-by-Space Method'!$BO$4:$BO$78))+SUM('Exterior Lighting'!$BL$5:$BL$25)),0))","v":""},"","",null,null,null,{"$f":"IF(A4825=\"\",\"\",IF(START!$B$34=2,INDIRECT(\"'Exterior Lighting'!\"&SUBSTITUTE(ADDRESS(1,MOD(ROW(A4825)-3802,50)+9,4),\"1\",\"\")&ROUNDDOWN((ROW(A4825)-3802)/50,0)+5),\"\"))","v":""},"",{"$f":"IF(A4825=\"\",\"\",INDIRECT(\"'Exterior Lighting'!C\"&ROUNDDOWN((ROW(A4825)-3802)/50,0)+5))","v":""},"",{"$f":"IF(A4825=\"\",\"\",INDIRECT(\"'Fixture Schedule'!D\"&MOD(ROW(A4825)-3802,50)+9))","v":""},{"$f":"IF(A4825=\"\",\"\",IF(AR4825=\"\",\"\",INDIRECT(\"'Fixture Schedule'!K\"&MOD(ROW(A4825)-52,50)+9)))","v":""},{"$f":"IF(A4825=\"\",\"\",INDIRECT(\"'Exterior Lighting'!E\"&ROUNDDOWN((ROW(A4825)-3802)/50,0)+5))","v":""},{"$f":"IF(A4825=\"\",\"\",INDIRECT(\"'Fixture Schedule'!L\"&MOD(ROW(A4825)-52,50)+9))","v":""},null,null,null,null,null,null,null,null,null,null,null,null,null,{"$f":"INDIRECT(\"'Exterior Lighting'!\"&SUBSTITUTE(ADDRESS(1,MOD(ROW(A4825)-3802,50)+9,4),\"1\",\"\")&ROUNDDOWN((ROW(A4825)-3802)/50,0)+5)","v":0},{"$f":"LEFT(INDIRECT(\"'Exterior Lighting'!BH\"&ROUNDDOWN((ROW(A4825)-3802)/50,0)+5),3)","v":""},{"$f":"INDIRECT(\"'Fixture Schedule'!L\"&MOD(ROW(A4825)-52,50)+9)","v":0},{"$f":"INDIRECT(\"'Fixture Schedule'!O\"&MOD(ROW(A4825)-52,50)+9)","v":0},null,{"$f":"INDIRECT(\"'Fixture Schedule'!L\"&MOD(ROW(A4825)-52,50)+9)","v":0}]
[{"$f":"IF(OR(AM4826=0,AN4826=\"DNQ\")=TRUE,\"\",INDIRECT(\"'Fixture Schedule'!M\"&MOD(ROW(A4826)-3802,50)+9))","v":""},{"$f":"IF(A4826=\"\",\"\",INDIRECT(\"'Fixture Schedule'!E\"&MOD(ROW(A4826)-3802,50)+9))","v":""},{"$f":"IF(A4826=\"\",\"\",INDIRECT(\"'Fixture Schedule'!F\"&MOD(ROW(A4826)-3802,50)+9))","v":""},{"$f":"IF(A4826=\"\",\"\",INDIRECT(\"'Fixture Schedule'!L\"&MOD(ROW(A4826)-52,50)+9))","v":""},"",null,null,{"$f":"IF(A4826=\"\",\"\",IF(AP4826=1,Summary!$C$12*(AO4826)/(IF(InteriorCalcType=1,'Building Area Method'!$BK$6,SUM('Space-by-Space Method'!$BO$4:$BO$78))+SUM('Exterior Lighting'!$BL$5:$BL$25)),0))","v":""},{"$f":"IF(A4826=\"\",\"\",IF(START!$B$34=1,INDIRECT(\"'Exterior Lighting'!\"&SUBSTITUTE(ADDRESS(1,MOD(ROW(A4826)-3802,50)+9,4),\"1\",\"\")&ROUNDDOWN((ROW(A4826)-3802)/50,0)+5),\"\"))","v":""},{"$f":"IF(A4826=\"\",\"\",IF(AP4826=1,Summary!$F$11*(AO4826)/(IF(InteriorCalcType=1,'Building Area Method'!$BK$6,SUM('Space-by-Space Method'!$BO$4:$BO$78))+SUM('Exterior Lighting'!$BL$5:$BL$25)),0))","v":""},{"$f":"IF(A4826=\"\",\"\",IF(AP4826=1,Summary!$E$11*(AO4826)/(IF(InteriorCalcType=1,'Building Area Method'!$BK$6,SUM('Space-by-Space Method'!$BO$4:$BO$78))+SUM('Exterior Lighting'!$BL$5:$BL$25)),0))","v":""},{"$f":"IF(A4826=\"\",\"\",IF(AP4826=1,Summary!$G$11*(AO4826)/(IF(InteriorCalcType=1,'Building Area Method'!$BK$6,SUM('Space-by-Space Method'!$BO$4:$BO$78))+SUM('Exterior Lighting'!$BL$5:$BL$25)),0))","v":""},"","",null,null,null,{"$f":"IF(A4826=\"\",\"\",IF(START!$B$34=2,INDIRECT(\"'Exterior Lighting'!\"&SUBSTITUTE(ADDRESS(1,MOD(ROW(A4826)-3802,50)+9,4),\"1\",\"\")&ROUNDDOWN((ROW(A4826)-3802)/50,0)+5),\"\"))","v":""},"",{"$f":"IF(A4826=\"\",\"\",INDIRECT(\"'Exterior Lighting'!C\"&ROUNDDOWN((ROW(A4826)-3802)/50,0)+5))","v":""},"",{"$f":"IF(A4826=\"\",\"\",INDIRECT(\"'Fixture Schedule'!D\"&MOD(ROW(A4826)-3802,50)+9))","v":""},{"$f":"IF(A4826=\"\",\"\",IF(AR4826=\"\",\"\",INDIRECT(\"'Fixture Schedule'!K\"&MOD(ROW(A4826)-52,50)+9)))","v":""},{"$f":"IF(A4826=\"\",\"\",INDIRECT(\"'Exterior Lighting'!E\"&ROUNDDOWN((ROW(A4826)-3802)/50,0)+5))","v":""},{"$f":"IF(A4826=\"\",\"\",INDIRECT(\"'Fixture Schedule'!L\"&MOD(ROW(A4826)-52,50)+9))","v":""},null,null,null,null,null,null,null,null,null,null,null,null,null,{"$f":"INDIRECT(\"'Exterior Lighting'!\"&SUBSTITUTE(ADDRESS(1,MOD(ROW(A4826)-3802,50)+9,4),\"1\",\"\")&ROUNDDOWN((ROW(A4826)-3802)/50,0)+5)","v":0},{"$f":"LEFT(INDIRECT(\"'Exterior Lighting'!BH\"&ROUNDDOWN((ROW(A4826)-3802)/50,0)+5),3)","v":""},{"$f":"INDIRECT(\"'Fixture Schedule'!L\"&MOD(ROW(A4826)-52,50)+9)","v":0},{"$f":"INDIRECT(\"'Fixture Schedule'!O\"&MOD(ROW(A4826)-52,50)+9)","v":0},null,{"$f":"INDIRECT(\"'Fixture Schedule'!L\"&MOD(ROW(A4826)-52,50)+9)","v":0}]
[{"$f":"IF(OR(AM4827=0,AN4827=\"DNQ\")=TRUE,\"\",INDIRECT(\"'Fixture Schedule'!M\"&MOD(ROW(A4827)-3802,50)+9))","v":""},{"$f":"IF(A4827=\"\",\"\",INDIRECT(\"'Fixture Schedule'!E\"&MOD(ROW(A4827)-3802,50)+9))","v":""},{"$f":"IF(A4827=\"\",\"\",INDIRECT(\"'Fixture Schedule'!F\"&MOD(ROW(A4827)-3802,50)+9))","v":""},{"$f":"IF(A4827=\"\",\"\",INDIRECT(\"'Fixture Schedule'!L\"&MOD(ROW(A4827)-52,50)+9))","v":""},{"$f":"IF(A4827=\"\",\"\",\"Watts\")","v":""},null,null,{"$f":"IF(A4827=\"\",\"\",IF(AP4827=1,Summary!$C$12*(AO4827)/(IF(InteriorCalcType=1,'Building Area Method'!$BK$6,SUM('Space-by-Space Method'!$BO$4:$BO$78))+SUM('Exterior Lighting'!$BL$5:$BL$25)),0))","v":""},{"$f":"IF(A4827=\"\",\"\",IF(START!$B$34=1,INDIRECT(\"'Exterior Lighting'!\"&SUBSTITUTE(ADDRESS(1,MOD(ROW(A4827)-3802,50)+9,4),\"1\",\"\")&ROUNDDOWN((ROW(A4827)-3802)/50,0)+5),\"\"))","v":""},{"$f":"IF(A4827=\"\",\"\",IF(AP4827=1,Summary!$F$11*(AO4827)/(IF(InteriorCalcType=1,'Building Area Method'!$BK$6,SUM('Space-by-Space Method'!$BO$4:$BO$78))+SUM('Exterior Lighting'!$BL$5:$BL$25)),0))","v":""},{"$f":"IF(A4827=\"\",\"\",IF(AP4827=1,Summary!$E$11*(AO4827)/(IF(InteriorCalcType=1,'Building Area Method'!$BK$6,SUM('Space-by-Space Method'!$BO$4:$BO$78))+SUM('Exterior Lighting'!$BL$5:$BL$25)),0))","v":""},{"$f":"IF(A4827=\"\",\"\",IF(AP4827=1,Summary!$G$11*(AO4827)/(IF(InteriorCalcType=1,'Building Area Method'!$BK$6,SUM('Space-by-Space Method'!$BO$4:$BO$78))+SUM('Exterior Lighting'!$BL$5:$BL$25)),0))","v":""},{"$f":"IF(A4827=\"\",\"\",0)","v":""},{"$f":"IF(A4827=\"\",\"\",0)","v":""},null,null,null,{"$f":"IF(A4827=\"\",\"\",IF(START!$B$34=2,INDIRECT(\"'Exterior Lighting'!\"&SUBSTITUTE(ADDRESS(1,MOD(ROW(A4827)-3802,50)+9,4),\"1\",\"\")&ROUNDDOWN((ROW(A4827)-3802)/50,0)+5),\"\"))","v":""},{"$f":"IF(A4827=\"\",\"\",\"\")","v":""},{"$f":"IF(A4827=\"\",\"\",INDIRECT(\"'Exterior Lighting'!C\"&ROUNDDOWN((ROW(A4827)-3802)/50,0)+5))","v":""},{"$f":"IF(A4827=\"\",\"\",\"\")","v":""},{"$f":"IF(A4827=\"\",\"\",INDIRECT(\"'Fixture Schedule'!D\"&MOD(ROW(A4827)-3802,50)+9))","v":""},{"$f":"IF(A4827=\"\",\"\",IF(AR4827=\"\",\"\",INDIRECT(\"'Fixture Schedule'!K\"&MOD(ROW(A4827)-52,50)+9)))","v":""},{"$f":"IF(A4827=\"\",\"\",INDIRECT(\"'Exterior Lighting'!E\"&ROUNDDOWN((ROW(A4827)-3802)/50,0)+5))","v":""},{"$f":"IF(A4827=\"\",\"\",INDIRECT(\"'Fixture Schedule'!L\"&MOD(ROW(A4827)-52,50)+9))","v":""},null,null,null,null,null,null,null,null,null,null,null,null,null,{"$f":"INDIRECT(\"'Exterior Lighting'!\"&SUBSTITUTE(ADDRESS(1,MOD(ROW(A4827)-3802,50)+9,4),\"1\",\"\")&ROUNDDOWN((ROW(A4827)-3802)/50,0)+5)","v":0},{"$f":"LEFT(INDIRECT(\"'Exterior Lighting'!BH\"&ROUNDDOWN((ROW(A4827)-3802)/50,0)+5),3)","v":""},{"$f":"INDIRECT(\"'Fixture Schedule'!L\"&MOD(ROW(A4827)-52,50)+9)","v":0},{"$f":"INDIRECT(\"'Fixture Schedule'!O\"&MOD(ROW(A4827)-52,50)+9)","v":0},null,{"$f":"INDIRECT(\"'Fixture Schedule'!L\"&MOD(ROW(A4827)-52,50)+9)","v":0}]
[{"$f":"IF(OR(AM4828=0,AN4828=\"DNQ\")=TRUE,\"\",INDIRECT(\"'Fixture Schedule'!M\"&MOD(ROW(A4828)-3802,50)+9))","v":""},{"$f":"IF(A4828=\"\",\"\",INDIRECT(\"'Fixture Schedule'!E\"&MOD(ROW(A4828)-3802,50)+9))","v":""},{"$f":"IF(A4828=\"\",\"\",INDIRECT(\"'Fixture Schedule'!F\"&MOD(ROW(A4828)-3802,50)+9))","v":""},{"$f":"IF(A4828=\"\",\"\",INDIRECT(\"'Fixture Schedule'!L\"&MOD(ROW(A4828)-52,50)+9))","v":""},"",null,null,{"$f":"IF(A4828=\"\",\"\",IF(AP4828=1,Summary!$C$12*(AO4828)/(IF(InteriorCalcType=1,'Building Area Method'!$BK$6,SUM('Space-by-Space Method'!$BO$4:$BO$78))+SUM('Exterior Lighting'!$BL$5:$BL$25)),0))","v":""},{"$f":"IF(A4828=\"\",\"\",IF(START!$B$34=1,INDIRECT(\"'Exterior Lighting'!\"&SUBSTITUTE(ADDRESS(1,MOD(ROW(A4828)-3802,50)+9,4),\"1\",\"\")&ROUNDDOWN((ROW(A4828)-3802)/50,0)+5),\"\"))","v":""},{"$f":"IF(A4828=\"\",\"\",IF(AP4828=1,Summary!$F$11*(AO4828)/(IF(InteriorCalcType=1,'Building Area Method'!$BK$6,SUM('Space-by-Space Method'!$BO$4:$BO$78))+SUM('Exterior Lighting'!$BL$5:$BL$25)),0))","v":""},{"$f":"IF(A4828=\"\",\"\",IF(AP4828=1,Summary!$E$11*(AO4828)/(IF(InteriorCalcType=1,'Building Area Method'!$BK$6,SUM('Space-by-Space Method'!$BO$4:$BO$78))+SUM('Exterior Lighting'!$BL$5:$BL$25)),0))","v":""},{"$f":"IF(A4828=\"\",\"\",IF(AP4828=1,Summary!$G$11*(AO4828)/(IF(InteriorCalcType=1,'Building Area Method'!$BK$6,SUM('Space-by-Space Method'!$BO$4:$BO$78))+SUM('Exterior Lighting'!$BL$5:$BL$25)),0))","v":""},"","",null,null,null,{"$f":"IF(A4828=\"\",\"\",IF(START!$B$34=2,INDIRECT(\"'Exterior Lighting'!\"&SUBSTITUTE(ADDRESS(1,MOD(ROW(A4828)-3802,50)+9,4),\"1\",\"\")&ROUNDDOWN((ROW(A4828)-3802)/50,0)+5),\"\"))","v":""},"",{"$f":"IF(A4828=\"\",\"\",INDIRECT(\"'Exterior Lighting'!C\"&ROUNDDOWN((ROW(A4828)-3802)/50,0)+5))","v":""},"",{"$f":"IF(A4828=\"\",\"\",INDIRECT(\"'Fixture Schedule'!D\"&MOD(ROW(A4828)-3802,50)+9))","v":""},{"$f":"IF(A4828=\"\",\"\",IF(AR4828=\"\",\"\",INDIRECT(\"'Fixture Schedule'!K\"&MOD(ROW(A4828)-52,50)+9)))","v":""},{"$f":"IF(A4828=\"\",\"\",INDIRECT(\"'Exterior Lighting'!E\"&ROUNDDOWN((ROW(A4828)-3802)/50,0)+5))","v":""},{"$f":"IF(A4828=\"\",\"\",INDIRECT(\"'Fixture Schedule'!L\"&MOD(ROW(A4828)-52,50)+9))","v":""},null,null,null,null,null,null,null,null,null,null,null,null,null,{"$f":"INDIRECT(\"'Exterior Lighting'!\"&SUBSTITUTE(ADDRESS(1,MOD(ROW(A4828)-3802,50)+9,4),\"1\",\"\")&ROUNDDOWN((ROW(A4828)-3802)/50,0)+5)","v":0},{"$f":"LEFT(INDIRECT(\"'Exterior Lighting'!BH\"&ROUNDDOWN((ROW(A4828)-3802)/50,0)+5),3)","v":""},{"$f":"INDIRECT(\"'Fixture Schedule'!L\"&MOD(ROW(A4828)-52,50)+9)","v":0},{"$f":"INDIRECT(\"'Fixture Schedule'!O\"&MOD(ROW(A4828)-52,50)+9)","v":0},null,{"$f":"INDIRECT(\"'Fixture Schedule'!L\"&MOD(ROW(A4828)-52,50)+9)","v":0}]
[{"$f":"IF(OR(AM4829=0,AN4829=\"DNQ\")=TRUE,\"\",INDIRECT(\"'Fixture Schedule'!M\"&MOD(ROW(A4829)-3802,50)+9))","v":""},{"$f":"IF(A4829=\"\",\"\",INDIRECT(\"'Fixture Schedule'!E\"&MOD(ROW(A4829)-3802,50)+9))","v":""},{"$f":"IF(A4829=\"\",\"\",INDIRECT(\"'Fixture Schedule'!F\"&MOD(ROW(A4829)-3802,50)+9))","v":""},{"$f":"IF(A4829=\"\",\"\",INDIRECT(\"'Fixture Schedule'!L\"&MOD(ROW(A4829)-52,50)+9))","v":""},"",null,null,{"$f":"IF(A4829=\"\",\"\",IF(AP4829=1,Summary!$C$12*(AO4829)/(IF(InteriorCalcType=1,'Building Area Method'!$BK$6,SUM('Space-by-Space Method'!$BO$4:$BO$78))+SUM('Exterior Lighting'!$BL$5:$BL$25)),0))","v":""},{"$f":"IF(A4829=\"\",\"\",IF(START!$B$34=1,INDIRECT(\"'Exterior Lighting'!\"&SUBSTITUTE(ADDRESS(1,MOD(ROW(A4829)-3802,50)+9,4),\"1\",\"\")&ROUNDDOWN((ROW(A4829)-3802)/50,0)+5),\"\"))","v":""},{"$f":"IF(A4829=\"\",\"\",IF(AP4829=1,Summary!$F$11*(AO4829)/(IF(InteriorCalcType=1,'Building Area Method'!$BK$6,SUM('Space-by-Space Method'!$BO$4:$BO$78))+SUM('Exterior Lighting'!$BL$5:$BL$25)),0))","v":""},{"$f":"IF(A4829=\"\",\"\",IF(AP4829=1,Summary!$E$11*(AO4829)/(IF(InteriorCalcType=1,'Building Area Method'!$BK$6,SUM('Space-by-Space Method'!$BO$4:$BO$78))+SUM('Exterior Lighting'!$BL$5:$BL$25)),0))","v":""},{"$f":"IF(A4829=\"\",\"\",IF(AP4829=1,Summary!$G$11*(AO4829)/(IF(InteriorCalcType=1,'Building Area Method'!$BK$6,SUM('Space-by-Space Method'!$BO$4:$BO$78))+SUM('Exterior Lighting'!$BL$5:$BL$25)),0))","v":""},"","",null,null,null,{"$f":"IF(A4829=\"\",\"\",IF(START!$B$34=2,INDIRECT(\"'Exterior Lighting'!\"&SUBSTITUTE(ADDRESS(1,MOD(ROW(A4829)-3802,50)+9,4),\"1\",\"\")&ROUNDDOWN((ROW(A4829)-3802)/50,0)+5),\"\"))","v":""},"",{"$f":"IF(A4829=\"\",\"\",INDIRECT(\"'Exterior Lighting'!C\"&ROUNDDOWN((ROW(A4829)-3802)/50,0)+5))","v":""},"",{"$f":"IF(A4829=\"\",\"\",INDIRECT(\"'Fixture Schedule'!D\"&MOD(ROW(A4829)-3802,50)+9))","v":""},{"$f":"IF(A4829=\"\",\"\",IF(AR4829=\"\",\"\",INDIRECT(\"'Fixture Schedule'!K\"&MOD(ROW(A4829)-52,50)+9)))","v":""},{"$f":"IF(A4829=\"\",\"\",INDIRECT(\"'Exterior Lighting'!E\"&ROUNDDOWN((ROW(A4829)-3802)/50,0)+5))","v":""},{"$f":"IF(A4829=\"\",\"\",INDIRECT(\"'Fixture Schedule'!L\"&MOD(ROW(A4829)-52,50)+9))","v":""},null,null,null,null,null,null,null,null,null,null,null,null,null,{"$f":"INDIRECT(\"'Exterior Lighting'!\"&SUBSTITUTE(ADDRESS(1,MOD(ROW(A4829)-3802,50)+9,4),\"1\",\"\")&ROUNDDOWN((ROW(A4829)-3802)/50,0)+5)","v":0},{"$f":"LEFT(INDIRECT(\"'Exterior Lighting'!BH\"&ROUNDDOWN((ROW(A4829)-3802)/50,0)+5),3)","v":""},{"$f":"INDIRECT(\"'Fixture Schedule'!L\"&MOD(ROW(A4829)-52,50)+9)","v":0},{"$f":"INDIRECT(\"'Fixture Schedule'!O\"&MOD(ROW(A4829)-52,50)+9)","v":0},null,{"$f":"INDIRECT(\"'Fixture Schedule'!L\"&MOD(ROW(A4829)-52,50)+9)","v":0}]
[{"$f":"IF(OR(AM4830=0,AN4830=\"DNQ\")=TRUE,\"\",INDIRECT(\"'Fixture Schedule'!M\"&MOD(ROW(A4830)-3802,50)+9))","v":""},{"$f":"IF(A4830=\"\",\"\",INDIRECT(\"'Fixture Schedule'!E\"&MOD(ROW(A4830)-3802,50)+9))","v":""},{"$f":"IF(A4830=\"\",\"\",INDIRECT(\"'Fixture Schedule'!F\"&MOD(ROW(A4830)-3802,50)+9))","v":""},{"$f":"IF(A4830=\"\",\"\",INDIRECT(\"'Fixture Schedule'!L\"&MOD(ROW(A4830)-52,50)+9))","v":""},"",null,null,{"$f":"IF(A4830=\"\",\"\",IF(AP4830=1,Summary!$C$12*(AO4830)/(IF(InteriorCalcType=1,'Building Area Method'!$BK$6,SUM('Space-by-Space Method'!$BO$4:$BO$78))+SUM('Exterior Lighting'!$BL$5:$BL$25)),0))","v":""},{"$f":"IF(A4830=\"\",\"\",IF(START!$B$34=1,INDIRECT(\"'Exterior Lighting'!\"&SUBSTITUTE(ADDRESS(1,MOD(ROW(A4830)-3802,50)+9,4),\"1\",\"\")&ROUNDDOWN((ROW(A4830)-3802)/50,0)+5),\"\"))","v":""},{"$f":"IF(A4830=\"\",\"\",IF(AP4830=1,Summary!$F$11*(AO4830)/(IF(InteriorCalcType=1,'Building Area Method'!$BK$6,SUM('Space-by-Space Method'!$BO$4:$BO$78))+SUM('Exterior Lighting'!$BL$5:$BL$25)),0))","v":""},{"$f":"IF(A4830=\"\",\"\",IF(AP4830=1,Summary!$E$11*(AO4830)/(IF(InteriorCalcType=1,'Building Area Method'!$BK$6,SUM('Space-by-Space Method'!$BO$4:$BO$78))+SUM('Exterior Lighting'!$BL$5:$BL$25)),0))","v":""},{"$f":"IF(A4830=\"\",\"\",IF(AP4830=1,Summary!$G$11*(AO4830)/(IF(InteriorCalcType=1,'Building Area Method'!$BK$6,SUM('Space-by-Space Method'!$BO$4:$BO$78))+SUM('Exterior Lighting'!$BL$5:$BL$25)),0))","v":""},"","",null,null,null,{"$f":"IF(A4830=\"\",\"\",IF(START!$B$34=2,INDIRECT(\"'Exterior Lighting'!\"&SUBSTITUTE(ADDRESS(1,MOD(ROW(A4830)-3802,50)+9,4),\"1\",\"\")&ROUNDDOWN((ROW(A4830)-3802)/50,0)+5),\"\"))","v":""},"",{"$f":"IF(A4830=\"\",\"\",INDIRECT(\"'Exterior Lighting'!C\"&ROUNDDOWN((ROW(A4830)-3802)/50,0)+5))","v":""},"",{"$f":"IF(A4830=\"\",\"\",INDIRECT(\"'Fixture Schedule'!D\"&MOD(ROW(A4830)-3802,50)+9))","v":""},{"$f":"IF(A4830=\"\",\"\",IF(AR4830=\"\",\"\",INDIRECT(\"'Fixture Schedule'!K\"&MOD(ROW(A4830)-52,50)+9)))","v":""},{"$f":"IF(A4830=\"\",\"\",INDIRECT(\"'Exterior Lighting'!E\"&ROUNDDOWN((ROW(A4830)-3802)/50,0)+5))","v":""},{"$f":"IF(A4830=\"\",\"\",INDIRECT(\"'Fixture Schedule'!L\"&MOD(ROW(A4830)-52,50)+9))","v":""},null,null,null,null,null,null,null,null,null,null,null,null,null,{"$f":"INDIRECT(\"'Exterior Lighting'!\"&SUBSTITUTE(ADDRESS(1,MOD(ROW(A4830)-3802,50)+9,4),\"1\",\"\")&ROUNDDOWN((ROW(A4830)-3802)/50,0)+5)","v":0},{"$f":"LEFT(INDIRECT(\"'Exterior Lighting'!BH\"&ROUNDDOWN((ROW(A4830)-3802)/50,0)+5),3)","v":""},{"$f":"INDIRECT(\"'Fixture Schedule'!L\"&MOD(ROW(A4830)-52,50)+9)","v":0},{"$f":"INDIRECT(\"'Fixture Schedule'!O\"&MOD(ROW(A4830)-52,50)+9)","v":0},null,{"$f":"INDIRECT(\"'Fixture Schedule'!L\"&MOD(ROW(A4830)-52,50)+9)","v":0}]
[{"$f":"IF(OR(AM4831=0,AN4831=\"DNQ\")=TRUE,\"\",INDIRECT(\"'Fixture Schedule'!M\"&MOD(ROW(A4831)-3802,50)+9))","v":""},{"$f":"IF(A4831=\"\",\"\",INDIRECT(\"'Fixture Schedule'!E\"&MOD(ROW(A4831)-3802,50)+9))","v":""},{"$f":"IF(A4831=\"\",\"\",INDIRECT(\"'Fixture Schedule'!F\"&MOD(ROW(A4831)-3802,50)+9))","v":""},{"$f":"IF(A4831=\"\",\"\",INDIRECT(\"'Fixture Schedule'!L\"&MOD(ROW(A4831)-52,50)+9))","v":""},"",null,null,{"$f":"IF(A4831=\"\",\"\",IF(AP4831=1,Summary!$C$12*(AO4831)/(IF(InteriorCalcType=1,'Building Area Method'!$BK$6,SUM('Space-by-Space Method'!$BO$4:$BO$78))+SUM('Exterior Lighting'!$BL$5:$BL$25)),0))","v":""},{"$f":"IF(A4831=\"\",\"\",IF(START!$B$34=1,INDIRECT(\"'Exterior Lighting'!\"&SUBSTITUTE(ADDRESS(1,MOD(ROW(A4831)-3802,50)+9,4),\"1\",\"\")&ROUNDDOWN((ROW(A4831)-3802)/50,0)+5),\"\"))","v":""},{"$f":"IF(A4831=\"\",\"\",IF(AP4831=1,Summary!$F$11*(AO4831)/(IF(InteriorCalcType=1,'Building Area Method'!$BK$6,SUM('Space-by-Space Method'!$BO$4:$BO$78))+SUM('Exterior Lighting'!$BL$5:$BL$25)),0))","v":""},{"$f":"IF(A4831=\"\",\"\",IF(AP4831=1,Summary!$E$11*(AO4831)/(IF(InteriorCalcType=1,'Building Area Method'!$BK$6,SUM('Space-by-Space Method'!$BO$4:$BO$78))+SUM('Exterior Lighting'!$BL$5:$BL$25)),0))","v":""},{"$f":"IF(A4831=\"\",\"\",IF(AP4831=1,Summary!$G$11*(AO4831)/(IF(InteriorCalcType=1,'Building Area Method'!$BK$6,SUM('Space-by-Space Method'!$BO$4:$BO$78))+SUM('Exterior Lighting'!$BL$5:$BL$25)),0))","v":""},"","",null,null,null,{"$f":"IF(A4831=\"\",\"\",IF(START!$B$34=2,INDIRECT(\"'Exterior Lighting'!\"&SUBSTITUTE(ADDRESS(1,MOD(ROW(A4831)-3802,50)+9,4),\"1\",\"\")&ROUNDDOWN((ROW(A4831)-3802)/50,0)+5),\"\"))","v":""},"",{"$f":"IF(A4831=\"\",\"\",INDIRECT(\"'Exterior Lighting'!C\"&ROUNDDOWN((ROW(A4831)-3802)/50,0)+5))","v":""},"",{"$f":"IF(A4831=\"\",\"\",INDIRECT(\"'Fixture Schedule'!D\"&MOD(ROW(A4831)-3802,50)+9))","v":""},{"$f":"IF(A4831=\"\",\"\",IF(AR4831=\"\",\"\",INDIRECT(\"'Fixture Schedule'!K\"&MOD(ROW(A4831)-52,50)+9)))","v":""},{"$f":"IF(A4831=\"\",\"\",INDIRECT(\"'Exterior Lighting'!E\"&ROUNDDOWN((ROW(A4831)-3802)/50,0)+5))","v":""},{"$f":"IF(A4831=\"\",\"\",INDIRECT(\"'Fixture Schedule'!L\"&MOD(ROW(A4831)-52,50)+9))","v":""},null,null,null,null,null,null,null,null,null,null,null,null,null,{"$f":"INDIRECT(\"'Exterior Lighting'!\"&SUBSTITUTE(ADDRESS(1,MOD(ROW(A4831)-3802,50)+9,4),\"1\",\"\")&ROUNDDOWN((ROW(A4831)-3802)/50,0)+5)","v":0},{"$f":"LEFT(INDIRECT(\"'Exterior Lighting'!BH\"&ROUNDDOWN((ROW(A4831)-3802)/50,0)+5),3)","v":""},{"$f":"INDIRECT(\"'Fixture Schedule'!L\"&MOD(ROW(A4831)-52,50)+9)","v":0},{"$f":"INDIRECT(\"'Fixture Schedule'!O\"&MOD(ROW(A4831)-52,50)+9)","v":0},null,{"$f":"INDIRECT(\"'Fixture Schedule'!L\"&MOD(ROW(A4831)-52,50)+9)","v":0}]
[{"$f":"IF(OR(AM4832=0,AN4832=\"DNQ\")=TRUE,\"\",INDIRECT(\"'Fixture Schedule'!M\"&MOD(ROW(A4832)-3802,50)+9))","v":""},{"$f":"IF(A4832=\"\",\"\",INDIRECT(\"'Fixture Schedule'!E\"&MOD(ROW(A4832)-3802,50)+9))","v":""},{"$f":"IF(A4832=\"\",\"\",INDIRECT(\"'Fixture Schedule'!F\"&MOD(ROW(A4832)-3802,50)+9))","v":""},{"$f":"IF(A4832=\"\",\"\",INDIRECT(\"'Fixture Schedule'!L\"&MOD(ROW(A4832)-52,50)+9))","v":""},"",null,null,{"$f":"IF(A4832=\"\",\"\",IF(AP4832=1,Summary!$C$12*(AO4832)/(IF(InteriorCalcType=1,'Building Area Method'!$BK$6,SUM('Space-by-Space Method'!$BO$4:$BO$78))+SUM('Exterior Lighting'!$BL$5:$BL$25)),0))","v":""},{"$f":"IF(A4832=\"\",\"\",IF(START!$B$34=1,INDIRECT(\"'Exterior Lighting'!\"&SUBSTITUTE(ADDRESS(1,MOD(ROW(A4832)-3802,50)+9,4),\"1\",\"\")&ROUNDDOWN((ROW(A4832)-3802)/50,0)+5),\"\"))","v":""},{"$f":"IF(A4832=\"\",\"\",IF(AP4832=1,Summary!$F$11*(AO4832)/(IF(InteriorCalcType=1,'Building Area Method'!$BK$6,SUM('Space-by-Space Method'!$BO$4:$BO$78))+SUM('Exterior Lighting'!$BL$5:$BL$25)),0))","v":""},{"$f":"IF(A4832=\"\",\"\",IF(AP4832=1,Summary!$E$11*(AO4832)/(IF(InteriorCalcType=1,'Building Area Method'!$BK$6,SUM('Space-by-Space Method'!$BO$4:$BO$78))+SUM('Exterior Lighting'!$BL$5:$BL$25)),0))","v":""},{"$f":"IF(A4832=\"\",\"\",IF(AP4832=1,Summary!$G$11*(AO4832)/(IF(InteriorCalcType=1,'Building Area Method'!$BK$6,SUM('Space-by-Space Method'!$BO$4:$BO$78))+SUM('Exterior Lighting'!$BL$5:$BL$25)),0))","v":""},"","",null,null,null,{"$f":"IF(A4832=\"\",\"\",IF(START!$B$34=2,INDIRECT(\"'Exterior Lighting'!\"&SUBSTITUTE(ADDRESS(1,MOD(ROW(A4832)-3802,50)+9,4),\"1\",\"\")&ROUNDDOWN((ROW(A4832)-3802)/50,0)+5),\"\"))","v":""},"",{"$f":"IF(A4832=\"\",\"\",INDIRECT(\"'Exterior Lighting'!C\"&ROUNDDOWN((ROW(A4832)-3802)/50,0)+5))","v":""},"",{"$f":"IF(A4832=\"\",\"\",INDIRECT(\"'Fixture Schedule'!D\"&MOD(ROW(A4832)-3802,50)+9))","v":""},{"$f":"IF(A4832=\"\",\"\",IF(AR4832=\"\",\"\",INDIRECT(\"'Fixture Schedule'!K\"&MOD(ROW(A4832)-52,50)+9)))","v":""},{"$f":"IF(A4832=\"\",\"\",INDIRECT(\"'Exterior Lighting'!E\"&ROUNDDOWN((ROW(A4832)-3802)/50,0)+5))","v":""},{"$f":"IF(A4832=\"\",\"\",INDIRECT(\"'Fixture Schedule'!L\"&MOD(ROW(A4832)-52,50)+9))","v":""},null,null,null,null,null,null,null,null,null,null,null,null,null,{"$f":"INDIRECT(\"'Exterior Lighting'!\"&SUBSTITUTE(ADDRESS(1,MOD(ROW(A4832)-3802,50)+9,4),\"1\",\"\")&ROUNDDOWN((ROW(A4832)-3802)/50,0)+5)","v":0},{"$f":"LEFT(INDIRECT(\"'Exterior Lighting'!BH\"&ROUNDDOWN((ROW(A4832)-3802)/50,0)+5),3)","v":""},{"$f":"INDIRECT(\"'Fixture Schedule'!L\"&MOD(ROW(A4832)-52,50)+9)","v":0},{"$f":"INDIRECT(\"'Fixture Schedule'!O\"&MOD(ROW(A4832)-52,50)+9)","v":0},null,{"$f":"INDIRECT(\"'Fixture Schedule'!L\"&MOD(ROW(A4832)-52,50)+9)","v":0}]
[{"$f":"IF(OR(AM4833=0,AN4833=\"DNQ\")=TRUE,\"\",INDIRECT(\"'Fixture Schedule'!M\"&MOD(ROW(A4833)-3802,50)+9))","v":""},{"$f":"IF(A4833=\"\",\"\",INDIRECT(\"'Fixture Schedule'!E\"&MOD(ROW(A4833)-3802,50)+9))","v":""},{"$f":"IF(A4833=\"\",\"\",INDIRECT(\"'Fixture Schedule'!F\"&MOD(ROW(A4833)-3802,50)+9))","v":""},{"$f":"IF(A4833=\"\",\"\",INDIRECT(\"'Fixture Schedule'!L\"&MOD(ROW(A4833)-52,50)+9))","v":""},"",null,null,{"$f":"IF(A4833=\"\",\"\",IF(AP4833=1,Summary!$C$12*(AO4833)/(IF(InteriorCalcType=1,'Building Area Method'!$BK$6,SUM('Space-by-Space Method'!$BO$4:$BO$78))+SUM('Exterior Lighting'!$BL$5:$BL$25)),0))","v":""},{"$f":"IF(A4833=\"\",\"\",IF(START!$B$34=1,INDIRECT(\"'Exterior Lighting'!\"&SUBSTITUTE(ADDRESS(1,MOD(ROW(A4833)-3802,50)+9,4),\"1\",\"\")&ROUNDDOWN((ROW(A4833)-3802)/50,0)+5),\"\"))","v":""},{"$f":"IF(A4833=\"\",\"\",IF(AP4833=1,Summary!$F$11*(AO4833)/(IF(InteriorCalcType=1,'Building Area Method'!$BK$6,SUM('Space-by-Space Method'!$BO$4:$BO$78))+SUM('Exterior Lighting'!$BL$5:$BL$25)),0))","v":""},{"$f":"IF(A4833=\"\",\"\",IF(AP4833=1,Summary!$E$11*(AO4833)/(IF(InteriorCalcType=1,'Building Area Method'!$BK$6,SUM('Space-by-Space Method'!$BO$4:$BO$78))+SUM('Exterior Lighting'!$BL$5:$BL$25)),0))","v":""},{"$f":"IF(A4833=\"\",\"\",IF(AP4833=1,Summary!$G$11*(AO4833)/(IF(InteriorCalcType=1,'Building Area Method'!$BK$6,SUM('Space-by-Space Method'!$BO$4:$BO$78))+SUM('Exterior Lighting'!$BL$5:$BL$25)),0))","v":""},"","",null,null,null,{"$f":"IF(A4833=\"\",\"\",IF(START!$B$34=2,INDIRECT(\"'Exterior Lighting'!\"&SUBSTITUTE(ADDRESS(1,MOD(ROW(A4833)-3802,50)+9,4),\"1\",\"\")&ROUNDDOWN((ROW(A4833)-3802)/50,0)+5),\"\"))","v":""},"",{"$f":"IF(A4833=\"\",\"\",INDIRECT(\"'Exterior Lighting'!C\"&ROUNDDOWN((ROW(A4833)-3802)/50,0)+5))","v":""},"",{"$f":"IF(A4833=\"\",\"\",INDIRECT(\"'Fixture Schedule'!D\"&MOD(ROW(A4833)-3802,50)+9))","v":""},{"$f":"IF(A4833=\"\",\"\",IF(AR4833=\"\",\"\",INDIRECT(\"'Fixture Schedule'!K\"&MOD(ROW(A4833)-52,50)+9)))","v":""},{"$f":"IF(A4833=\"\",\"\",INDIRECT(\"'Exterior Lighting'!E\"&ROUNDDOWN((ROW(A4833)-3802)/50,0)+5))","v":""},{"$f":"IF(A4833=\"\",\"\",INDIRECT(\"'Fixture Schedule'!L\"&MOD(ROW(A4833)-52,50)+9))","v":""},null,null,null,null,null,null,null,null,null,null,null,null,null,{"$f":"INDIRECT(\"'Exterior Lighting'!\"&SUBSTITUTE(ADDRESS(1,MOD(ROW(A4833)-3802,50)+9,4),\"1\",\"\")&ROUNDDOWN((ROW(A4833)-3802)/50,0)+5)","v":0},{"$f":"LEFT(INDIRECT(\"'Exterior Lighting'!BH\"&ROUNDDOWN((ROW(A4833)-3802)/50,0)+5),3)","v":""},{"$f":"INDIRECT(\"'Fixture Schedule'!L\"&MOD(ROW(A4833)-52,50)+9)","v":0},{"$f":"INDIRECT(\"'Fixture Schedule'!O\"&MOD(ROW(A4833)-52,50)+9)","v":0},null,{"$f":"INDIRECT(\"'Fixture Schedule'!L\"&MOD(ROW(A4833)-52,50)+9)","v":0}]
[{"$f":"IF(OR(AM4834=0,AN4834=\"DNQ\")=TRUE,\"\",INDIRECT(\"'Fixture Schedule'!M\"&MOD(ROW(A4834)-3802,50)+9))","v":""},{"$f":"IF(A4834=\"\",\"\",INDIRECT(\"'Fixture Schedule'!E\"&MOD(ROW(A4834)-3802,50)+9))","v":""},{"$f":"IF(A4834=\"\",\"\",INDIRECT(\"'Fixture Schedule'!F\"&MOD(ROW(A4834)-3802,50)+9))","v":""},{"$f":"IF(A4834=\"\",\"\",INDIRECT(\"'Fixture Schedule'!L\"&MOD(ROW(A4834)-52,50)+9))","v":""},"",null,null,{"$f":"IF(A4834=\"\",\"\",IF(AP4834=1,Summary!$C$12*(AO4834)/(IF(InteriorCalcType=1,'Building Area Method'!$BK$6,SUM('Space-by-Space Method'!$BO$4:$BO$78))+SUM('Exterior Lighting'!$BL$5:$BL$25)),0))","v":""},{"$f":"IF(A4834=\"\",\"\",IF(START!$B$34=1,INDIRECT(\"'Exterior Lighting'!\"&SUBSTITUTE(ADDRESS(1,MOD(ROW(A4834)-3802,50)+9,4),\"1\",\"\")&ROUNDDOWN((ROW(A4834)-3802)/50,0)+5),\"\"))","v":""},{"$f":"IF(A4834=\"\",\"\",IF(AP4834=1,Summary!$F$11*(AO4834)/(IF(InteriorCalcType=1,'Building Area Method'!$BK$6,SUM('Space-by-Space Method'!$BO$4:$BO$78))+SUM('Exterior Lighting'!$BL$5:$BL$25)),0))","v":""},{"$f":"IF(A4834=\"\",\"\",IF(AP4834=1,Summary!$E$11*(AO4834)/(IF(InteriorCalcType=1,'Building Area Method'!$BK$6,SUM('Space-by-Space Method'!$BO$4:$BO$78))+SUM('Exterior Lighting'!$BL$5:$BL$25)),0))","v":""},{"$f":"IF(A4834=\"\",\"\",IF(AP4834=1,Summary!$G$11*(AO4834)/(IF(InteriorCalcType=1,'Building Area Method'!$BK$6,SUM('Space-by-Space Method'!$BO$4:$BO$78))+SUM('Exterior Lighting'!$BL$5:$BL$25)),0))","v":""},"","",null,null,null,{"$f":"IF(A4834=\"\",\"\",IF(START!$B$34=2,INDIRECT(\"'Exterior Lighting'!\"&SUBSTITUTE(ADDRESS(1,MOD(ROW(A4834)-3802,50)+9,4),\"1\",\"\")&ROUNDDOWN((ROW(A4834)-3802)/50,0)+5),\"\"))","v":""},"",{"$f":"IF(A4834=\"\",\"\",INDIRECT(\"'Exterior Lighting'!C\"&ROUNDDOWN((ROW(A4834)-3802)/50,0)+5))","v":""},"",{"$f":"IF(A4834=\"\",\"\",INDIRECT(\"'Fixture Schedule'!D\"&MOD(ROW(A4834)-3802,50)+9))","v":""},{"$f":"IF(A4834=\"\",\"\",IF(AR4834=\"\",\"\",INDIRECT(\"'Fixture Schedule'!K\"&MOD(ROW(A4834)-52,50)+9)))","v":""},{"$f":"IF(A4834=\"\",\"\",INDIRECT(\"'Exterior Lighting'!E\"&ROUNDDOWN((ROW(A4834)-3802)/50,0)+5))","v":""},{"$f":"IF(A4834=\"\",\"\",INDIRECT(\"'Fixture Schedule'!L\"&MOD(ROW(A4834)-52,50)+9))","v":""},null,null,null,null,null,null,null,null,null,null,null,null,null,{"$f":"INDIRECT(\"'Exterior Lighting'!\"&SUBSTITUTE(ADDRESS(1,MOD(ROW(A4834)-3802,50)+9,4),\"1\",\"\")&ROUNDDOWN((ROW(A4834)-3802)/50,0)+5)","v":0},{"$f":"LEFT(INDIRECT(\"'Exterior Lighting'!BH\"&ROUNDDOWN((ROW(A4834)-3802)/50,0)+5),3)","v":""},{"$f":"INDIRECT(\"'Fixture Schedule'!L\"&MOD(ROW(A4834)-52,50)+9)","v":0},{"$f":"INDIRECT(\"'Fixture Schedule'!O\"&MOD(ROW(A4834)-52,50)+9)","v":0},null,{"$f":"INDIRECT(\"'Fixture Schedule'!L\"&MOD(ROW(A4834)-52,50)+9)","v":0}]
[{"$f":"IF(OR(AM4835=0,AN4835=\"DNQ\")=TRUE,\"\",INDIRECT(\"'Fixture Schedule'!M\"&MOD(ROW(A4835)-3802,50)+9))","v":""},{"$f":"IF(A4835=\"\",\"\",INDIRECT(\"'Fixture Schedule'!E\"&MOD(ROW(A4835)-3802,50)+9))","v":""},{"$f":"IF(A4835=\"\",\"\",INDIRECT(\"'Fixture Schedule'!F\"&MOD(ROW(A4835)-3802,50)+9))","v":""},{"$f":"IF(A4835=\"\",\"\",INDIRECT(\"'Fixture Schedule'!L\"&MOD(ROW(A4835)-52,50)+9))","v":""},"",null,null,{"$f":"IF(A4835=\"\",\"\",IF(AP4835=1,Summary!$C$12*(AO4835)/(IF(InteriorCalcType=1,'Building Area Method'!$BK$6,SUM('Space-by-Space Method'!$BO$4:$BO$78))+SUM('Exterior Lighting'!$BL$5:$BL$25)),0))","v":""},{"$f":"IF(A4835=\"\",\"\",IF(START!$B$34=1,INDIRECT(\"'Exterior Lighting'!\"&SUBSTITUTE(ADDRESS(1,MOD(ROW(A4835)-3802,50)+9,4),\"1\",\"\")&ROUNDDOWN((ROW(A4835)-3802)/50,0)+5),\"\"))","v":""},{"$f":"IF(A4835=\"\",\"\",IF(AP4835=1,Summary!$F$11*(AO4835)/(IF(InteriorCalcType=1,'Building Area Method'!$BK$6,SUM('Space-by-Space Method'!$BO$4:$BO$78))+SUM('Exterior Lighting'!$BL$5:$BL$25)),0))","v":""},{"$f":"IF(A4835=\"\",\"\",IF(AP4835=1,Summary!$E$11*(AO4835)/(IF(InteriorCalcType=1,'Building Area Method'!$BK$6,SUM('Space-by-Space Method'!$BO$4:$BO$78))+SUM('Exterior Lighting'!$BL$5:$BL$25)),0))","v":""},{"$f":"IF(A4835=\"\",\"\",IF(AP4835=1,Summary!$G$11*(AO4835)/(IF(InteriorCalcType=1,'Building Area Method'!$BK$6,SUM('Space-by-Space Method'!$BO$4:$BO$78))+SUM('Exterior Lighting'!$BL$5:$BL$25)),0))","v":""},"","",null,null,null,{"$f":"IF(A4835=\"\",\"\",IF(START!$B$34=2,INDIRECT(\"'Exterior Lighting'!\"&SUBSTITUTE(ADDRESS(1,MOD(ROW(A4835)-3802,50)+9,4),\"1\",\"\")&ROUNDDOWN((ROW(A4835)-3802)/50,0)+5),\"\"))","v":""},"",{"$f":"IF(A4835=\"\",\"\",INDIRECT(\"'Exterior Lighting'!C\"&ROUNDDOWN((ROW(A4835)-3802)/50,0)+5))","v":""},"",{"$f":"IF(A4835=\"\",\"\",INDIRECT(\"'Fixture Schedule'!D\"&MOD(ROW(A4835)-3802,50)+9))","v":""},{"$f":"IF(A4835=\"\",\"\",IF(AR4835=\"\",\"\",INDIRECT(\"'Fixture Schedule'!K\"&MOD(ROW(A4835)-52,50)+9)))","v":""},{"$f":"IF(A4835=\"\",\"\",INDIRECT(\"'Exterior Lighting'!E\"&ROUNDDOWN((ROW(A4835)-3802)/50,0)+5))","v":""},{"$f":"IF(A4835=\"\",\"\",INDIRECT(\"'Fixture Schedule'!L\"&MOD(ROW(A4835)-52,50)+9))","v":""},null,null,null,null,null,null,null,null,null,null,null,null,null,{"$f":"INDIRECT(\"'Exterior Lighting'!\"&SUBSTITUTE(ADDRESS(1,MOD(ROW(A4835)-3802,50)+9,4),\"1\",\"\")&ROUNDDOWN((ROW(A4835)-3802)/50,0)+5)","v":0},{"$f":"LEFT(INDIRECT(\"'Exterior Lighting'!BH\"&ROUNDDOWN((ROW(A4835)-3802)/50,0)+5),3)","v":""},{"$f":"INDIRECT(\"'Fixture Schedule'!L\"&MOD(ROW(A4835)-52,50)+9)","v":0},{"$f":"INDIRECT(\"'Fixture Schedule'!O\"&MOD(ROW(A4835)-52,50)+9)","v":0},null,{"$f":"INDIRECT(\"'Fixture Schedule'!L\"&MOD(ROW(A4835)-52,50)+9)","v":0}]
[{"$f":"IF(OR(AM4836=0,AN4836=\"DNQ\")=TRUE,\"\",INDIRECT(\"'Fixture Schedule'!M\"&MOD(ROW(A4836)-3802,50)+9))","v":""},{"$f":"IF(A4836=\"\",\"\",INDIRECT(\"'Fixture Schedule'!E\"&MOD(ROW(A4836)-3802,50)+9))","v":""},{"$f":"IF(A4836=\"\",\"\",INDIRECT(\"'Fixture Schedule'!F\"&MOD(ROW(A4836)-3802,50)+9))","v":""},{"$f":"IF(A4836=\"\",\"\",INDIRECT(\"'Fixture Schedule'!L\"&MOD(ROW(A4836)-52,50)+9))","v":""},"",null,null,{"$f":"IF(A4836=\"\",\"\",IF(AP4836=1,Summary!$C$12*(AO4836)/(IF(InteriorCalcType=1,'Building Area Method'!$BK$6,SUM('Space-by-Space Method'!$BO$4:$BO$78))+SUM('Exterior Lighting'!$BL$5:$BL$25)),0))","v":""},{"$f":"IF(A4836=\"\",\"\",IF(START!$B$34=1,INDIRECT(\"'Exterior Lighting'!\"&SUBSTITUTE(ADDRESS(1,MOD(ROW(A4836)-3802,50)+9,4),\"1\",\"\")&ROUNDDOWN((ROW(A4836)-3802)/50,0)+5),\"\"))","v":""},{"$f":"IF(A4836=\"\",\"\",IF(AP4836=1,Summary!$F$11*(AO4836)/(IF(InteriorCalcType=1,'Building Area Method'!$BK$6,SUM('Space-by-Space Method'!$BO$4:$BO$78))+SUM('Exterior Lighting'!$BL$5:$BL$25)),0))","v":""},{"$f":"IF(A4836=\"\",\"\",IF(AP4836=1,Summary!$E$11*(AO4836)/(IF(InteriorCalcType=1,'Building Area Method'!$BK$6,SUM('Space-by-Space Method'!$BO$4:$BO$78))+SUM('Exterior Lighting'!$BL$5:$BL$25)),0))","v":""},{"$f":"IF(A4836=\"\",\"\",IF(AP4836=1,Summary!$G$11*(AO4836)/(IF(InteriorCalcType=1,'Building Area Method'!$BK$6,SUM('Space-by-Space Method'!$BO$4:$BO$78))+SUM('Exterior Lighting'!$BL$5:$BL$25)),0))","v":""},"","",null,null,null,{"$f":"IF(A4836=\"\",\"\",IF(START!$B$34=2,INDIRECT(\"'Exterior Lighting'!\"&SUBSTITUTE(ADDRESS(1,MOD(ROW(A4836)-3802,50)+9,4),\"1\",\"\")&ROUNDDOWN((ROW(A4836)-3802)/50,0)+5),\"\"))","v":""},"",{"$f":"IF(A4836=\"\",\"\",INDIRECT(\"'Exterior Lighting'!C\"&ROUNDDOWN((ROW(A4836)-3802)/50,0)+5))","v":""},"",{"$f":"IF(A4836=\"\",\"\",INDIRECT(\"'Fixture Schedule'!D\"&MOD(ROW(A4836)-3802,50)+9))","v":""},{"$f":"IF(A4836=\"\",\"\",IF(AR4836=\"\",\"\",INDIRECT(\"'Fixture Schedule'!K\"&MOD(ROW(A4836)-52,50)+9)))","v":""},{"$f":"IF(A4836=\"\",\"\",INDIRECT(\"'Exterior Lighting'!E\"&ROUNDDOWN((ROW(A4836)-3802)/50,0)+5))","v":""},{"$f":"IF(A4836=\"\",\"\",INDIRECT(\"'Fixture Schedule'!L\"&MOD(ROW(A4836)-52,50)+9))","v":""},null,null,null,null,null,null,null,null,null,null,null,null,null,{"$f":"INDIRECT(\"'Exterior Lighting'!\"&SUBSTITUTE(ADDRESS(1,MOD(ROW(A4836)-3802,50)+9,4),\"1\",\"\")&ROUNDDOWN((ROW(A4836)-3802)/50,0)+5)","v":0},{"$f":"LEFT(INDIRECT(\"'Exterior Lighting'!BH\"&ROUNDDOWN((ROW(A4836)-3802)/50,0)+5),3)","v":""},{"$f":"INDIRECT(\"'Fixture Schedule'!L\"&MOD(ROW(A4836)-52,50)+9)","v":0},{"$f":"INDIRECT(\"'Fixture Schedule'!O\"&MOD(ROW(A4836)-52,50)+9)","v":0},null,{"$f":"INDIRECT(\"'Fixture Schedule'!L\"&MOD(ROW(A4836)-52,50)+9)","v":0}]
[{"$f":"IF(OR(AM4837=0,AN4837=\"DNQ\")=TRUE,\"\",INDIRECT(\"'Fixture Schedule'!M\"&MOD(ROW(A4837)-3802,50)+9))","v":""},{"$f":"IF(A4837=\"\",\"\",INDIRECT(\"'Fixture Schedule'!E\"&MOD(ROW(A4837)-3802,50)+9))","v":""},{"$f":"IF(A4837=\"\",\"\",INDIRECT(\"'Fixture Schedule'!F\"&MOD(ROW(A4837)-3802,50)+9))","v":""},{"$f":"IF(A4837=\"\",\"\",INDIRECT(\"'Fixture Schedule'!L\"&MOD(ROW(A4837)-52,50)+9))","v":""},"",null,null,{"$f":"IF(A4837=\"\",\"\",IF(AP4837=1,Summary!$C$12*(AO4837)/(IF(InteriorCalcType=1,'Building Area Method'!$BK$6,SUM('Space-by-Space Method'!$BO$4:$BO$78))+SUM('Exterior Lighting'!$BL$5:$BL$25)),0))","v":""},{"$f":"IF(A4837=\"\",\"\",IF(START!$B$34=1,INDIRECT(\"'Exterior Lighting'!\"&SUBSTITUTE(ADDRESS(1,MOD(ROW(A4837)-3802,50)+9,4),\"1\",\"\")&ROUNDDOWN((ROW(A4837)-3802)/50,0)+5),\"\"))","v":""},{"$f":"IF(A4837=\"\",\"\",IF(AP4837=1,Summary!$F$11*(AO4837)/(IF(InteriorCalcType=1,'Building Area Method'!$BK$6,SUM('Space-by-Space Method'!$BO$4:$BO$78))+SUM('Exterior Lighting'!$BL$5:$BL$25)),0))","v":""},{"$f":"IF(A4837=\"\",\"\",IF(AP4837=1,Summary!$E$11*(AO4837)/(IF(InteriorCalcType=1,'Building Area Method'!$BK$6,SUM('Space-by-Space Method'!$BO$4:$BO$78))+SUM('Exterior Lighting'!$BL$5:$BL$25)),0))","v":""},{"$f":"IF(A4837=\"\",\"\",IF(AP4837=1,Summary!$G$11*(AO4837)/(IF(InteriorCalcType=1,'Building Area Method'!$BK$6,SUM('Space-by-Space Method'!$BO$4:$BO$78))+SUM('Exterior Lighting'!$BL$5:$BL$25)),0))","v":""},"","",null,null,null,{"$f":"IF(A4837=\"\",\"\",IF(START!$B$34=2,INDIRECT(\"'Exterior Lighting'!\"&SUBSTITUTE(ADDRESS(1,MOD(ROW(A4837)-3802,50)+9,4),\"1\",\"\")&ROUNDDOWN((ROW(A4837)-3802)/50,0)+5),\"\"))","v":""},"",{"$f":"IF(A4837=\"\",\"\",INDIRECT(\"'Exterior Lighting'!C\"&ROUNDDOWN((ROW(A4837)-3802)/50,0)+5))","v":""},"",{"$f":"IF(A4837=\"\",\"\",INDIRECT(\"'Fixture Schedule'!D\"&MOD(ROW(A4837)-3802,50)+9))","v":""},{"$f":"IF(A4837=\"\",\"\",IF(AR4837=\"\",\"\",INDIRECT(\"'Fixture Schedule'!K\"&MOD(ROW(A4837)-52,50)+9)))","v":""},{"$f":"IF(A4837=\"\",\"\",INDIRECT(\"'Exterior Lighting'!E\"&ROUNDDOWN((ROW(A4837)-3802)/50,0)+5))","v":""},{"$f":"IF(A4837=\"\",\"\",INDIRECT(\"'Fixture Schedule'!L\"&MOD(ROW(A4837)-52,50)+9))","v":""},null,null,null,null,null,null,null,null,null,null,null,null,null,{"$f":"INDIRECT(\"'Exterior Lighting'!\"&SUBSTITUTE(ADDRESS(1,MOD(ROW(A4837)-3802,50)+9,4),\"1\",\"\")&ROUNDDOWN((ROW(A4837)-3802)/50,0)+5)","v":0},{"$f":"LEFT(INDIRECT(\"'Exterior Lighting'!BH\"&ROUNDDOWN((ROW(A4837)-3802)/50,0)+5),3)","v":""},{"$f":"INDIRECT(\"'Fixture Schedule'!L\"&MOD(ROW(A4837)-52,50)+9)","v":0},{"$f":"INDIRECT(\"'Fixture Schedule'!O\"&MOD(ROW(A4837)-52,50)+9)","v":0},null,{"$f":"INDIRECT(\"'Fixture Schedule'!L\"&MOD(ROW(A4837)-52,50)+9)","v":0}]
[{"$f":"IF(OR(AM4838=0,AN4838=\"DNQ\")=TRUE,\"\",INDIRECT(\"'Fixture Schedule'!M\"&MOD(ROW(A4838)-3802,50)+9))","v":""},{"$f":"IF(A4838=\"\",\"\",INDIRECT(\"'Fixture Schedule'!E\"&MOD(ROW(A4838)-3802,50)+9))","v":""},{"$f":"IF(A4838=\"\",\"\",INDIRECT(\"'Fixture Schedule'!F\"&MOD(ROW(A4838)-3802,50)+9))","v":""},{"$f":"IF(A4838=\"\",\"\",INDIRECT(\"'Fixture Schedule'!L\"&MOD(ROW(A4838)-52,50)+9))","v":""},"",null,null,{"$f":"IF(A4838=\"\",\"\",IF(AP4838=1,Summary!$C$12*(AO4838)/(IF(InteriorCalcType=1,'Building Area Method'!$BK$6,SUM('Space-by-Space Method'!$BO$4:$BO$78))+SUM('Exterior Lighting'!$BL$5:$BL$25)),0))","v":""},{"$f":"IF(A4838=\"\",\"\",IF(START!$B$34=1,INDIRECT(\"'Exterior Lighting'!\"&SUBSTITUTE(ADDRESS(1,MOD(ROW(A4838)-3802,50)+9,4),\"1\",\"\")&ROUNDDOWN((ROW(A4838)-3802)/50,0)+5),\"\"))","v":""},{"$f":"IF(A4838=\"\",\"\",IF(AP4838=1,Summary!$F$11*(AO4838)/(IF(InteriorCalcType=1,'Building Area Method'!$BK$6,SUM('Space-by-Space Method'!$BO$4:$BO$78))+SUM('Exterior Lighting'!$BL$5:$BL$25)),0))","v":""},{"$f":"IF(A4838=\"\",\"\",IF(AP4838=1,Summary!$E$11*(AO4838)/(IF(InteriorCalcType=1,'Building Area Method'!$BK$6,SUM('Space-by-Space Method'!$BO$4:$BO$78))+SUM('Exterior Lighting'!$BL$5:$BL$25)),0))","v":""},{"$f":"IF(A4838=\"\",\"\",IF(AP4838=1,Summary!$G$11*(AO4838)/(IF(InteriorCalcType=1,'Building Area Method'!$BK$6,SUM('Space-by-Space Method'!$BO$4:$BO$78))+SUM('Exterior Lighting'!$BL$5:$BL$25)),0))","v":""},"","",null,null,null,{"$f":"IF(A4838=\"\",\"\",IF(START!$B$34=2,INDIRECT(\"'Exterior Lighting'!\"&SUBSTITUTE(ADDRESS(1,MOD(ROW(A4838)-3802,50)+9,4),\"1\",\"\")&ROUNDDOWN((ROW(A4838)-3802)/50,0)+5),\"\"))","v":""},"",{"$f":"IF(A4838=\"\",\"\",INDIRECT(\"'Exterior Lighting'!C\"&ROUNDDOWN((ROW(A4838)-3802)/50,0)+5))","v":""},"",{"$f":"IF(A4838=\"\",\"\",INDIRECT(\"'Fixture Schedule'!D\"&MOD(ROW(A4838)-3802,50)+9))","v":""},{"$f":"IF(A4838=\"\",\"\",IF(AR4838=\"\",\"\",INDIRECT(\"'Fixture Schedule'!K\"&MOD(ROW(A4838)-52,50)+9)))","v":""},{"$f":"IF(A4838=\"\",\"\",INDIRECT(\"'Exterior Lighting'!E\"&ROUNDDOWN((ROW(A4838)-3802)/50,0)+5))","v":""},{"$f":"IF(A4838=\"\",\"\",INDIRECT(\"'Fixture Schedule'!L\"&MOD(ROW(A4838)-52,50)+9))","v":""},null,null,null,null,null,null,null,null,null,null,null,null,null,{"$f":"INDIRECT(\"'Exterior Lighting'!\"&SUBSTITUTE(ADDRESS(1,MOD(ROW(A4838)-3802,50)+9,4),\"1\",\"\")&ROUNDDOWN((ROW(A4838)-3802)/50,0)+5)","v":0},{"$f":"LEFT(INDIRECT(\"'Exterior Lighting'!BH\"&ROUNDDOWN((ROW(A4838)-3802)/50,0)+5),3)","v":""},{"$f":"INDIRECT(\"'Fixture Schedule'!L\"&MOD(ROW(A4838)-52,50)+9)","v":0},{"$f":"INDIRECT(\"'Fixture Schedule'!O\"&MOD(ROW(A4838)-52,50)+9)","v":0},null,{"$f":"INDIRECT(\"'Fixture Schedule'!L\"&MOD(ROW(A4838)-52,50)+9)","v":0}]
[{"$f":"IF(OR(AM4839=0,AN4839=\"DNQ\")=TRUE,\"\",INDIRECT(\"'Fixture Schedule'!M\"&MOD(ROW(A4839)-3802,50)+9))","v":""},{"$f":"IF(A4839=\"\",\"\",INDIRECT(\"'Fixture Schedule'!E\"&MOD(ROW(A4839)-3802,50)+9))","v":""},{"$f":"IF(A4839=\"\",\"\",INDIRECT(\"'Fixture Schedule'!F\"&MOD(ROW(A4839)-3802,50)+9))","v":""},{"$f":"IF(A4839=\"\",\"\",INDIRECT(\"'Fixture Schedule'!L\"&MOD(ROW(A4839)-52,50)+9))","v":""},"",null,null,{"$f":"IF(A4839=\"\",\"\",IF(AP4839=1,Summary!$C$12*(AO4839)/(IF(InteriorCalcType=1,'Building Area Method'!$BK$6,SUM('Space-by-Space Method'!$BO$4:$BO$78))+SUM('Exterior Lighting'!$BL$5:$BL$25)),0))","v":""},{"$f":"IF(A4839=\"\",\"\",IF(START!$B$34=1,INDIRECT(\"'Exterior Lighting'!\"&SUBSTITUTE(ADDRESS(1,MOD(ROW(A4839)-3802,50)+9,4),\"1\",\"\")&ROUNDDOWN((ROW(A4839)-3802)/50,0)+5),\"\"))","v":""},{"$f":"IF(A4839=\"\",\"\",IF(AP4839=1,Summary!$F$11*(AO4839)/(IF(InteriorCalcType=1,'Building Area Method'!$BK$6,SUM('Space-by-Space Method'!$BO$4:$BO$78))+SUM('Exterior Lighting'!$BL$5:$BL$25)),0))","v":""},{"$f":"IF(A4839=\"\",\"\",IF(AP4839=1,Summary!$E$11*(AO4839)/(IF(InteriorCalcType=1,'Building Area Method'!$BK$6,SUM('Space-by-Space Method'!$BO$4:$BO$78))+SUM('Exterior Lighting'!$BL$5:$BL$25)),0))","v":""},{"$f":"IF(A4839=\"\",\"\",IF(AP4839=1,Summary!$G$11*(AO4839)/(IF(InteriorCalcType=1,'Building Area Method'!$BK$6,SUM('Space-by-Space Method'!$BO$4:$BO$78))+SUM('Exterior Lighting'!$BL$5:$BL$25)),0))","v":""},"","",null,null,null,{"$f":"IF(A4839=\"\",\"\",IF(START!$B$34=2,INDIRECT(\"'Exterior Lighting'!\"&SUBSTITUTE(ADDRESS(1,MOD(ROW(A4839)-3802,50)+9,4),\"1\",\"\")&ROUNDDOWN((ROW(A4839)-3802)/50,0)+5),\"\"))","v":""},"",{"$f":"IF(A4839=\"\",\"\",INDIRECT(\"'Exterior Lighting'!C\"&ROUNDDOWN((ROW(A4839)-3802)/50,0)+5))","v":""},"",{"$f":"IF(A4839=\"\",\"\",INDIRECT(\"'Fixture Schedule'!D\"&MOD(ROW(A4839)-3802,50)+9))","v":""},{"$f":"IF(A4839=\"\",\"\",IF(AR4839=\"\",\"\",INDIRECT(\"'Fixture Schedule'!K\"&MOD(ROW(A4839)-52,50)+9)))","v":""},{"$f":"IF(A4839=\"\",\"\",INDIRECT(\"'Exterior Lighting'!E\"&ROUNDDOWN((ROW(A4839)-3802)/50,0)+5))","v":""},{"$f":"IF(A4839=\"\",\"\",INDIRECT(\"'Fixture Schedule'!L\"&MOD(ROW(A4839)-52,50)+9))","v":""},null,null,null,null,null,null,null,null,null,null,null,null,null,{"$f":"INDIRECT(\"'Exterior Lighting'!\"&SUBSTITUTE(ADDRESS(1,MOD(ROW(A4839)-3802,50)+9,4),\"1\",\"\")&ROUNDDOWN((ROW(A4839)-3802)/50,0)+5)","v":0},{"$f":"LEFT(INDIRECT(\"'Exterior Lighting'!BH\"&ROUNDDOWN((ROW(A4839)-3802)/50,0)+5),3)","v":""},{"$f":"INDIRECT(\"'Fixture Schedule'!L\"&MOD(ROW(A4839)-52,50)+9)","v":0},{"$f":"INDIRECT(\"'Fixture Schedule'!O\"&MOD(ROW(A4839)-52,50)+9)","v":0},null,{"$f":"INDIRECT(\"'Fixture Schedule'!L\"&MOD(ROW(A4839)-52,50)+9)","v":0}]
[{"$f":"IF(OR(AM4840=0,AN4840=\"DNQ\")=TRUE,\"\",INDIRECT(\"'Fixture Schedule'!M\"&MOD(ROW(A4840)-3802,50)+9))","v":""},{"$f":"IF(A4840=\"\",\"\",INDIRECT(\"'Fixture Schedule'!E\"&MOD(ROW(A4840)-3802,50)+9))","v":""},{"$f":"IF(A4840=\"\",\"\",INDIRECT(\"'Fixture Schedule'!F\"&MOD(ROW(A4840)-3802,50)+9))","v":""},{"$f":"IF(A4840=\"\",\"\",INDIRECT(\"'Fixture Schedule'!L\"&MOD(ROW(A4840)-52,50)+9))","v":""},"",null,null,{"$f":"IF(A4840=\"\",\"\",IF(AP4840=1,Summary!$C$12*(AO4840)/(IF(InteriorCalcType=1,'Building Area Method'!$BK$6,SUM('Space-by-Space Method'!$BO$4:$BO$78))+SUM('Exterior Lighting'!$BL$5:$BL$25)),0))","v":""},{"$f":"IF(A4840=\"\",\"\",IF(START!$B$34=1,INDIRECT(\"'Exterior Lighting'!\"&SUBSTITUTE(ADDRESS(1,MOD(ROW(A4840)-3802,50)+9,4),\"1\",\"\")&ROUNDDOWN((ROW(A4840)-3802)/50,0)+5),\"\"))","v":""},{"$f":"IF(A4840=\"\",\"\",IF(AP4840=1,Summary!$F$11*(AO4840)/(IF(InteriorCalcType=1,'Building Area Method'!$BK$6,SUM('Space-by-Space Method'!$BO$4:$BO$78))+SUM('Exterior Lighting'!$BL$5:$BL$25)),0))","v":""},{"$f":"IF(A4840=\"\",\"\",IF(AP4840=1,Summary!$E$11*(AO4840)/(IF(InteriorCalcType=1,'Building Area Method'!$BK$6,SUM('Space-by-Space Method'!$BO$4:$BO$78))+SUM('Exterior Lighting'!$BL$5:$BL$25)),0))","v":""},{"$f":"IF(A4840=\"\",\"\",IF(AP4840=1,Summary!$G$11*(AO4840)/(IF(InteriorCalcType=1,'Building Area Method'!$BK$6,SUM('Space-by-Space Method'!$BO$4:$BO$78))+SUM('Exterior Lighting'!$BL$5:$BL$25)),0))","v":""},"","",null,null,null,{"$f":"IF(A4840=\"\",\"\",IF(START!$B$34=2,INDIRECT(\"'Exterior Lighting'!\"&SUBSTITUTE(ADDRESS(1,MOD(ROW(A4840)-3802,50)+9,4),\"1\",\"\")&ROUNDDOWN((ROW(A4840)-3802)/50,0)+5),\"\"))","v":""},"",{"$f":"IF(A4840=\"\",\"\",INDIRECT(\"'Exterior Lighting'!C\"&ROUNDDOWN((ROW(A4840)-3802)/50,0)+5))","v":""},"",{"$f":"IF(A4840=\"\",\"\",INDIRECT(\"'Fixture Schedule'!D\"&MOD(ROW(A4840)-3802,50)+9))","v":""},{"$f":"IF(A4840=\"\",\"\",IF(AR4840=\"\",\"\",INDIRECT(\"'Fixture Schedule'!K\"&MOD(ROW(A4840)-52,50)+9)))","v":""},{"$f":"IF(A4840=\"\",\"\",INDIRECT(\"'Exterior Lighting'!E\"&ROUNDDOWN((ROW(A4840)-3802)/50,0)+5))","v":""},{"$f":"IF(A4840=\"\",\"\",INDIRECT(\"'Fixture Schedule'!L\"&MOD(ROW(A4840)-52,50)+9))","v":""},null,null,null,null,null,null,null,null,null,null,null,null,null,{"$f":"INDIRECT(\"'Exterior Lighting'!\"&SUBSTITUTE(ADDRESS(1,MOD(ROW(A4840)-3802,50)+9,4),\"1\",\"\")&ROUNDDOWN((ROW(A4840)-3802)/50,0)+5)","v":0},{"$f":"LEFT(INDIRECT(\"'Exterior Lighting'!BH\"&ROUNDDOWN((ROW(A4840)-3802)/50,0)+5),3)","v":""},{"$f":"INDIRECT(\"'Fixture Schedule'!L\"&MOD(ROW(A4840)-52,50)+9)","v":0},{"$f":"INDIRECT(\"'Fixture Schedule'!O\"&MOD(ROW(A4840)-52,50)+9)","v":0},null,{"$f":"INDIRECT(\"'Fixture Schedule'!L\"&MOD(ROW(A4840)-52,50)+9)","v":0}]
[{"$f":"IF(OR(AM4841=0,AN4841=\"DNQ\")=TRUE,\"\",INDIRECT(\"'Fixture Schedule'!M\"&MOD(ROW(A4841)-3802,50)+9))","v":""},{"$f":"IF(A4841=\"\",\"\",INDIRECT(\"'Fixture Schedule'!E\"&MOD(ROW(A4841)-3802,50)+9))","v":""},{"$f":"IF(A4841=\"\",\"\",INDIRECT(\"'Fixture Schedule'!F\"&MOD(ROW(A4841)-3802,50)+9))","v":""},{"$f":"IF(A4841=\"\",\"\",INDIRECT(\"'Fixture Schedule'!L\"&MOD(ROW(A4841)-52,50)+9))","v":""},"",null,null,{"$f":"IF(A4841=\"\",\"\",IF(AP4841=1,Summary!$C$12*(AO4841)/(IF(InteriorCalcType=1,'Building Area Method'!$BK$6,SUM('Space-by-Space Method'!$BO$4:$BO$78))+SUM('Exterior Lighting'!$BL$5:$BL$25)),0))","v":""},{"$f":"IF(A4841=\"\",\"\",IF(START!$B$34=1,INDIRECT(\"'Exterior Lighting'!\"&SUBSTITUTE(ADDRESS(1,MOD(ROW(A4841)-3802,50)+9,4),\"1\",\"\")&ROUNDDOWN((ROW(A4841)-3802)/50,0)+5),\"\"))","v":""},{"$f":"IF(A4841=\"\",\"\",IF(AP4841=1,Summary!$F$11*(AO4841)/(IF(InteriorCalcType=1,'Building Area Method'!$BK$6,SUM('Space-by-Space Method'!$BO$4:$BO$78))+SUM('Exterior Lighting'!$BL$5:$BL$25)),0))","v":""},{"$f":"IF(A4841=\"\",\"\",IF(AP4841=1,Summary!$E$11*(AO4841)/(IF(InteriorCalcType=1,'Building Area Method'!$BK$6,SUM('Space-by-Space Method'!$BO$4:$BO$78))+SUM('Exterior Lighting'!$BL$5:$BL$25)),0))","v":""},{"$f":"IF(A4841=\"\",\"\",IF(AP4841=1,Summary!$G$11*(AO4841)/(IF(InteriorCalcType=1,'Building Area Method'!$BK$6,SUM('Space-by-Space Method'!$BO$4:$BO$78))+SUM('Exterior Lighting'!$BL$5:$BL$25)),0))","v":""},"","",null,null,null,{"$f":"IF(A4841=\"\",\"\",IF(START!$B$34=2,INDIRECT(\"'Exterior Lighting'!\"&SUBSTITUTE(ADDRESS(1,MOD(ROW(A4841)-3802,50)+9,4),\"1\",\"\")&ROUNDDOWN((ROW(A4841)-3802)/50,0)+5),\"\"))","v":""},"",{"$f":"IF(A4841=\"\",\"\",INDIRECT(\"'Exterior Lighting'!C\"&ROUNDDOWN((ROW(A4841)-3802)/50,0)+5))","v":""},"",{"$f":"IF(A4841=\"\",\"\",INDIRECT(\"'Fixture Schedule'!D\"&MOD(ROW(A4841)-3802,50)+9))","v":""},{"$f":"IF(A4841=\"\",\"\",IF(AR4841=\"\",\"\",INDIRECT(\"'Fixture Schedule'!K\"&MOD(ROW(A4841)-52,50)+9)))","v":""},{"$f":"IF(A4841=\"\",\"\",INDIRECT(\"'Exterior Lighting'!E\"&ROUNDDOWN((ROW(A4841)-3802)/50,0)+5))","v":""},{"$f":"IF(A4841=\"\",\"\",INDIRECT(\"'Fixture Schedule'!L\"&MOD(ROW(A4841)-52,50)+9))","v":""},null,null,null,null,null,null,null,null,null,null,null,null,null,{"$f":"INDIRECT(\"'Exterior Lighting'!\"&SUBSTITUTE(ADDRESS(1,MOD(ROW(A4841)-3802,50)+9,4),\"1\",\"\")&ROUNDDOWN((ROW(A4841)-3802)/50,0)+5)","v":0},{"$f":"LEFT(INDIRECT(\"'Exterior Lighting'!BH\"&ROUNDDOWN((ROW(A4841)-3802)/50,0)+5),3)","v":""},{"$f":"INDIRECT(\"'Fixture Schedule'!L\"&MOD(ROW(A4841)-52,50)+9)","v":0},{"$f":"INDIRECT(\"'Fixture Schedule'!O\"&MOD(ROW(A4841)-52,50)+9)","v":0},null,{"$f":"INDIRECT(\"'Fixture Schedule'!L\"&MOD(ROW(A4841)-52,50)+9)","v":0}]
[{"$f":"IF(OR(AM4842=0,AN4842=\"DNQ\")=TRUE,\"\",INDIRECT(\"'Fixture Schedule'!M\"&MOD(ROW(A4842)-3802,50)+9))","v":""},{"$f":"IF(A4842=\"\",\"\",INDIRECT(\"'Fixture Schedule'!E\"&MOD(ROW(A4842)-3802,50)+9))","v":""},{"$f":"IF(A4842=\"\",\"\",INDIRECT(\"'Fixture Schedule'!F\"&MOD(ROW(A4842)-3802,50)+9))","v":""},{"$f":"IF(A4842=\"\",\"\",INDIRECT(\"'Fixture Schedule'!L\"&MOD(ROW(A4842)-52,50)+9))","v":""},"",null,null,{"$f":"IF(A4842=\"\",\"\",IF(AP4842=1,Summary!$C$12*(AO4842)/(IF(InteriorCalcType=1,'Building Area Method'!$BK$6,SUM('Space-by-Space Method'!$BO$4:$BO$78))+SUM('Exterior Lighting'!$BL$5:$BL$25)),0))","v":""},{"$f":"IF(A4842=\"\",\"\",IF(START!$B$34=1,INDIRECT(\"'Exterior Lighting'!\"&SUBSTITUTE(ADDRESS(1,MOD(ROW(A4842)-3802,50)+9,4),\"1\",\"\")&ROUNDDOWN((ROW(A4842)-3802)/50,0)+5),\"\"))","v":""},{"$f":"IF(A4842=\"\",\"\",IF(AP4842=1,Summary!$F$11*(AO4842)/(IF(InteriorCalcType=1,'Building Area Method'!$BK$6,SUM('Space-by-Space Method'!$BO$4:$BO$78))+SUM('Exterior Lighting'!$BL$5:$BL$25)),0))","v":""},{"$f":"IF(A4842=\"\",\"\",IF(AP4842=1,Summary!$E$11*(AO4842)/(IF(InteriorCalcType=1,'Building Area Method'!$BK$6,SUM('Space-by-Space Method'!$BO$4:$BO$78))+SUM('Exterior Lighting'!$BL$5:$BL$25)),0))","v":""},{"$f":"IF(A4842=\"\",\"\",IF(AP4842=1,Summary!$G$11*(AO4842)/(IF(InteriorCalcType=1,'Building Area Method'!$BK$6,SUM('Space-by-Space Method'!$BO$4:$BO$78))+SUM('Exterior Lighting'!$BL$5:$BL$25)),0))","v":""},"","",null,null,null,{"$f":"IF(A4842=\"\",\"\",IF(START!$B$34=2,INDIRECT(\"'Exterior Lighting'!\"&SUBSTITUTE(ADDRESS(1,MOD(ROW(A4842)-3802,50)+9,4),\"1\",\"\")&ROUNDDOWN((ROW(A4842)-3802)/50,0)+5),\"\"))","v":""},"",{"$f":"IF(A4842=\"\",\"\",INDIRECT(\"'Exterior Lighting'!C\"&ROUNDDOWN((ROW(A4842)-3802)/50,0)+5))","v":""},"",{"$f":"IF(A4842=\"\",\"\",INDIRECT(\"'Fixture Schedule'!D\"&MOD(ROW(A4842)-3802,50)+9))","v":""},{"$f":"IF(A4842=\"\",\"\",IF(AR4842=\"\",\"\",INDIRECT(\"'Fixture Schedule'!K\"&MOD(ROW(A4842)-52,50)+9)))","v":""},{"$f":"IF(A4842=\"\",\"\",INDIRECT(\"'Exterior Lighting'!E\"&ROUNDDOWN((ROW(A4842)-3802)/50,0)+5))","v":""},{"$f":"IF(A4842=\"\",\"\",INDIRECT(\"'Fixture Schedule'!L\"&MOD(ROW(A4842)-52,50)+9))","v":""},null,null,null,null,null,null,null,null,null,null,null,null,null,{"$f":"INDIRECT(\"'Exterior Lighting'!\"&SUBSTITUTE(ADDRESS(1,MOD(ROW(A4842)-3802,50)+9,4),\"1\",\"\")&ROUNDDOWN((ROW(A4842)-3802)/50,0)+5)","v":0},{"$f":"LEFT(INDIRECT(\"'Exterior Lighting'!BH\"&ROUNDDOWN((ROW(A4842)-3802)/50,0)+5),3)","v":""},{"$f":"INDIRECT(\"'Fixture Schedule'!L\"&MOD(ROW(A4842)-52,50)+9)","v":0},{"$f":"INDIRECT(\"'Fixture Schedule'!O\"&MOD(ROW(A4842)-52,50)+9)","v":0},null,{"$f":"INDIRECT(\"'Fixture Schedule'!L\"&MOD(ROW(A4842)-52,50)+9)","v":0}]
[{"$f":"IF(OR(AM4843=0,AN4843=\"DNQ\")=TRUE,\"\",INDIRECT(\"'Fixture Schedule'!M\"&MOD(ROW(A4843)-3802,50)+9))","v":""},{"$f":"IF(A4843=\"\",\"\",INDIRECT(\"'Fixture Schedule'!E\"&MOD(ROW(A4843)-3802,50)+9))","v":""},{"$f":"IF(A4843=\"\",\"\",INDIRECT(\"'Fixture Schedule'!F\"&MOD(ROW(A4843)-3802,50)+9))","v":""},{"$f":"IF(A4843=\"\",\"\",INDIRECT(\"'Fixture Schedule'!L\"&MOD(ROW(A4843)-52,50)+9))","v":""},"",null,null,{"$f":"IF(A4843=\"\",\"\",IF(AP4843=1,Summary!$C$12*(AO4843)/(IF(InteriorCalcType=1,'Building Area Method'!$BK$6,SUM('Space-by-Space Method'!$BO$4:$BO$78))+SUM('Exterior Lighting'!$BL$5:$BL$25)),0))","v":""},{"$f":"IF(A4843=\"\",\"\",IF(START!$B$34=1,INDIRECT(\"'Exterior Lighting'!\"&SUBSTITUTE(ADDRESS(1,MOD(ROW(A4843)-3802,50)+9,4),\"1\",\"\")&ROUNDDOWN((ROW(A4843)-3802)/50,0)+5),\"\"))","v":""},{"$f":"IF(A4843=\"\",\"\",IF(AP4843=1,Summary!$F$11*(AO4843)/(IF(InteriorCalcType=1,'Building Area Method'!$BK$6,SUM('Space-by-Space Method'!$BO$4:$BO$78))+SUM('Exterior Lighting'!$BL$5:$BL$25)),0))","v":""},{"$f":"IF(A4843=\"\",\"\",IF(AP4843=1,Summary!$E$11*(AO4843)/(IF(InteriorCalcType=1,'Building Area Method'!$BK$6,SUM('Space-by-Space Method'!$BO$4:$BO$78))+SUM('Exterior Lighting'!$BL$5:$BL$25)),0))","v":""},{"$f":"IF(A4843=\"\",\"\",IF(AP4843=1,Summary!$G$11*(AO4843)/(IF(InteriorCalcType=1,'Building Area Method'!$BK$6,SUM('Space-by-Space Method'!$BO$4:$BO$78))+SUM('Exterior Lighting'!$BL$5:$BL$25)),0))","v":""},"","",null,null,null,{"$f":"IF(A4843=\"\",\"\",IF(START!$B$34=2,INDIRECT(\"'Exterior Lighting'!\"&SUBSTITUTE(ADDRESS(1,MOD(ROW(A4843)-3802,50)+9,4),\"1\",\"\")&ROUNDDOWN((ROW(A4843)-3802)/50,0)+5),\"\"))","v":""},"",{"$f":"IF(A4843=\"\",\"\",INDIRECT(\"'Exterior Lighting'!C\"&ROUNDDOWN((ROW(A4843)-3802)/50,0)+5))","v":""},"",{"$f":"IF(A4843=\"\",\"\",INDIRECT(\"'Fixture Schedule'!D\"&MOD(ROW(A4843)-3802,50)+9))","v":""},{"$f":"IF(A4843=\"\",\"\",IF(AR4843=\"\",\"\",INDIRECT(\"'Fixture Schedule'!K\"&MOD(ROW(A4843)-52,50)+9)))","v":""},{"$f":"IF(A4843=\"\",\"\",INDIRECT(\"'Exterior Lighting'!E\"&ROUNDDOWN((ROW(A4843)-3802)/50,0)+5))","v":""},{"$f":"IF(A4843=\"\",\"\",INDIRECT(\"'Fixture Schedule'!L\"&MOD(ROW(A4843)-52,50)+9))","v":""},null,null,null,null,null,null,null,null,null,null,null,null,null,{"$f":"INDIRECT(\"'Exterior Lighting'!\"&SUBSTITUTE(ADDRESS(1,MOD(ROW(A4843)-3802,50)+9,4),\"1\",\"\")&ROUNDDOWN((ROW(A4843)-3802)/50,0)+5)","v":0},{"$f":"LEFT(INDIRECT(\"'Exterior Lighting'!BH\"&ROUNDDOWN((ROW(A4843)-3802)/50,0)+5),3)","v":""},{"$f":"INDIRECT(\"'Fixture Schedule'!L\"&MOD(ROW(A4843)-52,50)+9)","v":0},{"$f":"INDIRECT(\"'Fixture Schedule'!O\"&MOD(ROW(A4843)-52,50)+9)","v":0},null,{"$f":"INDIRECT(\"'Fixture Schedule'!L\"&MOD(ROW(A4843)-52,50)+9)","v":0}]
[{"$f":"IF(OR(AM4844=0,AN4844=\"DNQ\")=TRUE,\"\",INDIRECT(\"'Fixture Schedule'!M\"&MOD(ROW(A4844)-3802,50)+9))","v":""},{"$f":"IF(A4844=\"\",\"\",INDIRECT(\"'Fixture Schedule'!E\"&MOD(ROW(A4844)-3802,50)+9))","v":""},{"$f":"IF(A4844=\"\",\"\",INDIRECT(\"'Fixture Schedule'!F\"&MOD(ROW(A4844)-3802,50)+9))","v":""},{"$f":"IF(A4844=\"\",\"\",INDIRECT(\"'Fixture Schedule'!L\"&MOD(ROW(A4844)-52,50)+9))","v":""},"",null,null,{"$f":"IF(A4844=\"\",\"\",IF(AP4844=1,Summary!$C$12*(AO4844)/(IF(InteriorCalcType=1,'Building Area Method'!$BK$6,SUM('Space-by-Space Method'!$BO$4:$BO$78))+SUM('Exterior Lighting'!$BL$5:$BL$25)),0))","v":""},{"$f":"IF(A4844=\"\",\"\",IF(START!$B$34=1,INDIRECT(\"'Exterior Lighting'!\"&SUBSTITUTE(ADDRESS(1,MOD(ROW(A4844)-3802,50)+9,4),\"1\",\"\")&ROUNDDOWN((ROW(A4844)-3802)/50,0)+5),\"\"))","v":""},{"$f":"IF(A4844=\"\",\"\",IF(AP4844=1,Summary!$F$11*(AO4844)/(IF(InteriorCalcType=1,'Building Area Method'!$BK$6,SUM('Space-by-Space Method'!$BO$4:$BO$78))+SUM('Exterior Lighting'!$BL$5:$BL$25)),0))","v":""},{"$f":"IF(A4844=\"\",\"\",IF(AP4844=1,Summary!$E$11*(AO4844)/(IF(InteriorCalcType=1,'Building Area Method'!$BK$6,SUM('Space-by-Space Method'!$BO$4:$BO$78))+SUM('Exterior Lighting'!$BL$5:$BL$25)),0))","v":""},{"$f":"IF(A4844=\"\",\"\",IF(AP4844=1,Summary!$G$11*(AO4844)/(IF(InteriorCalcType=1,'Building Area Method'!$BK$6,SUM('Space-by-Space Method'!$BO$4:$BO$78))+SUM('Exterior Lighting'!$BL$5:$BL$25)),0))","v":""},"","",null,null,null,{"$f":"IF(A4844=\"\",\"\",IF(START!$B$34=2,INDIRECT(\"'Exterior Lighting'!\"&SUBSTITUTE(ADDRESS(1,MOD(ROW(A4844)-3802,50)+9,4),\"1\",\"\")&ROUNDDOWN((ROW(A4844)-3802)/50,0)+5),\"\"))","v":""},"",{"$f":"IF(A4844=\"\",\"\",INDIRECT(\"'Exterior Lighting'!C\"&ROUNDDOWN((ROW(A4844)-3802)/50,0)+5))","v":""},"",{"$f":"IF(A4844=\"\",\"\",INDIRECT(\"'Fixture Schedule'!D\"&MOD(ROW(A4844)-3802,50)+9))","v":""},{"$f":"IF(A4844=\"\",\"\",IF(AR4844=\"\",\"\",INDIRECT(\"'Fixture Schedule'!K\"&MOD(ROW(A4844)-52,50)+9)))","v":""},{"$f":"IF(A4844=\"\",\"\",INDIRECT(\"'Exterior Lighting'!E\"&ROUNDDOWN((ROW(A4844)-3802)/50,0)+5))","v":""},{"$f":"IF(A4844=\"\",\"\",INDIRECT(\"'Fixture Schedule'!L\"&MOD(ROW(A4844)-52,50)+9))","v":""},null,null,null,null,null,null,null,null,null,null,null,null,null,{"$f":"INDIRECT(\"'Exterior Lighting'!\"&SUBSTITUTE(ADDRESS(1,MOD(ROW(A4844)-3802,50)+9,4),\"1\",\"\")&ROUNDDOWN((ROW(A4844)-3802)/50,0)+5)","v":0},{"$f":"LEFT(INDIRECT(\"'Exterior Lighting'!BH\"&ROUNDDOWN((ROW(A4844)-3802)/50,0)+5),3)","v":""},{"$f":"INDIRECT(\"'Fixture Schedule'!L\"&MOD(ROW(A4844)-52,50)+9)","v":0},{"$f":"INDIRECT(\"'Fixture Schedule'!O\"&MOD(ROW(A4844)-52,50)+9)","v":0},null,{"$f":"INDIRECT(\"'Fixture Schedule'!L\"&MOD(ROW(A4844)-52,50)+9)","v":0}]
[{"$f":"IF(OR(AM4845=0,AN4845=\"DNQ\")=TRUE,\"\",INDIRECT(\"'Fixture Schedule'!M\"&MOD(ROW(A4845)-3802,50)+9))","v":""},{"$f":"IF(A4845=\"\",\"\",INDIRECT(\"'Fixture Schedule'!E\"&MOD(ROW(A4845)-3802,50)+9))","v":""},{"$f":"IF(A4845=\"\",\"\",INDIRECT(\"'Fixture Schedule'!F\"&MOD(ROW(A4845)-3802,50)+9))","v":""},{"$f":"IF(A4845=\"\",\"\",INDIRECT(\"'Fixture Schedule'!L\"&MOD(ROW(A4845)-52,50)+9))","v":""},"",null,null,{"$f":"IF(A4845=\"\",\"\",IF(AP4845=1,Summary!$C$12*(AO4845)/(IF(InteriorCalcType=1,'Building Area Method'!$BK$6,SUM('Space-by-Space Method'!$BO$4:$BO$78))+SUM('Exterior Lighting'!$BL$5:$BL$25)),0))","v":""},{"$f":"IF(A4845=\"\",\"\",IF(START!$B$34=1,INDIRECT(\"'Exterior Lighting'!\"&SUBSTITUTE(ADDRESS(1,MOD(ROW(A4845)-3802,50)+9,4),\"1\",\"\")&ROUNDDOWN((ROW(A4845)-3802)/50,0)+5),\"\"))","v":""},{"$f":"IF(A4845=\"\",\"\",IF(AP4845=1,Summary!$F$11*(AO4845)/(IF(InteriorCalcType=1,'Building Area Method'!$BK$6,SUM('Space-by-Space Method'!$BO$4:$BO$78))+SUM('Exterior Lighting'!$BL$5:$BL$25)),0))","v":""},{"$f":"IF(A4845=\"\",\"\",IF(AP4845=1,Summary!$E$11*(AO4845)/(IF(InteriorCalcType=1,'Building Area Method'!$BK$6,SUM('Space-by-Space Method'!$BO$4:$BO$78))+SUM('Exterior Lighting'!$BL$5:$BL$25)),0))","v":""},{"$f":"IF(A4845=\"\",\"\",IF(AP4845=1,Summary!$G$11*(AO4845)/(IF(InteriorCalcType=1,'Building Area Method'!$BK$6,SUM('Space-by-Space Method'!$BO$4:$BO$78))+SUM('Exterior Lighting'!$BL$5:$BL$25)),0))","v":""},"","",null,null,null,{"$f":"IF(A4845=\"\",\"\",IF(START!$B$34=2,INDIRECT(\"'Exterior Lighting'!\"&SUBSTITUTE(ADDRESS(1,MOD(ROW(A4845)-3802,50)+9,4),\"1\",\"\")&ROUNDDOWN((ROW(A4845)-3802)/50,0)+5),\"\"))","v":""},"",{"$f":"IF(A4845=\"\",\"\",INDIRECT(\"'Exterior Lighting'!C\"&ROUNDDOWN((ROW(A4845)-3802)/50,0)+5))","v":""},"",{"$f":"IF(A4845=\"\",\"\",INDIRECT(\"'Fixture Schedule'!D\"&MOD(ROW(A4845)-3802,50)+9))","v":""},{"$f":"IF(A4845=\"\",\"\",IF(AR4845=\"\",\"\",INDIRECT(\"'Fixture Schedule'!K\"&MOD(ROW(A4845)-52,50)+9)))","v":""},{"$f":"IF(A4845=\"\",\"\",INDIRECT(\"'Exterior Lighting'!E\"&ROUNDDOWN((ROW(A4845)-3802)/50,0)+5))","v":""},{"$f":"IF(A4845=\"\",\"\",INDIRECT(\"'Fixture Schedule'!L\"&MOD(ROW(A4845)-52,50)+9))","v":""},null,null,null,null,null,null,null,null,null,null,null,null,null,{"$f":"INDIRECT(\"'Exterior Lighting'!\"&SUBSTITUTE(ADDRESS(1,MOD(ROW(A4845)-3802,50)+9,4),\"1\",\"\")&ROUNDDOWN((ROW(A4845)-3802)/50,0)+5)","v":0},{"$f":"LEFT(INDIRECT(\"'Exterior Lighting'!BH\"&ROUNDDOWN((ROW(A4845)-3802)/50,0)+5),3)","v":""},{"$f":"INDIRECT(\"'Fixture Schedule'!L\"&MOD(ROW(A4845)-52,50)+9)","v":0},{"$f":"INDIRECT(\"'Fixture Schedule'!O\"&MOD(ROW(A4845)-52,50)+9)","v":0},null,{"$f":"INDIRECT(\"'Fixture Schedule'!L\"&MOD(ROW(A4845)-52,50)+9)","v":0}]
[{"$f":"IF(OR(AM4846=0,AN4846=\"DNQ\")=TRUE,\"\",INDIRECT(\"'Fixture Schedule'!M\"&MOD(ROW(A4846)-3802,50)+9))","v":""},{"$f":"IF(A4846=\"\",\"\",INDIRECT(\"'Fixture Schedule'!E\"&MOD(ROW(A4846)-3802,50)+9))","v":""},{"$f":"IF(A4846=\"\",\"\",INDIRECT(\"'Fixture Schedule'!F\"&MOD(ROW(A4846)-3802,50)+9))","v":""},{"$f":"IF(A4846=\"\",\"\",INDIRECT(\"'Fixture Schedule'!L\"&MOD(ROW(A4846)-52,50)+9))","v":""},"",null,null,{"$f":"IF(A4846=\"\",\"\",IF(AP4846=1,Summary!$C$12*(AO4846)/(IF(InteriorCalcType=1,'Building Area Method'!$BK$6,SUM('Space-by-Space Method'!$BO$4:$BO$78))+SUM('Exterior Lighting'!$BL$5:$BL$25)),0))","v":""},{"$f":"IF(A4846=\"\",\"\",IF(START!$B$34=1,INDIRECT(\"'Exterior Lighting'!\"&SUBSTITUTE(ADDRESS(1,MOD(ROW(A4846)-3802,50)+9,4),\"1\",\"\")&ROUNDDOWN((ROW(A4846)-3802)/50,0)+5),\"\"))","v":""},{"$f":"IF(A4846=\"\",\"\",IF(AP4846=1,Summary!$F$11*(AO4846)/(IF(InteriorCalcType=1,'Building Area Method'!$BK$6,SUM('Space-by-Space Method'!$BO$4:$BO$78))+SUM('Exterior Lighting'!$BL$5:$BL$25)),0))","v":""},{"$f":"IF(A4846=\"\",\"\",IF(AP4846=1,Summary!$E$11*(AO4846)/(IF(InteriorCalcType=1,'Building Area Method'!$BK$6,SUM('Space-by-Space Method'!$BO$4:$BO$78))+SUM('Exterior Lighting'!$BL$5:$BL$25)),0))","v":""},{"$f":"IF(A4846=\"\",\"\",IF(AP4846=1,Summary!$G$11*(AO4846)/(IF(InteriorCalcType=1,'Building Area Method'!$BK$6,SUM('Space-by-Space Method'!$BO$4:$BO$78))+SUM('Exterior Lighting'!$BL$5:$BL$25)),0))","v":""},"","",null,null,null,{"$f":"IF(A4846=\"\",\"\",IF(START!$B$34=2,INDIRECT(\"'Exterior Lighting'!\"&SUBSTITUTE(ADDRESS(1,MOD(ROW(A4846)-3802,50)+9,4),\"1\",\"\")&ROUNDDOWN((ROW(A4846)-3802)/50,0)+5),\"\"))","v":""},"",{"$f":"IF(A4846=\"\",\"\",INDIRECT(\"'Exterior Lighting'!C\"&ROUNDDOWN((ROW(A4846)-3802)/50,0)+5))","v":""},"",{"$f":"IF(A4846=\"\",\"\",INDIRECT(\"'Fixture Schedule'!D\"&MOD(ROW(A4846)-3802,50)+9))","v":""},{"$f":"IF(A4846=\"\",\"\",IF(AR4846=\"\",\"\",INDIRECT(\"'Fixture Schedule'!K\"&MOD(ROW(A4846)-52,50)+9)))","v":""},{"$f":"IF(A4846=\"\",\"\",INDIRECT(\"'Exterior Lighting'!E\"&ROUNDDOWN((ROW(A4846)-3802)/50,0)+5))","v":""},{"$f":"IF(A4846=\"\",\"\",INDIRECT(\"'Fixture Schedule'!L\"&MOD(ROW(A4846)-52,50)+9))","v":""},null,null,null,null,null,null,null,null,null,null,null,null,null,{"$f":"INDIRECT(\"'Exterior Lighting'!\"&SUBSTITUTE(ADDRESS(1,MOD(ROW(A4846)-3802,50)+9,4),\"1\",\"\")&ROUNDDOWN((ROW(A4846)-3802)/50,0)+5)","v":0},{"$f":"LEFT(INDIRECT(\"'Exterior Lighting'!BH\"&ROUNDDOWN((ROW(A4846)-3802)/50,0)+5),3)","v":""},{"$f":"INDIRECT(\"'Fixture Schedule'!L\"&MOD(ROW(A4846)-52,50)+9)","v":0},{"$f":"INDIRECT(\"'Fixture Schedule'!O\"&MOD(ROW(A4846)-52,50)+9)","v":0},null,{"$f":"INDIRECT(\"'Fixture Schedule'!L\"&MOD(ROW(A4846)-52,50)+9)","v":0}]
[{"$f":"IF(OR(AM4847=0,AN4847=\"DNQ\")=TRUE,\"\",INDIRECT(\"'Fixture Schedule'!M\"&MOD(ROW(A4847)-3802,50)+9))","v":""},{"$f":"IF(A4847=\"\",\"\",INDIRECT(\"'Fixture Schedule'!E\"&MOD(ROW(A4847)-3802,50)+9))","v":""},{"$f":"IF(A4847=\"\",\"\",INDIRECT(\"'Fixture Schedule'!F\"&MOD(ROW(A4847)-3802,50)+9))","v":""},{"$f":"IF(A4847=\"\",\"\",INDIRECT(\"'Fixture Schedule'!L\"&MOD(ROW(A4847)-52,50)+9))","v":""},"",null,null,{"$f":"IF(A4847=\"\",\"\",IF(AP4847=1,Summary!$C$12*(AO4847)/(IF(InteriorCalcType=1,'Building Area Method'!$BK$6,SUM('Space-by-Space Method'!$BO$4:$BO$78))+SUM('Exterior Lighting'!$BL$5:$BL$25)),0))","v":""},{"$f":"IF(A4847=\"\",\"\",IF(START!$B$34=1,INDIRECT(\"'Exterior Lighting'!\"&SUBSTITUTE(ADDRESS(1,MOD(ROW(A4847)-3802,50)+9,4),\"1\",\"\")&ROUNDDOWN((ROW(A4847)-3802)/50,0)+5),\"\"))","v":""},{"$f":"IF(A4847=\"\",\"\",IF(AP4847=1,Summary!$F$11*(AO4847)/(IF(InteriorCalcType=1,'Building Area Method'!$BK$6,SUM('Space-by-Space Method'!$BO$4:$BO$78))+SUM('Exterior Lighting'!$BL$5:$BL$25)),0))","v":""},{"$f":"IF(A4847=\"\",\"\",IF(AP4847=1,Summary!$E$11*(AO4847)/(IF(InteriorCalcType=1,'Building Area Method'!$BK$6,SUM('Space-by-Space Method'!$BO$4:$BO$78))+SUM('Exterior Lighting'!$BL$5:$BL$25)),0))","v":""},{"$f":"IF(A4847=\"\",\"\",IF(AP4847=1,Summary!$G$11*(AO4847)/(IF(InteriorCalcType=1,'Building Area Method'!$BK$6,SUM('Space-by-Space Method'!$BO$4:$BO$78))+SUM('Exterior Lighting'!$BL$5:$BL$25)),0))","v":""},"","",null,null,null,{"$f":"IF(A4847=\"\",\"\",IF(START!$B$34=2,INDIRECT(\"'Exterior Lighting'!\"&SUBSTITUTE(ADDRESS(1,MOD(ROW(A4847)-3802,50)+9,4),\"1\",\"\")&ROUNDDOWN((ROW(A4847)-3802)/50,0)+5),\"\"))","v":""},"",{"$f":"IF(A4847=\"\",\"\",INDIRECT(\"'Exterior Lighting'!C\"&ROUNDDOWN((ROW(A4847)-3802)/50,0)+5))","v":""},"",{"$f":"IF(A4847=\"\",\"\",INDIRECT(\"'Fixture Schedule'!D\"&MOD(ROW(A4847)-3802,50)+9))","v":""},{"$f":"IF(A4847=\"\",\"\",IF(AR4847=\"\",\"\",INDIRECT(\"'Fixture Schedule'!K\"&MOD(ROW(A4847)-52,50)+9)))","v":""},{"$f":"IF(A4847=\"\",\"\",INDIRECT(\"'Exterior Lighting'!E\"&ROUNDDOWN((ROW(A4847)-3802)/50,0)+5))","v":""},{"$f":"IF(A4847=\"\",\"\",INDIRECT(\"'Fixture Schedule'!L\"&MOD(ROW(A4847)-52,50)+9))","v":""},null,null,null,null,null,null,null,null,null,null,null,null,null,{"$f":"INDIRECT(\"'Exterior Lighting'!\"&SUBSTITUTE(ADDRESS(1,MOD(ROW(A4847)-3802,50)+9,4),\"1\",\"\")&ROUNDDOWN((ROW(A4847)-3802)/50,0)+5)","v":0},{"$f":"LEFT(INDIRECT(\"'Exterior Lighting'!BH\"&ROUNDDOWN((ROW(A4847)-3802)/50,0)+5),3)","v":""},{"$f":"INDIRECT(\"'Fixture Schedule'!L\"&MOD(ROW(A4847)-52,50)+9)","v":0},{"$f":"INDIRECT(\"'Fixture Schedule'!O\"&MOD(ROW(A4847)-52,50)+9)","v":0},null,{"$f":"INDIRECT(\"'Fixture Schedule'!L\"&MOD(ROW(A4847)-52,50)+9)","v":0}]
[{"$f":"IF(OR(AM4848=0,AN4848=\"DNQ\")=TRUE,\"\",INDIRECT(\"'Fixture Schedule'!M\"&MOD(ROW(A4848)-3802,50)+9))","v":""},{"$f":"IF(A4848=\"\",\"\",INDIRECT(\"'Fixture Schedule'!E\"&MOD(ROW(A4848)-3802,50)+9))","v":""},{"$f":"IF(A4848=\"\",\"\",INDIRECT(\"'Fixture Schedule'!F\"&MOD(ROW(A4848)-3802,50)+9))","v":""},{"$f":"IF(A4848=\"\",\"\",INDIRECT(\"'Fixture Schedule'!L\"&MOD(ROW(A4848)-52,50)+9))","v":""},"",null,null,{"$f":"IF(A4848=\"\",\"\",IF(AP4848=1,Summary!$C$12*(AO4848)/(IF(InteriorCalcType=1,'Building Area Method'!$BK$6,SUM('Space-by-Space Method'!$BO$4:$BO$78))+SUM('Exterior Lighting'!$BL$5:$BL$25)),0))","v":""},{"$f":"IF(A4848=\"\",\"\",IF(START!$B$34=1,INDIRECT(\"'Exterior Lighting'!\"&SUBSTITUTE(ADDRESS(1,MOD(ROW(A4848)-3802,50)+9,4),\"1\",\"\")&ROUNDDOWN((ROW(A4848)-3802)/50,0)+5),\"\"))","v":""},{"$f":"IF(A4848=\"\",\"\",IF(AP4848=1,Summary!$F$11*(AO4848)/(IF(InteriorCalcType=1,'Building Area Method'!$BK$6,SUM('Space-by-Space Method'!$BO$4:$BO$78))+SUM('Exterior Lighting'!$BL$5:$BL$25)),0))","v":""},{"$f":"IF(A4848=\"\",\"\",IF(AP4848=1,Summary!$E$11*(AO4848)/(IF(InteriorCalcType=1,'Building Area Method'!$BK$6,SUM('Space-by-Space Method'!$BO$4:$BO$78))+SUM('Exterior Lighting'!$BL$5:$BL$25)),0))","v":""},{"$f":"IF(A4848=\"\",\"\",IF(AP4848=1,Summary!$G$11*(AO4848)/(IF(InteriorCalcType=1,'Building Area Method'!$BK$6,SUM('Space-by-Space Method'!$BO$4:$BO$78))+SUM('Exterior Lighting'!$BL$5:$BL$25)),0))","v":""},"","",null,null,null,{"$f":"IF(A4848=\"\",\"\",IF(START!$B$34=2,INDIRECT(\"'Exterior Lighting'!\"&SUBSTITUTE(ADDRESS(1,MOD(ROW(A4848)-3802,50)+9,4),\"1\",\"\")&ROUNDDOWN((ROW(A4848)-3802)/50,0)+5),\"\"))","v":""},"",{"$f":"IF(A4848=\"\",\"\",INDIRECT(\"'Exterior Lighting'!C\"&ROUNDDOWN((ROW(A4848)-3802)/50,0)+5))","v":""},"",{"$f":"IF(A4848=\"\",\"\",INDIRECT(\"'Fixture Schedule'!D\"&MOD(ROW(A4848)-3802,50)+9))","v":""},{"$f":"IF(A4848=\"\",\"\",IF(AR4848=\"\",\"\",INDIRECT(\"'Fixture Schedule'!K\"&MOD(ROW(A4848)-52,50)+9)))","v":""},{"$f":"IF(A4848=\"\",\"\",INDIRECT(\"'Exterior Lighting'!E\"&ROUNDDOWN((ROW(A4848)-3802)/50,0)+5))","v":""},{"$f":"IF(A4848=\"\",\"\",INDIRECT(\"'Fixture Schedule'!L\"&MOD(ROW(A4848)-52,50)+9))","v":""},null,null,null,null,null,null,null,null,null,null,null,null,null,{"$f":"INDIRECT(\"'Exterior Lighting'!\"&SUBSTITUTE(ADDRESS(1,MOD(ROW(A4848)-3802,50)+9,4),\"1\",\"\")&ROUNDDOWN((ROW(A4848)-3802)/50,0)+5)","v":0},{"$f":"LEFT(INDIRECT(\"'Exterior Lighting'!BH\"&ROUNDDOWN((ROW(A4848)-3802)/50,0)+5),3)","v":""},{"$f":"INDIRECT(\"'Fixture Schedule'!L\"&MOD(ROW(A4848)-52,50)+9)","v":0},{"$f":"INDIRECT(\"'Fixture Schedule'!O\"&MOD(ROW(A4848)-52,50)+9)","v":0},null,{"$f":"INDIRECT(\"'Fixture Schedule'!L\"&MOD(ROW(A4848)-52,50)+9)","v":0}]
[{"$f":"IF(OR(AM4849=0,AN4849=\"DNQ\")=TRUE,\"\",INDIRECT(\"'Fixture Schedule'!M\"&MOD(ROW(A4849)-3802,50)+9))","v":""},{"$f":"IF(A4849=\"\",\"\",INDIRECT(\"'Fixture Schedule'!E\"&MOD(ROW(A4849)-3802,50)+9))","v":""},{"$f":"IF(A4849=\"\",\"\",INDIRECT(\"'Fixture Schedule'!F\"&MOD(ROW(A4849)-3802,50)+9))","v":""},{"$f":"IF(A4849=\"\",\"\",INDIRECT(\"'Fixture Schedule'!L\"&MOD(ROW(A4849)-52,50)+9))","v":""},"",null,null,{"$f":"IF(A4849=\"\",\"\",IF(AP4849=1,Summary!$C$12*(AO4849)/(IF(InteriorCalcType=1,'Building Area Method'!$BK$6,SUM('Space-by-Space Method'!$BO$4:$BO$78))+SUM('Exterior Lighting'!$BL$5:$BL$25)),0))","v":""},{"$f":"IF(A4849=\"\",\"\",IF(START!$B$34=1,INDIRECT(\"'Exterior Lighting'!\"&SUBSTITUTE(ADDRESS(1,MOD(ROW(A4849)-3802,50)+9,4),\"1\",\"\")&ROUNDDOWN((ROW(A4849)-3802)/50,0)+5),\"\"))","v":""},{"$f":"IF(A4849=\"\",\"\",IF(AP4849=1,Summary!$F$11*(AO4849)/(IF(InteriorCalcType=1,'Building Area Method'!$BK$6,SUM('Space-by-Space Method'!$BO$4:$BO$78))+SUM('Exterior Lighting'!$BL$5:$BL$25)),0))","v":""},{"$f":"IF(A4849=\"\",\"\",IF(AP4849=1,Summary!$E$11*(AO4849)/(IF(InteriorCalcType=1,'Building Area Method'!$BK$6,SUM('Space-by-Space Method'!$BO$4:$BO$78))+SUM('Exterior Lighting'!$BL$5:$BL$25)),0))","v":""},{"$f":"IF(A4849=\"\",\"\",IF(AP4849=1,Summary!$G$11*(AO4849)/(IF(InteriorCalcType=1,'Building Area Method'!$BK$6,SUM('Space-by-Space Method'!$BO$4:$BO$78))+SUM('Exterior Lighting'!$BL$5:$BL$25)),0))","v":""},"","",null,null,null,{"$f":"IF(A4849=\"\",\"\",IF(START!$B$34=2,INDIRECT(\"'Exterior Lighting'!\"&SUBSTITUTE(ADDRESS(1,MOD(ROW(A4849)-3802,50)+9,4),\"1\",\"\")&ROUNDDOWN((ROW(A4849)-3802)/50,0)+5),\"\"))","v":""},"",{"$f":"IF(A4849=\"\",\"\",INDIRECT(\"'Exterior Lighting'!C\"&ROUNDDOWN((ROW(A4849)-3802)/50,0)+5))","v":""},"",{"$f":"IF(A4849=\"\",\"\",INDIRECT(\"'Fixture Schedule'!D\"&MOD(ROW(A4849)-3802,50)+9))","v":""},{"$f":"IF(A4849=\"\",\"\",IF(AR4849=\"\",\"\",INDIRECT(\"'Fixture Schedule'!K\"&MOD(ROW(A4849)-52,50)+9)))","v":""},{"$f":"IF(A4849=\"\",\"\",INDIRECT(\"'Exterior Lighting'!E\"&ROUNDDOWN((ROW(A4849)-3802)/50,0)+5))","v":""},{"$f":"IF(A4849=\"\",\"\",INDIRECT(\"'Fixture Schedule'!L\"&MOD(ROW(A4849)-52,50)+9))","v":""},null,null,null,null,null,null,null,null,null,null,null,null,null,{"$f":"INDIRECT(\"'Exterior Lighting'!\"&SUBSTITUTE(ADDRESS(1,MOD(ROW(A4849)-3802,50)+9,4),\"1\",\"\")&ROUNDDOWN((ROW(A4849)-3802)/50,0)+5)","v":0},{"$f":"LEFT(INDIRECT(\"'Exterior Lighting'!BH\"&ROUNDDOWN((ROW(A4849)-3802)/50,0)+5),3)","v":""},{"$f":"INDIRECT(\"'Fixture Schedule'!L\"&MOD(ROW(A4849)-52,50)+9)","v":0},{"$f":"INDIRECT(\"'Fixture Schedule'!O\"&MOD(ROW(A4849)-52,50)+9)","v":0},null,{"$f":"INDIRECT(\"'Fixture Schedule'!L\"&MOD(ROW(A4849)-52,50)+9)","v":0}]
[{"$f":"IF(OR(AM4850=0,AN4850=\"DNQ\")=TRUE,\"\",INDIRECT(\"'Fixture Schedule'!M\"&MOD(ROW(A4850)-3802,50)+9))","v":""},{"$f":"IF(A4850=\"\",\"\",INDIRECT(\"'Fixture Schedule'!E\"&MOD(ROW(A4850)-3802,50)+9))","v":""},{"$f":"IF(A4850=\"\",\"\",INDIRECT(\"'Fixture Schedule'!F\"&MOD(ROW(A4850)-3802,50)+9))","v":""},{"$f":"IF(A4850=\"\",\"\",INDIRECT(\"'Fixture Schedule'!L\"&MOD(ROW(A4850)-52,50)+9))","v":""},"",null,null,{"$f":"IF(A4850=\"\",\"\",IF(AP4850=1,Summary!$C$12*(AO4850)/(IF(InteriorCalcType=1,'Building Area Method'!$BK$6,SUM('Space-by-Space Method'!$BO$4:$BO$78))+SUM('Exterior Lighting'!$BL$5:$BL$25)),0))","v":""},{"$f":"IF(A4850=\"\",\"\",IF(START!$B$34=1,INDIRECT(\"'Exterior Lighting'!\"&SUBSTITUTE(ADDRESS(1,MOD(ROW(A4850)-3802,50)+9,4),\"1\",\"\")&ROUNDDOWN((ROW(A4850)-3802)/50,0)+5),\"\"))","v":""},{"$f":"IF(A4850=\"\",\"\",IF(AP4850=1,Summary!$F$11*(AO4850)/(IF(InteriorCalcType=1,'Building Area Method'!$BK$6,SUM('Space-by-Space Method'!$BO$4:$BO$78))+SUM('Exterior Lighting'!$BL$5:$BL$25)),0))","v":""},{"$f":"IF(A4850=\"\",\"\",IF(AP4850=1,Summary!$E$11*(AO4850)/(IF(InteriorCalcType=1,'Building Area Method'!$BK$6,SUM('Space-by-Space Method'!$BO$4:$BO$78))+SUM('Exterior Lighting'!$BL$5:$BL$25)),0))","v":""},{"$f":"IF(A4850=\"\",\"\",IF(AP4850=1,Summary!$G$11*(AO4850)/(IF(InteriorCalcType=1,'Building Area Method'!$BK$6,SUM('Space-by-Space Method'!$BO$4:$BO$78))+SUM('Exterior Lighting'!$BL$5:$BL$25)),0))","v":""},"","",null,null,null,{"$f":"IF(A4850=\"\",\"\",IF(START!$B$34=2,INDIRECT(\"'Exterior Lighting'!\"&SUBSTITUTE(ADDRESS(1,MOD(ROW(A4850)-3802,50)+9,4),\"1\",\"\")&ROUNDDOWN((ROW(A4850)-3802)/50,0)+5),\"\"))","v":""},"",{"$f":"IF(A4850=\"\",\"\",INDIRECT(\"'Exterior Lighting'!C\"&ROUNDDOWN((ROW(A4850)-3802)/50,0)+5))","v":""},"",{"$f":"IF(A4850=\"\",\"\",INDIRECT(\"'Fixture Schedule'!D\"&MOD(ROW(A4850)-3802,50)+9))","v":""},{"$f":"IF(A4850=\"\",\"\",IF(AR4850=\"\",\"\",INDIRECT(\"'Fixture Schedule'!K\"&MOD(ROW(A4850)-52,50)+9)))","v":""},{"$f":"IF(A4850=\"\",\"\",INDIRECT(\"'Exterior Lighting'!E\"&ROUNDDOWN((ROW(A4850)-3802)/50,0)+5))","v":""},{"$f":"IF(A4850=\"\",\"\",INDIRECT(\"'Fixture Schedule'!L\"&MOD(ROW(A4850)-52,50)+9))","v":""},null,null,null,null,null,null,null,null,null,null,null,null,null,{"$f":"INDIRECT(\"'Exterior Lighting'!\"&SUBSTITUTE(ADDRESS(1,MOD(ROW(A4850)-3802,50)+9,4),\"1\",\"\")&ROUNDDOWN((ROW(A4850)-3802)/50,0)+5)","v":0},{"$f":"LEFT(INDIRECT(\"'Exterior Lighting'!BH\"&ROUNDDOWN((ROW(A4850)-3802)/50,0)+5),3)","v":""},{"$f":"INDIRECT(\"'Fixture Schedule'!L\"&MOD(ROW(A4850)-52,50)+9)","v":0},{"$f":"INDIRECT(\"'Fixture Schedule'!O\"&MOD(ROW(A4850)-52,50)+9)","v":0},null,{"$f":"INDIRECT(\"'Fixture Schedule'!L\"&MOD(ROW(A4850)-52,50)+9)","v":0}]
[{"$f":"IF(OR(AM4851=0,AN4851=\"DNQ\")=TRUE,\"\",INDIRECT(\"'Fixture Schedule'!M\"&MOD(ROW(A4851)-3802,50)+9))","v":""},{"$f":"IF(A4851=\"\",\"\",INDIRECT(\"'Fixture Schedule'!E\"&MOD(ROW(A4851)-3802,50)+9))","v":""},{"$f":"IF(A4851=\"\",\"\",INDIRECT(\"'Fixture Schedule'!F\"&MOD(ROW(A4851)-3802,50)+9))","v":""},{"$f":"IF(A4851=\"\",\"\",INDIRECT(\"'Fixture Schedule'!L\"&MOD(ROW(A4851)-52,50)+9))","v":""},"",null,null,{"$f":"IF(A4851=\"\",\"\",IF(AP4851=1,Summary!$C$12*(AO4851)/(IF(InteriorCalcType=1,'Building Area Method'!$BK$6,SUM('Space-by-Space Method'!$BO$4:$BO$78))+SUM('Exterior Lighting'!$BL$5:$BL$25)),0))","v":""},{"$f":"IF(A4851=\"\",\"\",IF(START!$B$34=1,INDIRECT(\"'Exterior Lighting'!\"&SUBSTITUTE(ADDRESS(1,MOD(ROW(A4851)-3802,50)+9,4),\"1\",\"\")&ROUNDDOWN((ROW(A4851)-3802)/50,0)+5),\"\"))","v":""},{"$f":"IF(A4851=\"\",\"\",IF(AP4851=1,Summary!$F$11*(AO4851)/(IF(InteriorCalcType=1,'Building Area Method'!$BK$6,SUM('Space-by-Space Method'!$BO$4:$BO$78))+SUM('Exterior Lighting'!$BL$5:$BL$25)),0))","v":""},{"$f":"IF(A4851=\"\",\"\",IF(AP4851=1,Summary!$E$11*(AO4851)/(IF(InteriorCalcType=1,'Building Area Method'!$BK$6,SUM('Space-by-Space Method'!$BO$4:$BO$78))+SUM('Exterior Lighting'!$BL$5:$BL$25)),0))","v":""},{"$f":"IF(A4851=\"\",\"\",IF(AP4851=1,Summary!$G$11*(AO4851)/(IF(InteriorCalcType=1,'Building Area Method'!$BK$6,SUM('Space-by-Space Method'!$BO$4:$BO$78))+SUM('Exterior Lighting'!$BL$5:$BL$25)),0))","v":""},"","",null,null,null,{"$f":"IF(A4851=\"\",\"\",IF(START!$B$34=2,INDIRECT(\"'Exterior Lighting'!\"&SUBSTITUTE(ADDRESS(1,MOD(ROW(A4851)-3802,50)+9,4),\"1\",\"\")&ROUNDDOWN((ROW(A4851)-3802)/50,0)+5),\"\"))","v":""},"",{"$f":"IF(A4851=\"\",\"\",INDIRECT(\"'Exterior Lighting'!C\"&ROUNDDOWN((ROW(A4851)-3802)/50,0)+5))","v":""},"",{"$f":"IF(A4851=\"\",\"\",INDIRECT(\"'Fixture Schedule'!D\"&MOD(ROW(A4851)-3802,50)+9))","v":""},{"$f":"IF(A4851=\"\",\"\",IF(AR4851=\"\",\"\",INDIRECT(\"'Fixture Schedule'!K\"&MOD(ROW(A4851)-52,50)+9)))","v":""},{"$f":"IF(A4851=\"\",\"\",INDIRECT(\"'Exterior Lighting'!E\"&ROUNDDOWN((ROW(A4851)-3802)/50,0)+5))","v":""},{"$f":"IF(A4851=\"\",\"\",INDIRECT(\"'Fixture Schedule'!L\"&MOD(ROW(A4851)-52,50)+9))","v":""},null,null,null,null,null,null,null,null,null,null,null,null,null,{"$f":"INDIRECT(\"'Exterior Lighting'!\"&SUBSTITUTE(ADDRESS(1,MOD(ROW(A4851)-3802,50)+9,4),\"1\",\"\")&ROUNDDOWN((ROW(A4851)-3802)/50,0)+5)","v":0},{"$f":"LEFT(INDIRECT(\"'Exterior Lighting'!BH\"&ROUNDDOWN((ROW(A4851)-3802)/50,0)+5),3)","v":""},{"$f":"INDIRECT(\"'Fixture Schedule'!L\"&MOD(ROW(A4851)-52,50)+9)","v":0},{"$f":"INDIRECT(\"'Fixture Schedule'!O\"&MOD(ROW(A4851)-52,50)+9)","v":0},null,{"$f":"INDIRECT(\"'Fixture Schedule'!L\"&MOD(ROW(A4851)-52,50)+9)","v":0}]