NJSTRE1545610805 |  | Transition Incentive Program | Livingston | 7039 | 9 | 14.72 | Residential | No | Behind the Meter | Net-metered residential rooftop and canopy |  | None | SunPower Corporation, Systems | PSE&G | Accepted | 2020-09-17 | 2020-09-22 | 2021-10-30 | SunPower | SPR-E20-327-E-AC | Solar Panels |  | 0.327 | 14 | 234 | 20 |  | Fixed | Roof
NJSTRE1545610805 |  | Transition Incentive Program | Livingston | 7039 | 9 | 14.72 | Residential | No | Behind the Meter | Net-metered residential rooftop and canopy |  | None | SunPower Corporation, Systems | PSE&G | Accepted | 2020-09-17 | 2020-09-22 | 2021-10-30 | SunPower | SPR-E20-327-E-AC | Solar Panels |  | 0.327 | 4 | 324 | 20 |  | Fixed | Roof
NJSTRE1545610805 |  | Transition Incentive Program | Livingston | 7039 | 9 | 14.72 | Residential | No | Behind the Meter | Net-metered residential rooftop and canopy |  | None | SunPower Corporation, Systems | PSE&G | Accepted | 2020-09-17 | 2020-09-22 | 2021-10-30 | SunPower | SPR-E20-327-E-AC | Solar Panels |  | 0.327 | 14 | 144 | 20 |  | Fixed | Roof
NJSTRE1545612751 |  | Transition Incentive Program | WAYNE | 7470 | 6 | 14.18 | Residential | Yes | Behind the Meter | Net-metered residential rooftop and canopy |  | None | Suntuity Solar LLC | JCP&L | Accepted | 2020-09-18 | 2020-09-22 | 2021-10-30 | Enphase Energy | IQ7-60-2-US | Inverters | 240 |  | 45 |  |  | 0.97 |  | Outdoor | Behind the PV Modules
NJSTRE1545612751 |  | Transition Incentive Program | WAYNE | 7470 | 6 | 14.18 | Residential | Yes | Behind the Meter | Net-metered residential rooftop and canopy |  | None | Suntuity Solar LLC | JCP&L | Accepted | 2020-09-18 | 2020-09-22 | 2021-10-30 | Longi | LR6-60HPB-315M | Solar Panels |  | 0.315 | 35 | 172 | 40 |  | Fixed | Roof
NJSTRE1545612751 |  | Transition Incentive Program | WAYNE | 7470 | 6 | 14.18 | Residential | Yes | Behind the Meter | Net-metered residential rooftop and canopy |  | None | Suntuity Solar LLC | JCP&L | Accepted | 2020-09-18 | 2020-09-22 | 2021-10-30 | Longi | LR6-60HPB-315M | Solar Panels |  | 0.315 | 5 | 172 | 40 |  | Fixed | Roof
NJSTRE1545612751 |  | Transition Incentive Program | WAYNE | 7470 | 6 | 14.18 | Residential | Yes | Behind the Meter | Net-metered residential rooftop and canopy |  | None | Suntuity Solar LLC | JCP&L | Accepted | 2020-09-18 | 2020-09-22 | 2021-10-30 | Longi | LR6-60HPB-315M | Solar Panels |  | 0.315 | 5 | 172 | 40 |  | Fixed | Roof
NJSTRE1545612757 |  | Transition Incentive Program | EVESHAM TWP | 8053 | 13 | 6.93 | Residential | Yes | Behind the Meter | Net-metered residential rooftop and canopy |  | None | Suntuity Solar LLC | PSE&G | Accepted | 2020-09-18 | 2020-09-22 | 2021-10-30 | Enphase Energy | IQ7-60-2-US | Inverters | 240 |  | 22 |  |  | 0.97 |  | Outdoor | Behind the PV Modules
NJSTRE1545612757 |  | Transition Incentive Program | EVESHAM TWP | 8053 | 13 | 6.93 | Residential | Yes | Behind the Meter | Net-metered residential rooftop and canopy |  | None | Suntuity Solar LLC | PSE&G | Accepted | 2020-09-18 | 2020-09-22 | 2021-10-30 | Longi | LR6-60HPB-315M | Solar Panels |  | 0.315 | 12 | 188 | 24 |  | Fixed | Roof
NJSTRE1545612757 |  | Transition Incentive Program | EVESHAM TWP | 8053 | 13 | 6.93 | Residential | Yes | Behind the Meter | Net-metered residential rooftop and canopy |  | None | Suntuity Solar LLC | PSE&G | Accepted | 2020-09-18 | 2020-09-22 | 2021-10-30 | Longi | LR6-60HPB-315M | Solar Panels |  | 0.315 | 10 | 8 | 24 |  | Fixed | Roof
NJSTRE1545612763 |  | Transition Incentive Program | North Brunswick | 8902 | 11 | 6.3 | Residential | No | Behind the Meter | Net-metered residential rooftop and canopy |  | None | Suntuity Solar LLC | PSE&G | Accepted | 2020-09-18 | 2020-09-22 | 2021-10-30 | Enphase Energy | IQ7-60-2-US | Inverters | 240 |  | 20 |  |  | 0.97 |  | Outdoor | Behind the PV Modules
NJSTRE1545612763 |  | Transition Incentive Program | North Brunswick | 8902 | 11 | 6.3 | Residential | No | Behind the Meter | Net-metered residential rooftop and canopy |  | None | Suntuity Solar LLC | PSE&G | Accepted | 2020-09-18 | 2020-09-22 | 2021-10-30 | Longi | LR6-60HPB-315M | Solar Panels |  | 0.315 | 11 | 200 | 13 |  | Fixed | Roof
NJSTRE1545612763 |  | Transition Incentive Program | North Brunswick | 8902 | 11 | 6.3 | Residential | No | Behind the Meter | Net-metered residential rooftop and canopy |  | None | Suntuity Solar LLC | PSE&G | Accepted | 2020-09-18 | 2020-09-22 | 2021-10-30 | Longi | LR6-60HPB-315M | Solar Panels |  | 0.315 | 9 | 20 | 13 |  | Fixed | Roof
NJSTRE1545612764 |  | Transition Incentive Program | Evesham Township | 8053 | 13 | 10.8 | Residential | No | Behind the Meter | Net-metered residential rooftop and canopy |  | None | Suntuity Solar LLC | PSE&G | Accepted | 2020-09-18 | 2020-09-22 | 2021-10-30 | Enphase Energy | IQ7-60-2-US | Inverters | 240 |  | 30 |  |  | 0.97 |  | Outdoor | Behind the PV Modules
NJSTRE1545612764 |  | Transition Incentive Program | Evesham Township | 8053 | 13 | 10.8 | Residential | No | Behind the Meter | Net-metered residential rooftop and canopy |  | None | Suntuity Solar LLC | PSE&G | Accepted | 2020-09-18 | 2020-09-22 | 2021-10-30 | Longi | LR6-60HPB-315M | Solar Panels |  | 0.36 | 15 | 100 | 25 |  | Fixed | Roof
NJSTRE1545612764 |  | Transition Incentive Program | Evesham Township | 8053 | 13 | 10.8 | Residential | No | Behind the Meter | Net-metered residential rooftop and canopy |  | None | Suntuity Solar LLC | PSE&G | Accepted | 2020-09-18 | 2020-09-22 | 2021-10-30 | Longi | LR6-60HPB-315M | Solar Panels |  | 0.36 | 15 | 280 | 19 |  | Fixed | Roof
NJSTRE1545612796 |  | Transition Incentive Program | Bridgeton | 8302 | 20 | 7.04 | Residential | Yes | Behind the Meter | Net-metered residential rooftop and canopy |  | None | RCL Enterprises Inc. | AC Electric | Accepted | 2020-09-18 | 2020-09-22 | 2021-10-30 | enphase | iq7 | Inverters | 240 |  | 22 |  |  | 0.96 |  | Outdoor | under panels
NJSTRE1545612796 |  | Transition Incentive Program | Bridgeton | 8302 | 20 | 7.04 | Residential | Yes | Behind the Meter | Net-metered residential rooftop and canopy |  | None | RCL Enterprises Inc. | AC Electric | Accepted | 2020-09-18 | 2020-09-22 | 2021-10-30 | Trina Solar | TSM-320DD06M | Solar Panels |  | 0.32 | 22 | 136 | 20 |  | Fixed | Roof
NJSTRE1545612803 |  | Transition Incentive Program | Brick | 8724 | 18 | 13.32 | Residential | No | Behind the Meter | Net-metered residential rooftop and canopy |  | None | Whitman Construction, LLC | JCP&L | Accepted | 2020-09-18 | 2020-09-22 | 2021-10-30 | ENPHASE ENERGY | IQ7Plus-72-2-us | Inverters | 295 |  | 39 |  |  | 0.975 |  | Outdoor | microinverters located under modules
NJSTRE1545612803 |  | Transition Incentive Program | Brick | 8724 | 18 | 13.32 | Residential | No | Behind the Meter | Net-metered residential rooftop and canopy |  | None | Whitman Construction, LLC | JCP&L | Accepted | 2020-09-18 | 2020-09-22 | 2021-10-30 | SOLARIA POWER | XT-370R-PD | Solar Panels |  | 0.37 | 13 | 108 | 29 |  | Fixed | Roof
NJSTRE1545612803 |  | Transition Incentive Program | Brick | 8724 | 18 | 13.32 | Residential | No | Behind the Meter | Net-metered residential rooftop and canopy |  | None | Whitman Construction, LLC | JCP&L | Accepted | 2020-09-18 | 2020-09-22 | 2021-10-30 | SOLARIA POWER | XT-370R-PD | Solar Panels |  | 0.37 | 13 | 288 | 29 |  | Fixed | Roof
NJSTRE1545612803 |  | Transition Incentive Program | Brick | 8724 | 18 | 13.32 | Residential | No | Behind the Meter | Net-metered residential rooftop and canopy |  | None | Whitman Construction, LLC | JCP&L | Accepted | 2020-09-18 | 2020-09-22 | 2021-10-30 | SOLARIA POWER | XT-370R-PD | Solar Panels |  | 0.37 | 10 | 109 | 29 |  | Fixed | Roof
NJSTRE1545612827 |  | Transition Incentive Program | Linden | 7036 | 10 | 7.04 | Residential | No | Behind the Meter | Net-metered residential rooftop and canopy |  | None | New Jersey Suntech | PSE&G | Accepted | 2020-09-18 | 2020-09-22 | 2021-10-30 | Solaredge | SE6000-US | Inverters | 6000 |  | 1 |  |  | 0.98 |  | Outside | Side of house
NJSTRE1545612827 |  | Transition Incentive Program | Linden | 7036 | 10 | 7.04 | Residential | No | Behind the Meter | Net-metered residential rooftop and canopy |  | None | New Jersey Suntech | PSE&G | Accepted | 2020-09-18 | 2020-09-22 | 2021-10-30 | Hanwha | Q.Peak Duo 320 | Solar Panels |  | 0.32 | 22 | 125 | 40 |  | Fixed | Roof
NJSTRE1545612829 |  | Transition Incentive Program | Montclair Twp | 7043 | 9 | 3.63 | Residential | No | Behind the Meter | Net-metered residential rooftop and canopy |  | None | Green Power Energy | PSE&G | Accepted | 2020-09-18 | 2020-09-22 | 2021-10-30 | SolarEdge | SE7600H-USS3 | Inverters | 7600 |  | 1 |  |  | 0.97 |  | Outside | next to meter
NJSTRE1545612829 |  | Transition Incentive Program | Montclair Twp | 7043 | 9 | 3.63 | Residential | No | Behind the Meter | Net-metered residential rooftop and canopy |  | None | Green Power Energy | PSE&G | Accepted | 2020-09-18 | 2020-09-22 | 2021-10-30 | LG Electronics | LG330N1K-V5 | Solar Panels |  | 0.33 | 11 | 101 | 22 |  | Fixed | Roof
NJSTRE1545612856 |  | Transition Incentive Program | Monroe Township | 8831 | 11 | 25.32 | Residential | No | Behind the Meter | Net-metered residential rooftop and canopy |  | None | Sunrun Installation Services, Inc. | JCP&L | Accepted | 2020-09-18 | 2020-09-22 | 2021-10-30 | Enphase Energy | IQ7-60-x-US (240V) | Inverters | 240 |  | 83 |  |  | 0.96 |  | Outdoor | Rooftop
NJSTRE1545612856 |  | Transition Incentive Program | Monroe Township | 8831 | 11 | 25.32 | Residential | No | Behind the Meter | Net-metered residential rooftop and canopy |  | None | Sunrun Installation Services, Inc. | JCP&L | Accepted | 2020-09-18 | 2020-09-22 | 2021-10-30 | LONGi Green Energy Technology Co Ltd | LR6-60HPB-305M | Solar Panels |  | 0.305 | 33 | 323 | 36 |  | Fixed | Roof
NJSTRE1545612856 |  | Transition Incentive Program | Monroe Township | 8831 | 11 | 25.32 | Residential | No | Behind the Meter | Net-metered residential rooftop and canopy |  | None | Sunrun Installation Services, Inc. | JCP&L | Accepted | 2020-09-18 | 2020-09-22 | 2021-10-30 | LONGi Green Energy Technology Co Ltd | LR6-60HPB-305M | Solar Panels |  | 0.305 | 19 | 52 | 26 |  | Fixed | Roof
NJSTRE1545612856 |  | Transition Incentive Program | Monroe Township | 8831 | 11 | 25.32 | Residential | No | Behind the Meter | Net-metered residential rooftop and canopy |  | None | Sunrun Installation Services, Inc. | JCP&L | Accepted | 2020-09-18 | 2020-09-22 | 2021-10-30 | LONGi Green Energy Technology Co Ltd | LR6-60HPB-305M | Solar Panels |  | 0.305 | 5 | 143 | 36 |  | Fixed | Roof
NJSTRE1545612856 |  | Transition Incentive Program | Monroe Township | 8831 | 11 | 25.32 | Residential | No | Behind the Meter | Net-metered residential rooftop and canopy |  | None | Sunrun Installation Services, Inc. | JCP&L | Accepted | 2020-09-18 | 2020-09-22 | 2021-10-30 | LONGi Green Energy Technology Co Ltd | LR6-60HPB-305M | Solar Panels |  | 0.305 | 26 | 232 | 26 |  | Fixed | Roof
NJSTRE1545612867 |  | Transition Incentive Program | MANAHAWKIN | 8050 | 18 | 12.35 | Residential | Yes | Behind the Meter | Net-metered residential rooftop and canopy |  | None | Vivint Solar Developer, LLC | AC Electric | Accepted | 2020-09-18 | 2020-09-22 | 2021-10-30 | Solar Edge | SE10000H-US | Inverters | 10000 |  | 1 |  |  | 0.992 |  | Outdoor | Near the Utility Meter
NJSTRE1545612867 |  | Transition Incentive Program | MANAHAWKIN | 8050 | 18 | 12.35 | Residential | Yes | Behind the Meter | Net-metered residential rooftop and canopy |  | None | Vivint Solar Developer, LLC | AC Electric | Accepted | 2020-09-18 | 2020-09-22 | 2021-10-30 | JINKO SOLAR | JKM325M-60HBL | Solar Panels |  | 0.325 | 17 | 156 | 42 |  | Fixed | Roof
NJSTRE1545612867 |  | Transition Incentive Program | MANAHAWKIN | 8050 | 18 | 12.35 | Residential | Yes | Behind the Meter | Net-metered residential rooftop and canopy |  | None | Vivint Solar Developer, LLC | AC Electric | Accepted | 2020-09-18 | 2020-09-22 | 2021-10-30 | JINKO SOLAR | JKM325M-60HBL | Solar Panels |  | 0.325 | 21 | 336 | 42 |  | Fixed | Roof
NJSTRE1545612878 |  | Transition Incentive Program | Union beach | 7735 | 17 | 9.18 | Residential | Yes | Behind the Meter | Net-metered residential rooftop and canopy |  | None | Trinity Solar | JCP&L | Accepted | 2020-09-18 | 2020-09-22 | 2021-10-30 | Solar Edge | SE7600 | Inverters | 7600 |  | 1 |  |  | 0.97 |  | Outside | side of home
NJSTRE1545612878 |  | Transition Incentive Program | Union beach | 7735 | 17 | 9.18 | Residential | Yes | Behind the Meter | Net-metered residential rooftop and canopy |  | None | Trinity Solar | JCP&L | Accepted | 2020-09-18 | 2020-09-22 | 2021-10-30 | Hanwha | Q.PEAK DUO BLK-G6 340 | Solar Panels |  | 0.34 | 23 | 209 | 23 |  | Fixed | Roof
NJSTRE1545612878 |  | Transition Incentive Program | Union beach | 7735 | 17 | 9.18 | Residential | Yes | Behind the Meter | Net-metered residential rooftop and canopy |  | None | Trinity Solar | JCP&L | Accepted | 2020-09-18 | 2020-09-22 | 2021-10-30 | Hanwha | Q.PEAK DUO BLK-G6 340 | Solar Panels |  | 0.34 | 4 | 119 | 18 |  | Fixed | Roof
NJSTRE1545612883 |  | Transition Incentive Program | Rutherford | 7070 | 7 | 6.5 | Residential | Yes | Behind the Meter | Net-metered residential rooftop and canopy |  | None | Vivint Solar Developer, LLC | PSE&G | Accepted | 2020-09-21 | 2020-09-22 | 2021-10-30 | Solar Edge | SE7600H-US | Inverters | 7600 |  | 1 |  |  | 0.992 |  | Outdoor | Near the Utility Meter
NJSTRE1545612883 |  | Transition Incentive Program | Rutherford | 7070 | 7 | 6.5 | Residential | Yes | Behind the Meter | Net-metered residential rooftop and canopy |  | None | Vivint Solar Developer, LLC | PSE&G | Accepted | 2020-09-21 | 2020-09-22 | 2021-10-30 | JINKO SOLAR | JKM325M-60HBL | Solar Panels |  | 0.325 | 20 | 217 | 34 |  | Fixed | Roof
NJSTRE1545612914 |  | Transition Incentive Program | Bound Brook Boro | 8805 | 5 | 12.24 | Residential | Yes | Behind the Meter | Net-metered residential rooftop and canopy |  | None | Tesla Energy Operations Inc. | PSE&G | Accepted | 2020-09-18 | 2020-09-22 | 2021-10-30 | SolarEdge Technologies | SE10000H-US [240V] | Inverters | 10000 |  | 1 |  |  | 0.99 |  | Outside | Outside
NJSTRE1545612914 |  | Transition Incentive Program | Bound Brook Boro | 8805 | 5 | 12.24 | Residential | Yes | Behind the Meter | Net-metered residential rooftop and canopy |  | None | Tesla Energy Operations Inc. | PSE&G | Accepted | 2020-09-18 | 2020-09-22 | 2021-10-30 | Hanwha Q-CELLS | Q.Peak DUO BLK-G6+ 340 | Solar Panels |  | 0.34 | 9 | 195 | 18 |  | Fixed | Roof
NJSTRE1545612914 |  | Transition Incentive Program | Bound Brook Boro | 8805 | 5 | 12.24 | Residential | Yes | Behind the Meter | Net-metered residential rooftop and canopy |  | None | Tesla Energy Operations Inc. | PSE&G | Accepted | 2020-09-18 | 2020-09-22 | 2021-10-30 | Hanwha Q-CELLS | Q.Peak DUO BLK-G6+ 340 | Solar Panels |  | 0.34 | 6 | 285 | 23 |  | Fixed | Roof
NJSTRE1545612914 |  | Transition Incentive Program | Bound Brook Boro | 8805 | 5 | 12.24 | Residential | Yes | Behind the Meter | Net-metered residential rooftop and canopy |  | None | Tesla Energy Operations Inc. | PSE&G | Accepted | 2020-09-18 | 2020-09-22 | 2021-10-30 | Hanwha Q-CELLS | Q.Peak DUO BLK-G6+ 340 | Solar Panels |  | 0.34 | 9 | 15 | 18 |  | Fixed | Roof
NJSTRE1545612914 |  | Transition Incentive Program | Bound Brook Boro | 8805 | 5 | 12.24 | Residential | Yes | Behind the Meter | Net-metered residential rooftop and canopy |  | None | Tesla Energy Operations Inc. | PSE&G | Accepted | 2020-09-18 | 2020-09-22 | 2021-10-30 | Hanwha Q-CELLS | Q.Peak DUO BLK-G6+ 340 | Solar Panels |  | 0.34 | 12 | 106 | 23 |  | Fixed | Roof
NJSTRE1545612928 |  | Transition Incentive Program | BARNEGAT | 8005 | 18 | 9.1 | Residential | Yes | Behind the Meter | Net-metered residential rooftop and canopy |  | None | Vivint Solar Developer, LLC | AC Electric | Accepted | 2020-09-22 | 2020-09-22 | 2021-10-30 | Solar Edge | SE7600H-US | Inverters | 7600 |  | 1 |  |  | 0.992 |  | Outdoor | Near the Utility Meter
NJSTRE1545612928 |  | Transition Incentive Program | BARNEGAT | 8005 | 18 | 9.1 | Residential | Yes | Behind the Meter | Net-metered residential rooftop and canopy |  | None | Vivint Solar Developer, LLC | AC Electric | Accepted | 2020-09-22 | 2020-09-22 | 2021-10-30 | JINKO SOLAR | JKM325M-60HBL | Solar Panels |  | 0.325 | 28 | 257 | 21 |  | Fixed | Roof
NJSTRE1545612952 |  | Transition Incentive Program | GLASSBORO | 8028 | 15 | 12.24 | Residential | No | Behind the Meter | Net-metered residential rooftop and canopy |  | None | Trinity Solar | AC Electric | Accepted | 2020-09-18 | 2020-10-01 | 2021-10-30 | Solar Edge | SE10000H-US000BNC4 | Inverters | 10000 |  | 1 |  |  | 0.97 |  | Outdoor | side of home
NJSTRE1545612952 |  | Transition Incentive Program | GLASSBORO | 8028 | 15 | 12.24 | Residential | No | Behind the Meter | Net-metered residential rooftop and canopy |  | None | Trinity Solar | AC Electric | Accepted | 2020-09-18 | 2020-10-01 | 2021-10-30 | HANWHA | Q.PEAK DUO BLK-G6 340 | Solar Panels |  | 0.34 | 10 | 162 | 23 |  | Fixed | Roof
NJSTRE1545612952 |  | Transition Incentive Program | GLASSBORO | 8028 | 15 | 12.24 | Residential | No | Behind the Meter | Net-metered residential rooftop and canopy |  | None | Trinity Solar | AC Electric | Accepted | 2020-09-18 | 2020-10-01 | 2021-10-30 | HANWHA | Q.PEAK DUO BLK-G6 340 | Solar Panels |  | 0.34 | 26 | 162 | 23 |  | Fixed | Roof
NJSTRE1545612968 |  | Transition Incentive Program | TOTOWA | 7512 | 6 | 9.1 | Residential | Yes | Behind the Meter | Net-metered residential rooftop and canopy |  | None | Vivint Solar Developer, LLC | PSE&G | Accepted | 2020-09-22 | 2020-09-22 | 2021-10-30 | Solar Edge | SE7600H-US | Inverters | 7600 |  | 1 |  |  | 0.992 |  | Outdoor | Near the Utility Meter
NJSTRE1545612968 |  | Transition Incentive Program | TOTOWA | 7512 | 6 | 9.1 | Residential | Yes | Behind the Meter | Net-metered residential rooftop and canopy |  | None | Vivint Solar Developer, LLC | PSE&G | Accepted | 2020-09-22 | 2020-09-22 | 2021-10-30 | JINKO SOLAR | JKM325M-60HBL | Solar Panels |  | 0.325 | 9 | 258 | 18 |  | Fixed | Roof
NJSTRE1545612968 |  | Transition Incentive Program | TOTOWA | 7512 | 6 | 9.1 | Residential | Yes | Behind the Meter | Net-metered residential rooftop and canopy |  | None | Vivint Solar Developer, LLC | PSE&G | Accepted | 2020-09-22 | 2020-09-22 | 2021-10-30 | JINKO SOLAR | JKM325M-60HBL | Solar Panels |  | 0.325 | 10 | 258 | 18 |  | Fixed | Roof
NJSTRE1545612968 |  | Transition Incentive Program | TOTOWA | 7512 | 6 | 9.1 | Residential | Yes | Behind the Meter | Net-metered residential rooftop and canopy |  | None | Vivint Solar Developer, LLC | PSE&G | Accepted | 2020-09-22 | 2020-09-22 | 2021-10-30 | JINKO SOLAR | JKM325M-60HBL | Solar Panels |  | 0.325 | 9 | 258 | 20 |  | Fixed | Roof
NJSTRE1545613015 |  | Transition Incentive Program | South Plainfield | 7080 | 11 | 7.14 | Residential | Yes | Behind the Meter | Net-metered residential rooftop and canopy |  | None | Trinity Solar | PSE&G | Accepted | 2020-09-18 | 2020-09-22 | 2021-10-30 | SOLAR EDGE | SE6000H-US | Inverters | 6000 |  | 1 |  |  | 0.97 |  | Outside | SIDE OF HOME
NJSTRE1545613015 |  | Transition Incentive Program | South Plainfield | 7080 | 11 | 7.14 | Residential | Yes | Behind the Meter | Net-metered residential rooftop and canopy |  | None | Trinity Solar | PSE&G | Accepted | 2020-09-18 | 2020-09-22 | 2021-10-30 | HANWHA 340 (Q.PEAK DUO BLK-G6 340) | HANWHA 340 (Q.PEAK DUO BLK-G6 340) | Solar Panels |  | 0.34 | 13 | 169 | 18 |  | Fixed | Roof
NJSTRE1545613015 |  | Transition Incentive Program | South Plainfield | 7080 | 11 | 7.14 | Residential | Yes | Behind the Meter | Net-metered residential rooftop and canopy |  | None | Trinity Solar | PSE&G | Accepted | 2020-09-18 | 2020-09-22 | 2021-10-30 | HANWHA 340 (Q.PEAK DUO BLK-G6 340) | HANWHA 340 (Q.PEAK DUO BLK-G6 340) | Solar Panels |  | 0.34 | 8 | 261 | 30 |  | Fixed | Roof
NJSTRE1545613069 |  | Transition Incentive Program | MAPLE SHADE | 8052 | 13 | 6.5 | Residential | Yes | Behind the Meter | Net-metered residential rooftop and canopy |  | None | Vivint Solar Developer, LLC | PSE&G | Accepted | 2020-09-18 | 2020-09-22 | 2021-10-30 | Solar Edge | SE7600H-US | Inverters | 7600 |  | 1 |  |  | 0.992 |  | Outdoor | Near the Utility Meter
NJSTRE1545613069 |  | Transition Incentive Program | MAPLE SHADE | 8052 | 13 | 6.5 | Residential | Yes | Behind the Meter | Net-metered residential rooftop and canopy |  | None | Vivint Solar Developer, LLC | PSE&G | Accepted | 2020-09-18 | 2020-09-22 | 2021-10-30 | JINKO SOLAR | JKM325M-60HBL | Solar Panels |  | 0.325 | 8 | 222 | 40 |  | Fixed | Roof
NJSTRE1545613069 |  | Transition Incentive Program | MAPLE SHADE | 8052 | 13 | 6.5 | Residential | Yes | Behind the Meter | Net-metered residential rooftop and canopy |  | None | Vivint Solar Developer, LLC | PSE&G | Accepted | 2020-09-18 | 2020-09-22 | 2021-10-30 | JINKO SOLAR | JKM325M-60HBL | Solar Panels |  | 0.325 | 12 | 42 | 40 |  | Fixed | Roof
NJSTRE1545613101 |  | Transition Incentive Program | PENNSAUKEN | 8110 | 14 | 11.7 | Residential | Yes | Behind the Meter | Net-metered residential rooftop and canopy |  | None | Vivint Solar Developer, LLC | PSE&G | Accepted | 2020-09-22 | 2020-09-22 | 2021-10-30 | Solar Edge | SE7600H-US | Inverters | 7600 |  | 1 |  |  | 0.992 |  | Outdoor | Near the Utility Meter
NJSTRE1545613101 |  | Transition Incentive Program | PENNSAUKEN | 8110 | 14 | 11.7 | Residential | Yes | Behind the Meter | Net-metered residential rooftop and canopy |  | None | Vivint Solar Developer, LLC | PSE&G | Accepted | 2020-09-22 | 2020-09-22 | 2021-10-30 | JINKO SOLAR | JKM325M-60HBL | Solar Panels |  | 0.325 | 15 | 40 | 23 |  | Fixed | Roof
NJSTRE1545613101 |  | Transition Incentive Program | PENNSAUKEN | 8110 | 14 | 11.7 | Residential | Yes | Behind the Meter | Net-metered residential rooftop and canopy |  | None | Vivint Solar Developer, LLC | PSE&G | Accepted | 2020-09-22 | 2020-09-22 | 2021-10-30 | JINKO SOLAR | JKM325M-60HBL | Solar Panels |  | 0.325 | 21 | 220 | 23 |  | Fixed | Roof
NJSTRE1545613129 |  | Transition Incentive Program | LODI | 7644 | 7 | 7.15 | Residential | Yes | Behind the Meter | Net-metered residential rooftop and canopy |  | None | Vivint Solar Developer, LLC | PSE&G | Accepted | 2020-09-22 | 2020-09-23 | 2021-10-30 | Solar Edge | SE7600H-US | Inverters | 7600 |  | 1 |  |  | 0.992 |  | Outdoor | Near the Utility Meter
NJSTRE1545613129 |  | Transition Incentive Program | LODI | 7644 | 7 | 7.15 | Residential | Yes | Behind the Meter | Net-metered residential rooftop and canopy |  | None | Vivint Solar Developer, LLC | PSE&G | Accepted | 2020-09-22 | 2020-09-23 | 2021-10-30 | JINKO SOLAR | JKM325M-60HBL | Solar Panels |  | 0.325 | 10 | 126 | 42 |  | Fixed | Roof
NJSTRE1545613129 |  | Transition Incentive Program | LODI | 7644 | 7 | 7.15 | Residential | Yes | Behind the Meter | Net-metered residential rooftop and canopy |  | None | Vivint Solar Developer, LLC | PSE&G | Accepted | 2020-09-22 | 2020-09-23 | 2021-10-30 | JINKO SOLAR | JKM325M-60HBL | Solar Panels |  | 0.325 | 12 | 306 | 42 |  | Fixed | Roof
NJSTRE1545613135 |  | Transition Incentive Program | Pennsauken | 8110 | 14 | 5.85 | Residential | Yes | Behind the Meter | Net-metered residential rooftop and canopy |  | None | Vivint Solar Developer, LLC | PSE&G | Accepted | 2020-09-18 | 2020-09-22 | 2021-10-30 | Solar Edge | SE3800H-US | Inverters | 3800 |  | 1 |  |  | 0.992 |  | Outdoor | Near the Utility Meter
NJSTRE1545613135 |  | Transition Incentive Program | Pennsauken | 8110 | 14 | 5.85 | Residential | Yes | Behind the Meter | Net-metered residential rooftop and canopy |  | None | Vivint Solar Developer, LLC | PSE&G | Accepted | 2020-09-18 | 2020-09-22 | 2021-10-30 | JINKO SOLAR | JKM325M-60HBL | Solar Panels |  | 0.325 | 12 | 59 | 19 |  | Fixed | Roof
NJSTRE1545613135 |  | Transition Incentive Program | Pennsauken | 8110 | 14 | 5.85 | Residential | Yes | Behind the Meter | Net-metered residential rooftop and canopy |  | None | Vivint Solar Developer, LLC | PSE&G | Accepted | 2020-09-18 | 2020-09-22 | 2021-10-30 | JINKO SOLAR | JKM325M-60HBL | Solar Panels |  | 0.325 | 6 | 239 | 19 |  | Fixed | Roof
NJSTRE1545613141 |  | Transition Incentive Program | Whippany | 7981 | 3 | 4.69 | Residential | No | Behind the Meter | Net-metered residential rooftop and canopy |  | None | Seabright Solar | JCP&L | Accepted | 2020-09-18 | 2020-09-22 | 2021-10-30 | Enphase | IQ7XS-96-ACM-US | Inverters | 0.315 |  | 14 |  |  | 0.99 |  | Outside | Roof
NJSTRE1545613141 |  | Transition Incentive Program | Whippany | 7981 | 3 | 4.69 | Residential | No | Behind the Meter | Net-metered residential rooftop and canopy |  | None | Seabright Solar | JCP&L | Accepted | 2020-09-18 | 2020-09-22 | 2021-10-30 | Sunpower | SPR-X21-335 | Solar Panels |  | 0.335 | 14 | 153 | 23 |  | Fixed | Roof
NJSTRE1545613146 |  | Transition Incentive Program | LUMBERTON | 8048 | 13 | 6.18 | Residential | Yes | Behind the Meter | Net-metered residential rooftop and canopy |  | None | Vivint Solar Developer, LLC | PSE&G | Accepted | 2020-09-22 | 2020-09-25 | 2021-10-30 | Solar Edge | SE7600H-US | Inverters | 7600 |  | 1 |  |  | 0.992 |  | Outdoor | Near the Utility Meter
NJSTRE1545613146 |  | Transition Incentive Program | LUMBERTON | 8048 | 13 | 6.18 | Residential | Yes | Behind the Meter | Net-metered residential rooftop and canopy |  | None | Vivint Solar Developer, LLC | PSE&G | Accepted | 2020-09-22 | 2020-09-25 | 2021-10-30 | JINKO SOLAR | JKM325M-60HBL | Solar Panels |  | 0.325 | 12 | 249 | 29 |  | Fixed | Roof
NJSTRE1545613146 |  | Transition Incentive Program | LUMBERTON | 8048 | 13 | 6.18 | Residential | Yes | Behind the Meter | Net-metered residential rooftop and canopy |  | None | Vivint Solar Developer, LLC | PSE&G | Accepted | 2020-09-22 | 2020-09-25 | 2021-10-30 | JINKO SOLAR | JKM325M-60HBL | Solar Panels |  | 0.325 | 4 | 249 | 29 |  | Fixed | Roof
NJSTRE1545613146 |  | Transition Incentive Program | LUMBERTON | 8048 | 13 | 6.18 | Residential | Yes | Behind the Meter | Net-metered residential rooftop and canopy |  | None | Vivint Solar Developer, LLC | PSE&G | Accepted | 2020-09-22 | 2020-09-25 | 2021-10-30 | JINKO SOLAR | JKM325M-60HBL | Solar Panels |  | 0.325 | 3 | 69 | 29 |  | Fixed | Roof
NJSTRE1545613153 |  | Transition Incentive Program | Wallington | 7057 | 7 | 4.88 | Residential | Yes | Behind the Meter | Net-metered residential rooftop and canopy | NA | None | Sunrun Installation Services, Inc. | PSE&G | Accepted | 2020-09-18 | 2020-09-22 | 2021-10-30 | Enphase Energy | IQ7-60-x-US (240V) | Inverters | 240 |  | 16 |  |  | 0.96 |  | Outdoor | Rooftop
NJSTRE1545613153 |  | Transition Incentive Program | Wallington | 7057 | 7 | 4.88 | Residential | Yes | Behind the Meter | Net-metered residential rooftop and canopy | NA | None | Sunrun Installation Services, Inc. | PSE&G | Accepted | 2020-09-18 | 2020-09-22 | 2021-10-30 | LONGi Green Energy Technology Co Ltd | LR6-60HPB-305M | Solar Panels |  | 0.305 | 4 | 53 | 40 |  | Fixed | Roof
NJSTRE1545613153 |  | Transition Incentive Program | Wallington | 7057 | 7 | 4.88 | Residential | Yes | Behind the Meter | Net-metered residential rooftop and canopy | NA | None | Sunrun Installation Services, Inc. | PSE&G | Accepted | 2020-09-18 | 2020-09-22 | 2021-10-30 | LONGi Green Energy Technology Co Ltd | LR6-60HPB-305M | Solar Panels |  | 0.305 | 4 | 232 | 14 |  | Fixed | Roof
NJSTRE1545613153 |  | Transition Incentive Program | Wallington | 7057 | 7 | 4.88 | Residential | Yes | Behind the Meter | Net-metered residential rooftop and canopy | NA | None | Sunrun Installation Services, Inc. | PSE&G | Accepted | 2020-09-18 | 2020-09-22 | 2021-10-30 | LONGi Green Energy Technology Co Ltd | LR6-60HPB-305M | Solar Panels |  | 0.305 | 8 | 232 | 40 |  | Fixed | Roof
NJSTRE1545613168 |  | Transition Incentive Program | Pennsville | 8070 | 16 | 18.2 | Residential | No | Behind the Meter | Net-metered residential rooftop and canopy |  | None | RCL Enterprises Inc. | AC Electric | Accepted | 2020-09-18 | 2020-09-22 | 2021-10-30 | Aclara | CL200 | Meters |  |  | 1 |  |  |  | Yes | Indoor
NJSTRE1545613168 |  | Transition Incentive Program | Pennsville | 8070 | 16 | 18.2 | Residential | No | Behind the Meter | Net-metered residential rooftop and canopy |  | None | RCL Enterprises Inc. | AC Electric | Accepted | 2020-09-18 | 2020-09-22 | 2021-10-30 | enphase | iq7 | Inverters | 240 |  | 56 |  |  | 0.96 |  | Outdoor | under panels
NJSTRE1545613168 |  | Transition Incentive Program | Pennsville | 8070 | 16 | 18.2 | Residential | No | Behind the Meter | Net-metered residential rooftop and canopy |  | None | RCL Enterprises Inc. | AC Electric | Accepted | 2020-09-18 | 2020-09-22 | 2021-10-30 | Trina Solar | TSM-325DD06M | Solar Panels |  | 0.325 | 26 | 210 | 20 |  | Fixed | Roof
NJSTRE1545613168 |  | Transition Incentive Program | Pennsville | 8070 | 16 | 18.2 | Residential | No | Behind the Meter | Net-metered residential rooftop and canopy |  | None | RCL Enterprises Inc. | AC Electric | Accepted | 2020-09-18 | 2020-09-22 | 2021-10-30 | Trina Solar | TSM-325DD06M | Solar Panels |  | 0.325 | 30 | 30 | 20 |  | Fixed | Roof
NJSTRE1545613172 |  | Transition Incentive Program | PENNSAUKEN | 8109 | 14 | 8.78 | Residential | Yes | Behind the Meter | Net-metered residential rooftop and canopy |  | None | Vivint Solar Developer, LLC | PSE&G | Accepted | 2020-09-22 | 2020-09-24 | 2021-10-30 | Solar Edge | SE7600H-US | Inverters | 7600 |  | 1 |  |  | 0.992 |  | Outdoor | Near the Utility Meter
NJSTRE1545613172 |  | Transition Incentive Program | PENNSAUKEN | 8109 | 14 | 8.78 | Residential | Yes | Behind the Meter | Net-metered residential rooftop and canopy |  | None | Vivint Solar Developer, LLC | PSE&G | Accepted | 2020-09-22 | 2020-09-24 | 2021-10-30 | JINKO SOLAR | JKM325M-60HBL | Solar Panels |  | 0.325 | 6 | 156 | 34 |  | Fixed | Roof
NJSTRE1545613172 |  | Transition Incentive Program | PENNSAUKEN | 8109 | 14 | 8.78 | Residential | Yes | Behind the Meter | Net-metered residential rooftop and canopy |  | None | Vivint Solar Developer, LLC | PSE&G | Accepted | 2020-09-22 | 2020-09-24 | 2021-10-30 | JINKO SOLAR | JKM325M-60HBL | Solar Panels |  | 0.325 | 7 | 336 | 26 |  | Fixed | Roof
NJSTRE1545613172 |  | Transition Incentive Program | PENNSAUKEN | 8109 | 14 | 8.78 | Residential | Yes | Behind the Meter | Net-metered residential rooftop and canopy |  | None | Vivint Solar Developer, LLC | PSE&G | Accepted | 2020-09-22 | 2020-09-24 | 2021-10-30 | JINKO SOLAR | JKM325M-60HBL | Solar Panels |  | 0.325 | 14 | 156 | 26 |  | Fixed | Roof
NJSTRE1545613175 |  | Transition Incentive Program | Florence Township | 8518 | 13 | 5.49 | Residential | No | Behind the Meter | Net-metered residential rooftop and canopy |  | None | Sunrun Installation Services, Inc. | PSE&G | Accepted | 2020-09-18 | 2020-09-22 | 2021-10-30 | Tesla | Powerwall 2 AC | Electric Storage Battery |  |  | 1 |  |  |  | Lithium Ion |  | outside
NJSTRE1545613175 |  | Transition Incentive Program | Florence Township | 8518 | 13 | 5.49 | Residential | No | Behind the Meter | Net-metered residential rooftop and canopy |  | None | Sunrun Installation Services, Inc. | PSE&G | Accepted | 2020-09-18 | 2020-09-22 | 2021-10-30 | Delta Electronics | M5-TL-US | Inverters | 5000 |  | 1 |  |  | 0.96 |  | Outdoor | Next To Meter
NJSTRE1545613175 |  | Transition Incentive Program | Florence Township | 8518 | 13 | 5.49 | Residential | No | Behind the Meter | Net-metered residential rooftop and canopy |  | None | Sunrun Installation Services, Inc. | PSE&G | Accepted | 2020-09-18 | 2020-09-22 | 2021-10-30 | LONGi Green Energy Technology Co Ltd | LR6-60HPB-305M | Solar Panels |  | 0.305 | 18 | 219 | 27 |  | Fixed | Roof
NJSTRE1545613179 |  | Transition Incentive Program | Lanoka Harbor | 8734 | 18 | 4.02 | Residential | No | Behind the Meter | Net-metered residential rooftop and canopy |  | None | Vision Solar LLC | JCP&L | Accepted | 2020-09-18 | 2020-09-23 | 2021-10-30 | ENPHASE | IQ7-60-2-US | Inverters | 0.24 |  | 12 |  |  | 0.96 |  | Other | BEHIND EACH PANEL
NJSTRE1545613179 |  | Transition Incentive Program | Lanoka Harbor | 8734 | 18 | 4.02 | Residential | No | Behind the Meter | Net-metered residential rooftop and canopy |  | None | Vision Solar LLC | JCP&L | Accepted | 2020-09-18 | 2020-09-23 | 2021-10-30 | HANWHA Q-CELLS | Q.PEAK DUO-G6+ 335 | Solar Panels |  | 0.335 | 12 | 273 | 20 |  | Fixed | Roof
NJSTRE1545613190 |  | Transition Incentive Program | Newark | 7104 | 9 | 4.14 | Residential | No | Behind the Meter | Net-metered residential rooftop and canopy |  | None | Sunrun Installation Services, Inc. | PSE&G | Accepted | 2020-09-18 | 2020-09-22 | 2021-10-30 | Enphase Energy | IQ7PLUS-72-x-US (240V) | Inverters | 290 |  | 12 |  |  | 0.96 |  | Outdoor | Rooftop
NJSTRE1545613190 |  | Transition Incentive Program | Newark | 7104 | 9 | 4.14 | Residential | No | Behind the Meter | Net-metered residential rooftop and canopy |  | None | Sunrun Installation Services, Inc. | PSE&G | Accepted | 2020-09-18 | 2020-09-22 | 2021-10-30 | LG Electronics | LG345N1C-V5 | Solar Panels |  | 0.345 | 12 | 201 | 10 |  | Fixed | Roof
NJSTRE1545613200 |  | Transition Incentive Program | East Brunswick | 8816 | 11 | 16.32 | Residential | No | Behind the Meter | Net-metered residential rooftop and canopy |  | None | Tesla Energy Operations Inc. | JCP&L | Accepted | 2020-09-18 | 2020-09-22 | 2021-10-30 | SolarEdge Technologies | SE11400H-US [240V] | Inverters | 11400 |  | 1 |  |  | 0.99 |  | Outside | Outside
NJSTRE1545613200 |  | Transition Incentive Program | East Brunswick | 8816 | 11 | 16.32 | Residential | No | Behind the Meter | Net-metered residential rooftop and canopy |  | None | Tesla Energy Operations Inc. | JCP&L | Accepted | 2020-09-18 | 2020-09-22 | 2021-10-30 | SolarEdge Technologies | SE3800H-US [240V] | Inverters | 3800 |  | 1 |  |  | 0.99 |  | Outside | Outside
NJSTRE1545613200 |  | Transition Incentive Program | East Brunswick | 8816 | 11 | 16.32 | Residential | No | Behind the Meter | Net-metered residential rooftop and canopy |  | None | Tesla Energy Operations Inc. | JCP&L | Accepted | 2020-09-18 | 2020-09-22 | 2021-10-30 | Hanwha Q-CELLS | Q.Peak DUO BLK-G6+ 340 | Solar Panels |  | 0.34 | 7 | 311 | 10 |  | Fixed | Roof
NJSTRE1545613200 |  | Transition Incentive Program | East Brunswick | 8816 | 11 | 16.32 | Residential | No | Behind the Meter | Net-metered residential rooftop and canopy |  | None | Tesla Energy Operations Inc. | JCP&L | Accepted | 2020-09-18 | 2020-09-22 | 2021-10-30 | Hanwha Q-CELLS | Q.Peak DUO BLK-G6+ 340 | Solar Panels |  | 0.34 | 22 | 41 | 23 |  | Fixed | Roof
NJSTRE1545613200 |  | Transition Incentive Program | East Brunswick | 8816 | 11 | 16.32 | Residential | No | Behind the Meter | Net-metered residential rooftop and canopy |  | None | Tesla Energy Operations Inc. | JCP&L | Accepted | 2020-09-18 | 2020-09-22 | 2021-10-30 | Hanwha Q-CELLS | Q.Peak DUO BLK-G6+ 340 | Solar Panels |  | 0.34 | 19 | 221 | 23 |  | Fixed | Roof
NJSTRE1545613205 |  | Transition Incentive Program | TOMS RIVER | 8753 | 18 | 11.7 | Residential | Yes | Behind the Meter | Net-metered residential rooftop and canopy |  | None | Vivint Solar Developer, LLC | JCP&L | Accepted | 2020-09-18 | 2020-09-22 | 2021-10-30 | Solar Edge | SE7600H-US | Inverters | 7600 |  | 1 |  |  | 0.992 |  | Outdoor | Near the Utility Meter
NJSTRE1545613205 |  | Transition Incentive Program | TOMS RIVER | 8753 | 18 | 11.7 | Residential | Yes | Behind the Meter | Net-metered residential rooftop and canopy |  | None | Vivint Solar Developer, LLC | JCP&L | Accepted | 2020-09-18 | 2020-09-22 | 2021-10-30 | JINKO SOLAR | JKM325M-60HBL | Solar Panels |  | 0.325 | 22 | 3 | 23 |  | Fixed | Roof
NJSTRE1545613205 |  | Transition Incentive Program | TOMS RIVER | 8753 | 18 | 11.7 | Residential | Yes | Behind the Meter | Net-metered residential rooftop and canopy |  | None | Vivint Solar Developer, LLC | JCP&L | Accepted | 2020-09-18 | 2020-09-22 | 2021-10-30 | JINKO SOLAR | JKM325M-60HBL | Solar Panels |  | 0.325 | 4 | 183 | 20 |  | Fixed | Roof
NJSTRE1545613205 |  | Transition Incentive Program | TOMS RIVER | 8753 | 18 | 11.7 | Residential | Yes | Behind the Meter | Net-metered residential rooftop and canopy |  | None | Vivint Solar Developer, LLC | JCP&L | Accepted | 2020-09-18 | 2020-09-22 | 2021-10-30 | JINKO SOLAR | JKM325M-60HBL | Solar Panels |  | 0.325 | 10 | 183 | 23 |  | Fixed | Roof
NJSTRE1545613206 |  | Transition Incentive Program | Lavallette | 8735 | 18 | 2.68 | Residential | Yes | Behind the Meter | Net-metered residential rooftop and canopy |  | None | Vision Solar LLC | JCP&L | Accepted | 2020-09-18 | 2020-09-23 | 2021-10-30 | ENPHASE | IQ7-60-2-US | Inverters | 0.24 |  | 8 |  |  | 0.96 |  | Other | BEHIND EACH PANEL
NJSTRE1545613206 |  | Transition Incentive Program | Lavallette | 8735 | 18 | 2.68 | Residential | Yes | Behind the Meter | Net-metered residential rooftop and canopy |  | None | Vision Solar LLC | JCP&L | Accepted | 2020-09-18 | 2020-09-23 | 2021-10-30 | HANWHA Q-CELLS | Q.PEAK DUO-G6+ 335 | Solar Panels |  | 0.335 | 2 | 196 | 14 |  | Fixed | Roof
NJSTRE1545613206 |  | Transition Incentive Program | Lavallette | 8735 | 18 | 2.68 | Residential | Yes | Behind the Meter | Net-metered residential rooftop and canopy |  | None | Vision Solar LLC | JCP&L | Accepted | 2020-09-18 | 2020-09-23 | 2021-10-30 | HANWHA Q-CELLS | Q.PEAK DUO-G6+ 335 | Solar Panels |  | 0.335 | 2 | 16 | 15 |  | Single Axis | Roof
NJSTRE1545613206 |  | Transition Incentive Program | Lavallette | 8735 | 18 | 2.68 | Residential | Yes | Behind the Meter | Net-metered residential rooftop and canopy |  | None | Vision Solar LLC | JCP&L | Accepted | 2020-09-18 | 2020-09-23 | 2021-10-30 | HANWHA Q-CELLS | Q.PEAK DUO-G6+ 335 | Solar Panels |  | 0.335 | 2 | 196 | 15 |  | Fixed | Roof
NJSTRE1545613206 |  | Transition Incentive Program | Lavallette | 8735 | 18 | 2.68 | Residential | Yes | Behind the Meter | Net-metered residential rooftop and canopy |  | None | Vision Solar LLC | JCP&L | Accepted | 2020-09-18 | 2020-09-23 | 2021-10-30 | HANWHA Q-CELLS | Q.PEAK DUO-G6+ 335 | Solar Panels |  | 0.335 | 2 | 16 | 14 |  | Fixed | Roof
NJSTRE1545613210 |  | Transition Incentive Program | Cherry Hill | 8003 | 14 | 4.2 | Residential | Yes | Behind the Meter | Net-metered residential rooftop and canopy |  | None | Pro Custom Solar dba Momentum Solar | PSE&G | Accepted | 2020-09-18 | 2020-09-22 | 2021-10-30 | Enphase | IQ7PLUS-72-2-US | Inverters | 290 |  | 12 |  |  | 0.97 |  | Outdoor | Roof
NJSTRE1545613210 |  | Transition Incentive Program | Cherry Hill | 8003 | 14 | 4.2 | Residential | Yes | Behind the Meter | Net-metered residential rooftop and canopy |  | None | Pro Custom Solar dba Momentum Solar | PSE&G | Accepted | 2020-09-18 | 2020-09-22 | 2021-10-30 | LG | LG 350N1C-V5 | Solar Panels |  | 0.35 | 8 | 287 | 28 |  | Fixed | Roof
NJSTRE1545613210 |  | Transition Incentive Program | Cherry Hill | 8003 | 14 | 4.2 | Residential | Yes | Behind the Meter | Net-metered residential rooftop and canopy |  | None | Pro Custom Solar dba Momentum Solar | PSE&G | Accepted | 2020-09-18 | 2020-09-22 | 2021-10-30 | LG | LG 350N1C-V5 | Solar Panels |  | 0.35 | 4 | 107 | 287 |  | Fixed | Roof
NJSTRE1545613230 |  | Transition Incentive Program | Mountainside | 7092 | 10 | 4.02 | Residential | Yes | Behind the Meter | Net-metered residential rooftop and canopy |  | None | Vision Solar LLC | PSE&G | Accepted | 2020-09-18 | 2020-09-23 | 2021-10-30 | ENPHASE | IQ7-60-2-US | Inverters | 0.24 |  | 12 |  |  | 0.96 |  | Other | behind each panel
NJSTRE1545613230 |  | Transition Incentive Program | Mountainside | 7092 | 10 | 4.02 | Residential | Yes | Behind the Meter | Net-metered residential rooftop and canopy |  | None | Vision Solar LLC | PSE&G | Accepted | 2020-09-18 | 2020-09-23 | 2021-10-30 | HANWHA Q-CELLS | Q.PEAK DUO-G6+ 335 | Solar Panels |  | 0.335 | 12 | 212 | 25 |  | Fixed | Roof
NJSTRE1545613238 |  | Transition Incentive Program | West Caldwell | 7006 | 9 | 10.5 | Residential | Yes | Behind the Meter | Net-metered residential rooftop and canopy |  | None | Pro Custom Solar dba Momentum Solar | PSE&G | Accepted | 2020-09-18 | 2020-09-22 | 2021-10-30 | Enphase | IQ7PLUS-72-2-US | Inverters | 290 |  | 30 |  |  | 0.97 |  | Outdoor | Roof
NJSTRE1545613238 |  | Transition Incentive Program | West Caldwell | 7006 | 9 | 10.5 | Residential | Yes | Behind the Meter | Net-metered residential rooftop and canopy |  | None | Pro Custom Solar dba Momentum Solar | PSE&G | Accepted | 2020-09-18 | 2020-09-22 | 2021-10-30 | LG | LG 350N1C-V5 | Solar Panels |  | 0.35 | 6 | 43 | 23 |  | Fixed | Roof
NJSTRE1545613238 |  | Transition Incentive Program | West Caldwell | 7006 | 9 | 10.5 | Residential | Yes | Behind the Meter | Net-metered residential rooftop and canopy |  | None | Pro Custom Solar dba Momentum Solar | PSE&G | Accepted | 2020-09-18 | 2020-09-22 | 2021-10-30 | LG | LG 350N1C-V5 | Solar Panels |  | 0.35 | 12 | 223 | 23 |  | Fixed | Roof
NJSTRE1545613238 |  | Transition Incentive Program | West Caldwell | 7006 | 9 | 10.5 | Residential | Yes | Behind the Meter | Net-metered residential rooftop and canopy |  | None | Pro Custom Solar dba Momentum Solar | PSE&G | Accepted | 2020-09-18 | 2020-09-22 | 2021-10-30 | LG | LG 350N1C-V5 | Solar Panels |  | 0.35 | 12 | 133 | 23 |  | Fixed | Roof
NJSTRE1545613249 |  | Transition Incentive Program | Phillipsburg | 8865 | 2 | 3.69 | Residential | No | Behind the Meter | Net-metered residential rooftop and canopy |  | None | Vision Solar LLC | JCP&L | Accepted | 2020-09-18 | 2020-09-23 | 2021-10-30 | ENPHASE | IQ7-60-2-US | Inverters | 0.24 |  | 11 |  |  | 0.96 |  | Other | BEHIND EACH PANEL
NJSTRE1545613249 |  | Transition Incentive Program | Phillipsburg | 8865 | 2 | 3.69 | Residential | No | Behind the Meter | Net-metered residential rooftop and canopy |  | None | Vision Solar LLC | JCP&L | Accepted | 2020-09-18 | 2020-09-23 | 2021-10-30 | IQ7-60-2-US | Q.PEAK DUO-G6+ 335 | Solar Panels |  | 0.335 | 11 | 145 | 25 |  | Fixed | Roof
NJSTRE1545613251 |  | Transition Incentive Program | Wallington | 7057 | 7 | 5.6 | Residential | Yes | Behind the Meter | Net-metered residential rooftop and canopy |  | None | Pro Custom Solar dba Momentum Solar | PSE&G | Accepted | 2020-09-18 | 2020-09-22 | 2021-10-30 | Enphase | IQ7PLUS-72-2-US | Inverters | 290 |  | 16 |  |  | 0.97 |  | Outdoor | Roof
NJSTRE1545613251 |  | Transition Incentive Program | Wallington | 7057 | 7 | 5.6 | Residential | Yes | Behind the Meter | Net-metered residential rooftop and canopy |  | None | Pro Custom Solar dba Momentum Solar | PSE&G | Accepted | 2020-09-18 | 2020-09-22 | 2021-10-30 | LG | LG 350N1C-V5 | Solar Panels |  | 0.35 | 16 | 217 | 39 |  | Fixed | Roof
NJSTRE1545613255 |  | Transition Incentive Program | Millville | 8332 | 20 | 14.08 | Residential | Yes | Behind the Meter | Net-metered residential rooftop and canopy |  | None | RCL Enterprises Inc. | AC Electric | Accepted | 2020-09-18 | 2020-09-22 | 2021-10-30 | enphase | iq7 | Inverters | 240 |  | 44 |  |  | 0.96 |  | Outdoor | under panels
NJSTRE1545613255 |  | Transition Incentive Program | Millville | 8332 | 20 | 14.08 | Residential | Yes | Behind the Meter | Net-metered residential rooftop and canopy |  | None | RCL Enterprises Inc. | AC Electric | Accepted | 2020-09-18 | 2020-09-22 | 2021-10-30 | Trina Solar | TSM-320DD06M | Solar Panels |  | 0.32 | 44 | 212 | 20 |  | Fixed | Roof
NJSTRE1545613281 |  | Transition Incentive Program | Pennsville | 8070 | 16 | 9.75 | Residential | No | Behind the Meter | Net-metered residential rooftop and canopy |  | None | EMT Renewables | AC Electric | Accepted | 2020-09-18 | 2020-09-22 | 2021-10-30 | Enphase | IQ7-60-H | Inverters | 240 |  | 30 |  |  | 0.97 |  | Outside | under panels
NJSTRE1545613281 |  | Transition Incentive Program | Pennsville | 8070 | 16 | 9.75 | Residential | No | Behind the Meter | Net-metered residential rooftop and canopy |  | None | EMT Renewables | AC Electric | Accepted | 2020-09-18 | 2020-09-22 | 2021-10-30 | Trina | 325-BLK | Solar Panels |  | 0.325 | 8 | 246 | 5 |  | Fixed | Roof
NJSTRE1545613281 |  | Transition Incentive Program | Pennsville | 8070 | 16 | 9.75 | Residential | No | Behind the Meter | Net-metered residential rooftop and canopy |  | None | EMT Renewables | AC Electric | Accepted | 2020-09-18 | 2020-09-22 | 2021-10-30 | Trina | 325-BLK | Solar Panels |  | 0.325 | 14 | 358 | 5 |  | Fixed | Roof
NJSTRE1545613281 |  | Transition Incentive Program | Pennsville | 8070 | 16 | 9.75 | Residential | No | Behind the Meter | Net-metered residential rooftop and canopy |  | None | EMT Renewables | AC Electric | Accepted | 2020-09-18 | 2020-09-22 | 2021-10-30 | Trina | 325-BLK | Solar Panels |  | 0.325 | 8 | 129 | 30 |  | Fixed | Roof
NJSTRE1545613437 |  | Transition Incentive Program | Jersey City | 7306 | 8 | 5.6 | Residential | Yes | Behind the Meter | Net-metered residential rooftop and canopy |  | None | Pro Custom Solar dba Momentum Solar | PSE&G | Accepted | 2020-09-18 | 2020-09-22 | 2021-10-30 | Enphase | IQ7PLUS-72-2-US | Inverters | 290 |  | 16 |  |  | 0.97 |  | Outdoor | Roof
NJSTRE1545613437 |  | Transition Incentive Program | Jersey City | 7306 | 8 | 5.6 | Residential | Yes | Behind the Meter | Net-metered residential rooftop and canopy |  | None | Pro Custom Solar dba Momentum Solar | PSE&G | Accepted | 2020-09-18 | 2020-09-22 | 2021-10-30 | LG | LG 350N1C-V5 | Solar Panels |  | 0.35 | 9 | 213 | 4 |  | Fixed | Roof
NJSTRE1545613437 |  | Transition Incentive Program | Jersey City | 7306 | 8 | 5.6 | Residential | Yes | Behind the Meter | Net-metered residential rooftop and canopy |  | None | Pro Custom Solar dba Momentum Solar | PSE&G | Accepted | 2020-09-18 | 2020-09-22 | 2021-10-30 | LG | LG 350N1C-V5 | Solar Panels |  | 0.35 | 7 | 216 | 5 |  | Fixed | Roof
NJSTRE1545613449 |  | Transition Incentive Program | Raritan | 8869 | 5 | 9.1 | Residential | Yes | Behind the Meter | Net-metered residential rooftop and canopy |  | None | Pro Custom Solar dba Momentum Solar | PSE&G | Accepted | 2020-09-18 | 2020-09-22 | 2021-10-30 | Enphase | IQ7PLUS-72-2-US | Inverters | 290 |  | 26 |  |  | 0.97 |  | Outdoor | Roof
NJSTRE1545613449 |  | Transition Incentive Program | Raritan | 8869 | 5 | 9.1 | Residential | Yes | Behind the Meter | Net-metered residential rooftop and canopy |  | None | Pro Custom Solar dba Momentum Solar | PSE&G | Accepted | 2020-09-18 | 2020-09-22 | 2021-10-30 | LG | LG 350N1C-V5 | Solar Panels |  | 0.35 | 8 | 257 | 33 |  | Fixed | Roof
NJSTRE1545613449 |  | Transition Incentive Program | Raritan | 8869 | 5 | 9.1 | Residential | Yes | Behind the Meter | Net-metered residential rooftop and canopy |  | None | Pro Custom Solar dba Momentum Solar | PSE&G | Accepted | 2020-09-18 | 2020-09-22 | 2021-10-30 | LG | LG 350N1C-V5 | Solar Panels |  | 0.35 | 6 | 350 | 7 |  | Fixed | Roof
NJSTRE1545613449 |  | Transition Incentive Program | Raritan | 8869 | 5 | 9.1 | Residential | Yes | Behind the Meter | Net-metered residential rooftop and canopy |  | None | Pro Custom Solar dba Momentum Solar | PSE&G | Accepted | 2020-09-18 | 2020-09-22 | 2021-10-30 | LG | LG 350N1C-V5 | Solar Panels |  | 0.35 | 4 | 77 | 36 |  | Fixed | Roof
NJSTRE1545613449 |  | Transition Incentive Program | Raritan | 8869 | 5 | 9.1 | Residential | Yes | Behind the Meter | Net-metered residential rooftop and canopy |  | None | Pro Custom Solar dba Momentum Solar | PSE&G | Accepted | 2020-09-18 | 2020-09-22 | 2021-10-30 | LG | LG 350N1C-V5 | Solar Panels |  | 0.35 | 4 | 167 | 35 |  | Fixed | Roof
NJSTRE1545613449 |  | Transition Incentive Program | Raritan | 8869 | 5 | 9.1 | Residential | Yes | Behind the Meter | Net-metered residential rooftop and canopy |  | None | Pro Custom Solar dba Momentum Solar | PSE&G | Accepted | 2020-09-18 | 2020-09-22 | 2021-10-30 | LG | LG 350N1C-V5 | Solar Panels |  | 0.35 | 4 | 347 | 36 |  | Fixed | Roof
NJSTRE1545613453 |  | Transition Incentive Program | Bridgewater TWP | 8807 | 5 | 8.16 | Residential | No | Behind the Meter | Net-metered residential rooftop and canopy |  | None | Tesla Energy Operations Inc. | PSE&G | Accepted | 2020-09-18 | 2020-09-22 | 2021-10-30 | Delta Electronics | M8-TL-US [240V] | Inverters | 7680 |  | 1 |  |  | 0.975 |  | Outside | Outside
NJSTRE1545613453 |  | Transition Incentive Program | Bridgewater TWP | 8807 | 5 | 8.16 | Residential | No | Behind the Meter | Net-metered residential rooftop and canopy |  | None | Tesla Energy Operations Inc. | PSE&G | Accepted | 2020-09-18 | 2020-09-22 | 2021-10-30 | Hanwha Q-CELLS | Q.Peak DUO BLK-G6+ 340 | Solar Panels |  | 0.34 | 11 | 146 | 30 |  | Fixed | Roof
NJSTRE1545613453 |  | Transition Incentive Program | Bridgewater TWP | 8807 | 5 | 8.16 | Residential | No | Behind the Meter | Net-metered residential rooftop and canopy |  | None | Tesla Energy Operations Inc. | PSE&G | Accepted | 2020-09-18 | 2020-09-22 | 2021-10-30 | Hanwha Q-CELLS | Q.Peak DUO BLK-G6+ 340 | Solar Panels |  | 0.34 | 5 | 236 | 30 |  | Fixed | Roof
NJSTRE1545613453 |  | Transition Incentive Program | Bridgewater TWP | 8807 | 5 | 8.16 | Residential | No | Behind the Meter | Net-metered residential rooftop and canopy |  | None | Tesla Energy Operations Inc. | PSE&G | Accepted | 2020-09-18 | 2020-09-22 | 2021-10-30 | Hanwha Q-CELLS | Q.Peak DUO BLK-G6+ 340 | Solar Panels |  | 0.34 | 8 | 56 | 30 |  | Fixed | Roof
NJSTRE1545613459 |  | Transition Incentive Program | Egg Harbor Township | 8234 | 19 | 7.48 | Residential | Yes | Behind the Meter | Net-metered residential rooftop and canopy |  | None | Sun Up Zero Down | AC Electric | Accepted | 2020-09-18 | 2020-09-22 | 2021-10-30 | enphase | X-IQ-AM1-240-3 | Meters |  |  | 1 |  |  |  | Yes
NJSTRE1545613459 |  | Transition Incentive Program | Egg Harbor Township | 8234 | 19 | 7.48 | Residential | Yes | Behind the Meter | Net-metered residential rooftop and canopy |  | None | Sun Up Zero Down | AC Electric | Accepted | 2020-09-18 | 2020-09-22 | 2021-10-30 | enphase | IQ7-60-2-US | Inverters | 240 |  | 23 |  |  | 0.976 |  | Outdoor | behind panel
NJSTRE1545613459 |  | Transition Incentive Program | Egg Harbor Township | 8234 | 19 | 7.48 | Residential | Yes | Behind the Meter | Net-metered residential rooftop and canopy |  | None | Sun Up Zero Down | AC Electric | Accepted | 2020-09-18 | 2020-09-22 | 2021-10-30 | trina | TSM-DD06M.05(II) 325 | Solar Panels |  | 0.325 | 15 | 209 | 18 |  | Fixed | Roof
NJSTRE1545613459 |  | Transition Incentive Program | Egg Harbor Township | 8234 | 19 | 7.48 | Residential | Yes | Behind the Meter | Net-metered residential rooftop and canopy |  | None | Sun Up Zero Down | AC Electric | Accepted | 2020-09-18 | 2020-09-22 | 2021-10-30 | trina | TSM-DD06M.05(II) 325 | Solar Panels |  | 0.325 | 4 | 119 | 18 |  | Fixed | Roof
NJSTRE1545613459 |  | Transition Incentive Program | Egg Harbor Township | 8234 | 19 | 7.48 | Residential | Yes | Behind the Meter | Net-metered residential rooftop and canopy |  | None | Sun Up Zero Down | AC Electric | Accepted | 2020-09-18 | 2020-09-22 | 2021-10-30 | trina | TSM-DD06M.05(II) 325 | Solar Panels |  | 0.325 | 4 | 119 | 18 |  | Fixed | Roof
NJSTRE1545613492 |  | Transition Incentive Program | Absecon | 8201 | 19 | 4.76 | Residential | Yes | Behind the Meter | Net-metered residential rooftop and canopy |  | None | Castle Energy, LLC | AC Electric | Accepted | 2020-09-18 | 2020-09-22 | 2021-10-30 | Enphase Energy | IQ7-60-2-US | Inverters | 240 |  | 14 |  |  | 0.967 |  | Outdoor | on the rooftop under each solar panel
NJSTRE1545613492 |  | Transition Incentive Program | Absecon | 8201 | 19 | 4.76 | Residential | Yes | Behind the Meter | Net-metered residential rooftop and canopy |  | None | Castle Energy, LLC | AC Electric | Accepted | 2020-09-18 | 2020-09-22 | 2021-10-30 | Hanwha Q-Cells | Q.Peak DUO BLK-G6 340 | Solar Panels |  | 0.34 | 14 | 141 | 34 |  | Fixed | Roof
NJSTRE1545613503 |  | Transition Incentive Program | Highland Park | 8904 | 11 | 4.88 | Residential | Yes | Behind the Meter | Net-metered residential rooftop and canopy |  | None | Vivint Solar Developer, LLC | PSE&G | Accepted | 2020-09-18 | 2020-09-22 | 2021-10-30 | Solar Edge | SE7600H-US | Inverters | 7600 |  | 1 |  |  | 0.992 |  | Outdoor | Near the Utility Meter
NJSTRE1545613503 |  | Transition Incentive Program | Highland Park | 8904 | 11 | 4.88 | Residential | Yes | Behind the Meter | Net-metered residential rooftop and canopy |  | None | Vivint Solar Developer, LLC | PSE&G | Accepted | 2020-09-18 | 2020-09-22 | 2021-10-30 | JINKO SOLAR | JKM325M-60HBL | Solar Panels |  | 0.325 | 15 | 40 | 35 |  | Fixed | Roof
NJSTRE1545613529 |  | Transition Incentive Program | North Bergen Twp | 7047 | 8 | 6.2 | Residential | Yes | Behind the Meter | Net-metered residential rooftop and canopy |  | None | Freedom Forever New Jersey, LLC | PSE&G | Accepted | 2020-09-23 | 2020-09-23 | 2021-10-30 | Solar Edge | SE5000H-US [SI1] RGM | Inverters | 21 |  | 1 |  |  | 0.99 |  | Outdoor | N/A
NJSTRE1545613529 |  | Transition Incentive Program | North Bergen Twp | 7047 | 8 | 6.2 | Residential | Yes | Behind the Meter | Net-metered residential rooftop and canopy |  | None | Freedom Forever New Jersey, LLC | PSE&G | Accepted | 2020-09-23 | 2020-09-23 | 2021-10-30 | Rec Solar | REC310TP2M | Solar Panels |  | 0.31 | 8 | 211 | 19 |  | Fixed | Roof | Roof
NJSTRE1545613529 |  | Transition Incentive Program | North Bergen Twp | 7047 | 8 | 6.2 | Residential | Yes | Behind the Meter | Net-metered residential rooftop and canopy |  | None | Freedom Forever New Jersey, LLC | PSE&G | Accepted | 2020-09-23 | 2020-09-23 | 2021-10-30 | Rec Solar | REC310TP2M | Solar Panels |  | 0.31 | 12 | 31 | 19 |  | Fixed | Roof | Roof
NJSTRE1545613552 |  | Transition Incentive Program | HACKENSACK | 7601 | 7 | 5.53 | Residential | Yes | Behind the Meter | Net-metered residential rooftop and canopy |  | None | Vivint Solar Developer, LLC | PSE&G | Accepted | 2020-09-24 | 2020-09-25 | 2021-10-30 | Solar Edge | SE3800H-US | Inverters | 3800 |  | 1 |  |  | 0.992 |  | Outdoor | Near the Utility Meter
NJSTRE1545613552 |  | Transition Incentive Program | HACKENSACK | 7601 | 7 | 5.53 | Residential | Yes | Behind the Meter | Net-metered residential rooftop and canopy |  | None | Vivint Solar Developer, LLC | PSE&G | Accepted | 2020-09-24 | 2020-09-25 | 2021-10-30 | JINKO SOLAR | JKM325M-60HBL | Solar Panels |  | 0.325 | 6 | 38 | 21 |  | Fixed | Roof
NJSTRE1545613552 |  | Transition Incentive Program | HACKENSACK | 7601 | 7 | 5.53 | Residential | Yes | Behind the Meter | Net-metered residential rooftop and canopy |  | None | Vivint Solar Developer, LLC | PSE&G | Accepted | 2020-09-24 | 2020-09-25 | 2021-10-30 | JINKO SOLAR | JKM325M-60HBL | Solar Panels |  | 0.325 | 11 | 38 | 8 |  | Fixed | Roof
NJSTRE1545613568 |  | Transition Incentive Program | Edison TWP | 8820 | 11 | 6.8 | Residential | No | Behind the Meter | Net-metered residential rooftop and canopy |  | None | Tesla Energy Operations Inc. | PSE&G | Accepted | 2020-09-18 | 2020-09-22 | 2021-10-30 | SolarEdge Technologies | SE7600H-US [240V] | Inverters | 7600 |  | 1 |  |  | 0.99 |  | Indoor | Inside garage
NJSTRE1545613568 |  | Transition Incentive Program | Edison TWP | 8820 | 11 | 6.8 | Residential | No | Behind the Meter | Net-metered residential rooftop and canopy |  | None | Tesla Energy Operations Inc. | PSE&G | Accepted | 2020-09-18 | 2020-09-22 | 2021-10-30 | Hanwha Q-CELLS | Q.Peak DUO BLK-G6+ 340 | Solar Panels |  | 0.34 | 20 | 170 | 27 |  | Fixed | Roof
NJSTRE1545613600 |  | Transition Incentive Program | Livingston | 7039 | 9 | 14.4 | Residential | No | Behind the Meter | Net-metered residential rooftop and canopy |  | None | Vivint Solar Developer, LLC | PSE&G | Accepted | 2020-09-22 | 2020-09-22 | 2021-10-30 | Solar Edge | SE10000H-US | Inverters | 10000 |  | 1 |  |  | 0.992 |  | Outdoor | Near the Utility Meter
NJSTRE1545613600 |  | Transition Incentive Program | Livingston | 7039 | 9 | 14.4 | Residential | No | Behind the Meter | Net-metered residential rooftop and canopy |  | None | Vivint Solar Developer, LLC | PSE&G | Accepted | 2020-09-22 | 2020-09-22 | 2021-10-30 | HANWHA SOLAR | Q.PEAK DUO BLK-G5 320W | Solar Panels |  | 0.32 | 18 | 183 | 31 |  | Fixed | Roof
NJSTRE1545613600 |  | Transition Incentive Program | Livingston | 7039 | 9 | 14.4 | Residential | No | Behind the Meter | Net-metered residential rooftop and canopy |  | None | Vivint Solar Developer, LLC | PSE&G | Accepted | 2020-09-22 | 2020-09-22 | 2021-10-30 | HANWHA SOLAR | Q.PEAK DUO BLK-G5 320W | Solar Panels |  | 0.32 | 7 | 93 | 30 |  | Fixed | Roof
NJSTRE1545613600 |  | Transition Incentive Program | Livingston | 7039 | 9 | 14.4 | Residential | No | Behind the Meter | Net-metered residential rooftop and canopy |  | None | Vivint Solar Developer, LLC | PSE&G | Accepted | 2020-09-22 | 2020-09-22 | 2021-10-30 | HANWHA SOLAR | Q.PEAK DUO BLK-G5 320W | Solar Panels |  | 0.32 | 17 | 93 | 30 |  | Fixed | Roof
NJSTRE1545613600 |  | Transition Incentive Program | Livingston | 7039 | 9 | 14.4 | Residential | No | Behind the Meter | Net-metered residential rooftop and canopy |  | None | Vivint Solar Developer, LLC | PSE&G | Accepted | 2020-09-22 | 2020-09-22 | 2021-10-30 | HANWHA SOLAR | Q.PEAK DUO BLK-G5 320W | Solar Panels |  | 0.32 | 3 | 183 | 28 |  | Fixed | Roof
NJSTRE1545613812 |  | Transition Incentive Program | BLACKWOOD | 8012 | 14 | 8.96 | Residential | No | Behind the Meter | Net-metered residential rooftop and canopy |  | None | Vivint Solar Developer, LLC | PSE&G | Accepted | 2020-09-22 | 2020-09-22 | 2021-10-30 | Solar Edge | SE7600H-US | Inverters | 7600 |  | 1 |  |  | 0.992 |  | Outdoor | Near the Utility Meter
NJSTRE1545613812 |  | Transition Incentive Program | BLACKWOOD | 8012 | 14 | 8.96 | Residential | No | Behind the Meter | Net-metered residential rooftop and canopy |  | None | Vivint Solar Developer, LLC | PSE&G | Accepted | 2020-09-22 | 2020-09-22 | 2021-10-30 | HANWHA SOLAR | Q.PEAK DUO BLK-G5 320W | Solar Panels |  | 0.32 | 12 | 60 | 20 |  | Fixed | Roof
NJSTRE1545613812 |  | Transition Incentive Program | BLACKWOOD | 8012 | 14 | 8.96 | Residential | No | Behind the Meter | Net-metered residential rooftop and canopy |  | None | Vivint Solar Developer, LLC | PSE&G | Accepted | 2020-09-22 | 2020-09-22 | 2021-10-30 | HANWHA SOLAR | Q.PEAK DUO BLK-G5 320W | Solar Panels |  | 0.32 | 6 | 150 | 20 |  | Fixed | Roof
NJSTRE1545613812 |  | Transition Incentive Program | BLACKWOOD | 8012 | 14 | 8.96 | Residential | No | Behind the Meter | Net-metered residential rooftop and canopy |  | None | Vivint Solar Developer, LLC | PSE&G | Accepted | 2020-09-22 | 2020-09-22 | 2021-10-30 | HANWHA SOLAR | Q.PEAK DUO BLK-G5 320W | Solar Panels |  | 0.32 | 10 | 240 | 20 |  | Fixed | Roof
NJSTRE1545613845 |  | Transition Incentive Program | UNION | 7083 | 10 | 5.53 | Residential | Yes | Behind the Meter | Net-metered residential rooftop and canopy |  | None | Vivint Solar Developer, LLC | PSE&G | Accepted | 2020-09-22 | 2020-09-23 | 2021-10-30 | Solar Edge | SE3800H-US | Inverters | 3800 |  | 1 |  |  | 0.992 |  | Outdoor | Near the Utility Meter
NJSTRE1545613845 |  | Transition Incentive Program | UNION | 7083 | 10 | 5.53 | Residential | Yes | Behind the Meter | Net-metered residential rooftop and canopy |  | None | Vivint Solar Developer, LLC | PSE&G | Accepted | 2020-09-22 | 2020-09-23 | 2021-10-30 | JINKO SOLAR | JKM325M-60HBL | Solar Panels |  | 0.325 | 6 | 240 | 27 |  | Fixed | Roof
NJSTRE1545613845 |  | Transition Incentive Program | UNION | 7083 | 10 | 5.53 | Residential | Yes | Behind the Meter | Net-metered residential rooftop and canopy |  | None | Vivint Solar Developer, LLC | PSE&G | Accepted | 2020-09-22 | 2020-09-23 | 2021-10-30 | JINKO SOLAR | JKM325M-60HBL | Solar Panels |  | 0.325 | 2 | 60 | 27 |  | Fixed | Roof
NJSTRE1545613845 |  | Transition Incentive Program | UNION | 7083 | 10 | 5.53 | Residential | Yes | Behind the Meter | Net-metered residential rooftop and canopy |  | None | Vivint Solar Developer, LLC | PSE&G | Accepted | 2020-09-22 | 2020-09-23 | 2021-10-30 | JINKO SOLAR | JKM325M-60HBL | Solar Panels |  | 0.325 | 9 | 60 | 27 |  | Fixed | Roof
NJSTRE1545613847 |  | Transition Incentive Program | Audubon | 8106 | 14 | 9.1 | Residential | Yes | Behind the Meter | Net-metered residential rooftop and canopy |  | None | Vivint Solar Developer, LLC | PSE&G | Accepted | 2020-09-21 | 2020-09-22 | 2021-10-30 | Solar Edge | SE7600H-US | Inverters | 7600 |  | 1 |  |  | 0.992 |  | Outdoor | Near the Utility Meter
NJSTRE1545613847 |  | Transition Incentive Program | Audubon | 8106 | 14 | 9.1 | Residential | Yes | Behind the Meter | Net-metered residential rooftop and canopy |  | None | Vivint Solar Developer, LLC | PSE&G | Accepted | 2020-09-21 | 2020-09-22 | 2021-10-30 | JINKO SOLAR | JKM325M-60HBL | Solar Panels |  | 0.325 | 8 | 246 | 26 |  | Fixed | Roof
NJSTRE1545613847 |  | Transition Incentive Program | Audubon | 8106 | 14 | 9.1 | Residential | Yes | Behind the Meter | Net-metered residential rooftop and canopy |  | None | Vivint Solar Developer, LLC | PSE&G | Accepted | 2020-09-21 | 2020-09-22 | 2021-10-30 | JINKO SOLAR | JKM325M-60HBL | Solar Panels |  | 0.325 | 20 | 66 | 26 |  | Fixed | Roof
NJSTRE1545613856 |  | Transition Incentive Program | Bergenfield | 7621 | 7 | 5.53 | Residential | No | Behind the Meter | Net-metered residential rooftop and canopy |  | None | Vivint Solar Developer, LLC | PSE&G | Accepted | 2020-09-22 | 2020-09-24 | 2021-10-30 | Solar Edge | SE7600H-US | Inverters | 7600 |  | 1 |  |  | 0.992 |  | Outdoor | Near the Utility Meter
NJSTRE1545613856 |  | Transition Incentive Program | Bergenfield | 7621 | 7 | 5.53 | Residential | No | Behind the Meter | Net-metered residential rooftop and canopy |  | None | Vivint Solar Developer, LLC | PSE&G | Accepted | 2020-09-22 | 2020-09-24 | 2021-10-30 | JINKO SOLAR | JKM325M-60HBL | Solar Panels |  | 0.325 | 2 | 268 | 27 |  | Fixed | Roof
NJSTRE1545613856 |  | Transition Incentive Program | Bergenfield | 7621 | 7 | 5.53 | Residential | No | Behind the Meter | Net-metered residential rooftop and canopy |  | None | Vivint Solar Developer, LLC | PSE&G | Accepted | 2020-09-22 | 2020-09-24 | 2021-10-30 | JINKO SOLAR | JKM325M-60HBL | Solar Panels |  | 0.325 | 2 | 88 | 27 |  | Fixed | Roof
NJSTRE1545613856 |  | Transition Incentive Program | Bergenfield | 7621 | 7 | 5.53 | Residential | No | Behind the Meter | Net-metered residential rooftop and canopy |  | None | Vivint Solar Developer, LLC | PSE&G | Accepted | 2020-09-22 | 2020-09-24 | 2021-10-30 | JINKO SOLAR | JKM325M-60HBL | Solar Panels |  | 0.325 | 13 | 178 | 29 |  | Fixed | Roof
NJSTRE1545613858 |  | Transition Incentive Program | DAYTON | 8810 | 11 | 9.1 | Residential | Yes | Behind the Meter | Net-metered residential rooftop and canopy |  | None | Vivint Solar Developer, LLC | PSE&G | Accepted | 2020-09-21 | 2020-09-22 | 2021-10-30 | Solar Edge | SE7600H-US | Inverters | 7600 |  | 1 |  |  | 0.992 |  | Outdoor | Near the Utility Meter
NJSTRE1545613858 |  | Transition Incentive Program | DAYTON | 8810 | 11 | 9.1 | Residential | Yes | Behind the Meter | Net-metered residential rooftop and canopy |  | None | Vivint Solar Developer, LLC | PSE&G | Accepted | 2020-09-21 | 2020-09-22 | 2021-10-30 | JINKO SOLAR | JKM325M-60HBL | Solar Panels |  | 0.325 | 20 | 266 | 22 |  | Fixed | Roof
NJSTRE1545613858 |  | Transition Incentive Program | DAYTON | 8810 | 11 | 9.1 | Residential | Yes | Behind the Meter | Net-metered residential rooftop and canopy |  | None | Vivint Solar Developer, LLC | PSE&G | Accepted | 2020-09-21 | 2020-09-22 | 2021-10-30 | JINKO SOLAR | JKM325M-60HBL | Solar Panels |  | 0.325 | 8 | 86 | 22 |  | Fixed | Roof
NJSTRE1545615696 |  | Transition Incentive Program | Turnersville | 8012 | 14 | 4.02 | Residential | Yes | Behind the Meter | Net-metered residential rooftop and canopy |  | None | Vision Solar LLC | AC Electric | Accepted | 2020-09-19 | 2020-09-23 | 2021-10-30 | ENPHASE | IQ7-60-2-US | Inverters | 0.24 |  | 12 |  |  | 0.96 |  | Other | BEHIND EACH PANEL
NJSTRE1545615696 |  | Transition Incentive Program | Turnersville | 8012 | 14 | 4.02 | Residential | Yes | Behind the Meter | Net-metered residential rooftop and canopy |  | None | Vision Solar LLC | AC Electric | Accepted | 2020-09-19 | 2020-09-23 | 2021-10-30 | HANWHA Q-CELLS | Q.PEAK DUO-G6+ 335 | Solar Panels |  | 0.335 | 4 | 280 | 30 |  | Fixed | Roof
NJSTRE1545615696 |  | Transition Incentive Program | Turnersville | 8012 | 14 | 4.02 | Residential | Yes | Behind the Meter | Net-metered residential rooftop and canopy |  | None | Vision Solar LLC | AC Electric | Accepted | 2020-09-19 | 2020-09-23 | 2021-10-30 | HANWHA Q-CELLS | Q.PEAK DUO-G6+ 335 | Solar Panels |  | 0.335 | 6 | 100 | 30 |  | Fixed | Roof
NJSTRE1545615696 |  | Transition Incentive Program | Turnersville | 8012 | 14 | 4.02 | Residential | Yes | Behind the Meter | Net-metered residential rooftop and canopy |  | None | Vision Solar LLC | AC Electric | Accepted | 2020-09-19 | 2020-09-23 | 2021-10-30 | HANWHA Q-CELLS | Q.PEAK DUO-G6+ 335 | Solar Panels |  | 0.335 | 1 | 190 | 33 |  | Fixed | Roof
NJSTRE1545615696 |  | Transition Incentive Program | Turnersville | 8012 | 14 | 4.02 | Residential | Yes | Behind the Meter | Net-metered residential rooftop and canopy |  | None | Vision Solar LLC | AC Electric | Accepted | 2020-09-19 | 2020-09-23 | 2021-10-30 | HANWHA Q-CELLS | Q.PEAK DUO-G6+ 335 | Solar Panels |  | 0.335 | 1 | 10 | 33 |  | Fixed | Roof
NJSTRE1545615699 |  | Transition Incentive Program | Newark | 7106 | 9 | 7.37 | Residential | No | Behind the Meter | Net-metered residential rooftop and canopy |  | None | Vision Solar LLC | PSE&G | Accepted | 2020-09-19 | 2020-09-23 | 2021-10-30 | ENPHASE | IQ7-60-2-US | Inverters | 0.24 |  | 22 |  |  | 0.96 |  | Other | BEHIND EACH PANEL
NJSTRE1545615699 |  | Transition Incentive Program | Newark | 7106 | 9 | 7.37 | Residential | No | Behind the Meter | Net-metered residential rooftop and canopy |  | None | Vision Solar LLC | PSE&G | Accepted | 2020-09-19 | 2020-09-23 | 2021-10-30 | HANWHA Q-CELLS | Q.PEAK DUO-G6+ 335 | Solar Panels |  | 0.335 | 14 | 305 | 25 |  | Fixed | Roof
NJSTRE1545615699 |  | Transition Incentive Program | Newark | 7106 | 9 | 7.37 | Residential | No | Behind the Meter | Net-metered residential rooftop and canopy |  | None | Vision Solar LLC | PSE&G | Accepted | 2020-09-19 | 2020-09-23 | 2021-10-30 | HANWHA Q-CELLS | Q.PEAK DUO-G6+ 335 | Solar Panels |  | 0.335 | 4 | 34 | 20 |  | Fixed | Roof
NJSTRE1545615699 |  | Transition Incentive Program | Newark | 7106 | 9 | 7.37 | Residential | No | Behind the Meter | Net-metered residential rooftop and canopy |  | None | Vision Solar LLC | PSE&G | Accepted | 2020-09-19 | 2020-09-23 | 2021-10-30 | HANWHA Q-CELLS | Q.PEAK DUO-G6+ 335 | Solar Panels |  | 0.335 | 4 | 214 | 20 |  | Fixed | Roof
NJSTRE1545615720 |  | Transition Incentive Program | MAPLE SHADE | 8052 | 13 | 10.4 | Residential | Yes | Behind the Meter | Net-metered residential rooftop and canopy |  | None | Vivint Solar Developer, LLC | PSE&G | Accepted | 2020-09-21 | 2020-09-22 | 2021-10-30 | Solar Edge | SE7600H-US | Inverters | 7600 |  | 1 |  |  | 0.992 |  | Outdoor | Near the Utility Meter
NJSTRE1545615720 |  | Transition Incentive Program | MAPLE SHADE | 8052 | 13 | 10.4 | Residential | Yes | Behind the Meter | Net-metered residential rooftop and canopy |  | None | Vivint Solar Developer, LLC | PSE&G | Accepted | 2020-09-21 | 2020-09-22 | 2021-10-30 | JINKO SOLAR | JKM325M-60HBL | Solar Panels |  | 0.325 | 18 | 60 | 27 |  | Fixed | Roof
NJSTRE1545615720 |  | Transition Incentive Program | MAPLE SHADE | 8052 | 13 | 10.4 | Residential | Yes | Behind the Meter | Net-metered residential rooftop and canopy |  | None | Vivint Solar Developer, LLC | PSE&G | Accepted | 2020-09-21 | 2020-09-22 | 2021-10-30 | JINKO SOLAR | JKM325M-60HBL | Solar Panels |  | 0.325 | 14 | 240 | 27 |  | Fixed | Roof
NJSTRE1545615726 |  | Transition Incentive Program | PITMAN | 8071 | 15 | 4.88 | Residential | Yes | Behind the Meter | Net-metered residential rooftop and canopy |  | None | Vivint Solar Developer, LLC | AC Electric | Accepted | 2020-09-21 | 2020-09-22 | 2021-10-30 | Solar Edge | SE3800H-US | Inverters | 3800 |  | 1 |  |  | 0.992 |  | Outdoor | Near the Utility Meter
NJSTRE1545615726 |  | Transition Incentive Program | PITMAN | 8071 | 15 | 4.88 | Residential | Yes | Behind the Meter | Net-metered residential rooftop and canopy |  | None | Vivint Solar Developer, LLC | AC Electric | Accepted | 2020-09-21 | 2020-09-22 | 2021-10-30 | JINKO SOLAR | JKM325M-60HBL | Solar Panels |  | 0.325 | 15 | 145 | 19 |  | Fixed | Roof
NJSTRE1545615732 |  | Transition Incentive Program | Washington TWP MER | 8691 | 12 | 15.98 | Residential | Yes | Behind the Meter | Net-metered residential rooftop and canopy |  | None | Tesla Energy Operations Inc. | PSE&G | Accepted | 2020-09-19 | 2020-09-22 | 2021-10-30 | SolarEdge Technologies | SE7600H-US [240V] | Inverters | 7600 |  | 2 |  |  | 0.99 |  | Indoor | Inside
NJSTRE1545615732 |  | Transition Incentive Program | Washington TWP MER | 8691 | 12 | 15.98 | Residential | Yes | Behind the Meter | Net-metered residential rooftop and canopy |  | None | Tesla Energy Operations Inc. | PSE&G | Accepted | 2020-09-19 | 2020-09-22 | 2021-10-30 | Hanwha Q-CELLS | Q.Peak DUO BLK-G6+ 340 | Solar Panels |  | 0.34 | 8 | 313 | 30 |  | Fixed | Roof
NJSTRE1545615732 |  | Transition Incentive Program | Washington TWP MER | 8691 | 12 | 15.98 | Residential | Yes | Behind the Meter | Net-metered residential rooftop and canopy |  | None | Tesla Energy Operations Inc. | PSE&G | Accepted | 2020-09-19 | 2020-09-22 | 2021-10-30 | Hanwha Q-CELLS | Q.Peak DUO BLK-G6+ 340 | Solar Panels |  | 0.34 | 6 | 133 | 32 |  | Fixed | Roof
NJSTRE1545615732 |  | Transition Incentive Program | Washington TWP MER | 8691 | 12 | 15.98 | Residential | Yes | Behind the Meter | Net-metered residential rooftop and canopy |  | None | Tesla Energy Operations Inc. | PSE&G | Accepted | 2020-09-19 | 2020-09-22 | 2021-10-30 | Hanwha Q-CELLS | Q.Peak DUO BLK-G6+ 340 | Solar Panels |  | 0.34 | 6 | 313 | 32 |  | Fixed | Roof
NJSTRE1545615732 |  | Transition Incentive Program | Washington TWP MER | 8691 | 12 | 15.98 | Residential | Yes | Behind the Meter | Net-metered residential rooftop and canopy |  | None | Tesla Energy Operations Inc. | PSE&G | Accepted | 2020-09-19 | 2020-09-22 | 2021-10-30 | Hanwha Q-CELLS | Q.Peak DUO BLK-G6+ 340 | Solar Panels |  | 0.34 | 10 | 223 | 32 |  | Fixed | Roof
NJSTRE1545615732 |  | Transition Incentive Program | Washington TWP MER | 8691 | 12 | 15.98 | Residential | Yes | Behind the Meter | Net-metered residential rooftop and canopy |  | None | Tesla Energy Operations Inc. | PSE&G | Accepted | 2020-09-19 | 2020-09-22 | 2021-10-30 | Hanwha Q-CELLS | Q.Peak DUO BLK-G6+ 340 | Solar Panels |  | 0.34 | 3 | 43 | 30 |  | Fixed | Roof
NJSTRE1545615732 |  | Transition Incentive Program | Washington TWP MER | 8691 | 12 | 15.98 | Residential | Yes | Behind the Meter | Net-metered residential rooftop and canopy |  | None | Tesla Energy Operations Inc. | PSE&G | Accepted | 2020-09-19 | 2020-09-22 | 2021-10-30 | Hanwha Q-CELLS | Q.Peak DUO BLK-G6+ 340 | Solar Panels |  | 0.34 | 14 | 43 | 32 |  | Fixed | Roof
NJSTRE1545616270 |  | Transition Incentive Program | Pennsauken TWP | 8110 | 14 | 5.76 | Residential | Yes | Behind the Meter | Net-metered residential rooftop and canopy |  | None | Sunbound Solar | PSE&G | Accepted | 2020-09-20 | 2020-09-23 | 2021-10-30 | Enphase | IQ7-60-2-US MICROINVERTER | Inverters | 240 |  | 18 |  |  | 0.987 |  | Outdoor | Under module
NJSTRE1545616270 |  | Transition Incentive Program | Pennsauken TWP | 8110 | 14 | 5.76 | Residential | Yes | Behind the Meter | Net-metered residential rooftop and canopy |  | None | Sunbound Solar | PSE&G | Accepted | 2020-09-20 | 2020-09-23 | 2021-10-30 | Hanwha | Q-CELL. Q.PEAK DUO-G5 320, 320W | Solar Panels |  | 0.32 | 5 | 147 | 39 |  | Fixed | Roof
NJSTRE1545616270 |  | Transition Incentive Program | Pennsauken TWP | 8110 | 14 | 5.76 | Residential | Yes | Behind the Meter | Net-metered residential rooftop and canopy |  | None | Sunbound Solar | PSE&G | Accepted | 2020-09-20 | 2020-09-23 | 2021-10-30 | Hanwha | Q-CELL. Q.PEAK DUO-G5 320, 320W | Solar Panels |  | 0.32 | 9 | 237 | 18 |  | Fixed | Roof
NJSTRE1545616270 |  | Transition Incentive Program | Pennsauken TWP | 8110 | 14 | 5.76 | Residential | Yes | Behind the Meter | Net-metered residential rooftop and canopy |  | None | Sunbound Solar | PSE&G | Accepted | 2020-09-20 | 2020-09-23 | 2021-10-30 | Hanwha | Q-CELL. Q.PEAK DUO-G5 320, 320W | Solar Panels |  | 0.32 | 4 | 327 | 39 |  | Fixed | Roof
NJSTRE1545616602 |  | Transition Incentive Program | TOTOWA | 7512 | 6 | 7.25 | Residential | No | Behind the Meter | Net-metered residential rooftop and canopy |  | None | Suntuity Solar LLC | PSE&G | Accepted | 2020-09-21 | 2020-09-22 | 2021-10-30 | Enphase Energy | IQ7-60-2-US | Inverters | 240 |  | 23 |  |  | 0.97 |  | Outdoor | Behind the PV Modules
NJSTRE1545616602 |  | Transition Incentive Program | TOTOWA | 7512 | 6 | 7.25 | Residential | No | Behind the Meter | Net-metered residential rooftop and canopy |  | None | Suntuity Solar LLC | PSE&G | Accepted | 2020-09-21 | 2020-09-22 | 2021-10-30 | Longi | LR6-60HPB-315M | Solar Panels |  | 0.315 | 10 | 136 | 27 |  | Fixed | Roof
NJSTRE1545616602 |  | Transition Incentive Program | TOTOWA | 7512 | 6 | 7.25 | Residential | No | Behind the Meter | Net-metered residential rooftop and canopy |  | None | Suntuity Solar LLC | PSE&G | Accepted | 2020-09-21 | 2020-09-22 | 2021-10-30 | Longi | LR6-60HPB-315M | Solar Panels |  | 0.315 | 13 | 226 | 23 |  | Fixed | Roof
NJSTRE1545616605 |  | Transition Incentive Program | SOMERSET | 8873 | 5 | 10.08 | Residential | No | Behind the Meter | Net-metered residential rooftop and canopy |  | None | Suntuity Solar LLC | PSE&G | Accepted | 2020-09-21 | 2020-09-22 | 2021-10-30 | Enphase Energy | IQ7-60-2-US | Inverters | 240 |  | 32 |  |  | 0.97 |  | Outdoor | Behind the PV Modules
NJSTRE1545616605 |  | Transition Incentive Program | SOMERSET | 8873 | 5 | 10.08 | Residential | No | Behind the Meter | Net-metered residential rooftop and canopy |  | None | Suntuity Solar LLC | PSE&G | Accepted | 2020-09-21 | 2020-09-22 | 2021-10-30 | Longi | LR6-60HPB-315M | Solar Panels |  | 0.315 | 24 | 146 | 33 |  | Fixed | Roof
NJSTRE1545616605 |  | Transition Incentive Program | SOMERSET | 8873 | 5 | 10.08 | Residential | No | Behind the Meter | Net-metered residential rooftop and canopy |  | None | Suntuity Solar LLC | PSE&G | Accepted | 2020-09-21 | 2020-09-22 | 2021-10-30 | Longi | LR6-60HPB-315M | Solar Panels |  | 0.315 | 8 | 326 | 33 |  | Fixed | Roof
NJSTRE1545616606 |  | Transition Incentive Program | BLACKWOOD | 8012 | 14 | 10.71 | Residential | Yes | Behind the Meter | Net-metered residential rooftop and canopy |  | None | Suntuity Solar LLC | PSE&G | Accepted | 2020-09-21 | 2020-09-22 | 2021-10-30 | Enphase Energy | IQ7-60-2-US | Inverters | 240 |  | 34 |  |  | 0.97 |  | Outdoor | Behind the PV Modules
NJSTRE1545616606 |  | Transition Incentive Program | BLACKWOOD | 8012 | 14 | 10.71 | Residential | Yes | Behind the Meter | Net-metered residential rooftop and canopy |  | None | Suntuity Solar LLC | PSE&G | Accepted | 2020-09-21 | 2020-09-22 | 2021-10-30 | Longi | LR6-60HPB-315M | Solar Panels |  | 0.315 | 12 | 267 | 26 |  | Fixed | Roof
NJSTRE1545616606 |  | Transition Incentive Program | BLACKWOOD | 8012 | 14 | 10.71 | Residential | Yes | Behind the Meter | Net-metered residential rooftop and canopy |  | None | Suntuity Solar LLC | PSE&G | Accepted | 2020-09-21 | 2020-09-22 | 2021-10-30 | Longi | LR6-60HPB-315M | Solar Panels |  | 0.315 | 17 | 87 | 26 |  | Fixed | Roof
NJSTRE1545616606 |  | Transition Incentive Program | BLACKWOOD | 8012 | 14 | 10.71 | Residential | Yes | Behind the Meter | Net-metered residential rooftop and canopy |  | None | Suntuity Solar LLC | PSE&G | Accepted | 2020-09-21 | 2020-09-22 | 2021-10-30 | Longi | LR6-60HPB-315M | Solar Panels |  | 0.315 | 5 | 86 | 26 |  | Fixed | Roof
NJSTRE1545616607 |  | Transition Incentive Program | Clarksboro | 8020 | 15 | 18.9 | Residential | No | Behind the Meter | Net-metered residential rooftop and canopy |  | None | Suntuity Solar LLC | AC Electric | Accepted | 2020-09-21 | 2020-09-22 | 2021-10-30 | Enphase Energy | IQ7-60-2-US | Inverters | 240 |  | 60 |  |  | 0.97 |  | Outdoor | Behind the PV Modules
NJSTRE1545616607 |  | Transition Incentive Program | Clarksboro | 8020 | 15 | 18.9 | Residential | No | Behind the Meter | Net-metered residential rooftop and canopy |  | None | Suntuity Solar LLC | AC Electric | Accepted | 2020-09-21 | 2020-09-22 | 2021-10-30 | Longi | LR6-60HPB-315M | Solar Panels |  | 0.315 | 24 | 47 | 19 |  | Fixed | Roof
NJSTRE1545616607 |  | Transition Incentive Program | Clarksboro | 8020 | 15 | 18.9 | Residential | No | Behind the Meter | Net-metered residential rooftop and canopy |  | None | Suntuity Solar LLC | AC Electric | Accepted | 2020-09-21 | 2020-09-22 | 2021-10-30 | Longi | LR6-60HPB-315M | Solar Panels |  | 0.315 | 26 | 227 | 19 |  | Fixed | Roof
NJSTRE1545616607 |  | Transition Incentive Program | Clarksboro | 8020 | 15 | 18.9 | Residential | No | Behind the Meter | Net-metered residential rooftop and canopy |  | None | Suntuity Solar LLC | AC Electric | Accepted | 2020-09-21 | 2020-09-22 | 2021-10-30 | Longi | LR6-60HPB-315M | Solar Panels |  | 0.315 | 10 | 227 | 19 |  | Fixed | Roof
NJSTRE1545616625 |  | Transition Incentive Program | Moorestown | 8057 | 13 | 4.36 | Residential | Yes | Behind the Meter | Net-metered residential rooftop and canopy |  | None | Vision Solar LLC | PSE&G | Accepted | 2020-09-21 | 2020-09-23 | 2021-10-30 | ENPHASE | IQ7-60-2-US | Inverters | 0.24 |  | 13 |  |  | 0.96 |  | Other | BEHIND EACH PANEL
NJSTRE1545616625 |  | Transition Incentive Program | Moorestown | 8057 | 13 | 4.36 | Residential | Yes | Behind the Meter | Net-metered residential rooftop and canopy |  | None | Vision Solar LLC | PSE&G | Accepted | 2020-09-21 | 2020-09-23 | 2021-10-30 | HANWHA Q-CELLS | Q.PEAK DUO-G6+ 335 | Solar Panels |  | 0.335 | 3 | 212 | 25 |  | Fixed | Roof
NJSTRE1545616625 |  | Transition Incentive Program | Moorestown | 8057 | 13 | 4.36 | Residential | Yes | Behind the Meter | Net-metered residential rooftop and canopy |  | None | Vision Solar LLC | PSE&G | Accepted | 2020-09-21 | 2020-09-23 | 2021-10-30 | HANWHA Q-CELLS | Q.PEAK DUO-G6+ 335 | Solar Panels |  | 0.335 | 1 | 445 | 296 |  | Fixed | Roof
NJSTRE1545616625 |  | Transition Incentive Program | Moorestown | 8057 | 13 | 4.36 | Residential | Yes | Behind the Meter | Net-metered residential rooftop and canopy |  | None | Vision Solar LLC | PSE&G | Accepted | 2020-09-21 | 2020-09-23 | 2021-10-30 | HANWHA Q-CELLS | Q.PEAK DUO-G6+ 335 | Solar Panels |  | 0.335 | 1 | 212 | 25 |  | Fixed | Roof
NJSTRE1545616625 |  | Transition Incentive Program | Moorestown | 8057 | 13 | 4.36 | Residential | Yes | Behind the Meter | Net-metered residential rooftop and canopy |  | None | Vision Solar LLC | PSE&G | Accepted | 2020-09-21 | 2020-09-23 | 2021-10-30 | HANWHA Q-CELLS | Q.PEAK DUO-G6+ 335 | Solar Panels |  | 0.335 | 1 | 33 | 25 |  | Fixed | Roof
NJSTRE1545616625 |  | Transition Incentive Program | Moorestown | 8057 | 13 | 4.36 | Residential | Yes | Behind the Meter | Net-metered residential rooftop and canopy |  | None | Vision Solar LLC | PSE&G | Accepted | 2020-09-21 | 2020-09-23 | 2021-10-30 | HANWHA Q-CELLS | Q.PEAK DUO-G6+ 335 | Solar Panels |  | 0.335 | 4 | 212 | 45 |  | Fixed | Roof
NJSTRE1545616625 |  | Transition Incentive Program | Moorestown | 8057 | 13 | 4.36 | Residential | Yes | Behind the Meter | Net-metered residential rooftop and canopy |  | None | Vision Solar LLC | PSE&G | Accepted | 2020-09-21 | 2020-09-23 | 2021-10-30 | HANWHA Q-CELLS | Q.PEAK DUO-G6+ 335 | Solar Panels |  | 0.335 | 3 | 32 | 45 |  | Fixed | Roof
NJSTRE1545616626 |  | Transition Incentive Program | Carteret Boro | 7008 | 11 | 5.76 | Residential | No | Behind the Meter | Net-metered residential rooftop and canopy |  | None | Green Power Energy | PSE&G | Accepted | 2020-09-21 | 2020-09-22 | 2021-10-30 | Enphase Energy | IQ7PLUS-72-2-US | Inverters | 290 |  | 16 |  |  | 0.975 |  | Outside | next to meter
NJSTRE1545616626 |  | Transition Incentive Program | Carteret Boro | 7008 | 11 | 5.76 | Residential | No | Behind the Meter | Net-metered residential rooftop and canopy |  | None | Green Power Energy | PSE&G | Accepted | 2020-09-21 | 2020-09-22 | 2021-10-30 | LG Electronics | LG360N1C-N5 | Solar Panels |  | 0.36 | 16 | 126 | 25 |  | Fixed | Roof
NJSTRE1545616639 |  | Transition Incentive Program | Rochelle Park | 7662 | 7 | 9.72 | Residential | Yes | Behind the Meter | Net-metered residential rooftop and canopy |  | None | Trinity Solar | PSE&G | Accepted | 2020-09-21 | 2020-09-22 | 2021-10-30 | solar edge | SE7600 | Inverters | 7600 |  | 1 |  |  | 0.97 |  | Outside | side of home
NJSTRE1545616639 |  | Transition Incentive Program | Rochelle Park | 7662 | 7 | 9.72 | Residential | Yes | Behind the Meter | Net-metered residential rooftop and canopy |  | None | Trinity Solar | PSE&G | Accepted | 2020-09-21 | 2020-09-22 | 2021-10-30 | Hanwha | Q.PEAK DUO BLK-G6 335 | Solar Panels |  | 0.335 | 29 | 127 | 20 |  | Fixed | Roof
NJSTRE1545616695 |  | Transition Incentive Program | Hackensack City | 7601 | 7 | 8.4 | Residential | No | Behind the Meter | Net-metered residential rooftop and canopy |  | None | Bright Planet Solar | PSE&G | Accepted | 2020-09-21 | 2020-09-24 | 2021-10-30 | SOLAR EDGE | SE6000H-USRGM | Inverters | 6000 |  | 1 |  |  | 0.98 |  | Outdoor | OUTSIDE
NJSTRE1545616695 |  | Transition Incentive Program | Hackensack City | 7601 | 7 | 8.4 | Residential | No | Behind the Meter | Net-metered residential rooftop and canopy |  | None | Bright Planet Solar | PSE&G | Accepted | 2020-09-21 | 2020-09-24 | 2021-10-30 | SUNPOWER | SPR-A400 | Solar Panels |  | 0.4 | 9 | 217 | 35 |  | Fixed | Roof
NJSTRE1545616695 |  | Transition Incentive Program | Hackensack City | 7601 | 7 | 8.4 | Residential | No | Behind the Meter | Net-metered residential rooftop and canopy |  | None | Bright Planet Solar | PSE&G | Accepted | 2020-09-21 | 2020-09-24 | 2021-10-30 | SUNPOWER | SPR-A400 | Solar Panels |  | 0.4 | 7 | 127 | 35 |  | Fixed | Roof
NJSTRE1545616695 |  | Transition Incentive Program | Hackensack City | 7601 | 7 | 8.4 | Residential | No | Behind the Meter | Net-metered residential rooftop and canopy |  | None | Bright Planet Solar | PSE&G | Accepted | 2020-09-21 | 2020-09-24 | 2021-10-30 | SUNPOWER | SPR-A400 | Solar Panels |  | 0.4 | 5 | 37 | 33 |  | Fixed | Roof
NJSTRE1545616720 |  | Transition Incentive Program | Mt. Laurel | 8054 | 13 | 9.18 | Residential | No | Behind the Meter | Net-metered residential rooftop and canopy |  | None | Maier Solar Engineering dba Solar Me | PSE&G | Accepted | 2020-09-21 | 2020-09-23 | 2021-10-30 | Enphase | IQ7+ | Inverters | 290 |  | 27 |  |  | 0.96 |  | Outdoor | Next to meter
NJSTRE1545616720 |  | Transition Incentive Program | Mt. Laurel | 8054 | 13 | 9.18 | Residential | No | Behind the Meter | Net-metered residential rooftop and canopy |  | None | Maier Solar Engineering dba Solar Me | PSE&G | Accepted | 2020-09-21 | 2020-09-23 | 2021-10-30 | hanwha | Q.CELL DUO BLK-G6 340W | Solar Panels |  | 0.34 | 20 | 134 | 18 |  | Fixed | Roof
NJSTRE1545616720 |  | Transition Incentive Program | Mt. Laurel | 8054 | 13 | 9.18 | Residential | No | Behind the Meter | Net-metered residential rooftop and canopy |  | None | Maier Solar Engineering dba Solar Me | PSE&G | Accepted | 2020-09-21 | 2020-09-23 | 2021-10-30 | hanwha | Q.CELL DUO BLK-G6 340W | Solar Panels |  | 0.34 | 7 | 134 | 18 |  | Fixed | Roof
NJSTRE1545616757 |  | Transition Incentive Program | Morganville | 7751 | 17 | 28.9 | Residential | No | Behind the Meter | Net-metered residential rooftop and canopy |  | None | Maier Engineering dba Solar Me | JCP&L | Accepted | 2020-09-21 | 2020-09-23 | 2021-10-30 | Solar Edge | SE7600H-US | Inverters | 7600 |  | 2 |  |  | 0.97 |  | Outdoor | Next to meter
NJSTRE1545616757 |  | Transition Incentive Program | Morganville | 7751 | 17 | 28.9 | Residential | No | Behind the Meter | Net-metered residential rooftop and canopy |  | None | Maier Engineering dba Solar Me | JCP&L | Accepted | 2020-09-21 | 2020-09-23 | 2021-10-30 | Solar Edge | SE11400H-US | Inverters | 11400 |  | 1 |  |  | 0.97 |  | Outdoor | Next to meter
NJSTRE1545616757 |  | Transition Incentive Program | Morganville | 7751 | 17 | 28.9 | Residential | No | Behind the Meter | Net-metered residential rooftop and canopy |  | None | Maier Engineering dba Solar Me | JCP&L | Accepted | 2020-09-21 | 2020-09-23 | 2021-10-30 | Hanwha | Q.CELL DUO BLK-G6 340W | Solar Panels |  | 0.34 | 15 | 130 | 33 |  | Fixed | Roof
NJSTRE1545616757 |  | Transition Incentive Program | Morganville | 7751 | 17 | 28.9 | Residential | No | Behind the Meter | Net-metered residential rooftop and canopy |  | None | Maier Engineering dba Solar Me | JCP&L | Accepted | 2020-09-21 | 2020-09-23 | 2021-10-30 | Hanwha | Q.CELL DUO BLK-G6 340W | Solar Panels |  | 0.34 | 5 | 40 | 33 |  | Fixed | Roof
NJSTRE1545616757 |  | Transition Incentive Program | Morganville | 7751 | 17 | 28.9 | Residential | No | Behind the Meter | Net-metered residential rooftop and canopy |  | None | Maier Engineering dba Solar Me | JCP&L | Accepted | 2020-09-21 | 2020-09-23 | 2021-10-30 | Hanwha | Q.CELL DUO BLK-G6 340W | Solar Panels |  | 0.34 | 11 | 310 | 33 |  | Fixed | Roof
NJSTRE1545616757 |  | Transition Incentive Program | Morganville | 7751 | 17 | 28.9 | Residential | No | Behind the Meter | Net-metered residential rooftop and canopy |  | None | Maier Engineering dba Solar Me | JCP&L | Accepted | 2020-09-21 | 2020-09-23 | 2021-10-30 | Hanwha | Q.CELL DUO BLK-G6 340W | Solar Panels |  | 0.34 | 16 | 220 | 33 |  | Fixed | Roof
NJSTRE1545616757 |  | Transition Incentive Program | Morganville | 7751 | 17 | 28.9 | Residential | No | Behind the Meter | Net-metered residential rooftop and canopy |  | None | Maier Engineering dba Solar Me | JCP&L | Accepted | 2020-09-21 | 2020-09-23 | 2021-10-30 | Hanwha | Q.CELL DUO BLK-G6 340W | Solar Panels |  | 0.34 | 4 | 130 | 33 |  | Fixed | Roof
NJSTRE1545616757 |  | Transition Incentive Program | Morganville | 7751 | 17 | 28.9 | Residential | No | Behind the Meter | Net-metered residential rooftop and canopy |  | None | Maier Engineering dba Solar Me | JCP&L | Accepted | 2020-09-21 | 2020-09-23 | 2021-10-30 | Hanwha | Q.CELL DUO BLK-G6 340W | Solar Panels |  | 0.34 | 11 | 130 | 33 |  | Fixed | Roof
NJSTRE1545616757 |  | Transition Incentive Program | Morganville | 7751 | 17 | 28.9 | Residential | No | Behind the Meter | Net-metered residential rooftop and canopy |  | None | Maier Engineering dba Solar Me | JCP&L | Accepted | 2020-09-21 | 2020-09-23 | 2021-10-30 | Hanwha | Q.CELL DUO BLK-G6 340W | Solar Panels |  | 0.34 | 5 | 40 | 33 |  | Fixed | Roof
NJSTRE1545616757 |  | Transition Incentive Program | Morganville | 7751 | 17 | 28.9 | Residential | No | Behind the Meter | Net-metered residential rooftop and canopy |  | None | Maier Engineering dba Solar Me | JCP&L | Accepted | 2020-09-21 | 2020-09-23 | 2021-10-30 | Hanwha | Q.CELL DUO BLK-G6 340W | Solar Panels |  | 0.34 | 10 | 220 | 33 |  | Fixed | Roof
NJSTRE1545616757 |  | Transition Incentive Program | Morganville | 7751 | 17 | 28.9 | Residential | No | Behind the Meter | Net-metered residential rooftop and canopy |  | None | Maier Engineering dba Solar Me | JCP&L | Accepted | 2020-09-21 | 2020-09-23 | 2021-10-30 | Hanwha | Q.CELL DUO BLK-G6 340W | Solar Panels |  | 0.34 | 3 | 310 | 33 |  | Fixed | Roof
NJSTRE1545616757 |  | Transition Incentive Program | Morganville | 7751 | 17 | 28.9 | Residential | No | Behind the Meter | Net-metered residential rooftop and canopy |  | None | Maier Engineering dba Solar Me | JCP&L | Accepted | 2020-09-21 | 2020-09-23 | 2021-10-30 | Hanwha | Q.CELL DUO BLK-G6 340W | Solar Panels |  | 0.34 | 5 | 220 | 33 |  | Fixed | Roof
NJSTRE1545616766 |  | Transition Incentive Program | Trenton | 8618 | 12 | 9.52 | Residential | Yes | Behind the Meter | Net-metered residential rooftop and canopy |  | None | Trinity Solar | PSE&G | Accepted | 2020-09-21 | 2020-09-23 | 2021-10-30 | Solar Edge | SE7600 | Inverters | 7600 |  | 1 |  |  | 0.97 |  | Outside | side of home
NJSTRE1545616766 |  | Transition Incentive Program | Trenton | 8618 | 12 | 9.52 | Residential | Yes | Behind the Meter | Net-metered residential rooftop and canopy |  | None | Trinity Solar | PSE&G | Accepted | 2020-09-21 | 2020-09-23 | 2021-10-30 | Hanwha | Q.PEAK DUO BLK-G6 340 | Solar Panels |  | 0.34 | 4 | 322 | 21 |  | Fixed | Roof
NJSTRE1545616766 |  | Transition Incentive Program | Trenton | 8618 | 12 | 9.52 | Residential | Yes | Behind the Meter | Net-metered residential rooftop and canopy |  | None | Trinity Solar | PSE&G | Accepted | 2020-09-21 | 2020-09-23 | 2021-10-30 | Hanwha | Q.PEAK DUO BLK-G6 340 | Solar Panels |  | 0.34 | 5 | 232 | 21 |  | Fixed | Roof
NJSTRE1545616766 |  | Transition Incentive Program | Trenton | 8618 | 12 | 9.52 | Residential | Yes | Behind the Meter | Net-metered residential rooftop and canopy |  | None | Trinity Solar | PSE&G | Accepted | 2020-09-21 | 2020-09-23 | 2021-10-30 | Hanwha | Q.PEAK DUO BLK-G6 340 | Solar Panels |  | 0.34 | 5 | 142 | 21 |  | Fixed | Roof
NJSTRE1545616766 |  | Transition Incentive Program | Trenton | 8618 | 12 | 9.52 | Residential | Yes | Behind the Meter | Net-metered residential rooftop and canopy |  | None | Trinity Solar | PSE&G | Accepted | 2020-09-21 | 2020-09-23 | 2021-10-30 | Hanwha | Q.PEAK DUO BLK-G6 340 | Solar Panels |  | 0.34 | 9 | 232 | 21 |  | Fixed | Roof
NJSTRE1545616766 |  | Transition Incentive Program | Trenton | 8618 | 12 | 9.52 | Residential | Yes | Behind the Meter | Net-metered residential rooftop and canopy |  | None | Trinity Solar | PSE&G | Accepted | 2020-09-21 | 2020-09-23 | 2021-10-30 | Hanwha | Q.PEAK DUO BLK-G6 340 | Solar Panels |  | 0.34 | 5 | 52 | 21 |  | Fixed | Roof
NJSTRE1545616792 |  | Transition Incentive Program | Wayne | 7470 | 6 | 22.44 | Residential | No | Behind the Meter | Net-metered residential rooftop and canopy |  | None | Maier Engineering dba Solar Me | PSE&G | Accepted | 2020-09-21 | 2020-09-23 | 2021-10-30 | Enphase | IQ7+ | Inverters | 290 |  | 66 |  |  | 0.96 |  | Outside | Next to meter
NJSTRE1545616792 |  | Transition Incentive Program | Wayne | 7470 | 6 | 22.44 | Residential | No | Behind the Meter | Net-metered residential rooftop and canopy |  | None | Maier Engineering dba Solar Me | PSE&G | Accepted | 2020-09-21 | 2020-09-23 | 2021-10-30 | Hanwha | Q.CELL DUO BLK-G6 340W | Solar Panels |  | 0.34 | 29 | 11 | 23 |  | Fixed | Roof
NJSTRE1545616792 |  | Transition Incentive Program | Wayne | 7470 | 6 | 22.44 | Residential | No | Behind the Meter | Net-metered residential rooftop and canopy |  | None | Maier Engineering dba Solar Me | PSE&G | Accepted | 2020-09-21 | 2020-09-23 | 2021-10-30 | Hanwha | Q.CELL DUO BLK-G6 340W | Solar Panels |  | 0.34 | 37 | 191 | 23 |  | Fixed | Roof
NJSTRE1545616809 |  | Transition Incentive Program | Ewing | 8618 | 12 | 5.1 | Residential | Yes | Behind the Meter | Net-metered residential rooftop and canopy |  | None | Trinity Solar | PSE&G | Accepted | 2020-09-21 | 2020-09-23 | 2021-10-30 | Solar Edge | SE3800 | Inverters | 3800 |  | 1 |  |  | 0.97 |  | Outside | side of home
NJSTRE1545616809 |  | Transition Incentive Program | Ewing | 8618 | 12 | 5.1 | Residential | Yes | Behind the Meter | Net-metered residential rooftop and canopy |  | None | Trinity Solar | PSE&G | Accepted | 2020-09-21 | 2020-09-23 | 2021-10-30 | Hanwha | Q.PEAK DUO BLK-G6 340 | Solar Panels |  | 0.34 | 3 | 190 | 14 |  | Fixed | Roof
NJSTRE1545616809 |  | Transition Incentive Program | Ewing | 8618 | 12 | 5.1 | Residential | Yes | Behind the Meter | Net-metered residential rooftop and canopy |  | None | Trinity Solar | PSE&G | Accepted | 2020-09-21 | 2020-09-23 | 2021-10-30 | Hanwha | Q.PEAK DUO BLK-G6 340 | Solar Panels |  | 0.34 | 12 | 190 | 27 |  | Fixed | Roof
NJSTRE1545616819 |  | Transition Incentive Program | South River | 8882 | 11 | 12.71 | Residential | No | Behind the Meter | Net-metered residential rooftop and canopy |  | None | Bright Planet Solar | South River | Accepted | 2020-09-21 | 2020-09-24 | 2021-10-30 | SOLAR EDGE | SE10000H-USRGM | Inverters | 10000 |  | 1 |  |  | 0.98 |  | Outdoor | OUTSIDE
NJSTRE1545616819 |  | Transition Incentive Program | South River | 8882 | 11 | 12.71 | Residential | No | Behind the Meter | Net-metered residential rooftop and canopy |  | None | Bright Planet Solar | South River | Accepted | 2020-09-21 | 2020-09-24 | 2021-10-30 | HANWHA Q-CELLS | Q.PEAK DUO BLK-G5 310W | Solar Panels |  | 0.31 | 9 | 355 | 22 |  | Fixed | Roof
NJSTRE1545616819 |  | Transition Incentive Program | South River | 8882 | 11 | 12.71 | Residential | No | Behind the Meter | Net-metered residential rooftop and canopy |  | None | Bright Planet Solar | South River | Accepted | 2020-09-21 | 2020-09-24 | 2021-10-30 | HANWHA Q-CELLS | Q.PEAK DUO BLK-G5 310W | Solar Panels |  | 0.31 | 13 | 85 | 22 |  | Fixed | Roof
NJSTRE1545616819 |  | Transition Incentive Program | South River | 8882 | 11 | 12.71 | Residential | No | Behind the Meter | Net-metered residential rooftop and canopy |  | None | Bright Planet Solar | South River | Accepted | 2020-09-21 | 2020-09-24 | 2021-10-30 | HANWHA Q-CELLS | Q.PEAK DUO BLK-G5 310W | Solar Panels |  | 0.31 | 11 | 175 | 22 |  | Fixed | Roof
NJSTRE1545616819 |  | Transition Incentive Program | South River | 8882 | 11 | 12.71 | Residential | No | Behind the Meter | Net-metered residential rooftop and canopy |  | None | Bright Planet Solar | South River | Accepted | 2020-09-21 | 2020-09-24 | 2021-10-30 | HANWHA Q-CELLS | Q.PEAK DUO BLK-G5 310W | Solar Panels |  | 0.31 | 8 | 265 | 22 |  | Fixed | Roof
NJSTRE1545616826 |  | Transition Incentive Program | Mullica Hill | 8062 | 15 | 12.03 | Residential | No | Behind the Meter | Net-metered residential rooftop and canopy |  | None | Sunny Corp | AC Electric | Accepted | 2020-09-21 | 2020-09-23 | 2021-10-30 | enphase | envoy | Inverters | 11.655 |  | 37 |  |  | 0.96 |  | Outdoor | rooftop
NJSTRE1545616826 |  | Transition Incentive Program | Mullica Hill | 8062 | 15 | 12.03 | Residential | No | Behind the Meter | Net-metered residential rooftop and canopy |  | None | Sunny Corp | AC Electric | Accepted | 2020-09-21 | 2020-09-23 | 2021-10-30 | panasonic | 325ka03 | Solar Panels |  | 0.325 | 37 | 246 | 21 |  | Fixed | Roof
NJSTRE1545616840 |  | Transition Incentive Program | Westwood | 7675 | 7 | 10.88 | Residential | Yes | Behind the Meter | Net-metered residential rooftop and canopy |  | None | Trinity Solar | PSE&G | Accepted | 2020-09-21 | 2020-09-23 | 2021-10-30 | Solar Edge | SE10000H-US | Inverters | 10000 |  | 1 |  |  | 0.97 |  | Outside | side of home
NJSTRE1545616840 |  | Transition Incentive Program | Westwood | 7675 | 7 | 10.88 | Residential | Yes | Behind the Meter | Net-metered residential rooftop and canopy |  | None | Trinity Solar | PSE&G | Accepted | 2020-09-21 | 2020-09-23 | 2021-10-30 | Hanwha 340 | Q.PEAK DUO BLK-G6 340 | Solar Panels |  | 0.34 | 16 | 62 | 28 |  | Fixed | Roof
NJSTRE1545616840 |  | Transition Incentive Program | Westwood | 7675 | 7 | 10.88 | Residential | Yes | Behind the Meter | Net-metered residential rooftop and canopy |  | None | Trinity Solar | PSE&G | Accepted | 2020-09-21 | 2020-09-23 | 2021-10-30 | Hanwha 340 | Q.PEAK DUO BLK-G6 340 | Solar Panels |  | 0.34 | 16 | 242 | 28 |  | Fixed | Roof
NJSTRE1545616863 |  | Transition Incentive Program | Bound Brook | 8805 | 5 | 10.56 | Residential | Yes | Behind the Meter | Net-metered residential rooftop and canopy |  | None | e2/ECTA | PSE&G | Accepted | 2020-09-25 | 2020-09-25 | 2021-10-30 | SolarEdge | SE7600H-US | Inverters | 32 |  | 1 |  |  | 0.96 |  | Outside | back of house
NJSTRE1545616863 |  | Transition Incentive Program | Bound Brook | 8805 | 5 | 10.56 | Residential | Yes | Behind the Meter | Net-metered residential rooftop and canopy |  | None | e2/ECTA | PSE&G | Accepted | 2020-09-25 | 2020-09-25 | 2021-10-30 | Axitec | AC-320MH/120S | Solar Panels |  | 0.32 | 14 | 104 | 37 |  | Fixed | Roof | east roof
NJSTRE1545616863 |  | Transition Incentive Program | Bound Brook | 8805 | 5 | 10.56 | Residential | Yes | Behind the Meter | Net-metered residential rooftop and canopy |  | None | e2/ECTA | PSE&G | Accepted | 2020-09-25 | 2020-09-25 | 2021-10-30 | Axitec | AC-320MH/120S | Solar Panels |  | 0.32 | 5 | 194 | 19 |  | Fixed | Roof | south roof
NJSTRE1545616863 |  | Transition Incentive Program | Bound Brook | 8805 | 5 | 10.56 | Residential | Yes | Behind the Meter | Net-metered residential rooftop and canopy |  | None | e2/ECTA | PSE&G | Accepted | 2020-09-25 | 2020-09-25 | 2021-10-30 | Axitec | AC-320MH/120S | Solar Panels |  | 0.32 | 14 | 284 | 37 |  | Fixed | Roof | west roof
NJSTRE1545616868 |  | Transition Incentive Program | North Brunswick Twp | 8902 | 11 | 17.98 | Residential | No | Behind the Meter | Net-metered residential rooftop and canopy |  | None | Bright Planet Solar | PSE&G | Accepted | 2020-09-21 | 2020-09-24 | 2021-10-30 | SOLAR EDGE | SE6000H-USRGM | Inverters | 6000 |  | 2 |  |  | 0.98 |  | Outdoor | OUTSIDE
NJSTRE1545616868 |  | Transition Incentive Program | North Brunswick Twp | 8902 | 11 | 17.98 | Residential | No | Behind the Meter | Net-metered residential rooftop and canopy |  | None | Bright Planet Solar | PSE&G | Accepted | 2020-09-21 | 2020-09-24 | 2021-10-30 | LONGI | LR6-60HPB-310M | Solar Panels |  | 0.31 | 6 | 65 | 22 |  | Fixed | Roof
NJSTRE1545616868 |  | Transition Incentive Program | North Brunswick Twp | 8902 | 11 | 17.98 | Residential | No | Behind the Meter | Net-metered residential rooftop and canopy |  | None | Bright Planet Solar | PSE&G | Accepted | 2020-09-21 | 2020-09-24 | 2021-10-30 | LONGI | LR6-60HPB-310M | Solar Panels |  | 0.31 | 12 | 65 | 22 |  | Fixed | Roof
NJSTRE1545616868 |  | Transition Incentive Program | North Brunswick Twp | 8902 | 11 | 17.98 | Residential | No | Behind the Meter | Net-metered residential rooftop and canopy |  | None | Bright Planet Solar | PSE&G | Accepted | 2020-09-21 | 2020-09-24 | 2021-10-30 | LONGI | LR6-60HPB-310M | Solar Panels |  | 0.31 | 10 | 245 | 22 |  | Fixed | Roof
NJSTRE1545616868 |  | Transition Incentive Program | North Brunswick Twp | 8902 | 11 | 17.98 | Residential | No | Behind the Meter | Net-metered residential rooftop and canopy |  | None | Bright Planet Solar | PSE&G | Accepted | 2020-09-21 | 2020-09-24 | 2021-10-30 | LONGI | LR6-60HPB-310M | Solar Panels |  | 0.31 | 10 | 65 | 22 |  | Fixed | Roof
NJSTRE1545616868 |  | Transition Incentive Program | North Brunswick Twp | 8902 | 11 | 17.98 | Residential | No | Behind the Meter | Net-metered residential rooftop and canopy |  | None | Bright Planet Solar | PSE&G | Accepted | 2020-09-21 | 2020-09-24 | 2021-10-30 | LONGI | LR6-60HPB-310M | Solar Panels |  | 0.31 | 20 | 245 | 22 |  | Fixed | Roof
NJSTRE1545616875 |  | Transition Incentive Program | Medford | 8055 | 13 | 19.04 | Residential | No | Behind the Meter | Net-metered residential rooftop and canopy |  | PSEG | Maier Engineering dba Solar Me | PSE&G | Accepted | 2020-09-21 | 2020-09-23 | 2021-10-30 | Enphase | IQ7+ | Inverters | 290 |  | 56 |  |  | 0.96 |  | Outdoor | Next to meter
NJSTRE1545616875 |  | Transition Incentive Program | Medford | 8055 | 13 | 19.04 | Residential | No | Behind the Meter | Net-metered residential rooftop and canopy |  | PSEG | Maier Engineering dba Solar Me | PSE&G | Accepted | 2020-09-21 | 2020-09-23 | 2021-10-30 | Hanwha | Q.PEAK DUO BLK-G6 340W | Solar Panels |  | 0.34 | 56 | 195 | 20 |  | Fixed | Pole
NJSTRE1545616883 |  | Transition Incentive Program | South Brunswick Twp | 8528 | 5 | 10.23 | Residential | No | Behind the Meter | Net-metered residential rooftop and canopy |  | None | Green Power Energy | PSE&G | Accepted | 2020-09-21 | 2020-09-23 | 2021-10-30 | Enphase Energy | IQ7PLUS-72-2-US | Inverters | 290 |  | 31 |  |  | 0.975 |  | Outside | next to meter
NJSTRE1545616883 |  | Transition Incentive Program | South Brunswick Twp | 8528 | 5 | 10.23 | Residential | No | Behind the Meter | Net-metered residential rooftop and canopy |  | None | Green Power Energy | PSE&G | Accepted | 2020-09-21 | 2020-09-23 | 2021-10-30 | LG electronics | LG330N1K-V5 | Solar Panels |  | 0.33 | 25 | 245 | 32 |  | Fixed | Roof
NJSTRE1545616883 |  | Transition Incentive Program | South Brunswick Twp | 8528 | 5 | 10.23 | Residential | No | Behind the Meter | Net-metered residential rooftop and canopy |  | None | Green Power Energy | PSE&G | Accepted | 2020-09-21 | 2020-09-23 | 2021-10-30 | LG Electronics | LG330N1K-V5 | Solar Panels |  | 0.33 | 6 | 155 | 2 |  | Fixed | Roof
NJSTRE1545616910 |  | Transition Incentive Program | Freehold | 7728 | 17 | 11.56 | Residential | Yes | Behind the Meter | Net-metered residential rooftop and canopy |  | None | Trinity Solar | JCP&L | Accepted | 2020-09-21 | 2020-09-23 | 2021-10-30 | Solar Edge | SE10000H-US | Inverters | 10000 |  | 1 |  |  | 0.97 |  | Outside | side of home
NJSTRE1545616910 |  | Transition Incentive Program | Freehold | 7728 | 17 | 11.56 | Residential | Yes | Behind the Meter | Net-metered residential rooftop and canopy |  | None | Trinity Solar | JCP&L | Accepted | 2020-09-21 | 2020-09-23 | 2021-10-30 | Hanwha 340 | Q.PEAK DUO BLK-G6 340 | Solar Panels |  | 0.34 | 12 | 178 | 18 |  | Fixed | Roof
NJSTRE1545616910 |  | Transition Incentive Program | Freehold | 7728 | 17 | 11.56 | Residential | Yes | Behind the Meter | Net-metered residential rooftop and canopy |  | None | Trinity Solar | JCP&L | Accepted | 2020-09-21 | 2020-09-23 | 2021-10-30 | Hanwha 340 | Q.PEAK DUO BLK-G6 340 | Solar Panels |  | 0.34 | 14 | 87 | 18 |  | Fixed | Roof
NJSTRE1545616910 |  | Transition Incentive Program | Freehold | 7728 | 17 | 11.56 | Residential | Yes | Behind the Meter | Net-metered residential rooftop and canopy |  | None | Trinity Solar | JCP&L | Accepted | 2020-09-21 | 2020-09-23 | 2021-10-30 | Hanwha 340 | Q.PEAK DUO BLK-G6 340 | Solar Panels |  | 0.34 | 8 | 178 | 18 |  | Fixed | Roof
NJSTRE1545616918 |  | Transition Incentive Program | Freehold | 7728 | 17 | 13.6 | Residential | Yes | Behind the Meter | Net-metered residential rooftop and canopy |  | None | Trinity Solar | JCP&L | Accepted | 2020-09-21 | 2020-09-23 | 2021-10-30 | solar edge | SE11400 | Inverters | 11400 |  | 1 |  |  | 0.97 |  | Outside | side of home
NJSTRE1545616918 |  | Transition Incentive Program | Freehold | 7728 | 17 | 13.6 | Residential | Yes | Behind the Meter | Net-metered residential rooftop and canopy |  | None | Trinity Solar | JCP&L | Accepted | 2020-09-21 | 2020-09-23 | 2021-10-30 | Hanwha | Q.PEAK DUO BLK-G6 340 | Solar Panels |  | 0.34 | 6 | 153 | 25 |  | Fixed | Roof
NJSTRE1545616918 |  | Transition Incentive Program | Freehold | 7728 | 17 | 13.6 | Residential | Yes | Behind the Meter | Net-metered residential rooftop and canopy |  | None | Trinity Solar | JCP&L | Accepted | 2020-09-21 | 2020-09-23 | 2021-10-30 | Hanwha | Q.PEAK DUO BLK-G6 340 | Solar Panels |  | 0.34 | 7 | 243 | 23 |  | Fixed | Roof
NJSTRE1545616918 |  | Transition Incentive Program | Freehold | 7728 | 17 | 13.6 | Residential | Yes | Behind the Meter | Net-metered residential rooftop and canopy |  | None | Trinity Solar | JCP&L | Accepted | 2020-09-21 | 2020-09-23 | 2021-10-30 | Hanwha | Q.PEAK DUO BLK-G6 340 | Solar Panels |  | 0.34 | 7 | 63 | 25 |  | Fixed | Roof
NJSTRE1545616918 |  | Transition Incentive Program | Freehold | 7728 | 17 | 13.6 | Residential | Yes | Behind the Meter | Net-metered residential rooftop and canopy |  | None | Trinity Solar | JCP&L | Accepted | 2020-09-21 | 2020-09-23 | 2021-10-30 | Hanwha | Q.PEAK DUO BLK-G6 340 | Solar Panels |  | 0.34 | 6 | 63 | 25 |  | Fixed | Roof
NJSTRE1545616918 |  | Transition Incentive Program | Freehold | 7728 | 17 | 13.6 | Residential | Yes | Behind the Meter | Net-metered residential rooftop and canopy |  | None | Trinity Solar | JCP&L | Accepted | 2020-09-21 | 2020-09-23 | 2021-10-30 | Hanwha | Q.PEAK DUO BLK-G6 340 | Solar Panels |  | 0.34 | 3 | 243 | 25 |  | Fixed | Roof
NJSTRE1545616918 |  | Transition Incentive Program | Freehold | 7728 | 17 | 13.6 | Residential | Yes | Behind the Meter | Net-metered residential rooftop and canopy |  | None | Trinity Solar | JCP&L | Accepted | 2020-09-21 | 2020-09-23 | 2021-10-30 | Hanwha | Q.PEAK DUO BLK-G6 340 | Solar Panels |  | 0.34 | 11 | 243 | 25 |  | Fixed | Roof
NJSTRE1545616935 |  | Transition Incentive Program | Medford | 8055 | 13 | 8.16 | Commercial | No | Behind the Meter | Net-metered non-residential rooftop and canopy |  | PSEG | Maier Engineering dba Solar Me | PSE&G | Accepted | 2020-09-21 | 2020-09-23 | 2021-10-30 | Enphase | IQ7+ | Inverters | 290 |  | 24 |  |  | 0.96 |  | Outdoor | Next to meter
NJSTRE1545616935 |  | Transition Incentive Program | Medford | 8055 | 13 | 8.16 | Commercial | No | Behind the Meter | Net-metered non-residential rooftop and canopy |  | PSEG | Maier Engineering dba Solar Me | PSE&G | Accepted | 2020-09-21 | 2020-09-23 | 2021-10-30 | Hanwha | Q.PEAK DUO BLK-G6 | Solar Panels |  | 0.34 | 24 | 15 | 20 |  | Fixed | Roof
NJSTRE1545616949 |  | Transition Incentive Program | Sicklerville | 8081 | 14 | 9.45 | Residential | No | Behind the Meter | Net-metered residential rooftop and canopy |  | None | Advanced Renewable Solutions | AC Electric | Accepted | 2020-09-21 | 2020-09-23 | 2021-10-30 | ENPHASE | IQ7-60-2-US | Inverters | 7200 |  | 30 |  |  | 0.976 |  | Other | Micro-inverters are mounted to the underside of every s
NJSTRE1545616949 |  | Transition Incentive Program | Sicklerville | 8081 | 14 | 9.45 | Residential | No | Behind the Meter | Net-metered residential rooftop and canopy |  | None | Advanced Renewable Solutions | AC Electric | Accepted | 2020-09-21 | 2020-09-23 | 2021-10-30 | CertainTeed | CT315M11-02 | Solar Panels |  | 0.315 | 18 | 130 | 24 |  | Fixed | Roof
NJSTRE1545616949 |  | Transition Incentive Program | Sicklerville | 8081 | 14 | 9.45 | Residential | No | Behind the Meter | Net-metered residential rooftop and canopy |  | None | Advanced Renewable Solutions | AC Electric | Accepted | 2020-09-21 | 2020-09-23 | 2021-10-30 | CertainTeed | CT315M11-02 | Solar Panels |  | 0.315 | 8 | 129 | 25 |  | Fixed | Roof
NJSTRE1545616949 |  | Transition Incentive Program | Sicklerville | 8081 | 14 | 9.45 | Residential | No | Behind the Meter | Net-metered residential rooftop and canopy |  | None | Advanced Renewable Solutions | AC Electric | Accepted | 2020-09-21 | 2020-09-23 | 2021-10-30 | CertainTeed | CT315M11-02 | Solar Panels |  | 0.315 | 4 | 310 | 24 |  | Fixed | Roof
NJSTRE1545616951 |  | Transition Incentive Program | South Brunswick Twp | 8852 | 11 | 8.64 | Residential | No | Behind the Meter | Net-metered residential rooftop and canopy |  | None | Green Power energy | PSE&G | Accepted | 2020-09-21 | 2020-09-23 | 2021-10-30 | Enphase Energy | IQ7PLUS-72-2-US | Inverters | 290 |  | 24 |  |  | 0.975 |  | Outside | next to meter
NJSTRE1545616951 |  | Transition Incentive Program | South Brunswick Twp | 8852 | 11 | 8.64 | Residential | No | Behind the Meter | Net-metered residential rooftop and canopy |  | None | Green Power energy | PSE&G | Accepted | 2020-09-21 | 2020-09-23 | 2021-10-30 | LG Electronics | LG360N1C-N5 | Solar Panels |  | 0.36 | 15 | 131 | 30 |  | Fixed | Roof
NJSTRE1545616951 |  | Transition Incentive Program | South Brunswick Twp | 8852 | 11 | 8.64 | Residential | No | Behind the Meter | Net-metered residential rooftop and canopy |  | None | Green Power energy | PSE&G | Accepted | 2020-09-21 | 2020-09-23 | 2021-10-30 | LG Electronics | LG360N1C-N5 | Solar Panels |  | 0.36 | 9 | 221 | 35 |  | Fixed | Roof
NJSTRE1545616957 |  | Transition Incentive Program | EGG HARBOR TOWNSHIP | 8234 | 19 | 6.08 | Residential | No | Behind the Meter | Net-metered residential rooftop and canopy |  | None | Vivint Solar Developer, LLC | AC Electric | Accepted | 2020-09-23 | 2020-09-23 | 2021-10-30 | Solar Edge | SE7600H-US | Inverters | 7600 |  | 1 |  |  | 0.992 |  | Outdoor | Near the Utility Meter
NJSTRE1545616957 |  | Transition Incentive Program | EGG HARBOR TOWNSHIP | 8234 | 19 | 6.08 | Residential | No | Behind the Meter | Net-metered residential rooftop and canopy |  | None | Vivint Solar Developer, LLC | AC Electric | Accepted | 2020-09-23 | 2020-09-23 | 2021-10-30 | HANWHA SOLAR | Q.PEAK DUO BLK-G5 320W | Solar Panels |  | 0.32 | 10 | 292 | 25 |  | Fixed | Roof
NJSTRE1545616957 |  | Transition Incentive Program | EGG HARBOR TOWNSHIP | 8234 | 19 | 6.08 | Residential | No | Behind the Meter | Net-metered residential rooftop and canopy |  | None | Vivint Solar Developer, LLC | AC Electric | Accepted | 2020-09-23 | 2020-09-23 | 2021-10-30 | HANWHA SOLAR | Q.PEAK DUO BLK-G5 320W | Solar Panels |  | 0.32 | 5 | 112 | 25 |  | Fixed | Roof
NJSTRE1545616957 |  | Transition Incentive Program | EGG HARBOR TOWNSHIP | 8234 | 19 | 6.08 | Residential | No | Behind the Meter | Net-metered residential rooftop and canopy |  | None | Vivint Solar Developer, LLC | AC Electric | Accepted | 2020-09-23 | 2020-09-23 | 2021-10-30 | HANWHA SOLAR | Q.PEAK DUO BLK-G5 320W | Solar Panels |  | 0.32 | 4 | 202 | 35 |  | Fixed | Roof
NJSTRE1545616969 |  | Transition Incentive Program | Cherry Hill | 8003 | 14 | 6.8 | Residential | No | Behind the Meter | Net-metered residential rooftop and canopy |  | None | Trinity Solar | PSE&G | Accepted | 2020-09-21 | 2020-09-23 | 2021-10-30 | Solar Edge | SE6000H-US | Inverters | 6000 |  | 1 |  |  | 0.97 |  | Outside | side of home
NJSTRE1545616969 |  | Transition Incentive Program | Cherry Hill | 8003 | 14 | 6.8 | Residential | No | Behind the Meter | Net-metered residential rooftop and canopy |  | None | Trinity Solar | PSE&G | Accepted | 2020-09-21 | 2020-09-23 | 2021-10-30 | Hanwha 340 | Q.PEAK DUO BLK-G6 340 | Solar Panels |  | 0.34 | 7 | 220 | 30 |  | Fixed | Roof
NJSTRE1545616969 |  | Transition Incentive Program | Cherry Hill | 8003 | 14 | 6.8 | Residential | No | Behind the Meter | Net-metered residential rooftop and canopy |  | None | Trinity Solar | PSE&G | Accepted | 2020-09-21 | 2020-09-23 | 2021-10-30 | Hanwha 340 | Q.PEAK DUO BLK-G6 340 | Solar Panels |  | 0.34 | 13 | 220 | 30 |  | Fixed | Roof
NJSTRE1545616986 |  | Transition Incentive Program | West Berlin | 8091 | 14 | 9.52 | Residential | No | Behind the Meter | Net-metered residential rooftop and canopy |  | None | Maier Engineering dba Solar Me | AC Electric | Accepted | 2020-09-21 | 2020-09-23 | 2021-10-30 | Enphase | IQ7+ | Inverters | 290 |  | 28 |  |  | 0.96 |  | Outdoor | Next to meter
NJSTRE1545616986 |  | Transition Incentive Program | West Berlin | 8091 | 14 | 9.52 | Residential | No | Behind the Meter | Net-metered residential rooftop and canopy |  | None | Maier Engineering dba Solar Me | AC Electric | Accepted | 2020-09-21 | 2020-09-23 | 2021-10-30 | Hanwha | Q.CELL DUO BLK-G6 340 | Solar Panels |  | 0.34 | 28 | 277 | 25 |  | Fixed | Roof
NJSTRE1545616989 |  | Transition Incentive Program | East Orange City | 7018 | 9 | 6.93 | Residential | No | Behind the Meter | Net-metered residential rooftop and canopy |  | None | Palmetto Solar LLC | PSE&G | Accepted | 2020-10-22 | 2020-10-22 | 2021-10-30 | SolarEdge Technologies | SE600H-US | Meters | 6000 |  | 1 |  |  |  | Yes | Outdoor
NJSTRE1545616989 |  | Transition Incentive Program | East Orange City | 7018 | 9 | 6.93 | Residential | No | Behind the Meter | Net-metered residential rooftop and canopy |  | None | Palmetto Solar LLC | PSE&G | Accepted | 2020-10-22 | 2020-10-22 | 2021-10-30 | SolarEdge Technologies | SE6000H-US | Inverters | 6000 |  | 1 |  |  | 0.99 |  | Outside | side of the house
NJSTRE1545616989 |  | Transition Incentive Program | East Orange City | 7018 | 9 | 6.93 | Residential | No | Behind the Meter | Net-metered residential rooftop and canopy |  | None | Palmetto Solar LLC | PSE&G | Accepted | 2020-10-22 | 2020-10-22 | 2021-10-30 | Yingli | YL315D-30B | Solar Panels |  | 0.315 | 22 | 114 | 4 |  | Fixed | Roof
NJSTRE1545616994 |  | Transition Incentive Program | Piscataway TWP | 8854 | 11 | 13.26 | Residential | No | Behind the Meter | Net-metered residential rooftop and canopy |  | None | Tesla Energy Operations Inc. | PSE&G | Accepted | 2020-09-21 | 2020-09-23 | 2021-10-30 | SolarEdge Technologies | SE11400H-US [240V] | Inverters | 11400 |  | 1 |  |  | 0.99 |  | Outside | Outside
NJSTRE1545616994 |  | Transition Incentive Program | Piscataway TWP | 8854 | 11 | 13.26 | Residential | No | Behind the Meter | Net-metered residential rooftop and canopy |  | None | Tesla Energy Operations Inc. | PSE&G | Accepted | 2020-09-21 | 2020-09-23 | 2021-10-30 | Hanwha Q-CELLS | Q.Peak DUO BLK-G6+ 340 | Solar Panels |  | 0.34 | 4 | 10 | 30 |  | Fixed | Roof
NJSTRE1545616994 |  | Transition Incentive Program | Piscataway TWP | 8854 | 11 | 13.26 | Residential | No | Behind the Meter | Net-metered residential rooftop and canopy |  | None | Tesla Energy Operations Inc. | PSE&G | Accepted | 2020-09-21 | 2020-09-23 | 2021-10-30 | Hanwha Q-CELLS | Q.Peak DUO BLK-G6+ 340 | Solar Panels |  | 0.34 | 4 | 190 | 30 |  | Fixed | Roof
NJSTRE1545616994 |  | Transition Incentive Program | Piscataway TWP | 8854 | 11 | 13.26 | Residential | No | Behind the Meter | Net-metered residential rooftop and canopy |  | None | Tesla Energy Operations Inc. | PSE&G | Accepted | 2020-09-21 | 2020-09-23 | 2021-10-30 | Hanwha Q-CELLS | Q.Peak DUO BLK-G6+ 340 | Solar Panels |  | 0.34 | 4 | 100 | 37 |  | Fixed | Roof
NJSTRE1545616994 |  | Transition Incentive Program | Piscataway TWP | 8854 | 11 | 13.26 | Residential | No | Behind the Meter | Net-metered residential rooftop and canopy |  | None | Tesla Energy Operations Inc. | PSE&G | Accepted | 2020-09-21 | 2020-09-23 | 2021-10-30 | Hanwha Q-CELLS | Q.Peak DUO BLK-G6+ 340 | Solar Panels |  | 0.34 | 13 | 280 | 37 |  | Fixed | Roof
NJSTRE1545616994 |  | Transition Incentive Program | Piscataway TWP | 8854 | 11 | 13.26 | Residential | No | Behind the Meter | Net-metered residential rooftop and canopy |  | None | Tesla Energy Operations Inc. | PSE&G | Accepted | 2020-09-21 | 2020-09-23 | 2021-10-30 | Hanwha Q-CELLS | Q.Peak DUO BLK-G6+ 340 | Solar Panels |  | 0.34 | 14 | 100 | 37 |  | Fixed | Roof
NJSTRE1545616997 |  | Transition Incentive Program | Morris Plains | 7950 | 3 | 7.32 | Residential | Yes | Behind the Meter | Net-metered residential rooftop and canopy | NA | None | Sunrun Installation Services, Inc. | JCP&L | Accepted | 2020-09-21 | 2020-09-23 | 2021-10-30 | Tesla | Powerwall 2 AC | Electric Storage Battery |  |  | 1 |  |  |  | Lithium Ion |  | outside
NJSTRE1545616997 |  | Transition Incentive Program | Morris Plains | 7950 | 3 | 7.32 | Residential | Yes | Behind the Meter | Net-metered residential rooftop and canopy | NA | None | Sunrun Installation Services, Inc. | JCP&L | Accepted | 2020-09-21 | 2020-09-23 | 2021-10-30 | Enphase Energy | IQ7-60-x-US (240V) | Inverters | 240 |  | 24 |  |  | 0.96 |  | Outdoor | Rooftop
NJSTRE1545616997 |  | Transition Incentive Program | Morris Plains | 7950 | 3 | 7.32 | Residential | Yes | Behind the Meter | Net-metered residential rooftop and canopy | NA | None | Sunrun Installation Services, Inc. | JCP&L | Accepted | 2020-09-21 | 2020-09-23 | 2021-10-30 | LONGi Green Energy Technology Co Ltd | LR6-60HPB-305M | Solar Panels |  | 0.305 | 24 | 173 | 37 |  | Fixed | Roof
NJSTRE1545616999 |  | Transition Incentive Program | LODI | 7644 | 7 | 11.05 | Residential | Yes | Behind the Meter | Net-metered residential rooftop and canopy |  | None | Vivint Solar Developer, LLC | PSE&G | Accepted | 2020-09-22 | 2020-09-23 | 2021-10-30 | Solar Edge | SE7600H-US | Inverters | 7600 |  | 1 |  |  | 0.992 |  | Outdoor | Near the Utility Meter
NJSTRE1545616999 |  | Transition Incentive Program | LODI | 7644 | 7 | 11.05 | Residential | Yes | Behind the Meter | Net-metered residential rooftop and canopy |  | None | Vivint Solar Developer, LLC | PSE&G | Accepted | 2020-09-22 | 2020-09-23 | 2021-10-30 | JINKO SOLAR | JKM325M-60HBL | Solar Panels |  | 0.325 | 8 | 127 | 6 |  | Fixed | Roof
NJSTRE1545616999 |  | Transition Incentive Program | LODI | 7644 | 7 | 11.05 | Residential | Yes | Behind the Meter | Net-metered residential rooftop and canopy |  | None | Vivint Solar Developer, LLC | PSE&G | Accepted | 2020-09-22 | 2020-09-23 | 2021-10-30 | JINKO SOLAR | JKM325M-60HBL | Solar Panels |  | 0.325 | 2 | 37 | 6 |  | Fixed | Roof
NJSTRE1545616999 |  | Transition Incentive Program | LODI | 7644 | 7 | 11.05 | Residential | Yes | Behind the Meter | Net-metered residential rooftop and canopy |  | None | Vivint Solar Developer, LLC | PSE&G | Accepted | 2020-09-22 | 2020-09-23 | 2021-10-30 | JINKO SOLAR | JKM325M-60HBL | Solar Panels |  | 0.325 | 12 | 127 | 45 |  | Fixed | Roof
NJSTRE1545616999 |  | Transition Incentive Program | LODI | 7644 | 7 | 11.05 | Residential | Yes | Behind the Meter | Net-metered residential rooftop and canopy |  | None | Vivint Solar Developer, LLC | PSE&G | Accepted | 2020-09-22 | 2020-09-23 | 2021-10-30 | JINKO SOLAR | JKM325M-60HBL | Solar Panels |  | 0.325 | 12 | 307 | 45 |  | Fixed | Roof
NJSTRE1545617012 |  | Transition Incentive Program | Lake Hopatcong | 7849 | 3 | 6.9 | Residential | No | Behind the Meter | Net-metered residential rooftop and canopy |  | None | Sundial Solar Innovations | JCP&L | Accepted | 2020-09-21 | 2020-09-23 | 2021-10-30 | Enphase | IQ7+ | Inverters | 290 |  | 20 |  |  | 0.97 |  | Outdoor | roof
NJSTRE1545617012 |  | Transition Incentive Program | Lake Hopatcong | 7849 | 3 | 6.9 | Residential | No | Behind the Meter | Net-metered residential rooftop and canopy |  | None | Sundial Solar Innovations | JCP&L | Accepted | 2020-09-21 | 2020-09-23 | 2021-10-30 | Astronergy | Chsm661 345 | Solar Panels |  | 0.345 | 20 | 165 | 20 |  | Fixed | Roof
NJSTRE1545617037 |  | Transition Incentive Program | Bayonne | 7002 | 8 | 6.03 | Residential | Yes | Behind the Meter | Net-metered residential rooftop and canopy |  | None | Vision Solar LLC | PSE&G | Accepted | 2020-09-21 | 2020-09-23 | 2021-10-30 | ENPHASE | IQ7-60-2-US | Inverters | 0.24 |  | 18 |  |  | 0.96 |  | Other | BEHIND EACH PANEL
NJSTRE1545617037 |  | Transition Incentive Program | Bayonne | 7002 | 8 | 6.03 | Residential | Yes | Behind the Meter | Net-metered residential rooftop and canopy |  | None | Vision Solar LLC | PSE&G | Accepted | 2020-09-21 | 2020-09-23 | 2021-10-30 | HANWHA Q-CELLS | Q.PEAK DUO-G6+ 335 | Solar Panels |  | 0.335 | 18 | 213 | 14 |  | Fixed | Roof
NJSTRE1545617054 |  | Transition Incentive Program | SECAUCUS | 7094 | 8 | 7.15 | Residential | No | Behind the Meter | Net-metered residential rooftop and canopy |  | None | Infinity Solar Systems | PSE&G | Accepted | 2020-09-21 | 2020-09-23 | 2021-10-30 | ENPHASE | IQ7PLUS-72-X-US | Inverters | 290 |  | 22 |  |  | 0.97 |  | Outside | MICROINVERTERS
NJSTRE1545617054 |  | Transition Incentive Program | SECAUCUS | 7094 | 8 | 7.15 | Residential | No | Behind the Meter | Net-metered residential rooftop and canopy |  | None | Infinity Solar Systems | PSE&G | Accepted | 2020-09-21 | 2020-09-23 | 2021-10-30 | CANADIAN SOLAR | CS1H-325-MS | Solar Panels |  | 0.325 | 13 | 127 | 40 |  | Fixed | Roof
NJSTRE1545617054 |  | Transition Incentive Program | SECAUCUS | 7094 | 8 | 7.15 | Residential | No | Behind the Meter | Net-metered residential rooftop and canopy |  | None | Infinity Solar Systems | PSE&G | Accepted | 2020-09-21 | 2020-09-23 | 2021-10-30 | CANADIAN SOLAR | CS1H-325-MS | Solar Panels |  | 0.325 | 9 | 307 | 40 |  | Fixed | Roof
NJSTRE1545617068 |  | Transition Incentive Program | Hightstown | 8520 | 12 | 8.1 | Residential | No | Behind the Meter | Net-metered residential rooftop and canopy |  | None | Morgan Associates and Consulting LLC | JCP&L | As-Built Incomplete | 2020-09-21 | 2020-09-23 |  | LG | 270 | Solar Panels |  | 0.27 | 30 | 270 | 30 |  | Fixed | Roof
NJSTRE1545617068 |  | Transition Incentive Program | Hightstown | 8520 | 12 | 8.1 | Residential | No | Behind the Meter | Net-metered residential rooftop and canopy |  | None | Morgan Associates and Consulting LLC | JCP&L | As-Built Incomplete | 2020-09-21 | 2020-09-23 |  | Enphase | IQ7 | Inverters | 240 |  | 30 |  |  | 0.99 |  | Outside | roof
NJSTRE1545617068 |  | Transition Incentive Program | Hightstown | 8520 | 12 | 8.1 | Residential | No | Behind the Meter | Net-metered residential rooftop and canopy |  | None | Morgan Associates and Consulting LLC | JCP&L | As-Built Incomplete | 2020-09-21 | 2020-09-23 |  | Hialiam meter | cl200 | Meters |  |  | 1 |  |  |  | Yes | Outdoor
NJSTRE1545617080 |  | Transition Incentive Program | Greenwich Township | 8027 | 15 | 6.65 | Residential | Yes | Behind the Meter | Net-metered residential rooftop and canopy |  | None | Pro Custom Solar dba Momentum Solar | AC Electric | Accepted | 2020-09-21 | 2020-09-23 | 2021-10-30 | Enphase | IQ7PLUS-72-2-US | Inverters | 290 |  | 19 |  |  | 0.97 |  | Outdoor | Roof
NJSTRE1545617080 |  | Transition Incentive Program | Greenwich Township | 8027 | 15 | 6.65 | Residential | Yes | Behind the Meter | Net-metered residential rooftop and canopy |  | None | Pro Custom Solar dba Momentum Solar | AC Electric | Accepted | 2020-09-21 | 2020-09-23 | 2021-10-30 | LG | LG 350N1C-V5 | Solar Panels |  | 0.35 | 19 | 241 | 42 |  | Fixed | Roof
NJSTRE1545617119 |  | Transition Incentive Program | Mountainside | 7092 | 10 | 6.46 | Residential | Yes | Behind the Meter | Net-metered residential rooftop and canopy |  | None | Tesla Energy Operations Inc. | PSE&G | Accepted | 2020-09-21 | 2020-09-23 | 2021-10-30 | Tesla | AC Powerwall 2.0 | Electric Storage Battery |  |  | 2 |  |  |  | Lithium Ion |  | Inside garage
NJSTRE1545617119 |  | Transition Incentive Program | Mountainside | 7092 | 10 | 6.46 | Residential | Yes | Behind the Meter | Net-metered residential rooftop and canopy |  | None | Tesla Energy Operations Inc. | PSE&G | Accepted | 2020-09-21 | 2020-09-23 | 2021-10-30 | SolarEdge Technologies | SE7600H-US [240V] | Inverters | 7600 |  | 1 |  |  | 0.99 |  | Indoor | Inside garage
NJSTRE1545617119 |  | Transition Incentive Program | Mountainside | 7092 | 10 | 6.46 | Residential | Yes | Behind the Meter | Net-metered residential rooftop and canopy |  | None | Tesla Energy Operations Inc. | PSE&G | Accepted | 2020-09-21 | 2020-09-23 | 2021-10-30 | Hanwha Q-CELLS | Q.Peak DUO BLK-G6+ 340 | Solar Panels |  | 0.34 | 11 | 127 | 26 |  | Fixed | Roof
NJSTRE1545617119 |  | Transition Incentive Program | Mountainside | 7092 | 10 | 6.46 | Residential | Yes | Behind the Meter | Net-metered residential rooftop and canopy |  | None | Tesla Energy Operations Inc. | PSE&G | Accepted | 2020-09-21 | 2020-09-23 | 2021-10-30 | Hanwha Q-CELLS | Q.Peak DUO BLK-G6+ 340 | Solar Panels |  | 0.34 | 2 | 307 | 26 |  | Fixed | Roof
NJSTRE1545617119 |  | Transition Incentive Program | Mountainside | 7092 | 10 | 6.46 | Residential | Yes | Behind the Meter | Net-metered residential rooftop and canopy |  | None | Tesla Energy Operations Inc. | PSE&G | Accepted | 2020-09-21 | 2020-09-23 | 2021-10-30 | Hanwha Q-CELLS | Q.Peak DUO BLK-G6+ 340 | Solar Panels |  | 0.34 | 6 | 217 | 27 |  | Fixed | Roof
NJSTRE1545617124 |  | Transition Incentive Program | Brick | 8724 | 18 | 7.7 | Residential | Yes | Behind the Meter | Net-metered residential rooftop and canopy |  | None | Pro Custom Solar dba Momentum Solar | JCP&L | Accepted | 2020-09-21 | 2020-09-23 | 2021-10-30 | Enphase | IQ7PLUS-72-2-US | Inverters | 290 |  | 22 |  |  | 0.97 |  | Outdoor | Roof
NJSTRE1545617124 |  | Transition Incentive Program | Brick | 8724 | 18 | 7.7 | Residential | Yes | Behind the Meter | Net-metered residential rooftop and canopy |  | None | Pro Custom Solar dba Momentum Solar | JCP&L | Accepted | 2020-09-21 | 2020-09-23 | 2021-10-30 | LG | LG 350N1C-V5 | Solar Panels |  | 0.35 | 22 | 244 | 14 |  | Fixed | Roof
NJSTRE1545617157 |  | Transition Incentive Program | South Orangr | 7079 | 9 | 17.39 | Residential | No | Behind the Meter | Net-metered residential rooftop and canopy |  | None | Whitman Construction, LLC | PSE&G | Accepted | 2020-09-21 | 2020-09-23 | 2021-10-30 | ENPHASE ENERGY | 1Q7PLus-72-2-us | Inverters | 295 |  | 47 |  |  | 0.975 |  | Outdoor | microinverters located under modules
NJSTRE1545617157 |  | Transition Incentive Program | South Orangr | 7079 | 9 | 17.39 | Residential | No | Behind the Meter | Net-metered residential rooftop and canopy |  | None | Whitman Construction, LLC | PSE&G | Accepted | 2020-09-21 | 2020-09-23 | 2021-10-30 | SOLARIA POWER | XT-370R-PD | Solar Panels |  | 0.37 | 6 | 107 | 37 |  | Fixed | Roof
NJSTRE1545617157 |  | Transition Incentive Program | South Orangr | 7079 | 9 | 17.39 | Residential | No | Behind the Meter | Net-metered residential rooftop and canopy |  | None | Whitman Construction, LLC | PSE&G | Accepted | 2020-09-21 | 2020-09-23 | 2021-10-30 | SOLARIA POWER | XT-370R-PD | Solar Panels |  | 0.37 | 9 | 106 | 41 |  | Fixed | Roof
NJSTRE1545617157 |  | Transition Incentive Program | South Orangr | 7079 | 9 | 17.39 | Residential | No | Behind the Meter | Net-metered residential rooftop and canopy |  | None | Whitman Construction, LLC | PSE&G | Accepted | 2020-09-21 | 2020-09-23 | 2021-10-30 | SOLARIA POWER | XT-370R-PD | Solar Panels |  | 0.37 | 7 | 287 | 37 |  | Fixed | Roof
NJSTRE1545617157 |  | Transition Incentive Program | South Orangr | 7079 | 9 | 17.39 | Residential | No | Behind the Meter | Net-metered residential rooftop and canopy |  | None | Whitman Construction, LLC | PSE&G | Accepted | 2020-09-21 | 2020-09-23 | 2021-10-30 | SOLARIA POWER | XT-370R-PD | Solar Panels |  | 0.37 | 4 | 16 | 37 |  | Fixed | Roof
NJSTRE1545617157 |  | Transition Incentive Program | South Orangr | 7079 | 9 | 17.39 | Residential | No | Behind the Meter | Net-metered residential rooftop and canopy |  | None | Whitman Construction, LLC | PSE&G | Accepted | 2020-09-21 | 2020-09-23 | 2021-10-30 | solaria power | XT-370R-PD | Solar Panels |  | 0.37 | 11 | 196 | 37 |  | Fixed | Roof
NJSTRE1545617157 |  | Transition Incentive Program | South Orangr | 7079 | 9 | 17.39 | Residential | No | Behind the Meter | Net-metered residential rooftop and canopy |  | None | Whitman Construction, LLC | PSE&G | Accepted | 2020-09-21 | 2020-09-23 | 2021-10-30 | SOLARIA POWER | XT-370R-PD | Solar Panels |  | 0.37 | 10 | 286 | 41 |  | Fixed | Roof
NJSTRE1545617158 |  | Transition Incentive Program | SOMERSET | 8873 | 5 | 10.5 | Residential | Yes | Behind the Meter | Net-metered residential rooftop and canopy |  | None | Pro Custom Solar dba Momentum Solar | PSE&G | Accepted | 2020-09-21 | 2020-09-23 | 2021-10-30 | Enphase | IQ7PLUS-72-2-US | Inverters | 290 |  | 30 |  |  | 0.97 |  | Outdoor | Roof
NJSTRE1545617158 |  | Transition Incentive Program | SOMERSET | 8873 | 5 | 10.5 | Residential | Yes | Behind the Meter | Net-metered residential rooftop and canopy |  | None | Pro Custom Solar dba Momentum Solar | PSE&G | Accepted | 2020-09-21 | 2020-09-23 | 2021-10-30 | LG | LG 350N1C-V5 | Solar Panels |  | 0.35 | 3 | 218 | 30 |  | Fixed | Roof
NJSTRE1545617158 |  | Transition Incentive Program | SOMERSET | 8873 | 5 | 10.5 | Residential | Yes | Behind the Meter | Net-metered residential rooftop and canopy |  | None | Pro Custom Solar dba Momentum Solar | PSE&G | Accepted | 2020-09-21 | 2020-09-23 | 2021-10-30 | LG | LG 350N1C-V5 | Solar Panels |  | 0.35 | 14 | 38 | 30 |  | Fixed | Roof
NJSTRE1545617158 |  | Transition Incentive Program | SOMERSET | 8873 | 5 | 10.5 | Residential | Yes | Behind the Meter | Net-metered residential rooftop and canopy |  | None | Pro Custom Solar dba Momentum Solar | PSE&G | Accepted | 2020-09-21 | 2020-09-23 | 2021-10-30 | LG | LG 350N1C-V5 | Solar Panels |  | 0.35 | 13 | 218 | 30 |  | Fixed | Roof
NJSTRE1545617159 |  | Transition Incentive Program | Hamilton | 8620 | 12 | 8.45 | Residential | No | Behind the Meter | Net-metered residential rooftop and canopy |  | None | Kopp Electric Company | PSE&G | Accepted | 2020-09-21 | 2020-09-25 | 2021-10-30 | Solar Edge | SE10000H-US | Inverters | 10000 |  | 1 |  |  | 0.975 |  | Outdoor | next to meter
NJSTRE1545617159 |  | Transition Incentive Program | Hamilton | 8620 | 12 | 8.45 | Residential | No | Behind the Meter | Net-metered residential rooftop and canopy |  | None | Kopp Electric Company | PSE&G | Accepted | 2020-09-21 | 2020-09-25 | 2021-10-30 | CertainTeed | CT325HC11-04 | Solar Panels |  | 0.325 | 10 | 295 | 25 |  | Fixed | Roof
NJSTRE1545617159 |  | Transition Incentive Program | Hamilton | 8620 | 12 | 8.45 | Residential | No | Behind the Meter | Net-metered residential rooftop and canopy |  | None | Kopp Electric Company | PSE&G | Accepted | 2020-09-21 | 2020-09-25 | 2021-10-30 | CertainTeed | CT325HC11-04 | Solar Panels |  | 0.325 | 10 | 115 | 25 |  | Fixed | Roof
NJSTRE1545617159 |  | Transition Incentive Program | Hamilton | 8620 | 12 | 8.45 | Residential | No | Behind the Meter | Net-metered residential rooftop and canopy |  | None | Kopp Electric Company | PSE&G | Accepted | 2020-09-21 | 2020-09-25 | 2021-10-30 | CertainTeed | CT325HC11-04 | Solar Panels |  | 0.325 | 6 | 115 | 25 |  | Fixed | Roof
NJSTRE1545617286 |  | Transition Incentive Program | PASSAIC | 7055 | 6 | 12.35 | Residential | Yes | Behind the Meter | Net-metered residential rooftop and canopy |  | None | Infinity Solar Systems | PSE&G | Accepted | 2020-09-21 | 2020-09-23 | 2021-10-30 | ENPHASE | IQ7PLUS-72-X-US | Inverters | 290 |  | 38 |  |  | 0.97 |  | Outside | MICROINVERTERS
NJSTRE1545617286 |  | Transition Incentive Program | PASSAIC | 7055 | 6 | 12.35 | Residential | Yes | Behind the Meter | Net-metered residential rooftop and canopy |  | None | Infinity Solar Systems | PSE&G | Accepted | 2020-09-21 | 2020-09-23 | 2021-10-30 | CANADIAN SOLAR | CS1H-325-MS | Solar Panels |  | 0.325 | 9 | 304 | 20 |  | Fixed | Roof
NJSTRE1545617286 |  | Transition Incentive Program | PASSAIC | 7055 | 6 | 12.35 | Residential | Yes | Behind the Meter | Net-metered residential rooftop and canopy |  | None | Infinity Solar Systems | PSE&G | Accepted | 2020-09-21 | 2020-09-23 | 2021-10-30 | CANADIAN SOLAR | CS1H-325-MS | Solar Panels |  | 0.325 | 8 | 214 | 20 |  | Fixed | Roof
NJSTRE1545617286 |  | Transition Incentive Program | PASSAIC | 7055 | 6 | 12.35 | Residential | Yes | Behind the Meter | Net-metered residential rooftop and canopy |  | None | Infinity Solar Systems | PSE&G | Accepted | 2020-09-21 | 2020-09-23 | 2021-10-30 | CANADIAN SOLAR | CS1H-325-MS | Solar Panels |  | 0.325 | 21 | 124 | 20 |  | Fixed | Roof
NJSTRE1545617293 |  | Transition Incentive Program | Long Valley | 7853 | 3 | 3.5 | Residential | Yes | Behind the Meter | Net-metered residential rooftop and canopy |  | None | Pro Custom Solar dba Momentum Solar | JCP&L | Accepted | 2020-09-21 | 2020-09-23 | 2021-10-30 | Enphase | IQ7PLUS-72-2-US | Inverters | 290 |  | 10 |  |  | 0.97 |  | Outdoor | Roof
NJSTRE1545617293 |  | Transition Incentive Program | Long Valley | 7853 | 3 | 3.5 | Residential | Yes | Behind the Meter | Net-metered residential rooftop and canopy |  | None | Pro Custom Solar dba Momentum Solar | JCP&L | Accepted | 2020-09-21 | 2020-09-23 | 2021-10-30 | LG | LG 350N1C-V5 | Solar Panels |  | 0.35 | 10 | 211 | 29 |  | Fixed | Roof
NJSTRE1545617305 |  | Transition Incentive Program | Princeton Junction | 8550 | 12 | 12.24 | Residential | No | Behind the Meter | Net-metered residential rooftop and canopy |  | None | MOORE ENERGY LLC | JCP&L | Accepted | 2020-09-21 | 2020-09-23 | 2021-10-30 | SOLAREDGE | SE-RGMTR-1D-240C-A | Meters |  |  | 1 |  |  |  | Yes | Outdoor
NJSTRE1545617305 |  | Transition Incentive Program | Princeton Junction | 8550 | 12 | 12.24 | Residential | No | Behind the Meter | Net-metered residential rooftop and canopy |  | None | MOORE ENERGY LLC | JCP&L | Accepted | 2020-09-21 | 2020-09-23 | 2021-10-30 | SolarEdge | 10000H-US | Inverters | 10000 |  | 1 |  |  | 0.992 |  | Outdoor | Exterior Wall Next to Meter
NJSTRE1545617305 |  | Transition Incentive Program | Princeton Junction | 8550 | 12 | 12.24 | Residential | No | Behind the Meter | Net-metered residential rooftop and canopy |  | None | MOORE ENERGY LLC | JCP&L | Accepted | 2020-09-21 | 2020-09-23 | 2021-10-30 | QCell | Duo 340 | Solar Panels |  | 0.34 | 12 | 243 | 40 |  | Fixed | Roof | Garage Roof
NJSTRE1545617305 |  | Transition Incentive Program | Princeton Junction | 8550 | 12 | 12.24 | Residential | No | Behind the Meter | Net-metered residential rooftop and canopy |  | None | MOORE ENERGY LLC | JCP&L | Accepted | 2020-09-21 | 2020-09-23 | 2021-10-30 | QCell Duo | 340 | Solar Panels |  | 0.34 | 24 | 155 | 40 |  | Fixed | Roof | Rear
NJSTRE1545617308 |  | Transition Incentive Program | Berkeley Heights | 7922 | 10 | 9.9 | Residential | Yes | Behind the Meter | Net-metered residential rooftop and canopy |  | None | Sunrun Installation Services, Inc. | JCP&L | Accepted | 2020-09-21 | 2020-09-23 | 2021-10-30 | Tesla | Powerwall 2 AC | Electric Storage Battery |  |  | 1 |  |  |  | Lithium Ion |  | outside
NJSTRE1545617308 |  | Transition Incentive Program | Berkeley Heights | 7922 | 10 | 9.9 | Residential | Yes | Behind the Meter | Net-metered residential rooftop and canopy |  | None | Sunrun Installation Services, Inc. | JCP&L | Accepted | 2020-09-21 | 2020-09-23 | 2021-10-30 | Enphase Energy | IQ7-60-x-US (240V) | Inverters | 240 |  | 30 |  |  | 0.96 |  | Outdoor | Rooftop
NJSTRE1545617308 |  | Transition Incentive Program | Berkeley Heights | 7922 | 10 | 9.9 | Residential | Yes | Behind the Meter | Net-metered residential rooftop and canopy |  | None | Sunrun Installation Services, Inc. | JCP&L | Accepted | 2020-09-21 | 2020-09-23 | 2021-10-30 | LG Electronics | LG330N1C-A5 | Solar Panels |  | 0.33 | 30 | 183 | 26 |  | Fixed | Roof
NJSTRE1545617325 |  | Transition Incentive Program | Monroe Township | 8831 | 11 | 6.9 | Residential | No | Behind the Meter | Net-metered residential rooftop and canopy |  | None | Sunrun Installation Services, Inc. | JCP&L | Accepted | 2020-09-21 | 2020-09-23 | 2021-10-30 | Enphase Energy | IQ7PLUS-72-x-US (240V) | Inverters | 290 |  | 20 |  |  | 0.96 |  | Outdoor | Rooftop
NJSTRE1545617325 |  | Transition Incentive Program | Monroe Township | 8831 | 11 | 6.9 | Residential | No | Behind the Meter | Net-metered residential rooftop and canopy |  | None | Sunrun Installation Services, Inc. | JCP&L | Accepted | 2020-09-21 | 2020-09-23 | 2021-10-30 | LG Electronics | LG345N1C-V5 | Solar Panels |  | 0.345 | 20 | 162 | 40 |  | Fixed | Roof
NJSTRE1545617331 |  | Transition Incentive Program | Plainfield | 7063 | 10 | 7.02 | Residential | Yes | Behind the Meter | Net-metered residential rooftop and canopy |  | None | Sunrun Installation Services, Inc. | PSE&G | Accepted | 2020-09-21 | 2020-09-23 | 2021-10-30 | Tesla | Powerwall 2 AC | Electric Storage Battery |  |  | 1 |  |  |  | Lithium Ion |  | outside
NJSTRE1545617331 |  | Transition Incentive Program | Plainfield | 7063 | 10 | 7.02 | Residential | Yes | Behind the Meter | Net-metered residential rooftop and canopy |  | None | Sunrun Installation Services, Inc. | PSE&G | Accepted | 2020-09-21 | 2020-09-23 | 2021-10-30 | Delta Electronics | M6-TL-US | Inverters | 6000 |  | 1 |  |  | 0.96 |  | Outdoor | Next To Meter
NJSTRE1545617331 |  | Transition Incentive Program | Plainfield | 7063 | 10 | 7.02 | Residential | Yes | Behind the Meter | Net-metered residential rooftop and canopy |  | None | Sunrun Installation Services, Inc. | PSE&G | Accepted | 2020-09-21 | 2020-09-23 | 2021-10-30 | LONGi Green Energy Technology Co Ltd | LR6-60HPB-305M | Solar Panels |  | 0.305 | 10 | 308 | 43 |  | Fixed | Roof
NJSTRE1545617331 |  | Transition Incentive Program | Plainfield | 7063 | 10 | 7.02 | Residential | Yes | Behind the Meter | Net-metered residential rooftop and canopy |  | None | Sunrun Installation Services, Inc. | PSE&G | Accepted | 2020-09-21 | 2020-09-23 | 2021-10-30 | LONGi Green Energy Technology Co Ltd | LR6-60HPB-305M | Solar Panels |  | 0.305 | 13 | 128 | 43 |  | Fixed | Roof
NJSTRE1545617343 |  | Transition Incentive Program | Millstone | 8844 | 5 | 9.15 | Residential | No | Behind the Meter | Net-metered residential rooftop and canopy |  | None | Sunrun Installation Services, Inc. | PSE&G | Accepted | 2020-09-21 | 2020-10-13 | 2021-10-30 | Tesla | Powerwall 2 AC | Electric Storage Battery |  |  | 1 |  |  |  | Lithium Ion |  | outside
NJSTRE1545617343 |  | Transition Incentive Program | Millstone | 8844 | 5 | 9.15 | Residential | No | Behind the Meter | Net-metered residential rooftop and canopy |  | None | Sunrun Installation Services, Inc. | PSE&G | Accepted | 2020-09-21 | 2020-10-13 | 2021-10-30 | Enphase Energy | IQ7-60-x-US (240V) | Inverters | 240 |  | 30 |  |  | 0.96 |  | Outdoor | Rooftop
NJSTRE1545617343 |  | Transition Incentive Program | Millstone | 8844 | 5 | 9.15 | Residential | No | Behind the Meter | Net-metered residential rooftop and canopy |  | None | Sunrun Installation Services, Inc. | PSE&G | Accepted | 2020-09-21 | 2020-10-13 | 2021-10-30 | LONGi Green Energy Technology Co Ltd | LR6-60HPB-305M | Solar Panels |  | 0.305 | 4 | 354 | 27 |  | Fixed | Roof
NJSTRE1545617343 |  | Transition Incentive Program | Millstone | 8844 | 5 | 9.15 | Residential | No | Behind the Meter | Net-metered residential rooftop and canopy |  | None | Sunrun Installation Services, Inc. | PSE&G | Accepted | 2020-09-21 | 2020-10-13 | 2021-10-30 | LONGi Green Energy Technology Co Ltd | LR6-60HPB-305M | Solar Panels |  | 0.305 | 6 | 352 | 18 |  | Fixed | Roof
NJSTRE1545617343 |  | Transition Incentive Program | Millstone | 8844 | 5 | 9.15 | Residential | No | Behind the Meter | Net-metered residential rooftop and canopy |  | None | Sunrun Installation Services, Inc. | PSE&G | Accepted | 2020-09-21 | 2020-10-13 | 2021-10-30 | LONGi Green Energy Technology Co Ltd | LR6-60HPB-305M | Solar Panels |  | 0.305 | 20 | 173 | 18 |  | Fixed | Roof
NJSTRE1545617355 |  | Transition Incentive Program | Bellmawr Boro | 8031 | 14 | 12.21 | Residential | Yes | Behind the Meter | Net-metered residential rooftop and canopy |  | None | Bright Planet Solar | PSE&G | Accepted | 2020-09-21 | 2020-09-25 | 2021-10-30 | SOLAR EDGE | SE10000H-USRGM | Inverters | 10000 |  | 1 |  |  | 0.98 |  | Outdoor | OUTSIDE
NJSTRE1545617355 |  | Transition Incentive Program | Bellmawr Boro | 8031 | 14 | 12.21 | Residential | Yes | Behind the Meter | Net-metered residential rooftop and canopy |  | None | Bright Planet Solar | PSE&G | Accepted | 2020-09-21 | 2020-09-25 | 2021-10-30 | SUNPOWER | X-SERIES X22-370 | Solar Panels |  | 0.37 | 4 | 251 | 22 |  | Fixed | Roof
NJSTRE1545617355 |  | Transition Incentive Program | Bellmawr Boro | 8031 | 14 | 12.21 | Residential | Yes | Behind the Meter | Net-metered residential rooftop and canopy |  | None | Bright Planet Solar | PSE&G | Accepted | 2020-09-21 | 2020-09-25 | 2021-10-30 | SUNPOWER | X-SERIES X22-370 | Solar Panels |  | 0.37 | 4 | 71 | 22 |  | Fixed | Roof
NJSTRE1545617355 |  | Transition Incentive Program | Bellmawr Boro | 8031 | 14 | 12.21 | Residential | Yes | Behind the Meter | Net-metered residential rooftop and canopy |  | None | Bright Planet Solar | PSE&G | Accepted | 2020-09-21 | 2020-09-25 | 2021-10-30 | SUNPOWER | X-SERIES X22-370 | Solar Panels |  | 0.37 | 15 | 251 | 22 |  | Fixed | Roof
NJSTRE1545617355 |  | Transition Incentive Program | Bellmawr Boro | 8031 | 14 | 12.21 | Residential | Yes | Behind the Meter | Net-metered residential rooftop and canopy |  | None | Bright Planet Solar | PSE&G | Accepted | 2020-09-21 | 2020-09-25 | 2021-10-30 | SUNPOWER | X-SERIES X22-370 | Solar Panels |  | 0.37 | 10 | 71 | 22 |  | Fixed | Roof
NJSTRE1545617380 |  | Transition Incentive Program | ROSELLE | 7203 | 10 | 5.25 | Residential | Yes | Behind the Meter | Net-metered residential rooftop and canopy |  | None | Pro Custom Solar dba Momentum Solar | PSE&G | Accepted | 2020-09-21 | 2020-09-23 | 2021-10-30 | Enphase | IQ7PLUS-72-2-US | Inverters | 290 |  | 15 |  |  | 0.97 |  | Outdoor | Roof
NJSTRE1545617380 |  | Transition Incentive Program | ROSELLE | 7203 | 10 | 5.25 | Residential | Yes | Behind the Meter | Net-metered residential rooftop and canopy |  | None | Pro Custom Solar dba Momentum Solar | PSE&G | Accepted | 2020-09-21 | 2020-09-23 | 2021-10-30 | LG | LG 350N1C-V5 | Solar Panels |  | 0.35 | 5 | 232 | 6 |  | Fixed | Roof
NJSTRE1545617380 |  | Transition Incentive Program | ROSELLE | 7203 | 10 | 5.25 | Residential | Yes | Behind the Meter | Net-metered residential rooftop and canopy |  | None | Pro Custom Solar dba Momentum Solar | PSE&G | Accepted | 2020-09-21 | 2020-09-23 | 2021-10-30 | LG | LG 350N1C-V5 | Solar Panels |  | 0.35 | 10 | 52 | 6 |  | Fixed | Roof
NJSTRE1545617410 |  | Transition Incentive Program | Elmer | 8318 | 16 | 6.5 | Residential | Yes | Behind the Meter | Net-metered residential rooftop and canopy |  | None | Castle Energy, LLC | AC Electric | Accepted | 2020-09-21 | 2020-09-23 | 2021-10-30 | Enphase Energy | IQ7-60-2-US | Inverters | 240 |  | 20 |  |  | 0.967 |  | Outdoor | on the rooftop under each solar module
NJSTRE1545617410 |  | Transition Incentive Program | Elmer | 8318 | 16 | 6.5 | Residential | Yes | Behind the Meter | Net-metered residential rooftop and canopy |  | None | Castle Energy, LLC | AC Electric | Accepted | 2020-09-21 | 2020-09-23 | 2021-10-30 | Hanwha Q-Cells | Q.Peak DUO-G5 325 | Solar Panels |  | 0.325 | 20 | 180 | 25 |  | Fixed | Roof
NJSTRE1545617456 |  | Transition Incentive Program | HACKETTSTOWN | 7840 | 2 | 2.6 | Residential | Yes | Behind the Meter | Net-metered residential rooftop and canopy |  | None | Vivint Solar Developer, LLC | JCP&L | Accepted | 2020-09-21 | 2020-09-25 | 2021-10-30 | Solar Edge | SE3800H-US | Inverters | 3800 |  | 1 |  |  | 0.992 |  | Outdoor | Near the Utility Meter
NJSTRE1545617456 |  | Transition Incentive Program | HACKETTSTOWN | 7840 | 2 | 2.6 | Residential | Yes | Behind the Meter | Net-metered residential rooftop and canopy |  | None | Vivint Solar Developer, LLC | JCP&L | Accepted | 2020-09-21 | 2020-09-25 | 2021-10-30 | JINKO SOLAR | JKM325M-60HBL | Solar Panels |  | 0.325 | 8 | 192 | 29 |  | Fixed | Roof
NJSTRE1545617520 |  | Transition Incentive Program | Burlington | 8016 | 13 | 10.08 | Residential | Yes | Behind the Meter | Net-metered residential rooftop and canopy |  | None | Vivint Solar Developer, LLC | PSE&G | Accepted | 2020-09-21 | 2020-09-24 | 2021-10-30 | Solar Edge | SE7600H-US | Inverters | 7600 |  | 1 |  |  | 0.992 |  | Outdoor | Near the Utility Meter
NJSTRE1545617520 |  | Transition Incentive Program | Burlington | 8016 | 13 | 10.08 | Residential | Yes | Behind the Meter | Net-metered residential rooftop and canopy |  | None | Vivint Solar Developer, LLC | PSE&G | Accepted | 2020-09-21 | 2020-09-24 | 2021-10-30 | JINKO SOLAR | JKM325M-60HBL | Solar Panels |  | 0.325 | 8 | 121 | 23 |  | Fixed | Roof
NJSTRE1545617520 |  | Transition Incentive Program | Burlington | 8016 | 13 | 10.08 | Residential | Yes | Behind the Meter | Net-metered residential rooftop and canopy |  | None | Vivint Solar Developer, LLC | PSE&G | Accepted | 2020-09-21 | 2020-09-24 | 2021-10-30 | JINKO SOLAR | JKM325M-60HBL | Solar Panels |  | 0.325 | 8 | 301 | 23 |  | Fixed | Roof
NJSTRE1545617520 |  | Transition Incentive Program | Burlington | 8016 | 13 | 10.08 | Residential | Yes | Behind the Meter | Net-metered residential rooftop and canopy |  | None | Vivint Solar Developer, LLC | PSE&G | Accepted | 2020-09-21 | 2020-09-24 | 2021-10-30 | JINKO SOLAR | JKM325M-60HBL | Solar Panels |  | 0.325 | 9 | 211 | 23 |  | Fixed | Roof
NJSTRE1545617520 |  | Transition Incentive Program | Burlington | 8016 | 13 | 10.08 | Residential | Yes | Behind the Meter | Net-metered residential rooftop and canopy |  | None | Vivint Solar Developer, LLC | PSE&G | Accepted | 2020-09-21 | 2020-09-24 | 2021-10-30 | JINKO SOLAR | JKM325M-60HBL | Solar Panels |  | 0.325 | 6 | 31 | 23 |  | Fixed | Roof
NJSTRE1545617521 |  | Transition Incentive Program | MIDDLESEX | 8846 | 11 | 5.85 | Residential | Yes | Behind the Meter | Net-metered residential rooftop and canopy |  | None | Vivint Solar Developer, LLC | PSE&G | Accepted | 2020-09-22 | 2020-09-23 | 2021-10-30 | Solar Edge | SE3800H-US | Inverters | 3800 |  | 1 |  |  | 0.992 |  | Outdoor | Near the Utility Meter
NJSTRE1545617521 |  | Transition Incentive Program | MIDDLESEX | 8846 | 11 | 5.85 | Residential | Yes | Behind the Meter | Net-metered residential rooftop and canopy |  | None | Vivint Solar Developer, LLC | PSE&G | Accepted | 2020-09-22 | 2020-09-23 | 2021-10-30 | JINKO SOLAR | JKM325M-60HBL | Solar Panels |  | 0.325 | 14 | 141 | 40 |  | Fixed | Roof
NJSTRE1545617521 |  | Transition Incentive Program | MIDDLESEX | 8846 | 11 | 5.85 | Residential | Yes | Behind the Meter | Net-metered residential rooftop and canopy |  | None | Vivint Solar Developer, LLC | PSE&G | Accepted | 2020-09-22 | 2020-09-23 | 2021-10-30 | JINKO SOLAR | JKM325M-60HBL | Solar Panels |  | 0.325 | 4 | 321 | 40 |  | Fixed | Roof
NJSTRE1545617527 |  | Transition Incentive Program | EAST ORANGE | 7017 | 9 | 4.23 | Residential | Yes | Behind the Meter | Net-metered residential rooftop and canopy |  | None | Vivint Solar Developer, LLC | PSE&G | Accepted | 2020-09-21 | 2020-10-14 | 2021-10-30 | Solar Edge | SE3800H-US | Inverters | 3800 |  | 1 |  |  | 0.992 |  | Outdoor | Near the Utility Meter
NJSTRE1545617527 |  | Transition Incentive Program | EAST ORANGE | 7017 | 9 | 4.23 | Residential | Yes | Behind the Meter | Net-metered residential rooftop and canopy |  | None | Vivint Solar Developer, LLC | PSE&G | Accepted | 2020-09-21 | 2020-10-14 | 2021-10-30 | JINKO SOLAR | JKM325M-60HBL | Solar Panels |  | 0.325 | 4 | 202 | 35 |  | Fixed | Roof
NJSTRE1545617527 |  | Transition Incentive Program | EAST ORANGE | 7017 | 9 | 4.23 | Residential | Yes | Behind the Meter | Net-metered residential rooftop and canopy |  | None | Vivint Solar Developer, LLC | PSE&G | Accepted | 2020-09-21 | 2020-10-14 | 2021-10-30 | JINKO SOLAR | JKM325M-60HBL | Solar Panels |  | 0.325 | 9 | 112 | 4 |  | Fixed | Roof
NJSTRE1545617533 |  | Transition Incentive Program | Somerset | 8873 | 5 | 12.92 | Residential | No | Behind the Meter | Net-metered residential rooftop and canopy |  | None | NJ Solar Power, LLC | PSE&G | Accepted | 2020-09-21 | 2020-09-23 | 2021-10-30 | solaredge | SE7600H-US | Inverters | 7600 |  | 1 |  |  | 0.99 |  | Outdoor | garage
NJSTRE1545617533 |  | Transition Incentive Program | Somerset | 8873 | 5 | 12.92 | Residential | No | Behind the Meter | Net-metered residential rooftop and canopy |  | None | NJ Solar Power, LLC | PSE&G | Accepted | 2020-09-21 | 2020-09-23 | 2021-10-30 | solaredge | SE3800H-US Energy Hub | Inverters | 3800 |  | 1 |  |  | 0.99 |  | Outdoor | garage
NJSTRE1545617533 |  | Transition Incentive Program | Somerset | 8873 | 5 | 12.92 | Residential | No | Behind the Meter | Net-metered residential rooftop and canopy |  | None | NJ Solar Power, LLC | PSE&G | Accepted | 2020-09-21 | 2020-09-23 | 2021-10-30 | panasonic | vbhn340sa17 | Solar Panels |  | 0.34 | 38 | 113 | 27 |  | Fixed | Roof
NJSTRE1545617550 |  | Transition Incentive Program | Bridgewater | 8807 | 5 | 20.06 | Residential | No | Behind the Meter | Net-metered residential rooftop and canopy |  | None | NJ Solar Power, LLC | PSE&G | Accepted | 2020-09-21 | 2020-09-23 | 2021-10-30 | solaredge | Se7600H-US energy hub | Inverters | 7600 |  | 1 |  |  | 0.99 |  | Outdoor | garage
NJSTRE1545617550 |  | Transition Incentive Program | Bridgewater | 8807 | 5 | 20.06 | Residential | No | Behind the Meter | Net-metered residential rooftop and canopy |  | None | NJ Solar Power, LLC | PSE&G | Accepted | 2020-09-21 | 2020-09-23 | 2021-10-30 | solaredge | Se10000H-US | Inverters | 10000 |  | 1 |  |  | 0.99 |  | Outdoor | garage
NJSTRE1545617550 |  | Transition Incentive Program | Bridgewater | 8807 | 5 | 20.06 | Residential | No | Behind the Meter | Net-metered residential rooftop and canopy |  | None | NJ Solar Power, LLC | PSE&G | Accepted | 2020-09-21 | 2020-09-23 | 2021-10-30 | panasonic | vbhn340sa17 | Solar Panels |  | 0.34 | 18 | 332 | 34 |  | Fixed | Roof
NJSTRE1545617550 |  | Transition Incentive Program | Bridgewater | 8807 | 5 | 20.06 | Residential | No | Behind the Meter | Net-metered residential rooftop and canopy |  | None | NJ Solar Power, LLC | PSE&G | Accepted | 2020-09-21 | 2020-09-23 | 2021-10-30 | panasonic | vbhn340sa17 | Solar Panels |  | 0.34 | 17 | 62 | 27 |  | Fixed | Roof
NJSTRE1545617550 |  | Transition Incentive Program | Bridgewater | 8807 | 5 | 20.06 | Residential | No | Behind the Meter | Net-metered residential rooftop and canopy |  | None | NJ Solar Power, LLC | PSE&G | Accepted | 2020-09-21 | 2020-09-23 | 2021-10-30 | panasonic | vbhn340sa17 | Solar Panels |  | 0.34 | 24 | 242 | 27 |  | Fixed | Roof
NJSTRE1545617551 |  | Transition Incentive Program | Marlton | 8053 | 13 | 11.9 | Residential | No | Behind the Meter | Net-metered residential rooftop and canopy |  | None | NJ Solar Power, LLC | PSE&G | Accepted | 2020-09-21 | 2020-09-23 | 2021-10-30 | solaredge | se10000H-US | Inverters | 10000 |  | 1 |  |  | 0.99 |  | Outdoor | garage
NJSTRE1545617551 |  | Transition Incentive Program | Marlton | 8053 | 13 | 11.9 | Residential | No | Behind the Meter | Net-metered residential rooftop and canopy |  | None | NJ Solar Power, LLC | PSE&G | Accepted | 2020-09-21 | 2020-09-23 | 2021-10-30 | panasonic | vbhn340sa17 | Solar Panels |  | 0.34 | 19 | 134 | 23 |  | Fixed | Roof
NJSTRE1545617551 |  | Transition Incentive Program | Marlton | 8053 | 13 | 11.9 | Residential | No | Behind the Meter | Net-metered residential rooftop and canopy |  | None | NJ Solar Power, LLC | PSE&G | Accepted | 2020-09-21 | 2020-09-23 | 2021-10-30 | panasonic | vbhn340sa17 | Solar Panels |  | 0.34 | 16 | 134 | 23 |  | Fixed | Roof
NJSTRE1545617553 |  | Transition Incentive Program | Middletown | 7758 | 17 | 8.5 | Residential | No | Behind the Meter | Net-metered residential rooftop and canopy |  | None | NJ Solar Power, LLC | JCP&L | Accepted | 2020-09-24 | 2020-09-25 | 2021-10-30 | solaredge | SE7600H-US | Inverters | 7600 |  | 1 |  |  | 0.99 |  | Outdoor | garage
NJSTRE1545617553 |  | Transition Incentive Program | Middletown | 7758 | 17 | 8.5 | Residential | No | Behind the Meter | Net-metered residential rooftop and canopy |  | None | NJ Solar Power, LLC | JCP&L | Accepted | 2020-09-24 | 2020-09-25 | 2021-10-30 | panasonic | VBHN340SA17 | Solar Panels |  | 0.34 | 16 | 255 | 25 |  | Fixed | Roof
NJSTRE1545617553 |  | Transition Incentive Program | Middletown | 7758 | 17 | 8.5 | Residential | No | Behind the Meter | Net-metered residential rooftop and canopy |  | None | NJ Solar Power, LLC | JCP&L | Accepted | 2020-09-24 | 2020-09-25 | 2021-10-30 | panasonic | VBHN340SA17 | Solar Panels |  | 0.34 | 9 | 165 | 25 |  | Fixed | Roof
NJSTRE1545618515 |  | Transition Incentive Program | SOUTH BRUNSWICK TWP | 8824 | 11 | 13.55 | Residential | No | Behind the Meter | Net-metered residential rooftop and canopy |  | None | Suntuity Solar LLC | PSE&G | Accepted | 2020-09-22 | 2020-09-23 | 2021-10-30 | GENERAC Power |  | Electric Storage Battery |  |  | 3 |  |  |  | Lithium Ion |  | outside
NJSTRE1545618515 |  | Transition Incentive Program | SOUTH BRUNSWICK TWP | 8824 | 11 | 13.55 | Residential | No | Behind the Meter | Net-metered residential rooftop and canopy |  | None | Suntuity Solar LLC | PSE&G | Accepted | 2020-09-22 | 2020-09-23 | 2021-10-30 | GENERAC | APK00014-X7602 | Inverters | 7600 |  | 2 |  |  | 0.97 |  | Outdoor | Besies the PV Modules
NJSTRE1545618515 |  | Transition Incentive Program | SOUTH BRUNSWICK TWP | 8824 | 11 | 13.55 | Residential | No | Behind the Meter | Net-metered residential rooftop and canopy |  | None | Suntuity Solar LLC | PSE&G | Accepted | 2020-09-22 | 2020-09-23 | 2021-10-30 | Longi | LR6-60HPB-315M | Solar Panels |  | 0.315 | 8 | 131 | 4 |  | Fixed | Roof
NJSTRE1545618515 |  | Transition Incentive Program | SOUTH BRUNSWICK TWP | 8824 | 11 | 13.55 | Residential | No | Behind the Meter | Net-metered residential rooftop and canopy |  | None | Suntuity Solar LLC | PSE&G | Accepted | 2020-09-22 | 2020-09-23 | 2021-10-30 | Longi | LR6-60HPB-315M | Solar Panels |  | 0.315 | 10 | 221 | 9 |  | Fixed | Roof
NJSTRE1545618515 |  | Transition Incentive Program | SOUTH BRUNSWICK TWP | 8824 | 11 | 13.55 | Residential | No | Behind the Meter | Net-metered residential rooftop and canopy |  | None | Suntuity Solar LLC | PSE&G | Accepted | 2020-09-22 | 2020-09-23 | 2021-10-30 | Longi | LR6-60HPB-315M | Solar Panels |  | 0.315 | 8 | 221 | 8 |  | Fixed | Roof
NJSTRE1545618515 |  | Transition Incentive Program | SOUTH BRUNSWICK TWP | 8824 | 11 | 13.55 | Residential | No | Behind the Meter | Net-metered residential rooftop and canopy |  | None | Suntuity Solar LLC | PSE&G | Accepted | 2020-09-22 | 2020-09-23 | 2021-10-30 | Longi | LR6-60HPB-315M | Solar Panels |  | 0.315 | 10 | 221 | 8 |  | Fixed | Roof
NJSTRE1545618515 |  | Transition Incentive Program | SOUTH BRUNSWICK TWP | 8824 | 11 | 13.55 | Residential | No | Behind the Meter | Net-metered residential rooftop and canopy |  | None | Suntuity Solar LLC | PSE&G | Accepted | 2020-09-22 | 2020-09-23 | 2021-10-30 | Longi | LR6-60HPB-315M | Solar Panels |  | 0.315 | 3 | 221 | 41 |  | Fixed | Roof
NJSTRE1545618515 |  | Transition Incentive Program | SOUTH BRUNSWICK TWP | 8824 | 11 | 13.55 | Residential | No | Behind the Meter | Net-metered residential rooftop and canopy |  | None | Suntuity Solar LLC | PSE&G | Accepted | 2020-09-22 | 2020-09-23 | 2021-10-30 | Longi | LR6-60HPB-315M | Solar Panels |  | 0.315 | 4 | 41 | 41 |  | Fixed | Roof
NJSTRE1545618519 |  | Transition Incentive Program | Clayton | 8312 | 15 | 6.3 | Residential | No | Behind the Meter | Net-metered residential rooftop and canopy |  | None | Suntuity Solar LLC | AC Electric | Accepted | 2020-09-22 | 2020-09-23 | 2021-10-30 | Enphase Energy | IQ7-60-2-US | Inverters | 240 |  | 20 |  |  | 0.97 |  | Outdoor | Behind the PV Modules
NJSTRE1545618519 |  | Transition Incentive Program | Clayton | 8312 | 15 | 6.3 | Residential | No | Behind the Meter | Net-metered residential rooftop and canopy |  | None | Suntuity Solar LLC | AC Electric | Accepted | 2020-09-22 | 2020-09-23 | 2021-10-30 | Longi | LR6-60HPB-315M | Solar Panels |  | 0.315 | 20 | 168 | 44 |  | Fixed | Roof
NJSTRE1545618520 |  | Transition Incentive Program | Hamilton Township | 8610 | 12 | 7.88 | Residential | No | Behind the Meter | Net-metered residential rooftop and canopy |  | None | Suntuity Solar LLC | PSE&G | Accepted | 2020-09-22 | 2020-09-23 | 2021-10-30 | Enphase Energy | IQ7-60-2-US | Inverters | 240 |  | 25 |  |  | 0.97 |  | Outdoor | Behind the PV Modules
NJSTRE1545618520 |  | Transition Incentive Program | Hamilton Township | 8610 | 12 | 7.88 | Residential | No | Behind the Meter | Net-metered residential rooftop and canopy |  | None | Suntuity Solar LLC | PSE&G | Accepted | 2020-09-22 | 2020-09-23 | 2021-10-30 | Longi | LR6-60HPB-315M | Solar Panels |  | 0.315 | 8 | 112 | 21 |  | Fixed | Roof
NJSTRE1545618520 |  | Transition Incentive Program | Hamilton Township | 8610 | 12 | 7.88 | Residential | No | Behind the Meter | Net-metered residential rooftop and canopy |  | None | Suntuity Solar LLC | PSE&G | Accepted | 2020-09-22 | 2020-09-23 | 2021-10-30 | Longi | LR6-60HPB-315M | Solar Panels |  | 0.315 | 17 | 112 | 23 |  | Fixed | Roof
NJSTRE1545618521 |  | Transition Incentive Program | Brick | 8724 | 18 | 22.43 | Residential | No | Behind the Meter | Net-metered residential rooftop and canopy |  | None | Whitman Construction, LLC | JCP&L | Accepted | 2020-09-24 | 2020-09-24 | 2021-10-30 | ENPHASE ENERGY | IQ7-60-2-US | Inverters | 240 |  | 69 |  |  | 0.975 |  | Outdoor | microinverters located under modules
NJSTRE1545618521 |  | Transition Incentive Program | Brick | 8724 | 18 | 22.43 | Residential | No | Behind the Meter | Net-metered residential rooftop and canopy |  | None | Whitman Construction, LLC | JCP&L | Accepted | 2020-09-24 | 2020-09-24 | 2021-10-30 | TRINA | TSM 325 DE06M | Solar Panels |  | 0.325 | 13 | 311 | 20 |  | Fixed | Roof
NJSTRE1545618521 |  | Transition Incentive Program | Brick | 8724 | 18 | 22.43 | Residential | No | Behind the Meter | Net-metered residential rooftop and canopy |  | None | Whitman Construction, LLC | JCP&L | Accepted | 2020-09-24 | 2020-09-24 | 2021-10-30 | TRINA | TSM 325 DE06M | Solar Panels |  | 0.325 | 13 | 131 | 20 |  | Fixed | Roof
NJSTRE1545618521 |  | Transition Incentive Program | Brick | 8724 | 18 | 22.43 | Residential | No | Behind the Meter | Net-metered residential rooftop and canopy |  | None | Whitman Construction, LLC | JCP&L | Accepted | 2020-09-24 | 2020-09-24 | 2021-10-30 | TRINA | TSM 325 DE06M | Solar Panels |  | 0.325 | 24 | 131 | 20 |  | Fixed | Roof
NJSTRE1545618521 |  | Transition Incentive Program | Brick | 8724 | 18 | 22.43 | Residential | No | Behind the Meter | Net-metered residential rooftop and canopy |  | None | Whitman Construction, LLC | JCP&L | Accepted | 2020-09-24 | 2020-09-24 | 2021-10-30 | TRINA | TSM 325 DE06M | Solar Panels |  | 0.325 | 19 | 311 | 20 |  | Fixed | Roof
NJSTRE1545618522 |  | Transition Incentive Program | berlin | 8009 | 14 | 9.16 | Residential | Yes | Behind the Meter | Net-metered residential rooftop and canopy |  | None | Vision Solar LLC | AC Electric | Accepted | 2020-09-22 | 2020-09-24 | 2021-10-30 | ENPHASE | IQ7-60-2-US | Inverters | 0.24 |  | 28 |  |  | 0.96 |  | Other | BEHIND EACH PANEL
NJSTRE1545618522 |  | Transition Incentive Program | berlin | 8009 | 14 | 9.16 | Residential | Yes | Behind the Meter | Net-metered residential rooftop and canopy |  | None | Vision Solar LLC | AC Electric | Accepted | 2020-09-22 | 2020-09-24 | 2021-10-30 | HANWHA Q-CELLS | Q.PEAK DUO-G6+ 335 | Solar Panels |  | 0.327 | 10 | 85 | 27 |  | Fixed | Roof
NJSTRE1545618522 |  | Transition Incentive Program | berlin | 8009 | 14 | 9.16 | Residential | Yes | Behind the Meter | Net-metered residential rooftop and canopy |  | None | Vision Solar LLC | AC Electric | Accepted | 2020-09-22 | 2020-09-24 | 2021-10-30 | HANWHA Q-CELLS | Q.PEAK DUO-G6+ 335 | Solar Panels |  | 0.327 | 18 | 265 | 27 |  | Fixed | Roof
NJSTRE1545618524 |  | Transition Incentive Program | WILLIAMSTOWN | 8094 | 15 | 10.08 | Residential | Yes | Behind the Meter | Net-metered residential rooftop and canopy |  | None | Suntuity Solar LLC | AC Electric | Accepted | 2020-09-22 | 2020-09-23 | 2021-10-30 | Enphase Energy | IQ7-60-2-US | Inverters | 240 |  | 32 |  |  | 0.97 |  | Outdoor | Behind the PV Modules
NJSTRE1545618524 |  | Transition Incentive Program | WILLIAMSTOWN | 8094 | 15 | 10.08 | Residential | Yes | Behind the Meter | Net-metered residential rooftop and canopy |  | None | Suntuity Solar LLC | AC Electric | Accepted | 2020-09-22 | 2020-09-23 | 2021-10-30 | Longi | LR6-60HPB-315M | Solar Panels |  | 0.315 | 6 | 157 | 15 |  | Fixed | Roof
NJSTRE1545618524 |  | Transition Incentive Program | WILLIAMSTOWN | 8094 | 15 | 10.08 | Residential | Yes | Behind the Meter | Net-metered residential rooftop and canopy |  | None | Suntuity Solar LLC | AC Electric | Accepted | 2020-09-22 | 2020-09-23 | 2021-10-30 | Longi | LR6-60HPB-315M | Solar Panels |  | 0.315 | 4 | 157 | 15 |  | Fixed | Roof
NJSTRE1545618524 |  | Transition Incentive Program | WILLIAMSTOWN | 8094 | 15 | 10.08 | Residential | Yes | Behind the Meter | Net-metered residential rooftop and canopy |  | None | Suntuity Solar LLC | AC Electric | Accepted | 2020-09-22 | 2020-09-23 | 2021-10-30 | Longi | LR6-60HPB-315M | Solar Panels |  | 0.315 | 18 | 247 | 19 |  | Fixed | Roof
NJSTRE1545618524 |  | Transition Incentive Program | WILLIAMSTOWN | 8094 | 15 | 10.08 | Residential | Yes | Behind the Meter | Net-metered residential rooftop and canopy |  | None | Suntuity Solar LLC | AC Electric | Accepted | 2020-09-22 | 2020-09-23 | 2021-10-30 | Longi | LR6-60HPB-315M | Solar Panels |  | 0.315 | 4 | 337 | 15 |  | Fixed | Roof
NJSTRE1545618526 |  | Transition Incentive Program | Little Falls | 7424 | 6 | 6.62 | Residential | Yes | Behind the Meter | Net-metered residential rooftop and canopy |  | None | Suntuity Solar LLC | PSE&G | Accepted | 2020-09-22 | 2020-09-24 | 2021-10-30 | Enphase Energy | IQ7-60-2-US | Inverters | 240 |  | 21 |  |  | 0.97 |  | Outdoor | Behind the PV Modules
NJSTRE1545618526 |  | Transition Incentive Program | Little Falls | 7424 | 6 | 6.62 | Residential | Yes | Behind the Meter | Net-metered residential rooftop and canopy |  | None | Suntuity Solar LLC | PSE&G | Accepted | 2020-09-22 | 2020-09-24 | 2021-10-30 | Longi | LR6-60HPB-315M | Solar Panels |  | 0.315 | 21 | 296 | 20 |  | Fixed | Roof
NJSTRE1545618530 |  | Transition Incentive Program | Marlboro | 7751 | 17 | 14.14 | Residential | No | Behind the Meter | Net-metered residential rooftop and canopy |  | None | Whitman Construction, LLC | JCP&L | Accepted | 2020-09-22 | 2020-09-24 | 2021-10-30 | enphase | IQ7-60-2-US | Inverters | 240 |  | 41 |  |  | 0.975 |  | Outdoor | microinverters located under rmodules
NJSTRE1545618530 |  | Transition Incentive Program | Marlboro | 7751 | 17 | 14.14 | Residential | No | Behind the Meter | Net-metered residential rooftop and canopy |  | None | Whitman Construction, LLC | JCP&L | Accepted | 2020-09-22 | 2020-09-24 | 2021-10-30 | trina | tsm 325 DE60M | Solar Panels |  | 0.325 | 15 | 115 | 26 |  | Fixed | Roof
NJSTRE1545618530 |  | Transition Incentive Program | Marlboro | 7751 | 17 | 14.14 | Residential | No | Behind the Meter | Net-metered residential rooftop and canopy |  | None | Whitman Construction, LLC | JCP&L | Accepted | 2020-09-22 | 2020-09-24 | 2021-10-30 | trina | tsm 325 DE60M | Solar Panels |  | 0.325 | 4 | 115 | 19 |  | Fixed | Roof
NJSTRE1545618530 |  | Transition Incentive Program | Marlboro | 7751 | 17 | 14.14 | Residential | No | Behind the Meter | Net-metered residential rooftop and canopy |  | None | Whitman Construction, LLC | JCP&L | Accepted | 2020-09-22 | 2020-09-24 | 2021-10-30 | trina | tsm 325 DE60M | Solar Panels |  | 0.37 | 18 | 115 | 26 |  | Fixed | Roof
NJSTRE1545618530 |  | Transition Incentive Program | Marlboro | 7751 | 17 | 14.14 | Residential | No | Behind the Meter | Net-metered residential rooftop and canopy |  | None | Whitman Construction, LLC | JCP&L | Accepted | 2020-09-22 | 2020-09-24 | 2021-10-30 | trina | tsm 325 DE60M | Solar Panels |  | 0.325 | 4 | 295 | 26 |  | Fixed | Roof
NJSTRE1545618559 |  | Transition Incentive Program | Voorhees Township | 8043 | 14 | 12.24 | Residential | No | Behind the Meter | Net-metered residential rooftop and canopy |  | None | Green Power Energy | AC Electric | Accepted | 2020-09-22 | 2020-09-24 | 2021-10-30 | Enphase Energy | IQ7PLUS-72-2-US | Inverters | 290 |  | 34 |  |  | 0.975 |  | Outside | next to meter
NJSTRE1545618559 |  | Transition Incentive Program | Voorhees Township | 8043 | 14 | 12.24 | Residential | No | Behind the Meter | Net-metered residential rooftop and canopy |  | None | Green Power Energy | AC Electric | Accepted | 2020-09-22 | 2020-09-24 | 2021-10-30 | LG Electronics | LG360Q1K-V5 | Solar Panels |  | 0.36 | 5 | 262 | 30 |  | Fixed | Roof
NJSTRE1545618559 |  | Transition Incentive Program | Voorhees Township | 8043 | 14 | 12.24 | Residential | No | Behind the Meter | Net-metered residential rooftop and canopy |  | None | Green Power Energy | AC Electric | Accepted | 2020-09-22 | 2020-09-24 | 2021-10-30 | LG Electronics | LG360Q1K-V5 | Solar Panels |  | 0.36 | 8 | 84 | 30 |  | Fixed | Roof
NJSTRE1545618559 |  | Transition Incentive Program | Voorhees Township | 8043 | 14 | 12.24 | Residential | No | Behind the Meter | Net-metered residential rooftop and canopy |  | None | Green Power Energy | AC Electric | Accepted | 2020-09-22 | 2020-09-24 | 2021-10-30 | LG Electronics | LG360Q1K-V5 | Solar Panels |  | 0.36 | 4 | 261 | 30 |  | Fixed | Roof
NJSTRE1545618559 |  | Transition Incentive Program | Voorhees Township | 8043 | 14 | 12.24 | Residential | No | Behind the Meter | Net-metered residential rooftop and canopy |  | None | Green Power Energy | AC Electric | Accepted | 2020-09-22 | 2020-09-24 | 2021-10-30 | LG Electronics | LG360Q1K-V5 | Solar Panels |  | 0.36 | 4 | 252 | 30 |  | Fixed | Roof
NJSTRE1545618559 |  | Transition Incentive Program | Voorhees Township | 8043 | 14 | 12.24 | Residential | No | Behind the Meter | Net-metered residential rooftop and canopy |  | None | Green Power Energy | AC Electric | Accepted | 2020-09-22 | 2020-09-24 | 2021-10-30 | LG Electronics | LG360Q1K-V5 | Solar Panels |  | 0.36 | 13 | 81 | 30 |  | Fixed | Roof
NJSTRE1545618565 |  | Transition Incentive Program | PALMYRA | 8065 | 13 | 7.56 | Residential | No | Behind the Meter | Net-metered residential rooftop and canopy |  | None | Infinity Solar Systems | PSE&G | Accepted | 2020-09-22 | 2020-09-24 | 2021-10-30 | ENPHASE | IQ7-60-X-US | Inverters | 240 |  | 24 |  |  | 0.97 |  | Outside | MICROINVERTERS
NJSTRE1545618565 |  | Transition Incentive Program | PALMYRA | 8065 | 13 | 7.56 | Residential | No | Behind the Meter | Net-metered residential rooftop and canopy |  | None | Infinity Solar Systems | PSE&G | Accepted | 2020-09-22 | 2020-09-24 | 2021-10-30 | HANWHA | Q.PEAK DUO BLK-G5 315 | Solar Panels |  | 0.315 | 24 | 172 | 20 |  | Fixed | Roof
NJSTRE1545618627 |  | Transition Incentive Program | Columbus | 8022 | 13 | 18.36 | Residential | No | Behind the Meter | Net-metered residential rooftop and canopy |  | None | Maier Engineering dba Solar Me | PSE&G | Accepted | 2020-09-22 | 2020-09-24 | 2021-10-30 | Enphase | IQ7+ | Inverters | 290 |  | 54 |  |  | 0.96 |  | Outdoor | Next to meter
NJSTRE1545618627 |  | Transition Incentive Program | Columbus | 8022 | 13 | 18.36 | Residential | No | Behind the Meter | Net-metered residential rooftop and canopy |  | None | Maier Engineering dba Solar Me | PSE&G | Accepted | 2020-09-22 | 2020-09-24 | 2021-10-30 | Hanwha | Q.CELL DUO BLK-G5 340 | Solar Panels |  | 0.34 | 29 | 225 | 30 |  | Fixed | Roof
NJSTRE1545618627 |  | Transition Incentive Program | Columbus | 8022 | 13 | 18.36 | Residential | No | Behind the Meter | Net-metered residential rooftop and canopy |  | None | Maier Engineering dba Solar Me | PSE&G | Accepted | 2020-09-22 | 2020-09-24 | 2021-10-30 | Hanwha | QCELL DUO BLK-G340W | Solar Panels |  | 0.34 | 9 | 135 | 45 |  | Fixed | Pole
NJSTRE1545618627 |  | Transition Incentive Program | Columbus | 8022 | 13 | 18.36 | Residential | No | Behind the Meter | Net-metered residential rooftop and canopy |  | None | Maier Engineering dba Solar Me | PSE&G | Accepted | 2020-09-22 | 2020-09-24 | 2021-10-30 | Hanwha | Q.CELL DUO BLK_G5 340W | Solar Panels |  | 0.34 | 16 | 45 | 30 |  | Fixed | Roof
NJSTRE1545618634 |  | Transition Incentive Program | Springfield | 8068 | 13 | 13 | Residential | No | Behind the Meter | Net-metered residential rooftop and canopy |  | None | Whitman Construction, LLC | PSE&G | Accepted | 2020-09-22 | 2020-09-23 | 2021-10-30 | enphase energy | iq7-60-2-us | Inverters | 240 |  | 40 |  |  | 0.975 |  | Outside | microinverters located under modules
NJSTRE1545618634 |  | Transition Incentive Program | Springfield | 8068 | 13 | 13 | Residential | No | Behind the Meter | Net-metered residential rooftop and canopy |  | None | Whitman Construction, LLC | PSE&G | Accepted | 2020-09-22 | 2020-09-23 | 2021-10-30 | trina | tam 325 DE60M | Solar Panels |  | 0.325 | 40 | 214 | 18 |  | Fixed | Roof
NJSTRE1545618664 |  | Transition Incentive Program | Rahway City | 7065 | 10 | 3.78 | Residential | No | Behind the Meter | Net-metered residential rooftop and canopy |  | None | Palmetto Solar LLC | PSE&G | Accepted | 2020-09-24 | 2020-09-24 | 2021-10-30 | SolarEdge | SE3000H-US | Meters | 3000 |  | 1 |  |  |  | Yes | Outdoor
NJSTRE1545618664 |  | Transition Incentive Program | Rahway City | 7065 | 10 | 3.78 | Residential | No | Behind the Meter | Net-metered residential rooftop and canopy |  | None | Palmetto Solar LLC | PSE&G | Accepted | 2020-09-24 | 2020-09-24 | 2021-10-30 | SolarEdge Technologies | SE3000H-US | Inverters | 3000 |  | 1 |  |  | 0.99 |  | Outside | side of the house
NJSTRE1545618664 |  | Transition Incentive Program | Rahway City | 7065 | 10 | 3.78 | Residential | No | Behind the Meter | Net-metered residential rooftop and canopy |  | None | Palmetto Solar LLC | PSE&G | Accepted | 2020-09-24 | 2020-09-24 | 2021-10-30 | Yingli | YL315D-30B | Solar Panels |  | 0.315 | 12 | 213 | 10 |  | Fixed | Roof
NJSTRE1545618673 |  | Transition Incentive Program | South Plainfield | 7080 | 11 | 11.39 | Residential | No | Behind the Meter | Net-metered residential rooftop and canopy |  | None | Public Service Solar | PSE&G | Accepted | 2020-09-22 | 2020-10-01 | 2021-10-30 | ENPHASE | iQ7+ | Inverters | 290 |  | 34 |  |  | 0.96 |  | Outdoor | Roof Mount Under Panels
NJSTRE1545618673 |  | Transition Incentive Program | South Plainfield | 7080 | 11 | 11.39 | Residential | No | Behind the Meter | Net-metered residential rooftop and canopy |  | None | Public Service Solar | PSE&G | Accepted | 2020-09-22 | 2020-10-01 | 2021-10-30 | LG | N1K-V5 | Solar Panels |  | 0.335 | 9 | 66 | 34 |  | Fixed | Roof
NJSTRE1545618673 |  | Transition Incentive Program | South Plainfield | 7080 | 11 | 11.39 | Residential | No | Behind the Meter | Net-metered residential rooftop and canopy |  | None | Public Service Solar | PSE&G | Accepted | 2020-09-22 | 2020-10-01 | 2021-10-30 | LG | N1K-V5 | Solar Panels |  | 0.335 | 13 | 66 | 33 |  | Fixed | Roof
NJSTRE1545618673 |  | Transition Incentive Program | South Plainfield | 7080 | 11 | 11.39 | Residential | No | Behind the Meter | Net-metered residential rooftop and canopy |  | None | Public Service Solar | PSE&G | Accepted | 2020-09-22 | 2020-10-01 | 2021-10-30 | LG | N1K-V5 | Solar Panels |  | 0.335 | 9 | 246 | 34 |  | Fixed | Roof
NJSTRE1545618673 |  | Transition Incentive Program | South Plainfield | 7080 | 11 | 11.39 | Residential | No | Behind the Meter | Net-metered residential rooftop and canopy |  | None | Public Service Solar | PSE&G | Accepted | 2020-09-22 | 2020-10-01 | 2021-10-30 | lg | N1K-V5 | Solar Panels |  | 0.335 | 3 | 246 | 33 |  | Fixed | Roof
NJSTRE1545618675 |  | Transition Incentive Program | Colts Neck | 7722 | 17 | 12.58 | Residential | Yes | Behind the Meter | Net-metered residential rooftop and canopy |  | None | Tesla Energy Operations Inc | JCP&L | Accepted | 2020-09-22 | 2020-09-24 | 2021-10-30 | Tesla | AC Powerwall 2.0 | Electric Storage Battery |  |  | 3 |  |  |  | Lithium Ion |  | Inside
NJSTRE1545618675 |  | Transition Incentive Program | Colts Neck | 7722 | 17 | 12.58 | Residential | Yes | Behind the Meter | Net-metered residential rooftop and canopy |  | None | Tesla Energy Operations Inc | JCP&L | Accepted | 2020-09-22 | 2020-09-24 | 2021-10-30 | SolarEdge Technologies Ltd. | SE11400H-US | Inverters | 11400 |  | 1 |  |  | 0.99 |  | Indoor | Indoor
NJSTRE1545618675 |  | Transition Incentive Program | Colts Neck | 7722 | 17 | 12.58 | Residential | Yes | Behind the Meter | Net-metered residential rooftop and canopy |  | None | Tesla Energy Operations Inc | JCP&L | Accepted | 2020-09-22 | 2020-09-24 | 2021-10-30 | Hanwha Q-Cells | Q.Peak DUO BLK-G6+/SC340 | Solar Panels |  | 0.34 | 7 | 194 | 40 |  | Fixed | Roof | Rooftop
NJSTRE1545618675 |  | Transition Incentive Program | Colts Neck | 7722 | 17 | 12.58 | Residential | Yes | Behind the Meter | Net-metered residential rooftop and canopy |  | None | Tesla Energy Operations Inc | JCP&L | Accepted | 2020-09-22 | 2020-09-24 | 2021-10-30 | Hanwha Q-Cells | Q.Peak DUO BLK-G6+/SC340 | Solar Panels |  | 0.34 | 14 | 105 | 30 |  | Fixed | Roof | Rooftop
NJSTRE1545618675 |  | Transition Incentive Program | Colts Neck | 7722 | 17 | 12.58 | Residential | Yes | Behind the Meter | Net-metered residential rooftop and canopy |  | None | Tesla Energy Operations Inc | JCP&L | Accepted | 2020-09-22 | 2020-09-24 | 2021-10-30 | Hanwha Q-Cells | Q.Peak DUO BLK-G6+/SC340 | Solar Panels |  | 0.34 | 16 | 285 | 30 |  | Fixed | Roof | Rooftop
NJSTRE1545618684 |  | Transition Incentive Program | Bellmawr | 8031 | 14 | 8.38 | Residential | Yes | Behind the Meter | Net-metered residential rooftop and canopy |  | None | Vision Solar LLC | PSE&G | Accepted | 2020-09-22 | 2020-09-24 | 2021-10-30 | ENPHASE | IQ7-60-2-US | Inverters | 0.24 |  | 25 |  |  | 0.96 |  | Other | behind each panel
NJSTRE1545618684 |  | Transition Incentive Program | Bellmawr | 8031 | 14 | 8.38 | Residential | Yes | Behind the Meter | Net-metered residential rooftop and canopy |  | None | Vision Solar LLC | PSE&G | Accepted | 2020-09-22 | 2020-09-24 | 2021-10-30 | HANWHA Q-CELLS | Q.PEAK DUO-G6+ 335 | Solar Panels |  | 0.335 | 3 | 248 | 20 |  | Fixed | Roof
NJSTRE1545618684 |  | Transition Incentive Program | Bellmawr | 8031 | 14 | 8.38 | Residential | Yes | Behind the Meter | Net-metered residential rooftop and canopy |  | None | Vision Solar LLC | PSE&G | Accepted | 2020-09-22 | 2020-09-24 | 2021-10-30 | HANWHA Q-CELLS | Q.PEAK DUO-G6+ 335 | Solar Panels |  | 0.335 | 4 | 158 | 20 |  | Fixed | Roof
NJSTRE1545618684 |  | Transition Incentive Program | Bellmawr | 8031 | 14 | 8.38 | Residential | Yes | Behind the Meter | Net-metered residential rooftop and canopy |  | None | Vision Solar LLC | PSE&G | Accepted | 2020-09-22 | 2020-09-24 | 2021-10-30 | HANWHA Q-CELLS | Q.PEAK DUO-G6+ 335 | Solar Panels |  | 0.335 | 6 | 67 | 20 |  | Fixed | Roof
NJSTRE1545618684 |  | Transition Incentive Program | Bellmawr | 8031 | 14 | 8.38 | Residential | Yes | Behind the Meter | Net-metered residential rooftop and canopy |  | None | Vision Solar LLC | PSE&G | Accepted | 2020-09-22 | 2020-09-24 | 2021-10-30 | HANWHA Q-CELLS | Q.PEAK DUO-G6+ 335 | Solar Panels |  | 0.335 | 3 | 68 | 20 |  | Fixed | Roof
NJSTRE1545618684 |  | Transition Incentive Program | Bellmawr | 8031 | 14 | 8.38 | Residential | Yes | Behind the Meter | Net-metered residential rooftop and canopy |  | None | Vision Solar LLC | PSE&G | Accepted | 2020-09-22 | 2020-09-24 | 2021-10-30 | HANWHA Q-CELLS | Q.PEAK DUO-G6+ 335 | Solar Panels |  | 0.335 | 3 | 338 | 20 |  | Fixed | Roof
NJSTRE1545618684 |  | Transition Incentive Program | Bellmawr | 8031 | 14 | 8.38 | Residential | Yes | Behind the Meter | Net-metered residential rooftop and canopy |  | None | Vision Solar LLC | PSE&G | Accepted | 2020-09-22 | 2020-09-24 | 2021-10-30 | HANWHA Q-CELLS | Q.PEAK DUO-G6+ 335 | Solar Panels |  | 0.335 | 6 | 247 | 20 |  | Fixed | Roof
NJSTRE1545618706 |  | Transition Incentive Program | Sicklerville | 8081 | 14 | 12.24 | Residential | Yes | Behind the Meter | Net-metered residential rooftop and canopy |  | None | Vision Solar LLC | AC Electric | Accepted | 2020-09-22 | 2020-09-24 | 2021-10-30 | ENPHASE | IQ7-60-2-US | Inverters | 0.24 |  | 36 |  |  | 0.96 |  | Other | BEHIND EACH PANEL
NJSTRE1545618706 |  | Transition Incentive Program | Sicklerville | 8081 | 14 | 12.24 | Residential | Yes | Behind the Meter | Net-metered residential rooftop and canopy |  | None | Vision Solar LLC | AC Electric | Accepted | 2020-09-22 | 2020-09-24 | 2021-10-30 | Q.PEAK DUO-G6 340 | Q.PEAK DUO-G6 340 | Solar Panels |  | 0.34 | 9 | 38 | 31 |  | Fixed | Roof
NJSTRE1545618706 |  | Transition Incentive Program | Sicklerville | 8081 | 14 | 12.24 | Residential | Yes | Behind the Meter | Net-metered residential rooftop and canopy |  | None | Vision Solar LLC | AC Electric | Accepted | 2020-09-22 | 2020-09-24 | 2021-10-30 | HANWHA Q-CELLS | Q.PEAK DUO-G6 340 | Solar Panels |  | 0.34 | 21 | 218 | 31 |  | Fixed | Roof
NJSTRE1545618706 |  | Transition Incentive Program | Sicklerville | 8081 | 14 | 12.24 | Residential | Yes | Behind the Meter | Net-metered residential rooftop and canopy |  | None | Vision Solar LLC | AC Electric | Accepted | 2020-09-22 | 2020-09-24 | 2021-10-30 | HANWHA Q-CELLS | Q.PEAK DUO-G6 340 | Solar Panels |  | 0.34 | 6 | 129 | 35 |  | Fixed | Roof
NJSTRE1545618710 |  | Transition Incentive Program | Hillsborough TWP | 8844 | 5 | 7.82 | Residential | Yes | Behind the Meter | Net-metered residential rooftop and canopy |  | None | Tesla Energy Operations Inc. | PSE&G | Accepted | 2020-09-22 | 2020-09-24 | 2021-10-30 | SolarEdge Technologies | SE7600H-US [240V] | Inverters | 7600 |  | 1 |  |  | 0.99 |  | Outside | Outside
NJSTRE1545618710 |  | Transition Incentive Program | Hillsborough TWP | 8844 | 5 | 7.82 | Residential | Yes | Behind the Meter | Net-metered residential rooftop and canopy |  | None | Tesla Energy Operations Inc. | PSE&G | Accepted | 2020-09-22 | 2020-09-24 | 2021-10-30 | Hanwha Q-CELLS | Q.Peak DUO BLK-G6+ 340 | Solar Panels |  | 0.34 | 6 | 195 | 37 |  | Fixed | Roof
NJSTRE1545618710 |  | Transition Incentive Program | Hillsborough TWP | 8844 | 5 | 7.82 | Residential | Yes | Behind the Meter | Net-metered residential rooftop and canopy |  | None | Tesla Energy Operations Inc. | PSE&G | Accepted | 2020-09-22 | 2020-09-24 | 2021-10-30 | Hanwha Q-CELLS | Q.Peak DUO BLK-G6+ 340 | Solar Panels |  | 0.34 | 3 | 195 | 37 |  | Fixed | Roof
NJSTRE1545618710 |  | Transition Incentive Program | Hillsborough TWP | 8844 | 5 | 7.82 | Residential | Yes | Behind the Meter | Net-metered residential rooftop and canopy |  | None | Tesla Energy Operations Inc. | PSE&G | Accepted | 2020-09-22 | 2020-09-24 | 2021-10-30 | Hanwha Q-CELLS | Q.Peak DUO BLK-G6+ 340 | Solar Panels |  | 0.34 | 4 | 105 | 37 |  | Fixed | Roof
NJSTRE1545618710 |  | Transition Incentive Program | Hillsborough TWP | 8844 | 5 | 7.82 | Residential | Yes | Behind the Meter | Net-metered residential rooftop and canopy |  | None | Tesla Energy Operations Inc. | PSE&G | Accepted | 2020-09-22 | 2020-09-24 | 2021-10-30 | Hanwha Q-CELLS | Q.Peak DUO BLK-G6+ 340 | Solar Panels |  | 0.34 | 10 | 105 | 37 |  | Fixed | Roof
NJSTRE1545618713 |  | Transition Incentive Program | Budd Lake | 7828 | 3 | 6.03 | Residential | No | Behind the Meter | Net-metered residential rooftop and canopy |  | None | Palmetto Solar LLC | JCP&L | Accepted | 2020-10-22 | 2020-10-22 | 2021-10-30 | SolarEdge Technologies | SE5000H-US | Meters | 5000 |  | 1 |  |  |  | Yes | Outdoor
NJSTRE1545618713 |  | Transition Incentive Program | Budd Lake | 7828 | 3 | 6.03 | Residential | No | Behind the Meter | Net-metered residential rooftop and canopy |  | None | Palmetto Solar LLC | JCP&L | Accepted | 2020-10-22 | 2020-10-22 | 2021-10-30 | SolarEdge Technologies | SE5000H-US | Inverters | 5000 |  | 1 |  |  | 0.99 |  | Outside | side of the house
NJSTRE1545618713 |  | Transition Incentive Program | Budd Lake | 7828 | 3 | 6.03 | Residential | No | Behind the Meter | Net-metered residential rooftop and canopy |  | None | Palmetto Solar LLC | JCP&L | Accepted | 2020-10-22 | 2020-10-22 | 2021-10-30 | LG Solar | LG 335N1K-V5 | Solar Panels |  | 0.335 | 18 | 187 | 25 |  | Fixed | Roof
NJSTRE1545618742 |  | Transition Incentive Program | MORRISTOWN | 7960 | 3 | 14.95 | Residential | Yes | Behind the Meter | Net-metered residential rooftop and canopy |  | None | Vivint Solar Developer, LLC | JCP&L | Accepted | 2020-09-23 | 2020-09-24 | 2021-10-30 | Solar Edge | SE3800H-US | Inverters | 3800 |  | 1 |  |  | 0.992 |  | Outdoor | Near the Utility Meter
NJSTRE1545618742 |  | Transition Incentive Program | MORRISTOWN | 7960 | 3 | 14.95 | Residential | Yes | Behind the Meter | Net-metered residential rooftop and canopy |  | None | Vivint Solar Developer, LLC | JCP&L | Accepted | 2020-09-23 | 2020-09-24 | 2021-10-30 | Solar Edge | SE7600H-US | Inverters | 7600 |  | 1 |  |  | 0.992 |  | Outdoor | Near the Utility Meter
NJSTRE1545618742 |  | Transition Incentive Program | MORRISTOWN | 7960 | 3 | 14.95 | Residential | Yes | Behind the Meter | Net-metered residential rooftop and canopy |  | None | Vivint Solar Developer, LLC | JCP&L | Accepted | 2020-09-23 | 2020-09-24 | 2021-10-30 | JINKO SOLAR | JKM325M-60HBL | Solar Panels |  | 0.325 | 6 | 296 | 27 |  | Fixed | Roof
NJSTRE1545618742 |  | Transition Incentive Program | MORRISTOWN | 7960 | 3 | 14.95 | Residential | Yes | Behind the Meter | Net-metered residential rooftop and canopy |  | None | Vivint Solar Developer, LLC | JCP&L | Accepted | 2020-09-23 | 2020-09-24 | 2021-10-30 | JINKO SOLAR | JKM325M-60HBL | Solar Panels |  | 0.325 | 18 | 296 | 31 |  | Fixed | Roof
NJSTRE1545618742 |  | Transition Incentive Program | MORRISTOWN | 7960 | 3 | 14.95 | Residential | Yes | Behind the Meter | Net-metered residential rooftop and canopy |  | None | Vivint Solar Developer, LLC | JCP&L | Accepted | 2020-09-23 | 2020-09-24 | 2021-10-30 | JINKO SOLAR | JKM325M-60HBL | Solar Panels |  | 0.325 | 18 | 116 | 31 |  | Fixed | Roof
NJSTRE1545618742 |  | Transition Incentive Program | MORRISTOWN | 7960 | 3 | 14.95 | Residential | Yes | Behind the Meter | Net-metered residential rooftop and canopy |  | None | Vivint Solar Developer, LLC | JCP&L | Accepted | 2020-09-23 | 2020-09-24 | 2021-10-30 | JINKO SOLAR | JKM325M-60HBL | Solar Panels |  | 0.325 | 4 | 116 | 27 |  | Fixed | Roof
NJSTRE1545618767 |  | Transition Incentive Program | West Deptford | 8086 | 15 | 220 | Commercial | No | Behind the Meter | Net-metered non-residential rooftop and canopy |  | None | SCG | PSE&G | Accepted | 2020-09-22 | 2020-09-24 | 2021-10-30 | tbd | tbd | Meters | tbd |  | 1 |  |  |  | Yes
NJSTRE1545618767 |  | Transition Incentive Program | West Deptford | 8086 | 15 | 220 | Commercial | No | Behind the Meter | Net-metered non-residential rooftop and canopy |  | None | SCG | PSE&G | Accepted | 2020-09-22 | 2020-09-24 | 2021-10-30 | SolarEdge | SE100K-USRP0BNU4 | Inverters | 200 |  | 2 |  |  | 0.985 |  | Outdoor | Outside Wall
NJSTRE1545618767 |  | Transition Incentive Program | West Deptford | 8086 | 15 | 220 | Commercial | No | Behind the Meter | Net-metered non-residential rooftop and canopy |  | None | SCG | PSE&G | Accepted | 2020-09-22 | 2020-09-24 | 2021-10-30 | Hanwha QCells | Q.PEAKDUO-L-G7.2 | Solar Panels |  | 0.4 | 550 | 161 | 10 |  | Fixed | Roof
NJSTRE1545618774 |  | Transition Incentive Program | Plainfield | 7063 | 10 | 7.56 | Residential | No | Behind the Meter | Net-metered residential rooftop and canopy |  | None | Palmetto Solar LLC | PSE&G | Accepted | 2020-09-22 | 2020-09-24 | 2021-10-30 | SolarEdge Technologies | SE6000H-US | Meters | 6000 |  | 1 |  |  |  | Yes | Outdoor
NJSTRE1545618774 |  | Transition Incentive Program | Plainfield | 7063 | 10 | 7.56 | Residential | No | Behind the Meter | Net-metered residential rooftop and canopy |  | None | Palmetto Solar LLC | PSE&G | Accepted | 2020-09-22 | 2020-09-24 | 2021-10-30 | SolarEdge Technologies | SE6000H-US | Inverters | 6000 |  | 1 |  |  | 0.99 |  | Outside | side of the house
NJSTRE1545618774 |  | Transition Incentive Program | Plainfield | 7063 | 10 | 7.56 | Residential | No | Behind the Meter | Net-metered residential rooftop and canopy |  | None | Palmetto Solar LLC | PSE&G | Accepted | 2020-09-22 | 2020-09-24 | 2021-10-30 | Yingli | YL315D-30B | Solar Panels |  | 0.315 | 3 | 53 | 21 |  | Fixed | Roof
NJSTRE1545618774 |  | Transition Incentive Program | Plainfield | 7063 | 10 | 7.56 | Residential | No | Behind the Meter | Net-metered residential rooftop and canopy |  | None | Palmetto Solar LLC | PSE&G | Accepted | 2020-09-22 | 2020-09-24 | 2021-10-30 | Yingli | YL315D-30B | Solar Panels |  | 0.315 | 3 | 233 | 21 |  | Fixed | Roof
NJSTRE1545618774 |  | Transition Incentive Program | Plainfield | 7063 | 10 | 7.56 | Residential | No | Behind the Meter | Net-metered residential rooftop and canopy |  | None | Palmetto Solar LLC | PSE&G | Accepted | 2020-09-22 | 2020-09-24 | 2021-10-30 | Yingli | YL315D-30B | Solar Panels |  | 0.315 | 14 | 143 | 37 |  | Fixed | Roof
NJSTRE1545618774 |  | Transition Incentive Program | Plainfield | 7063 | 10 | 7.56 | Residential | No | Behind the Meter | Net-metered residential rooftop and canopy |  | None | Palmetto Solar LLC | PSE&G | Accepted | 2020-09-22 | 2020-09-24 | 2021-10-30 | Yingli | YL315D-30B | Solar Panels |  | 0.315 | 4 | 143 | 24 |  | Fixed | Roof
NJSTRE1545618777 |  | Transition Incentive Program | Butler | 7405 | 3 | 7.8 | Residential | No | Behind the Meter | Net-metered residential rooftop and canopy |  | None | Whitman Construction, LLC | Butler | Accepted | 2020-09-22 | 2020-09-24 | 2021-10-30 | ENPHASE ENERGY | IQ7-60-2-US | Inverters | 240 |  | 24 |  |  | 0.975 |  | Outdoor | microinverters located under modules
NJSTRE1545618777 |  | Transition Incentive Program | Butler | 7405 | 3 | 7.8 | Residential | No | Behind the Meter | Net-metered residential rooftop and canopy |  | None | Whitman Construction, LLC | Butler | Accepted | 2020-09-22 | 2020-09-24 | 2021-10-30 | TRINA | tsm 325DE06M | Solar Panels |  | 0.325 | 17 | 266 | 20 |  | Fixed | Roof
NJSTRE1545618777 |  | Transition Incentive Program | Butler | 7405 | 3 | 7.8 | Residential | No | Behind the Meter | Net-metered residential rooftop and canopy |  | None | Whitman Construction, LLC | Butler | Accepted | 2020-09-22 | 2020-09-24 | 2021-10-30 | trina solar | tsm 325DE06M | Solar Panels |  | 0.325 | 7 | 86 | 20 |  | Fixed | Roof
NJSTRE1545618778 |  | Transition Incentive Program | Woodbridge Twp | 7001 | 11 | 3.47 | Residential | Yes | Behind the Meter | Net-metered residential rooftop and canopy |  | None | Solar Energy World | PSE&G | Accepted | 2020-09-22 | 2020-09-24 | 2021-10-30 | Solar Edge | SE3000H-USRGM | Inverters | 3000 |  | 1 |  |  | 0.977 |  | Outdoor | near meter
NJSTRE1545618778 |  | Transition Incentive Program | Woodbridge Twp | 7001 | 11 | 3.47 | Residential | Yes | Behind the Meter | Net-metered residential rooftop and canopy |  | None | Solar Energy World | PSE&G | Accepted | 2020-09-22 | 2020-09-24 | 2021-10-30 | Hanwha Q-Cells | Q.PEAK DUO BLK-G5 | Solar Panels |  | 0.315 | 11 | 113 | 34 |  | Fixed | Roof
NJSTRE1545618798 |  | Transition Incentive Program | Jackson | 8527 | 18 | 10.46 | Residential | Yes | Behind the Meter | Net-metered residential rooftop and canopy |  | None | Kamtech Solar | JCP&L | Accepted | 2020-09-22 | 2020-09-24 | 2021-10-30 | SUNPOWER | PVS6 | Meters |  |  | 1 |  |  |  | Yes | Outdoor
NJSTRE1545618798 |  | Transition Incentive Program | Jackson | 8527 | 18 | 10.46 | Residential | Yes | Behind the Meter | Net-metered residential rooftop and canopy |  | None | Kamtech Solar | JCP&L | Accepted | 2020-09-22 | 2020-09-24 | 2021-10-30 | ENPHASE | ENPAHSE 1Q7XS | Inverters | 0.315 |  | 32 |  |  | 0.96 |  | Other | ROOF TOP
NJSTRE1545618798 |  | Transition Incentive Program | Jackson | 8527 | 18 | 10.46 | Residential | Yes | Behind the Meter | Net-metered residential rooftop and canopy |  | None | Kamtech Solar | JCP&L | Accepted | 2020-09-22 | 2020-09-24 | 2021-10-30 | SUNPOWER | SPR-E20-327-E-AC | Solar Panels |  | 0.327 | 32 | 232 | 18 |  | Fixed | Roof
NJSTRE1545618983 |  | Transition Incentive Program | Bargaintown | 8234 | 19 | 6.03 | Residential | Yes | Behind the Meter | Net-metered residential rooftop and canopy |  | None | Vision Solar LLC | AC Electric | Accepted | 2020-09-22 | 2020-09-24 | 2021-10-30 | ENPHASE | IQ7-60-2-US | Inverters | 0.24 |  | 18 |  |  | 0.96 |  | Other | BEHIND EACH PANEL
NJSTRE1545618983 |  | Transition Incentive Program | Bargaintown | 8234 | 19 | 6.03 | Residential | Yes | Behind the Meter | Net-metered residential rooftop and canopy |  | None | Vision Solar LLC | AC Electric | Accepted | 2020-09-22 | 2020-09-24 | 2021-10-30 | HANWHA Q-CELLS | Q.PEAK DUO-G6+ 335 | Solar Panels |  | 0.335 | 2 | 192 | 22 |  | Fixed | Roof
NJSTRE1545618983 |  | Transition Incentive Program | Bargaintown | 8234 | 19 | 6.03 | Residential | Yes | Behind the Meter | Net-metered residential rooftop and canopy |  | None | Vision Solar LLC | AC Electric | Accepted | 2020-09-22 | 2020-09-24 | 2021-10-30 | Q.PEAK DUO-G6+ 335 | Q.PEAK DUO-G6+ 335 | Solar Panels |  | 0.335 | 1 | 192 | 27 |  | Fixed | Roof
NJSTRE1545618983 |  | Transition Incentive Program | Bargaintown | 8234 | 19 | 6.03 | Residential | Yes | Behind the Meter | Net-metered residential rooftop and canopy |  | None | Vision Solar LLC | AC Electric | Accepted | 2020-09-22 | 2020-09-24 | 2021-10-30 | HANWHA Q-CELLS | Q.PEAK DUO-G6+ 335 | Solar Panels |  | 0.335 | 12 | 192 | 27 |  | Fixed | Roof
NJSTRE1545618983 |  | Transition Incentive Program | Bargaintown | 8234 | 19 | 6.03 | Residential | Yes | Behind the Meter | Net-metered residential rooftop and canopy |  | None | Vision Solar LLC | AC Electric | Accepted | 2020-09-22 | 2020-09-24 | 2021-10-30 | HANWHA Q-CELLS | Q.PEAK DUO-G6+ 335 | Solar Panels |  | 0.335 | 1 | 282 | 41 |  | Fixed | Roof
NJSTRE1545618983 |  | Transition Incentive Program | Bargaintown | 8234 | 19 | 6.03 | Residential | Yes | Behind the Meter | Net-metered residential rooftop and canopy |  | None | Vision Solar LLC | AC Electric | Accepted | 2020-09-22 | 2020-09-24 | 2021-10-30 | HANWHA Q-CELLS | Q.PEAK DUO-G6+ 335 | Solar Panels |  | 0.335 | 2 | 12 | 22 |  | Fixed | Roof
NJSTRE1545619004 |  | Transition Incentive Program | Skillman | 8540 | 12 | 1267.5 | Commercial | Yes | Behind the Meter | Net-metered non-residential ground mount |  | None | EnterSolar, LLC | PSE&G | Accepted | 2020-09-22 | 2020-09-23 | 2021-10-30 | Chint Power Systems | CPS SCA125KTL-DO/US-600 | Inverters | 60000 |  | 8 |  |  | 0.985 |  | Outdoor | Ground
NJSTRE1545619004 |  | Transition Incentive Program | Skillman | 8540 | 12 | 1267.5 | Commercial | Yes | Behind the Meter | Net-metered non-residential ground mount |  | None | EnterSolar, LLC | PSE&G | Accepted | 2020-09-22 | 2020-09-23 | 2021-10-30 | Canadian Solar | CS3U-375MB-AG | Solar Panels |  | 0.375 | 3380 | 180 | 25 |  | Fixed | Ground
NJSTRE1545619008 |  | Transition Incentive Program | Lodi Boro | 7644 | 7 | 11.97 | Residential | No | Behind the Meter | Net-metered residential rooftop and canopy |  | None | Palmetto Solar LLC | PSE&G | Accepted | 2020-09-22 | 2020-09-24 | 2021-10-30 | SolarEdge Technologies | SE10000H-US | Inverters | 10000 |  | 1 |  |  | 0.99 |  | Outside | side of the house
NJSTRE1545619008 |  | Transition Incentive Program | Lodi Boro | 7644 | 7 | 11.97 | Residential | No | Behind the Meter | Net-metered residential rooftop and canopy |  | None | Palmetto Solar LLC | PSE&G | Accepted | 2020-09-22 | 2020-09-24 | 2021-10-30 | Yingli | YL315D-30B | Solar Panels |  | 0.315 | 38 | 218 | 25 |  | Fixed | Roof
NJSTRE1545619026 |  | Transition Incentive Program | Paterson City | 7522 | 6 | 4.41 | Residential | No | Behind the Meter | Net-metered residential rooftop and canopy |  | None | Palmetto Solar LLC | PSE&G | Accepted | 2020-09-22 | 2020-09-24 | 2021-10-30 | SolarEdge Technologies | SE3800H-US | Meters | 3800 |  | 1 |  |  |  | Yes | Outdoor
NJSTRE1545619026 |  | Transition Incentive Program | Paterson City | 7522 | 6 | 4.41 | Residential | No | Behind the Meter | Net-metered residential rooftop and canopy |  | None | Palmetto Solar LLC | PSE&G | Accepted | 2020-09-22 | 2020-09-24 | 2021-10-30 | SolarEdge Technologies | SE3800H-US | Inverters | 3800 |  | 1 |  |  | 0.99 |  | Outside | side of the house
NJSTRE1545619026 |  | Transition Incentive Program | Paterson City | 7522 | 6 | 4.41 | Residential | No | Behind the Meter | Net-metered residential rooftop and canopy |  | None | Palmetto Solar LLC | PSE&G | Accepted | 2020-09-22 | 2020-09-24 | 2021-10-30 | Yingli | YL315D-30V | Solar Panels |  | 0.315 | 14 | 140 | 23 |  | Fixed | Roof
NJSTRE1545619070 |  | Transition Incentive Program | Orange | 7050 | 9 | 8.84 | Residential | Yes | Behind the Meter | Net-metered residential rooftop and canopy |  | None | Trinity Solar | PSE&G | Accepted | 2020-09-22 | 2020-09-24 | 2021-10-30 | Solar Edge | SE7600H-US | Inverters | 7600 |  | 1 |  |  | 0.97 |  | Outside | side of home
NJSTRE1545619070 |  | Transition Incentive Program | Orange | 7050 | 9 | 8.84 | Residential | Yes | Behind the Meter | Net-metered residential rooftop and canopy |  | None | Trinity Solar | PSE&G | Accepted | 2020-09-22 | 2020-09-24 | 2021-10-30 | Hanwha 340 | Q.PEAK DUO BLK-G6 340 | Solar Panels |  | 0.34 | 10 | 106 | 21 |  | Fixed | Roof
NJSTRE1545619070 |  | Transition Incentive Program | Orange | 7050 | 9 | 8.84 | Residential | Yes | Behind the Meter | Net-metered residential rooftop and canopy |  | None | Trinity Solar | PSE&G | Accepted | 2020-09-22 | 2020-09-24 | 2021-10-30 | Hanwha 340 | Q.PEAK DUO BLK-G6 340 | Solar Panels |  | 0.34 | 16 | 196 | 21 |  | Fixed | Roof
NJSTRE1545619080 |  | Transition Incentive Program | BLACKWOOD | 8012 | 14 | 9.52 | Residential | Yes | Behind the Meter | Net-metered residential rooftop and canopy |  | None | Trinity Solar | AC Electric | Accepted | 2020-09-22 | 2020-09-24 | 2021-10-30 | Solar Edge | SE7600H-US000BNC4 | Inverters | 7600 |  | 1 |  |  | 0.97 |  | Outdoor | side of home
NJSTRE1545619080 |  | Transition Incentive Program | BLACKWOOD | 8012 | 14 | 9.52 | Residential | Yes | Behind the Meter | Net-metered residential rooftop and canopy |  | None | Trinity Solar | AC Electric | Accepted | 2020-09-22 | 2020-09-24 | 2021-10-30 | HANWHA | Q.PEAK DUO BLK-G6 340 | Solar Panels |  | 0.34 | 5 | 86 | 21 |  | Fixed | Roof
NJSTRE1545619080 |  | Transition Incentive Program | BLACKWOOD | 8012 | 14 | 9.52 | Residential | Yes | Behind the Meter | Net-metered residential rooftop and canopy |  | None | Trinity Solar | AC Electric | Accepted | 2020-09-22 | 2020-09-24 | 2021-10-30 | HANWHA | Q.PEAK DUO BLK-G6 340 | Solar Panels |  | 0.34 | 18 | 176 | 18 |  | Fixed | Roof
NJSTRE1545619080 |  | Transition Incentive Program | BLACKWOOD | 8012 | 14 | 9.52 | Residential | Yes | Behind the Meter | Net-metered residential rooftop and canopy |  | None | Trinity Solar | AC Electric | Accepted | 2020-09-22 | 2020-09-24 | 2021-10-30 | HANWHA | Q.PEAK DUO BLK-G6 340) | Solar Panels |  | 0.34 | 5 | 86 | 18 |  | Fixed | Roof
NJSTRE1545619085 |  | Transition Incentive Program | Englewood Cliffs | 7632 | 7 | 10.98 | Residential | Yes | Behind the Meter | Net-metered residential rooftop and canopy |  | None | Sunrun Installation Services, Inc. | PSE&G | Accepted | 2020-09-22 | 2020-09-24 | 2021-10-30 | Tesla | Powerwall 2 AC | Electric Storage Battery |  |  | 2 |  |  |  | Lithium Ion |  | outside
NJSTRE1545619085 |  | Transition Incentive Program | Englewood Cliffs | 7632 | 7 | 10.98 | Residential | Yes | Behind the Meter | Net-metered residential rooftop and canopy |  | None | Sunrun Installation Services, Inc. | PSE&G | Accepted | 2020-09-22 | 2020-09-24 | 2021-10-30 | Enphase Energy | IQ7-60-x-US (240V) | Inverters | 240 |  | 36 |  |  | 0.96 |  | Outdoor | Rooftop
NJSTRE1545619085 |  | Transition Incentive Program | Englewood Cliffs | 7632 | 7 | 10.98 | Residential | Yes | Behind the Meter | Net-metered residential rooftop and canopy |  | None | Sunrun Installation Services, Inc. | PSE&G | Accepted | 2020-09-22 | 2020-09-24 | 2021-10-30 | LONGi Green Energy Technology Co Ltd | LR6-60HPB-305M | Solar Panels |  | 0.305 | 18 | 308 | 18 |  | Fixed | Roof
NJSTRE1545619085 |  | Transition Incentive Program | Englewood Cliffs | 7632 | 7 | 10.98 | Residential | Yes | Behind the Meter | Net-metered residential rooftop and canopy |  | None | Sunrun Installation Services, Inc. | PSE&G | Accepted | 2020-09-22 | 2020-09-24 | 2021-10-30 | LONGi Green Energy Technology Co Ltd | LR6-60HPB-305M | Solar Panels |  | 0.305 | 6 | 36 | 19 |  | Fixed | Roof
NJSTRE1545619085 |  | Transition Incentive Program | Englewood Cliffs | 7632 | 7 | 10.98 | Residential | Yes | Behind the Meter | Net-metered residential rooftop and canopy |  | None | Sunrun Installation Services, Inc. | PSE&G | Accepted | 2020-09-22 | 2020-09-24 | 2021-10-30 | LONGi Green Energy Technology Co Ltd | LR6-60HPB-305M | Solar Panels |  | 0.305 | 12 | 219 | 17 |  | Fixed | Roof
NJSTRE1545619095 |  | Transition Incentive Program | Clementon | 8021 | 14 | 8.54 | Residential | Yes | Behind the Meter | Net-metered residential rooftop and canopy |  | None | Sunrun Installation Services, Inc. | AC Electric | Accepted | 2020-09-22 | 2020-09-24 | 2021-10-30 | Enphase Energy | IQ7-60-x-US (240V) | Inverters | 240 |  | 28 |  |  | 0.96 |  | Outdoor | Rooftop
NJSTRE1545619095 |  | Transition Incentive Program | Clementon | 8021 | 14 | 8.54 | Residential | Yes | Behind the Meter | Net-metered residential rooftop and canopy |  | None | Sunrun Installation Services, Inc. | AC Electric | Accepted | 2020-09-22 | 2020-09-24 | 2021-10-30 | LONGi Green Energy Technology Co Ltd | LR6-60HPB-305M | Solar Panels |  | 0.305 | 18 | 214 | 30 |  | Fixed | Roof
NJSTRE1545619095 |  | Transition Incentive Program | Clementon | 8021 | 14 | 8.54 | Residential | Yes | Behind the Meter | Net-metered residential rooftop and canopy |  | None | Sunrun Installation Services, Inc. | AC Electric | Accepted | 2020-09-22 | 2020-09-24 | 2021-10-30 | LONGi Green Energy Technology Co Ltd | LR6-60HPB-305M | Solar Panels |  | 0.305 | 8 | 33 | 30 |  | Fixed | Roof
NJSTRE1545619095 |  | Transition Incentive Program | Clementon | 8021 | 14 | 8.54 | Residential | Yes | Behind the Meter | Net-metered residential rooftop and canopy |  | None | Sunrun Installation Services, Inc. | AC Electric | Accepted | 2020-09-22 | 2020-09-24 | 2021-10-30 | LONGi Green Energy Technology Co Ltd | LR6-60HPB-305M | Solar Panels |  | 0.305 | 2 | 214 | 37 |  | Fixed | Roof
NJSTRE1545619097 |  | Transition Incentive Program | Watchung Boro | 7069 | 5 | 21.24 | Residential | No | Behind the Meter | Net-metered residential rooftop and canopy |  | None | Green Power Energy | PSE&G | Accepted | 2020-09-22 | 2020-09-24 | 2021-10-30 | Enphase Energy | IQ7PLUS-72-2-US | Inverters | 290 |  | 59 |  |  | 0.975 |  | Outside | 0.97
NJSTRE1545619097 |  | Transition Incentive Program | Watchung Boro | 7069 | 5 | 21.24 | Residential | No | Behind the Meter | Net-metered residential rooftop and canopy |  | None | Green Power Energy | PSE&G | Accepted | 2020-09-22 | 2020-09-24 | 2021-10-30 | LG Electronics | LG360Q1C-V5 | Solar Panels |  | 0.36 | 3 | 140 | 12 |  | Fixed | Roof
NJSTRE1545619097 |  | Transition Incentive Program | Watchung Boro | 7069 | 5 | 21.24 | Residential | No | Behind the Meter | Net-metered residential rooftop and canopy |  | None | Green Power Energy | PSE&G | Accepted | 2020-09-22 | 2020-09-24 | 2021-10-30 | LG Electronics | LG360Q1C-V5 | Solar Panels |  | 0.36 | 18 | 310 | 12 |  | Fixed | Roof
NJSTRE1545619097 |  | Transition Incentive Program | Watchung Boro | 7069 | 5 | 21.24 | Residential | No | Behind the Meter | Net-metered residential rooftop and canopy |  | None | Green Power Energy | PSE&G | Accepted | 2020-09-22 | 2020-09-24 | 2021-10-30 | LG Electronics | LG360Q1C-V5 | Solar Panels |  | 0.36 | 3 | 140 | 12 |  | Fixed | Roof
NJSTRE1545619097 |  | Transition Incentive Program | Watchung Boro | 7069 | 5 | 21.24 | Residential | No | Behind the Meter | Net-metered residential rooftop and canopy |  | None | Green Power Energy | PSE&G | Accepted | 2020-09-22 | 2020-09-24 | 2021-10-30 | LG Electronics | LG360Q1C-V5 | Solar Panels |  | 0.36 | 5 | 50 | 12 |  | Fixed | Roof
NJSTRE1545619097 |  | Transition Incentive Program | Watchung Boro | 7069 | 5 | 21.24 | Residential | No | Behind the Meter | Net-metered residential rooftop and canopy |  | None | Green Power Energy | PSE&G | Accepted | 2020-09-22 | 2020-09-24 | 2021-10-30 | LG Electronics | LG360Q1C-V5 | Solar Panels |  | 0.36 | 3 | 310 | 12 |  | Fixed | Roof
NJSTRE1545619097 |  | Transition Incentive Program | Watchung Boro | 7069 | 5 | 21.24 | Residential | No | Behind the Meter | Net-metered residential rooftop and canopy |  | None | Green Power Energy | PSE&G | Accepted | 2020-09-22 | 2020-09-24 | 2021-10-30 | LG Electronics | LG360Q1C-V5 | Solar Panels |  | 0.36 | 20 | 140 | 12 |  | Fixed | Roof
NJSTRE1545619097 |  | Transition Incentive Program | Watchung Boro | 7069 | 5 | 21.24 | Residential | No | Behind the Meter | Net-metered residential rooftop and canopy |  | None | Green Power Energy | PSE&G | Accepted | 2020-09-22 | 2020-09-24 | 2021-10-30 | LG Electronics | LG360Q1C-V5 | Solar Panels |  | 0.36 | 7 | 230 | 12 |  | Fixed | Roof
NJSTRE1545619098 |  | Transition Incentive Program | Linden | 7036 | 10 | 4.69 | Residential | Yes | Behind the Meter | Net-metered residential rooftop and canopy |  | None | Vision Solar LLC | PSE&G | Accepted | 2020-09-22 | 2020-09-24 | 2021-10-30 | ENPHASE | IQ7-60-2-US | Inverters | 0.24 |  | 14 |  |  | 0.96 |  | Other | BEHIND EACH PANEL
NJSTRE1545619098 |  | Transition Incentive Program | Linden | 7036 | 10 | 4.69 | Residential | Yes | Behind the Meter | Net-metered residential rooftop and canopy |  | None | Vision Solar LLC | PSE&G | Accepted | 2020-09-22 | 2020-09-24 | 2021-10-30 | HANWHA Q-CELLS | Q.PEAK DUO-G6+ 335 | Solar Panels |  | 0.335 | 5 | 128 | 26 |  | Fixed | Roof
NJSTRE1545619098 |  | Transition Incentive Program | Linden | 7036 | 10 | 4.69 | Residential | Yes | Behind the Meter | Net-metered residential rooftop and canopy |  | None | Vision Solar LLC | PSE&G | Accepted | 2020-09-22 | 2020-09-24 | 2021-10-30 | HANWHA Q-CELLS | Q.PEAK DUO-G6+ 335 | Solar Panels |  | 0.335 | 9 | 218 | 26 |  | Fixed | Roof
NJSTRE1545619102 |  | Transition Incentive Program | East Brunswick TWP | 8850 | 11 | 7.48 | Residential | No | Behind the Meter | Net-metered residential rooftop and canopy |  | None | Tesla Energy Operations Inc. | PSE&G | Accepted | 2020-09-22 | 2020-09-24 | 2021-10-30 | SolarEdge Technologies | SE7600H-US [240V] | Inverters | 7600 |  | 1 |  |  | 0.99 |  | Indoor | Inside
NJSTRE1545619102 |  | Transition Incentive Program | East Brunswick TWP | 8850 | 11 | 7.48 | Residential | No | Behind the Meter | Net-metered residential rooftop and canopy |  | None | Tesla Energy Operations Inc. | PSE&G | Accepted | 2020-09-22 | 2020-09-24 | 2021-10-30 | Hanwha Q-CELLS | Q.Peak DUO BLK-G6+ 340 | Solar Panels |  | 0.34 | 11 | 199 | 23 |  | Fixed | Roof
NJSTRE1545619102 |  | Transition Incentive Program | East Brunswick TWP | 8850 | 11 | 7.48 | Residential | No | Behind the Meter | Net-metered residential rooftop and canopy |  | None | Tesla Energy Operations Inc. | PSE&G | Accepted | 2020-09-22 | 2020-09-24 | 2021-10-30 | Hanwha Q-CELLS | Q.Peak DUO BLK-G6+ 340 | Solar Panels |  | 0.34 | 2 | 289 | 23 |  | Fixed | Roof
NJSTRE1545619102 |  | Transition Incentive Program | East Brunswick TWP | 8850 | 11 | 7.48 | Residential | No | Behind the Meter | Net-metered residential rooftop and canopy |  | None | Tesla Energy Operations Inc. | PSE&G | Accepted | 2020-09-22 | 2020-09-24 | 2021-10-30 | Hanwha Q-CELLS | Q.Peak DUO BLK-G6+ 340 | Solar Panels |  | 0.34 | 9 | 199 | 23 |  | Fixed | Roof
NJSTRE1545619108 |  | Transition Incentive Program | Lincroft | 7738 | 17 | 12.5 | Residential | Yes | Behind the Meter | Net-metered residential rooftop and canopy |  | None | Freedom Forever New Jersey, LLC | JCP&L | Accepted | 2020-09-24 | 2020-09-25 | 2021-10-30 | Solar Edge | SE7600H-US [SI1] RGM | Inverters | 32 |  | 2 |  |  | 0.99 |  | Outdoor | N/A
NJSTRE1545619108 |  | Transition Incentive Program | Lincroft | 7738 | 17 | 12.5 | Residential | Yes | Behind the Meter | Net-metered residential rooftop and canopy |  | None | Freedom Forever New Jersey, LLC | JCP&L | Accepted | 2020-09-24 | 2020-09-25 | 2021-10-30 | Hanwha Qcell | Q.PLUS BFR-G4.1- 290 | Solar Panels |  | 0.29 | 4 | 99 | 30 |  | Fixed | Roof | Roof
NJSTRE1545619108 |  | Transition Incentive Program | Lincroft | 7738 | 17 | 12.5 | Residential | Yes | Behind the Meter | Net-metered residential rooftop and canopy |  | None | Freedom Forever New Jersey, LLC | JCP&L | Accepted | 2020-09-24 | 2020-09-25 | 2021-10-30 | Longi | LR6-60HPB-315M | Solar Panels |  | 0.315 | 4 | 99 | 30 |  | Fixed | Roof | n/a
NJSTRE1545619108 |  | Transition Incentive Program | Lincroft | 7738 | 17 | 12.5 | Residential | Yes | Behind the Meter | Net-metered residential rooftop and canopy |  | None | Freedom Forever New Jersey, LLC | JCP&L | Accepted | 2020-09-24 | 2020-09-25 | 2021-10-30 | Longi | LR6-60HPB-315M | Solar Panels |  | 0.315 | 6 | 189 | 45 |  | Fixed | Roof | Roof
NJSTRE1545619108 |  | Transition Incentive Program | Lincroft | 7738 | 17 | 12.5 | Residential | Yes | Behind the Meter | Net-metered residential rooftop and canopy |  | None | Freedom Forever New Jersey, LLC | JCP&L | Accepted | 2020-09-24 | 2020-09-25 | 2021-10-30 | Longi | LR6-60HPB-315M | Solar Panels |  | 0.315 | 26 | 99 | 30 |  | Fixed | Roof | Roof
NJSTRE1545619114 |  | Transition Incentive Program | Oxford Township | 7863 | 2 | 8.24 | Residential | No | Behind the Meter | Net-metered residential rooftop and canopy |  | None | Sunrun, Inc. | JCP&L | Accepted | 2020-09-22 | 2020-09-24 | 2021-10-30 | Tesla | Powerwall 2 AC | Electric Storage Battery |  |  | 1 |  |  |  | Lithium Ion |  | outside
NJSTRE1545619114 |  | Transition Incentive Program | Oxford Township | 7863 | 2 | 8.24 | Residential | No | Behind the Meter | Net-metered residential rooftop and canopy |  | None | Sunrun, Inc. | JCP&L | Accepted | 2020-09-22 | 2020-09-24 | 2021-10-30 | Enphase Energy | IQ7-60-x-US (240V) | Inverters | 240 |  | 27 |  |  | 0.96 |  | Outdoor | Rooftop
NJSTRE1545619114 |  | Transition Incentive Program | Oxford Township | 7863 | 2 | 8.24 | Residential | No | Behind the Meter | Net-metered residential rooftop and canopy |  | None | Sunrun, Inc. | JCP&L | Accepted | 2020-09-22 | 2020-09-24 | 2021-10-30 | LONGi Green Energy Technology Co Ltd | LR6-60HPB-305M | Solar Panels |  | 0.305 | 10 | 178 | 30 |  | Fixed | Roof
NJSTRE1545619114 |  | Transition Incentive Program | Oxford Township | 7863 | 2 | 8.24 | Residential | No | Behind the Meter | Net-metered residential rooftop and canopy |  | None | Sunrun, Inc. | JCP&L | Accepted | 2020-09-22 | 2020-09-24 | 2021-10-30 | LONGi Green Energy Technology Co Ltd | LR6-60HPB-305M | Solar Panels |  | 0.305 | 17 | 360 | 30 |  | Fixed | Roof
NJSTRE1545619117 |  | Transition Incentive Program | UPPER SADDLE RV | 7458 | 7 | 16.32 | Residential | Yes | Behind the Meter | Net-metered residential rooftop and canopy |  | None | Tesla Energy Operations Inc | Orange Rockland Electric | Accepted | 2020-09-22 | 2020-09-24 | 2021-10-30 | Tesla | AC Powerwall 2.0 | Electric Storage Battery |  |  | 4 |  |  |  | Lithium Ion |  | Inside
NJSTRE1545619117 |  | Transition Incentive Program | UPPER SADDLE RV | 7458 | 7 | 16.32 | Residential | Yes | Behind the Meter | Net-metered residential rooftop and canopy |  | None | Tesla Energy Operations Inc | Orange Rockland Electric | Accepted | 2020-09-22 | 2020-09-24 | 2021-10-30 | Solaredge Technologies | SE7600H-US [240V] | Inverters | 7.6 |  | 2 |  |  | 0.99 |  | Indoor | Indoor
NJSTRE1545619117 |  | Transition Incentive Program | UPPER SADDLE RV | 7458 | 7 | 16.32 | Residential | Yes | Behind the Meter | Net-metered residential rooftop and canopy |  | None | Tesla Energy Operations Inc | Orange Rockland Electric | Accepted | 2020-09-22 | 2020-09-24 | 2021-10-30 | Hanwha Q Cells | Q.Peak DUO BLK-G6+ 340 | Solar Panels |  | 0.34 | 8 | 36 | 31 |  | Fixed | Roof
NJSTRE1545619117 |  | Transition Incentive Program | UPPER SADDLE RV | 7458 | 7 | 16.32 | Residential | Yes | Behind the Meter | Net-metered residential rooftop and canopy |  | None | Tesla Energy Operations Inc | Orange Rockland Electric | Accepted | 2020-09-22 | 2020-09-24 | 2021-10-30 | Hanwha Q Cells | Q.Peak DUO BLK-G6+ 340 | Solar Panels |  | 0.34 | 30 | 82 | 30 |  | Fixed | Roof
NJSTRE1545619117 |  | Transition Incentive Program | UPPER SADDLE RV | 7458 | 7 | 16.32 | Residential | Yes | Behind the Meter | Net-metered residential rooftop and canopy |  | None | Tesla Energy Operations Inc | Orange Rockland Electric | Accepted | 2020-09-22 | 2020-09-24 | 2021-10-30 | Hanwha Q Cells | Q.Peak DUO BLK-G6+ 340 | Solar Panels |  | 0.34 | 10 | 129 | 28 |  | Fixed | Roof
NJSTRE1545619119 |  | Transition Incentive Program | Pleasantville | 8232 | 19 | 4.55 | Residential | Yes | Behind the Meter | Net-metered residential rooftop and canopy |  | None | Pro Custom Solar dba Momentum Solar | AC Electric | Accepted | 2020-09-22 | 2020-09-24 | 2021-10-30 | Enphase | IQ7PLUS-72-2-US | Inverters | 290 |  | 13 |  |  | 0.97 |  | Outdoor | Roof
NJSTRE1545619119 |  | Transition Incentive Program | Pleasantville | 8232 | 19 | 4.55 | Residential | Yes | Behind the Meter | Net-metered residential rooftop and canopy |  | None | Pro Custom Solar dba Momentum Solar | AC Electric | Accepted | 2020-09-22 | 2020-09-24 | 2021-10-30 | LG | LG 350N1C-V5 | Solar Panels |  | 0.35 | 11 | 206 | 21 |  | Fixed | Roof
NJSTRE1545619119 |  | Transition Incentive Program | Pleasantville | 8232 | 19 | 4.55 | Residential | Yes | Behind the Meter | Net-metered residential rooftop and canopy |  | None | Pro Custom Solar dba Momentum Solar | AC Electric | Accepted | 2020-09-22 | 2020-09-24 | 2021-10-30 | LG | LG 350N1C-V5 | Solar Panels |  | 0.35 | 2 | 206 | 8 |  | Fixed | Roof
NJSTRE1545619132 |  | Transition Incentive Program | Bergenfield Boro | 7621 | 7 | 4.06 | Residential | Yes | Behind the Meter | Net-metered residential rooftop and canopy |  | None | Freedom Forever New Jersey, LLC | PSE&G | Accepted | 2020-09-30 | 2020-10-05 | 2021-10-30 | Solar Edge | SE3800H-US [SI1] RGM | Inverters | 16 |  | 1 |  |  | 0.99 |  | Outdoor | N/A
NJSTRE1545619132 |  | Transition Incentive Program | Bergenfield Boro | 7621 | 7 | 4.06 | Residential | Yes | Behind the Meter | Net-metered residential rooftop and canopy |  | None | Freedom Forever New Jersey, LLC | PSE&G | Accepted | 2020-09-30 | 2020-10-05 | 2021-10-30 | Hanwha Qcell | Q.PLUS BFR-G4.1- 290 | Solar Panels |  | 0.29 | 8 | 89 | 17 |  | Fixed | Roof | Roof
NJSTRE1545619132 |  | Transition Incentive Program | Bergenfield Boro | 7621 | 7 | 4.06 | Residential | Yes | Behind the Meter | Net-metered residential rooftop and canopy |  | None | Freedom Forever New Jersey, LLC | PSE&G | Accepted | 2020-09-30 | 2020-10-05 | 2021-10-30 | Hanwha Qcell | Q.PLUS BFR-G4.1- 290 | Solar Panels |  | 0.29 | 6 | 269 | 6 |  | Fixed | Roof | Roof
NJSTRE1545619133 |  | Transition Incentive Program | Plainfield | 7060 | 10 | 9.75 | Residential | Yes | Behind the Meter | Net-metered residential rooftop and canopy |  | None | Vivint Solar Developer, LLC | PSE&G | Accepted | 2020-09-24 | 2020-09-29 | 2021-10-30 | Solar Edge | SE7600H-US | Inverters | 7600 |  | 1 |  |  | 0.992 |  | Outdoor | Near the Utility Meter
NJSTRE1545619133 |  | Transition Incentive Program | Plainfield | 7060 | 10 | 9.75 | Residential | Yes | Behind the Meter | Net-metered residential rooftop and canopy |  | None | Vivint Solar Developer, LLC | PSE&G | Accepted | 2020-09-24 | 2020-09-29 | 2021-10-30 | JINKO SOLAR | JKM325M-60HBL | Solar Panels |  | 0.325 | 22 | 132 | 28 |  | Fixed | Roof
NJSTRE1545619133 |  | Transition Incentive Program | Plainfield | 7060 | 10 | 9.75 | Residential | Yes | Behind the Meter | Net-metered residential rooftop and canopy |  | None | Vivint Solar Developer, LLC | PSE&G | Accepted | 2020-09-24 | 2020-09-29 | 2021-10-30 | JINKO SOLAR | JKM325M-60HBL | Solar Panels |  | 0.325 | 8 | 222 | 28 |  | Fixed | Roof
NJSTRE1545619135 |  | Transition Incentive Program | Emerson | 7630 | 7 | 11.38 | Residential | No | Behind the Meter | Net-metered residential rooftop and canopy |  | None | Vivint Solar Developer, LLC | PSE&G | Accepted | 2020-09-22 | 2020-09-25 | 2021-10-30 | Solar Edge | SE7600H-US | Inverters | 7600 |  | 1 |  |  | 0.992 |  | Outdoor | Near the Utility Meter
NJSTRE1545619135 |  | Transition Incentive Program | Emerson | 7630 | 7 | 11.38 | Residential | No | Behind the Meter | Net-metered residential rooftop and canopy |  | None | Vivint Solar Developer, LLC | PSE&G | Accepted | 2020-09-22 | 2020-09-25 | 2021-10-30 | Jinko Solar | JKM325M-60HBL | Solar Panels |  | 0.325 | 3 | 103 | 27 |  | Fixed | Roof
NJSTRE1545619135 |  | Transition Incentive Program | Emerson | 7630 | 7 | 11.38 | Residential | No | Behind the Meter | Net-metered residential rooftop and canopy |  | None | Vivint Solar Developer, LLC | PSE&G | Accepted | 2020-09-22 | 2020-09-25 | 2021-10-30 | Jinko Solar | JKM325M-60HBL | Solar Panels |  | 0.325 | 4 | 103 | 27 |  | Fixed | Roof
NJSTRE1545619135 |  | Transition Incentive Program | Emerson | 7630 | 7 | 11.38 | Residential | No | Behind the Meter | Net-metered residential rooftop and canopy |  | None | Vivint Solar Developer, LLC | PSE&G | Accepted | 2020-09-22 | 2020-09-25 | 2021-10-30 | Jinko Solar | JKM325M-60HBL | Solar Panels |  | 0.325 | 4 | 103 | 27 |  | Fixed | Roof
NJSTRE1545619135 |  | Transition Incentive Program | Emerson | 7630 | 7 | 11.38 | Residential | No | Behind the Meter | Net-metered residential rooftop and canopy |  | None | Vivint Solar Developer, LLC | PSE&G | Accepted | 2020-09-22 | 2020-09-25 | 2021-10-30 | Jinko Solar | JKM325M-60HBL | Solar Panels |  | 0.325 | 24 | 283 | 27 |  | Fixed | Roof
NJSTRE1545619143 |  | Transition Incentive Program | Toms River | 8753 | 18 | 9.1 | Residential | Yes | Behind the Meter | Net-metered residential rooftop and canopy |  | None | Pro Custom Solar dba Momentum Solar | JCP&L | Accepted | 2020-09-22 | 2020-09-24 | 2021-10-30 | Enphase | IQ7PLUS-72-2-US | Inverters | 290 |  | 26 |  |  | 0.97 |  | Outdoor | Roof
NJSTRE1545619143 |  | Transition Incentive Program | Toms River | 8753 | 18 | 9.1 | Residential | Yes | Behind the Meter | Net-metered residential rooftop and canopy |  | None | Pro Custom Solar dba Momentum Solar | JCP&L | Accepted | 2020-09-22 | 2020-09-24 | 2021-10-30 | LG | LG 350N1C-V5 | Solar Panels |  | 0.35 | 26 | 181 | 20 |  | Fixed | Roof
NJSTRE1545619152 |  | Transition Incentive Program | Hillsborough | 8844 | 5 | 11.56 | Residential | No | Behind the Meter | Net-metered residential rooftop and canopy |  | PSEG | Maier Engineering dba Solar Me | PSE&G | Accepted | 2020-09-22 | 2020-09-29 | 2021-10-30 | Enphase | IQ7+ | Inverters | 290 |  | 34 |  |  | 0.96 |  | Outdoor | Next to meter
NJSTRE1545619152 |  | Transition Incentive Program | Hillsborough | 8844 | 5 | 11.56 | Residential | No | Behind the Meter | Net-metered residential rooftop and canopy |  | PSEG | Maier Engineering dba Solar Me | PSE&G | Accepted | 2020-09-22 | 2020-09-29 | 2021-10-30 | Hanwha | Q.PEAK DUO BLK-G6 340W | Solar Panels |  | 0.34 | 6 | 97 | 0.36 |  | Fixed | Roof
NJSTRE1545619152 |  | Transition Incentive Program | Hillsborough | 8844 | 5 | 11.56 | Residential | No | Behind the Meter | Net-metered residential rooftop and canopy |  | PSEG | Maier Engineering dba Solar Me | PSE&G | Accepted | 2020-09-22 | 2020-09-29 | 2021-10-30 | Hanwha | Q.PEAK DUO BLK-G6 340W | Solar Panels |  | 0.34 | 10 | 187 | 45 |  | Fixed | Roof
NJSTRE1545619152 |  | Transition Incentive Program | Hillsborough | 8844 | 5 | 11.56 | Residential | No | Behind the Meter | Net-metered residential rooftop and canopy |  | PSEG | Maier Engineering dba Solar Me | PSE&G | Accepted | 2020-09-22 | 2020-09-29 | 2021-10-30 | Hanwha | Q.PEAK DUO BLK-G6 340W | Solar Panels |  | 0.34 | 5 | 187 | 45 |  | Fixed | Roof
NJSTRE1545619152 |  | Transition Incentive Program | Hillsborough | 8844 | 5 | 11.56 | Residential | No | Behind the Meter | Net-metered residential rooftop and canopy |  | PSEG | Maier Engineering dba Solar Me | PSE&G | Accepted | 2020-09-22 | 2020-09-29 | 2021-10-30 | Hanwha | Q.PEAK DUO BLK-G6 340W | Solar Panels |  | 0.34 | 13 | 97 | 36 |  | Fixed | Roof
NJSTRE1545619153 |  | Transition Incentive Program | PRINCETON | 8550 | 12 | 6.7 | Residential | No | Behind the Meter | Net-metered residential rooftop and canopy |  | None | Vision Solar LLC | JCP&L | Accepted | 2020-09-22 | 2020-09-24 | 2021-10-30 | ENPHASE | IQ7-60-2-US | Inverters | 0.24 |  | 20 |  |  | 0.96 |  | Other | BEHIND EACH PANEL
NJSTRE1545619153 |  | Transition Incentive Program | PRINCETON | 8550 | 12 | 6.7 | Residential | No | Behind the Meter | Net-metered residential rooftop and canopy |  | None | Vision Solar LLC | JCP&L | Accepted | 2020-09-22 | 2020-09-24 | 2021-10-30 | HANWHA Q-CELLS | Q.PEAK DUO-G6+ 335 | Solar Panels |  | 0.335 | 20 | 183 | 40 |  | Fixed | Roof
NJSTRE1545619159 |  | Transition Incentive Program | Long Branch | 7740 | 17 | 7.93 | Residential | Yes | Behind the Meter | Net-metered residential rooftop and canopy |  | None | Sunrun Installation Services, Inc. | JCP&L | Accepted | 2020-09-22 | 2020-09-24 | 2021-10-30 | Enphase Energy | IQ7-60-x-US (240V) | Inverters | 240 |  | 26 |  |  | 0.96 |  | Outdoor | Rooftop
NJSTRE1545619159 |  | Transition Incentive Program | Long Branch | 7740 | 17 | 7.93 | Residential | Yes | Behind the Meter | Net-metered residential rooftop and canopy |  | None | Sunrun Installation Services, Inc. | JCP&L | Accepted | 2020-09-22 | 2020-09-24 | 2021-10-30 | LONGi Green Energy Technology Co Ltd | LR6-60HPB-305M | Solar Panels |  | 0.305 | 6 | 152 | 30 |  | Fixed | Roof
NJSTRE1545619159 |  | Transition Incentive Program | Long Branch | 7740 | 17 | 7.93 | Residential | Yes | Behind the Meter | Net-metered residential rooftop and canopy |  | None | Sunrun Installation Services, Inc. | JCP&L | Accepted | 2020-09-22 | 2020-09-24 | 2021-10-30 | LONGi Green Energy Technology Co Ltd | LR6-60HPB-305M | Solar Panels |  | 0.305 | 20 | 332 | 30 |  | Fixed | Roof
NJSTRE1545619164 |  | Transition Incentive Program | Newark | 7108 | 9 | 3.85 | Residential | Yes | Behind the Meter | Net-metered residential rooftop and canopy |  | None | Pro Custom Solar dba Momentum Solar | PSE&G | Accepted | 2020-09-22 | 2020-09-24 | 2021-10-30 | Enphase | IQ7PLUS-72-2-US | Inverters | 290 |  | 11 |  |  | 0.97 |  | Outdoor | Roof
NJSTRE1545619164 |  | Transition Incentive Program | Newark | 7108 | 9 | 3.85 | Residential | Yes | Behind the Meter | Net-metered residential rooftop and canopy |  | None | Pro Custom Solar dba Momentum Solar | PSE&G | Accepted | 2020-09-22 | 2020-09-24 | 2021-10-30 | LG | LG 350N1C-V5 | Solar Panels |  | 0.35 | 9 | 209 | 30 |  | Fixed | Roof
NJSTRE1545619164 |  | Transition Incentive Program | Newark | 7108 | 9 | 3.85 | Residential | Yes | Behind the Meter | Net-metered residential rooftop and canopy |  | None | Pro Custom Solar dba Momentum Solar | PSE&G | Accepted | 2020-09-22 | 2020-09-24 | 2021-10-30 | LG | LG 350N1C-V5 | Solar Panels |  | 0.35 | 2 | 209 | 30 |  | Fixed | Roof
NJSTRE1545619166 |  | Transition Incentive Program | Ringwood | 7456 | 6 | 15.5 | Residential | Yes | Behind the Meter | Net-metered residential rooftop and canopy |  | None | Bright Planet Solar | South River | Accepted | 2020-09-22 | 2020-09-25 | 2021-10-30 | SOLAR EDGE | SE6000H-USRGM | Inverters | 6000 |  | 2 |  |  | 0.98 |  | Outdoor | OUTSIDE
NJSTRE1545619166 |  | Transition Incentive Program | Ringwood | 7456 | 6 | 15.5 | Residential | Yes | Behind the Meter | Net-metered residential rooftop and canopy |  | None | Bright Planet Solar | South River | Accepted | 2020-09-22 | 2020-09-25 | 2021-10-30 | LONGI | LR6-60HPB-310M | Solar Panels |  | 0.31 | 21 | 252 | 22 |  | Fixed | Roof
NJSTRE1545619166 |  | Transition Incentive Program | Ringwood | 7456 | 6 | 15.5 | Residential | Yes | Behind the Meter | Net-metered residential rooftop and canopy |  | None | Bright Planet Solar | South River | Accepted | 2020-09-22 | 2020-09-25 | 2021-10-30 | LONGI | LR6-60HPB-310M | Solar Panels |  | 0.31 | 10 | 252 | 22 |  | Fixed | Roof
NJSTRE1545619166 |  | Transition Incentive Program | Ringwood | 7456 | 6 | 15.5 | Residential | Yes | Behind the Meter | Net-metered residential rooftop and canopy |  | None | Bright Planet Solar | South River | Accepted | 2020-09-22 | 2020-09-25 | 2021-10-30 | LONGI | LR6-60HPB-310M | Solar Panels |  | 0.31 | 19 | 72 | 22 |  | Fixed | Roof
NJSTRE1545619168 |  | Transition Incentive Program | IRVINGTON | 7111 | 9 | 6.5 | Residential | Yes | Behind the Meter | Net-metered residential rooftop and canopy |  | None | Vivint Solar Developer, LLC | PSE&G | Accepted | 2020-09-24 | 2020-09-25 | 2021-10-30 | Solar Edge | SE7600H-US | Inverters | 7600 |  | 1 |  |  | 0.992 |  | Outdoor | Near the Utility Meter
NJSTRE1545619168 |  | Transition Incentive Program | IRVINGTON | 7111 | 9 | 6.5 | Residential | Yes | Behind the Meter | Net-metered residential rooftop and canopy |  | None | Vivint Solar Developer, LLC | PSE&G | Accepted | 2020-09-24 | 2020-09-25 | 2021-10-30 | JINKO SOLAR | JKM325M-60HBL | Solar Panels |  | 0.325 | 16 | 138 | 34 |  | Fixed | Roof
NJSTRE1545619168 |  | Transition Incentive Program | IRVINGTON | 7111 | 9 | 6.5 | Residential | Yes | Behind the Meter | Net-metered residential rooftop and canopy |  | None | Vivint Solar Developer, LLC | PSE&G | Accepted | 2020-09-24 | 2020-09-25 | 2021-10-30 | JINKO SOLAR | JKM325M-60HBL | Solar Panels |  | 0.325 | 4 | 318 | 13 |  | Fixed | Roof
NJSTRE1545619178 |  | Transition Incentive Program | Nutley | 7110 | 9 | 3.69 | Residential | No | Behind the Meter | Net-metered residential rooftop and canopy |  | PSEG | Vision Solar LLC | PSE&G | Accepted | 2020-09-22 | 2020-09-24 | 2021-10-30 | ENPHASE | IQ7-60-2-US | Inverters | 0.24 |  | 11 |  |  | 0.96 |  | Other | BEHIND EACH PANEL
NJSTRE1545619178 |  | Transition Incentive Program | Nutley | 7110 | 9 | 3.69 | Residential | No | Behind the Meter | Net-metered residential rooftop and canopy |  | PSEG | Vision Solar LLC | PSE&G | Accepted | 2020-09-22 | 2020-09-24 | 2021-10-30 | HANWHA Q-CELLS | Q.PEAK DUO-G6+ 335 | Solar Panels |  | 0.335 | 11 | 196 | 10 |  | Fixed | Roof
NJSTRE1545619180 |  | Transition Incentive Program | Great Meadows | 7838 | 2 | 4.8 | Residential | No | Behind the Meter | Net-metered residential rooftop and canopy |  | None | United Solar LLC | JCP&L | Accepted | 2020-09-22 | 2020-09-25 | 2021-10-30 | ap systems | ecu-r | Meters |  |  | 1 |  |  |  | Yes | Outdoor
NJSTRE1545619180 |  | Transition Incentive Program | Great Meadows | 7838 | 2 | 4.8 | Residential | No | Behind the Meter | Net-metered residential rooftop and canopy |  | None | United Solar LLC | JCP&L | Accepted | 2020-09-22 | 2020-09-25 | 2021-10-30 | ap systems | yc600 (240V) | Inverters | 320 |  | 8 |  |  | 0.965 |  | Outside | roof
NJSTRE1545619180 |  | Transition Incentive Program | Great Meadows | 7838 | 2 | 4.8 | Residential | No | Behind the Meter | Net-metered residential rooftop and canopy |  | None | United Solar LLC | JCP&L | Accepted | 2020-09-22 | 2020-09-25 | 2021-10-30 | axitec | ac/320p | Solar Panels |  | 0.32 | 15 | 148 | 20 |  | Fixed | Roof
NJSTRE1545619183 |  | Transition Incentive Program | Manalapan Township | 7726 | 17 | 5.95 | Residential | No | Behind the Meter | Net-metered residential rooftop and canopy |  | None | Pro Custom Solar dba Momentum Solar | JCP&L | Accepted | 2020-09-22 | 2020-09-24 | 2021-10-30 | Enphase | IQ7PLUS-72-2-US | Inverters | 290 |  | 17 |  |  | 0.97 |  | Outdoor | Roof
NJSTRE1545619183 |  | Transition Incentive Program | Manalapan Township | 7726 | 17 | 5.95 | Residential | No | Behind the Meter | Net-metered residential rooftop and canopy |  | None | Pro Custom Solar dba Momentum Solar | JCP&L | Accepted | 2020-09-22 | 2020-09-24 | 2021-10-30 | LG | LG 350N1C-V5 | Solar Panels |  | 0.35 | 17 | 162 | 21 |  | Fixed | Roof
NJSTRE1545619214 |  | Transition Incentive Program | Turnerville | 8012 | 14 | 24.75 | Residential | No | Behind the Meter | Net-metered residential rooftop and canopy |  | None | Sun Up Zero Down | AC Electric | Accepted | 2020-09-24 | 2020-09-24 | 2021-10-30 | Hialeah | Cl200 | Meters |  |  | 1 |  |  |  | Yes | Outdoor
NJSTRE1545619214 |  | Transition Incentive Program | Turnerville | 8012 | 14 | 24.75 | Residential | No | Behind the Meter | Net-metered residential rooftop and canopy |  | None | Sun Up Zero Down | AC Electric | Accepted | 2020-09-24 | 2020-09-24 | 2021-10-30 | Solaredge | SE7600H-US | Inverters | 7600 |  | 1 |  |  | 0.98 |  | Outside | next to utility meter
NJSTRE1545619214 |  | Transition Incentive Program | Turnerville | 8012 | 14 | 24.75 | Residential | No | Behind the Meter | Net-metered residential rooftop and canopy |  | None | Sun Up Zero Down | AC Electric | Accepted | 2020-09-24 | 2020-09-24 | 2021-10-30 | Solaredge | SE11400H-US | Inverters | 11400 |  | 1 |  |  | 0.98 |  | Outside | next to utility meter
NJSTRE1545619214 |  | Transition Incentive Program | Turnerville | 8012 | 14 | 24.75 | Residential | No | Behind the Meter | Net-metered residential rooftop and canopy |  | None | Sun Up Zero Down | AC Electric | Accepted | 2020-09-24 | 2020-09-24 | 2021-10-30 | REC | REC330TP3M | Solar Panels |  | 0.33 | 12 | 133 | 37 |  | Fixed | Roof
NJSTRE1545619214 |  | Transition Incentive Program | Turnerville | 8012 | 14 | 24.75 | Residential | No | Behind the Meter | Net-metered residential rooftop and canopy |  | None | Sun Up Zero Down | AC Electric | Accepted | 2020-09-24 | 2020-09-24 | 2021-10-30 | REC | REC330TP3M | Solar Panels |  | 0.33 | 59 | 223 | 61 |  | Fixed | Roof
NJSTRE1545619214 |  | Transition Incentive Program | Turnerville | 8012 | 14 | 24.75 | Residential | No | Behind the Meter | Net-metered residential rooftop and canopy |  | None | Sun Up Zero Down | AC Electric | Accepted | 2020-09-24 | 2020-09-24 | 2021-10-30 | REC | REC330TP3M | Solar Panels |  | 0.33 | 4 | 133 | 37 |  | Fixed | Roof
NJSTRE1545619314 |  | Transition Incentive Program | North Bergen TWP | 7047 | 8 | 11.39 | Residential | No | Behind the Meter | Net-metered residential rooftop and canopy |  | None | Palmetto Solar LLC | PSE&G | Accepted | 2020-09-22 | 2020-09-24 | 2021-10-30 | SolarEdge Technologies | SE10000H-US | Meters | 10000 |  | 1 |  |  |  | Yes | Outdoor
NJSTRE1545619314 |  | Transition Incentive Program | North Bergen TWP | 7047 | 8 | 11.39 | Residential | No | Behind the Meter | Net-metered residential rooftop and canopy |  | None | Palmetto Solar LLC | PSE&G | Accepted | 2020-09-22 | 2020-09-24 | 2021-10-30 | SolarEdge Technologies | SE10000H-US | Inverters | 10000 |  | 1 |  |  | 0.99 |  | Outside | side of the house
NJSTRE1545619314 |  | Transition Incentive Program | North Bergen TWP | 7047 | 8 | 11.39 | Residential | No | Behind the Meter | Net-metered residential rooftop and canopy |  | None | Palmetto Solar LLC | PSE&G | Accepted | 2020-09-22 | 2020-09-24 | 2021-10-30 | LG | 335N1C-A5 | Solar Panels |  | 0.335 | 23 | 207 | 19 |  | Fixed | Roof
NJSTRE1545619314 |  | Transition Incentive Program | North Bergen TWP | 7047 | 8 | 11.39 | Residential | No | Behind the Meter | Net-metered residential rooftop and canopy |  | None | Palmetto Solar LLC | PSE&G | Accepted | 2020-09-22 | 2020-09-24 | 2021-10-30 | LG | 335N1C-A5 | Solar Panels |  | 0.335 | 3 | 227 | 19 |  | Fixed | Roof
NJSTRE1545619314 |  | Transition Incentive Program | North Bergen TWP | 7047 | 8 | 11.39 | Residential | No | Behind the Meter | Net-metered residential rooftop and canopy |  | None | Palmetto Solar LLC | PSE&G | Accepted | 2020-09-22 | 2020-09-24 | 2021-10-30 | LG | 335N1C-A5 | Solar Panels |  | 0.335 | 4 | 297 | 19 |  | Fixed | Roof
NJSTRE1545619314 |  | Transition Incentive Program | North Bergen TWP | 7047 | 8 | 11.39 | Residential | No | Behind the Meter | Net-metered residential rooftop and canopy |  | None | Palmetto Solar LLC | PSE&G | Accepted | 2020-09-22 | 2020-09-24 | 2021-10-30 | LG | 335N1C-A5 | Solar Panels |  | 0.335 | 4 | 117 | 19 |  | Fixed | Roof
NJSTRE1545619342 |  | Transition Incentive Program | EGG HARBOR TOWNSHIP | 8234 | 19 | 5.9 | Residential | Yes | Behind the Meter | Net-metered residential rooftop and canopy |  | None | Bright Planet Solar | AC Electric | Accepted | 2020-09-22 | 2020-09-25 | 2021-10-30 | SOLAR EDGE | SE5000H-USRGM | Inverters | 5000 |  | 1 |  |  | 0.98 |  | Outdoor | OUTSIDE
NJSTRE1545619342 |  | Transition Incentive Program | EGG HARBOR TOWNSHIP | 8234 | 19 | 5.9 | Residential | Yes | Behind the Meter | Net-metered residential rooftop and canopy |  | None | Bright Planet Solar | AC Electric | Accepted | 2020-09-22 | 2020-09-25 | 2021-10-30 | HANWHA Q-CELLS | Q.PEAK BLK-G5.1 295W | Solar Panels |  | 0.295 | 20 | 188 | 18 |  | Fixed | Roof
NJSTRE1545619346 |  | Transition Incentive Program | East Brunswick | 8816 | 11 | 9.52 | Residential | No | Behind the Meter | Net-metered residential rooftop and canopy |  | None | Tesla Energy Operations Inc. | JCP&L | Accepted | 2020-09-22 | 2020-09-24 | 2021-10-30 | SolarEdge Technologies | SE10000H-US [240V] | Inverters | 10000 |  | 1 |  |  | 0.99 |  | Outside | Outside
NJSTRE1545619346 |  | Transition Incentive Program | East Brunswick | 8816 | 11 | 9.52 | Residential | No | Behind the Meter | Net-metered residential rooftop and canopy |  | None | Tesla Energy Operations Inc. | JCP&L | Accepted | 2020-09-22 | 2020-09-24 | 2021-10-30 | Hanwha Q-CELLS | Q.Peak DUO BLK-G6+ 340 | Solar Panels |  | 0.34 | 8 | 178 | 34 |  | Fixed | Roof
NJSTRE1545619346 |  | Transition Incentive Program | East Brunswick | 8816 | 11 | 9.52 | Residential | No | Behind the Meter | Net-metered residential rooftop and canopy |  | None | Tesla Energy Operations Inc. | JCP&L | Accepted | 2020-09-22 | 2020-09-24 | 2021-10-30 | Hanwha Q-CELLS | Q.Peak DUO BLK-G6+ 340 | Solar Panels |  | 0.34 | 20 | 178 | 34 |  | Fixed | Roof
NJSTRE1545619368 |  | Transition Incentive Program | Maple Shade | 8052 | 13 | 5.53 | Residential | Yes | Behind the Meter | Net-metered residential rooftop and canopy |  | None | Vivint Solar Developer, LLC | PSE&G | Accepted | 2020-09-24 | 2020-09-25 | 2021-10-30 | Solar Edge | SE3800H-US | Inverters | 3800 |  | 1 |  |  | 0.992 |  | Outdoor | Near the Utility Meter
NJSTRE1545619368 |  | Transition Incentive Program | Maple Shade | 8052 | 13 | 5.53 | Residential | Yes | Behind the Meter | Net-metered residential rooftop and canopy |  | None | Vivint Solar Developer, LLC | PSE&G | Accepted | 2020-09-24 | 2020-09-25 | 2021-10-30 | JINKO SOLAR | JKM325M-60HBL | Solar Panels |  | 0.325 | 17 | 37 | 5 |  | Fixed | Roof
NJSTRE1545619394 |  | Transition Incentive Program | NORTH BRUNSWICK | 8902 | 11 | 14.63 | Residential | Yes | Behind the Meter | Net-metered residential rooftop and canopy |  | None | Vivint Solar Developer, LLC | PSE&G | Accepted | 2020-09-23 | 2020-09-24 | 2021-10-30 | Solar Edge | SE10000H-US | Inverters | 10000 |  | 1 |  |  | 0.992 |  | Outdoor | Near the Utility Meter
NJSTRE1545619394 |  | Transition Incentive Program | NORTH BRUNSWICK | 8902 | 11 | 14.63 | Residential | Yes | Behind the Meter | Net-metered residential rooftop and canopy |  | None | Vivint Solar Developer, LLC | PSE&G | Accepted | 2020-09-23 | 2020-09-24 | 2021-10-30 | JINKO SOLAR | JKM325M-60HBL | Solar Panels |  | 0.325 | 17 | 42 | 42 |  | Fixed | Roof
NJSTRE1545619394 |  | Transition Incentive Program | NORTH BRUNSWICK | 8902 | 11 | 14.63 | Residential | Yes | Behind the Meter | Net-metered residential rooftop and canopy |  | None | Vivint Solar Developer, LLC | PSE&G | Accepted | 2020-09-23 | 2020-09-24 | 2021-10-30 | JINKO SOLAR | JKM325M-60HBL | Solar Panels |  | 0.325 | 6 | 222 | 10 |  | Fixed | Roof
NJSTRE1545619394 |  | Transition Incentive Program | NORTH BRUNSWICK | 8902 | 11 | 14.63 | Residential | Yes | Behind the Meter | Net-metered residential rooftop and canopy |  | None | Vivint Solar Developer, LLC | PSE&G | Accepted | 2020-09-23 | 2020-09-24 | 2021-10-30 | JINKO SOLAR | JKM325M-60HBL | Solar Panels |  | 0.325 | 22 | 222 | 42 |  | Fixed | Roof
NJSTRE1545619400 |  | Transition Incentive Program | Hamilton Township | 8691 | 12 | 12.2 | Residential | Yes | Behind the Meter | Net-metered residential rooftop and canopy |  | None | Sunrun Installation Services, Inc. | PSE&G | Accepted | 2020-09-22 | 2020-09-24 | 2021-10-30 | Enphase Energy | IQ7-60-x-US | Inverters | 240 |  | 40 |  |  | 0.98 |  | Outdoor | roof
NJSTRE1545619400 |  | Transition Incentive Program | Hamilton Township | 8691 | 12 | 12.2 | Residential | Yes | Behind the Meter | Net-metered residential rooftop and canopy |  | None | Sunrun Installation Services, Inc. | PSE&G | Accepted | 2020-09-22 | 2020-09-24 | 2021-10-30 | LONGi Green Energy Technology Co Ltd | LR6-60HPB-305M | Solar Panels |  | 0.305 | 40 | 23 | 352 |  | Fixed | Roof
NJSTRE1545619406 |  | Transition Incentive Program | Elizabeth | 7208 | 10 | 6.65 | Residential | Yes | Behind the Meter | Net-metered residential rooftop and canopy |  | None | Pro Custom Solar dba Momentum Solar | PSE&G | Accepted | 2020-09-22 | 2020-09-24 | 2021-10-30 | Enphase | IQ7PLUS-72-2-US | Inverters | 290 |  | 19 |  |  | 0.97 |  | Outdoor | Roof
NJSTRE1545619406 |  | Transition Incentive Program | Elizabeth | 7208 | 10 | 6.65 | Residential | Yes | Behind the Meter | Net-metered residential rooftop and canopy |  | None | Pro Custom Solar dba Momentum Solar | PSE&G | Accepted | 2020-09-22 | 2020-09-24 | 2021-10-30 | LG | LG 350N1C-V5 | Solar Panels |  | 0.35 | 19 | 242 | 34 |  | Fixed | Roof
NJSTRE1545619418 |  | Transition Incentive Program | Hawthorne Boro | 7506 | 6 | 13.02 | Residential | Yes | Behind the Meter | Net-metered residential rooftop and canopy |  | None | Bright Planet Solar | PSE&G | Accepted | 2020-09-22 | 2020-09-25 | 2021-10-30 | SOLAR EDGE | SE10000H-USRGM | Inverters | 10000 |  | 1 |  |  | 0.98 |  | Outdoor | OUTSIDE
NJSTRE1545619418 |  | Transition Incentive Program | Hawthorne Boro | 7506 | 6 | 13.02 | Residential | Yes | Behind the Meter | Net-metered residential rooftop and canopy |  | None | Bright Planet Solar | PSE&G | Accepted | 2020-09-22 | 2020-09-25 | 2021-10-30 | HANWHA Q-CELLS | Q.PEAK DUO BLK-G5 310W | Solar Panels |  | 0.31 | 42 | 219 | 14 |  | Fixed | Roof
NJSTRE1545619428 |  | Transition Incentive Program | Elizabeth | 7202 | 10 | 11.59 | Residential | No | Behind the Meter | Net-metered residential rooftop and canopy |  | None | Sunrun Installation Services, Inc. | PSE&G | Accepted | 2020-09-22 | 2020-09-24 | 2021-10-30 | Enphase Energy | IQ7-60-x-US (240V) | Inverters | 240 |  | 38 |  |  | 0.96 |  | Outdoor | Rooftop
NJSTRE1545619428 |  | Transition Incentive Program | Elizabeth | 7202 | 10 | 11.59 | Residential | No | Behind the Meter | Net-metered residential rooftop and canopy |  | None | Sunrun Installation Services, Inc. | PSE&G | Accepted | 2020-09-22 | 2020-09-24 | 2021-10-30 | LONGi Green Energy Technology Co Ltd | LR6-60HPB-305M | Solar Panels |  | 0.305 | 15 | 66 | 22 |  | Fixed | Roof
NJSTRE1545619428 |  | Transition Incentive Program | Elizabeth | 7202 | 10 | 11.59 | Residential | No | Behind the Meter | Net-metered residential rooftop and canopy |  | None | Sunrun Installation Services, Inc. | PSE&G | Accepted | 2020-09-22 | 2020-09-24 | 2021-10-30 | LONGi Green Energy Technology Co Ltd | LR6-60HPB-305M | Solar Panels |  | 0.305 | 2 | 156 | 22 |  | Fixed | Roof
NJSTRE1545619428 |  | Transition Incentive Program | Elizabeth | 7202 | 10 | 11.59 | Residential | No | Behind the Meter | Net-metered residential rooftop and canopy |  | None | Sunrun Installation Services, Inc. | PSE&G | Accepted | 2020-09-22 | 2020-09-24 | 2021-10-30 | LONGi Green Energy Technology Co Ltd | LR6-60HPB-305M | Solar Panels |  | 0.305 | 21 | 245 | 22 |  | Fixed | Roof
NJSTRE1545619432 |  | Transition Incentive Program | Sicklerville | 8081 | 14 | 8.84 | Residential | No | Behind the Meter | Net-metered residential rooftop and canopy |  | None | NJ Solar Power, LLC | AC Electric | Accepted | 2020-09-22 | 2020-09-24 | 2021-10-30 | solaredge | SE7600H-US | Inverters | 7600 |  | 1 |  |  | 0.99 |  | Outdoor | garage
NJSTRE1545619432 |  | Transition Incentive Program | Sicklerville | 8081 | 14 | 8.84 | Residential | No | Behind the Meter | Net-metered residential rooftop and canopy |  | None | NJ Solar Power, LLC | AC Electric | Accepted | 2020-09-22 | 2020-09-24 | 2021-10-30 | panasonic | VBHN340SA17 | Solar Panels |  | 0.34 | 12 | 200 | 18 |  | Fixed | Roof
NJSTRE1545619432 |  | Transition Incentive Program | Sicklerville | 8081 | 14 | 8.84 | Residential | No | Behind the Meter | Net-metered residential rooftop and canopy |  | None | NJ Solar Power, LLC | AC Electric | Accepted | 2020-09-22 | 2020-09-24 | 2021-10-30 | panasonic | VBHN340SA17 | Solar Panels |  | 0.34 | 14 | 200 | 27 |  | Fixed | Roof
NJSTRE1545619442 |  | Transition Incentive Program | Edison | 8817 | 11 | 11.56 | Residential | Yes | Behind the Meter | Net-metered residential rooftop and canopy |  | None | Tesla Energy Operations Inc. | PSE&G | Accepted | 2020-09-22 | 2020-09-24 | 2021-10-30 | SolarEdge Technologies | SE10000H-US [240V] | Inverters | 10000 |  | 1 |  |  | 0.99 |  | Outside | Outside
NJSTRE1545619442 |  | Transition Incentive Program | Edison | 8817 | 11 | 11.56 | Residential | Yes | Behind the Meter | Net-metered residential rooftop and canopy |  | None | Tesla Energy Operations Inc. | PSE&G | Accepted | 2020-09-22 | 2020-09-24 | 2021-10-30 | Hanwha Q-CELLS | Q.Peak DUO BLK-G6+ 340 | Solar Panels |  | 0.34 | 16 | 355 | 27 |  | Fixed | Roof
NJSTRE1545619442 |  | Transition Incentive Program | Edison | 8817 | 11 | 11.56 | Residential | Yes | Behind the Meter | Net-metered residential rooftop and canopy |  | None | Tesla Energy Operations Inc. | PSE&G | Accepted | 2020-09-22 | 2020-09-24 | 2021-10-30 | Hanwha Q-CELLS | Q.Peak DUO BLK-G6+ 340 | Solar Panels |  | 0.34 | 6 | 176 | 42 |  | Fixed | Roof
NJSTRE1545619442 |  | Transition Incentive Program | Edison | 8817 | 11 | 11.56 | Residential | Yes | Behind the Meter | Net-metered residential rooftop and canopy |  | None | Tesla Energy Operations Inc. | PSE&G | Accepted | 2020-09-22 | 2020-09-24 | 2021-10-30 | Hanwha Q-CELLS | Q.Peak DUO BLK-G6+ 340 | Solar Panels |  | 0.34 | 12 | 176 | 27 |  | Fixed | Roof
NJSTRE1545619449 |  | Transition Incentive Program | PATERSON | 7524 | 6 | 11.7 | Residential | Yes | Behind the Meter | Net-metered residential rooftop and canopy |  | None | Vivint Solar Developer, LLC | PSE&G | Accepted | 2020-09-24 | 2020-09-25 | 2021-10-30 | Solar Edge | SE7600H-US | Inverters | 7600 |  | 1 |  |  | 0.992 |  | Outdoor | Near the Utility Meter
NJSTRE1545619449 |  | Transition Incentive Program | PATERSON | 7524 | 6 | 11.7 | Residential | Yes | Behind the Meter | Net-metered residential rooftop and canopy |  | None | Vivint Solar Developer, LLC | PSE&G | Accepted | 2020-09-24 | 2020-09-25 | 2021-10-30 | JINKO SOLAR | JKM325M-60HBL | Solar Panels |  | 0.325 | 16 | 312 | 35 |  | Fixed | Roof
NJSTRE1545619449 |  | Transition Incentive Program | PATERSON | 7524 | 6 | 11.7 | Residential | Yes | Behind the Meter | Net-metered residential rooftop and canopy |  | None | Vivint Solar Developer, LLC | PSE&G | Accepted | 2020-09-24 | 2020-09-25 | 2021-10-30 | JINKO SOLAR | JKM325M-60HBL | Solar Panels |  | 0.325 | 20 | 132 | 35 |  | Fixed | Roof
NJSTRE1545619453 |  | Transition Incentive Program | Kearny | 7032 | 8 | 5.19 | Residential | Yes | Behind the Meter | Net-metered residential rooftop and canopy |  | None | Sunrun Installation Services, Inc. | PSE&G | Accepted | 2020-09-22 | 2020-09-24 | 2021-10-30 | Enphase Energy | IQ7-60-x-US (240V) | Inverters | 240 |  | 17 |  |  | 0.96 |  | Outdoor | Rooftop
NJSTRE1545619453 |  | Transition Incentive Program | Kearny | 7032 | 8 | 5.19 | Residential | Yes | Behind the Meter | Net-metered residential rooftop and canopy |  | None | Sunrun Installation Services, Inc. | PSE&G | Accepted | 2020-09-22 | 2020-09-24 | 2021-10-30 | LONGi Green Energy Technology Co Ltd | LR6-60HPB-305M | Solar Panels |  | 0.305 | 17 | 34 | 37 |  | Fixed | Roof
NJSTRE1545619467 |  | Transition Incentive Program | FAIR LAWN BORO | 7410 | 7 | 6.51 | Residential | Yes | Behind the Meter | Net-metered residential rooftop and canopy |  | None | Bright Planet Solar | PSE&G | Accepted | 2020-09-22 | 2020-09-25 | 2021-10-30 | SOLAR EDGE | SE6000H-USRGM | Inverters | 6000 |  | 1 |  |  | 0.98 |  | Outdoor | OUTSIDE
NJSTRE1545619467 |  | Transition Incentive Program | FAIR LAWN BORO | 7410 | 7 | 6.51 | Residential | Yes | Behind the Meter | Net-metered residential rooftop and canopy |  | None | Bright Planet Solar | PSE&G | Accepted | 2020-09-22 | 2020-09-25 | 2021-10-30 | LONGI | LR6-60HPB-310M | Solar Panels |  | 0.31 | 9 | 220 | 22 |  | Fixed | Roof
NJSTRE1545619467 |  | Transition Incentive Program | FAIR LAWN BORO | 7410 | 7 | 6.51 | Residential | Yes | Behind the Meter | Net-metered residential rooftop and canopy |  | None | Bright Planet Solar | PSE&G | Accepted | 2020-09-22 | 2020-09-25 | 2021-10-30 | LONGI | LR6-60HPB-310M | Solar Panels |  | 0.31 | 12 | 129 | 18 |  | Fixed | Roof
NJSTRE1545619481 |  | Transition Incentive Program | BURLINGTON | 8016 | 13 | 8.13 | Residential | Yes | Behind the Meter | Net-metered residential rooftop and canopy |  | None | Vivint Solar Developer, LLC | PSE&G | Accepted | 2020-09-24 | 2020-09-24 | 2021-10-30 | Solar Edge | SE7600H-US | Inverters | 7600 |  | 1 |  |  | 0.992 |  | Outdoor | Near the Utility Meter
NJSTRE1545619481 |  | Transition Incentive Program | BURLINGTON | 8016 | 13 | 8.13 | Residential | Yes | Behind the Meter | Net-metered residential rooftop and canopy |  | None | Vivint Solar Developer, LLC | PSE&G | Accepted | 2020-09-24 | 2020-09-24 | 2021-10-30 | JINKO SOLAR | JKM325M-60HBL | Solar Panels |  | 0.325 | 3 | 256 | 17 |  | Fixed | Roof
NJSTRE1545619481 |  | Transition Incentive Program | BURLINGTON | 8016 | 13 | 8.13 | Residential | Yes | Behind the Meter | Net-metered residential rooftop and canopy |  | None | Vivint Solar Developer, LLC | PSE&G | Accepted | 2020-09-24 | 2020-09-24 | 2021-10-30 | JINKO SOLAR | JKM325M-60HBL | Solar Panels |  | 0.325 | 22 | 256 | 27 |  | Fixed | Roof
NJSTRE1545619483 |  | Transition Incentive Program | PLEASANTVILLE | 8232 | 19 | 6.4 | Residential | Yes | Behind the Meter | Net-metered residential rooftop and canopy |  | None | Bright Planet Solar | AC Electric | Accepted | 2020-09-22 | 2020-09-25 | 2021-10-30 | SOLAR EDGE | SE5000H-USRGM | Inverters | 5000 |  | 1 |  |  | 0.98 |  | Outdoor | OUTSIDE
NJSTRE1545619483 |  | Transition Incentive Program | PLEASANTVILLE | 8232 | 19 | 6.4 | Residential | Yes | Behind the Meter | Net-metered residential rooftop and canopy |  | None | Bright Planet Solar | AC Electric | Accepted | 2020-09-22 | 2020-09-25 | 2021-10-30 | HANWHA Q-CELLS | Q.PEAK-G5 DUO BLK 320W | Solar Panels |  | 0.32 | 20 | 117 | 30 |  | Fixed | Roof
NJSTRE1545619500 |  | Transition Incentive Program | Mickleton | 8056 | 15 | 14.28 | Residential | Yes | Behind the Meter | Net-metered residential rooftop and canopy |  | None | Tesla Energy Operations Inc. | AC Electric | Accepted | 2020-09-22 | 2020-09-24 | 2021-10-30 | SolarEdge Technologies | SE7600H-US [240V] | Inverters | 7600 |  | 2 |  |  | 0.99 |  | Outside | Outside
NJSTRE1545619500 |  | Transition Incentive Program | Mickleton | 8056 | 15 | 14.28 | Residential | Yes | Behind the Meter | Net-metered residential rooftop and canopy |  | None | Tesla Energy Operations Inc. | AC Electric | Accepted | 2020-09-22 | 2020-09-24 | 2021-10-30 | Hanwha Q-CELLS | Q.Peak DUO BLK-G6+ 340 | Solar Panels |  | 0.34 | 30 | 65 | 37 |  | Fixed | Roof
NJSTRE1545619500 |  | Transition Incentive Program | Mickleton | 8056 | 15 | 14.28 | Residential | Yes | Behind the Meter | Net-metered residential rooftop and canopy |  | None | Tesla Energy Operations Inc. | AC Electric | Accepted | 2020-09-22 | 2020-09-24 | 2021-10-30 | Hanwha Q-CELLS | Q.Peak DUO BLK-G6+ 340 | Solar Panels |  | 0.34 | 12 | 245 | 37 |  | Fixed | Roof
NJSTRE1545619502 |  | Transition Incentive Program | SICKLERVILLE | 8081 | 14 | 12.71 | Residential | Yes | Behind the Meter | Net-metered residential rooftop and canopy |  | None | Bright Planet Solar | AC Electric | Accepted | 2020-09-22 | 2020-09-25 | 2021-10-30 | SOLAR EDGE | SE10000H-USRGM | Inverters | 10000 |  | 1 |  |  | 0.98 |  | Outdoor | OUTSIDE
NJSTRE1545619502 |  | Transition Incentive Program | SICKLERVILLE | 8081 | 14 | 12.71 | Residential | Yes | Behind the Meter | Net-metered residential rooftop and canopy |  | None | Bright Planet Solar | AC Electric | Accepted | 2020-09-22 | 2020-09-25 | 2021-10-30 | HANWHA Q-CELLS | Q.PEAK DUO BLK-G5 310W | Solar Panels |  | 0.31 | 18 | 118 | 18 |  | Fixed | Roof
NJSTRE1545619502 |  | Transition Incentive Program | SICKLERVILLE | 8081 | 14 | 12.71 | Residential | Yes | Behind the Meter | Net-metered residential rooftop and canopy |  | None | Bright Planet Solar | AC Electric | Accepted | 2020-09-22 | 2020-09-25 | 2021-10-30 | HANWHA Q-CELLS | Q.PEAK DUO BLK-G5 310W | Solar Panels |  | 0.31 | 14 | 118 | 18 |  | Fixed | Roof
NJSTRE1545619502 |  | Transition Incentive Program | SICKLERVILLE | 8081 | 14 | 12.71 | Residential | Yes | Behind the Meter | Net-metered residential rooftop and canopy |  | None | Bright Planet Solar | AC Electric | Accepted | 2020-09-22 | 2020-09-25 | 2021-10-30 | HANWHA Q-CELLS | Q.PEAK DUO BLK-G5 310W | Solar Panels |  | 0.31 | 9 | 297 | 18 |  | Fixed | Roof
NJSTRE1545619519 |  | Transition Incentive Program | EGG HBR TWP | 8234 | 19 | 2.6 | Residential | Yes | Behind the Meter | Net-metered residential rooftop and canopy |  | None | Vivint Solar Developer, LLC | AC Electric | Accepted | 2020-09-24 | 2020-09-25 | 2021-10-30 | Solar Edge | SE3800H-US | Inverters | 3800 |  | 1 |  |  | 0.992 |  | Outdoor | Near the Utility Meter
NJSTRE1545619519 |  | Transition Incentive Program | EGG HBR TWP | 8234 | 19 | 2.6 | Residential | Yes | Behind the Meter | Net-metered residential rooftop and canopy |  | None | Vivint Solar Developer, LLC | AC Electric | Accepted | 2020-09-24 | 2020-09-25 | 2021-10-30 | JINKO SOLAR | JKM325M-60HBL | Solar Panels |  | 0.325 | 8 | 351 | 18 |  | Fixed | Roof
NJSTRE1545619609 |  | Transition Incentive Program | East Brunswick | 8816 | 11 | 6.18 | Residential | No | Behind the Meter | Net-metered residential rooftop and canopy |  | None | NJ Solar Power, LLC | PSE&G | Accepted | 2020-09-22 | 2020-09-24 | 2021-10-30 | solaredge | SE6000H-US energy hub | Inverters | 6000 |  | 1 |  |  | 0.99 |  | Outdoor | garage
NJSTRE1545619609 |  | Transition Incentive Program | East Brunswick | 8816 | 11 | 6.18 | Residential | No | Behind the Meter | Net-metered residential rooftop and canopy |  | None | NJ Solar Power, LLC | PSE&G | Accepted | 2020-09-22 | 2020-09-24 | 2021-10-30 | panasonic | VBHN325KA03 | Solar Panels |  | 0.325 | 19 | 172 | 40 |  | Fixed | Roof
NJSTRE1545622152 |  | Transition Incentive Program | PERTH AMBOY | 8861 | 11 | 3.15 | Residential | Yes | Behind the Meter | Net-metered residential rooftop and canopy |  | None | Suntuity Solar LLC | PSE&G | Accepted | 2020-09-23 | 2020-09-29 | 2021-10-30 | Enphase Energy | IQ7-60-2-US | Inverters | 240 |  | 10 |  |  | 0.97 |  | Outdoor | Behind the PV Modules
NJSTRE1545622152 |  | Transition Incentive Program | PERTH AMBOY | 8861 | 11 | 3.15 | Residential | Yes | Behind the Meter | Net-metered residential rooftop and canopy |  | None | Suntuity Solar LLC | PSE&G | Accepted | 2020-09-23 | 2020-09-29 | 2021-10-30 | Longi | LR6-60HPB-315M | Solar Panels |  | 0.315 | 10 | 105 | 27 |  | Fixed | Roof
NJSTRE1545622153 |  | Transition Incentive Program | SICKLERVILLE | 8081 | 14 | 7.7 | Residential | Yes | Behind the Meter | Net-metered residential rooftop and canopy |  | None | Suntuity Solar LLC | AC Electric | Accepted | 2020-09-23 | 2020-09-24 | 2021-10-30 | Enphase Energy | IQ7-60-2-US | Inverters | 240 |  | 22 |  |  | 0.97 |  | Outdoor | Behind the PV Modules
NJSTRE1545622153 |  | Transition Incentive Program | SICKLERVILLE | 8081 | 14 | 7.7 | Residential | Yes | Behind the Meter | Net-metered residential rooftop and canopy |  | None | Suntuity Solar LLC | AC Electric | Accepted | 2020-09-23 | 2020-09-24 | 2021-10-30 | Longi | LR6-60HPB-315M | Solar Panels |  | 0.35 | 6 | 51 | 42 |  | Fixed | Roof
NJSTRE1545622153 |  | Transition Incentive Program | SICKLERVILLE | 8081 | 14 | 7.7 | Residential | Yes | Behind the Meter | Net-metered residential rooftop and canopy |  | None | Suntuity Solar LLC | AC Electric | Accepted | 2020-09-23 | 2020-09-24 | 2021-10-30 | Longi | LR6-60HPB-315M | Solar Panels |  | 0.35 | 16 | 231 | 42 |  | Fixed | Roof
NJSTRE1545622154 |  | Transition Incentive Program | Little Falls | 7424 | 6 | 12.29 | Residential | Yes | Behind the Meter | Net-metered residential rooftop and canopy |  | None | Suntuity Solar LLC | PSE&G | Accepted | 2020-09-23 | 2020-09-25 | 2021-10-30 | Enphase Energy | IQ7-60-2-US | Inverters | 240 |  | 39 |  |  | 0.97 |  | Outdoor | Behind the PV Modules
NJSTRE1545622154 |  | Transition Incentive Program | Little Falls | 7424 | 6 | 12.29 | Residential | Yes | Behind the Meter | Net-metered residential rooftop and canopy |  | None | Suntuity Solar LLC | PSE&G | Accepted | 2020-09-23 | 2020-09-25 | 2021-10-30 | Longi | LR6-60HPB-315M | Solar Panels |  | 0.315 | 3 | 168 | 24 |  | Fixed | Roof
NJSTRE1545622154 |  | Transition Incentive Program | Little Falls | 7424 | 6 | 12.29 | Residential | Yes | Behind the Meter | Net-metered residential rooftop and canopy |  | None | Suntuity Solar LLC | PSE&G | Accepted | 2020-09-23 | 2020-09-25 | 2021-10-30 | Longi | LR6-60HPB-315M | Solar Panels |  | 0.315 | 3 | 78 | 18 |  | Fixed | Roof
NJSTRE1545622154 |  | Transition Incentive Program | Little Falls | 7424 | 6 | 12.29 | Residential | Yes | Behind the Meter | Net-metered residential rooftop and canopy |  | None | Suntuity Solar LLC | PSE&G | Accepted | 2020-09-23 | 2020-09-25 | 2021-10-30 | Longi | LR6-60HPB-315M | Solar Panels |  | 0.315 | 14 | 258 | 24 |  | Fixed | Roof
NJSTRE1545622154 |  | Transition Incentive Program | Little Falls | 7424 | 6 | 12.29 | Residential | Yes | Behind the Meter | Net-metered residential rooftop and canopy |  | None | Suntuity Solar LLC | PSE&G | Accepted | 2020-09-23 | 2020-09-25 | 2021-10-30 | Longi | LR6-60HPB-315M | Solar Panels |  | 0.315 | 3 | 258 | 18 |  | Fixed | Roof
NJSTRE1545622154 |  | Transition Incentive Program | Little Falls | 7424 | 6 | 12.29 | Residential | Yes | Behind the Meter | Net-metered residential rooftop and canopy |  | None | Suntuity Solar LLC | PSE&G | Accepted | 2020-09-23 | 2020-09-25 | 2021-10-30 | Longi | LR6-60HPB-315M | Solar Panels |  | 0.315 | 16 | 78 | 24 |  | Fixed | Roof
NJSTRE1545622155 |  | Transition Incentive Program | PENNSAUKEN | 8109 | 14 | 7.56 | Residential | Yes | Behind the Meter | Net-metered residential rooftop and canopy |  | None | Suntuity Solar LLC | PSE&G | Accepted | 2020-09-23 | 2020-09-25 | 2021-10-30 | Enphase Energy | IQ7-60-2-US | Inverters | 240 |  | 24 |  |  | 0.97 |  | Outdoor | Behind the PV Modules
NJSTRE1545622155 |  | Transition Incentive Program | PENNSAUKEN | 8109 | 14 | 7.56 | Residential | Yes | Behind the Meter | Net-metered residential rooftop and canopy |  | None | Suntuity Solar LLC | PSE&G | Accepted | 2020-09-23 | 2020-09-25 | 2021-10-30 | Longi | LR6-60HPB-315M | Solar Panels |  | 0.315 | 4 | 235 | 33 |  | Fixed | Roof
NJSTRE1545622155 |  | Transition Incentive Program | PENNSAUKEN | 8109 | 14 | 7.56 | Residential | Yes | Behind the Meter | Net-metered residential rooftop and canopy |  | None | Suntuity Solar LLC | PSE&G | Accepted | 2020-09-23 | 2020-09-25 | 2021-10-30 | Longi | LR6-60HPB-315M | Solar Panels |  | 0.315 | 3 | 235 | 10 |  | Fixed | Roof
NJSTRE1545622155 |  | Transition Incentive Program | PENNSAUKEN | 8109 | 14 | 7.56 | Residential | Yes | Behind the Meter | Net-metered residential rooftop and canopy |  | None | Suntuity Solar LLC | PSE&G | Accepted | 2020-09-23 | 2020-09-25 | 2021-10-30 | Longi | LR6-60HPB-315M | Solar Panels |  | 0.315 | 4 | 235 | 12 |  | Fixed | Roof
NJSTRE1545622155 |  | Transition Incentive Program | PENNSAUKEN | 8109 | 14 | 7.56 | Residential | Yes | Behind the Meter | Net-metered residential rooftop and canopy |  | None | Suntuity Solar LLC | PSE&G | Accepted | 2020-09-23 | 2020-09-25 | 2021-10-30 | Longi | LR6-60HPB-315M | Solar Panels |  | 0.315 | 13 | 55 | 33 |  | Fixed | Roof
NJSTRE1545622159 |  | Transition Incentive Program | Audubon | 8106 | 14 | 10.71 | Residential | No | Behind the Meter | Net-metered residential rooftop and canopy |  | None | Advanced Renewable Solutions | PSE&G | Accepted | 2020-09-23 | 2020-09-25 | 2021-10-30 | ENPHASE | IQ7-60-2-US | Inverters | 8160 |  | 34 |  |  | 0.976 |  | Outdoor | Micro-inverters are mounted to the underside of every s
NJSTRE1545622159 |  | Transition Incentive Program | Audubon | 8106 | 14 | 10.71 | Residential | No | Behind the Meter | Net-metered residential rooftop and canopy |  | None | Advanced Renewable Solutions | PSE&G | Accepted | 2020-09-23 | 2020-09-25 | 2021-10-30 | CertainTeed | CT315M11-02 | Solar Panels |  | 0.315 | 34 | 231 | 30 |  | Fixed | Roof
NJSTRE1545622170 |  | Transition Incentive Program | Swedesboro | 8085 | 15 | 13.07 | Residential | No | Behind the Meter | Net-metered residential rooftop and canopy |  | None | RCL Enterprises Inc. | AC Electric | Accepted | 2020-09-23 | 2020-09-25 | 2021-10-30 | enphase | iq7plus | Inverters | 290 |  | 39 |  |  | 0.96 |  | Outdoor | under panels
NJSTRE1545622170 |  | Transition Incentive Program | Swedesboro | 8085 | 15 | 13.07 | Residential | No | Behind the Meter | Net-metered residential rooftop and canopy |  | None | RCL Enterprises Inc. | AC Electric | Accepted | 2020-09-23 | 2020-09-25 | 2021-10-30 | LG Neon 2 Black | LG335N1K-V5 | Solar Panels |  | 0.335 | 6 | 38 | 28 |  | Fixed | Roof
NJSTRE1545622170 |  | Transition Incentive Program | Swedesboro | 8085 | 15 | 13.07 | Residential | No | Behind the Meter | Net-metered residential rooftop and canopy |  | None | RCL Enterprises Inc. | AC Electric | Accepted | 2020-09-23 | 2020-09-25 | 2021-10-30 | LG Neon 2 Black | LG335N1K-V5 | Solar Panels |  | 0.335 | 24 | 218 | 28 |  | Fixed | Roof
NJSTRE1545622170 |  | Transition Incentive Program | Swedesboro | 8085 | 15 | 13.07 | Residential | No | Behind the Meter | Net-metered residential rooftop and canopy |  | None | RCL Enterprises Inc. | AC Electric | Accepted | 2020-09-23 | 2020-09-25 | 2021-10-30 | LG Neon 2 Black | LG335N1K-V5 | Solar Panels |  | 0.335 | 2 | 128 | 38 |  | Fixed | Roof
NJSTRE1545622170 |  | Transition Incentive Program | Swedesboro | 8085 | 15 | 13.07 | Residential | No | Behind the Meter | Net-metered residential rooftop and canopy |  | None | RCL Enterprises Inc. | AC Electric | Accepted | 2020-09-23 | 2020-09-25 | 2021-10-30 | LG Neon2 Black | LG335N1K-V5 | Solar Panels |  | 0.335 | 7 | 218 | 32 |  | Fixed | Roof
NJSTRE1545622172 |  | Transition Incentive Program | Millville | 8332 | 20 | 9.72 | Residential | Yes | Behind the Meter | Net-metered residential rooftop and canopy |  | None | Vision Solar LLC | AC Electric | Accepted | 2020-09-23 | 2020-10-01 | 2021-10-30 | ENPHASE | IQ7-60-2-US | Inverters | 0.24 |  | 29 |  |  | 0.96 |  | Other | BEHIND EACH PANEL
NJSTRE1545622172 |  | Transition Incentive Program | Millville | 8332 | 20 | 9.72 | Residential | Yes | Behind the Meter | Net-metered residential rooftop and canopy |  | None | Vision Solar LLC | AC Electric | Accepted | 2020-09-23 | 2020-10-01 | 2021-10-30 | HANWHA Q-CELLS | Q.PEAK DUO-G6+ 335 | Solar Panels |  | 0.335 | 5 | 183 | 20 |  | Fixed | Roof
NJSTRE1545622172 |  | Transition Incentive Program | Millville | 8332 | 20 | 9.72 | Residential | Yes | Behind the Meter | Net-metered residential rooftop and canopy |  | None | Vision Solar LLC | AC Electric | Accepted | 2020-09-23 | 2020-10-01 | 2021-10-30 | HANWHA Q-CELLS | Q.PEAK DUO-G6+ 335 | Solar Panels |  | 0.335 | 24 | 183 | 17 |  | Fixed | Roof
NJSTRE1545622173 |  | Transition Incentive Program | Edison | 8820 | 11 | 4.08 | Residential | No | Behind the Meter | Net-metered residential rooftop and canopy |  | PSEG | Maier Engineering dba Solar Me | PSE&G | Accepted | 2020-09-23 | 2020-09-25 | 2021-10-30 | Enphase | IQ7+ | Inverters | 290 |  | 12 |  |  | 0.96 |  | Outdoor | Next to meter
NJSTRE1545622173 |  | Transition Incentive Program | Edison | 8820 | 11 | 4.08 | Residential | No | Behind the Meter | Net-metered residential rooftop and canopy |  | PSEG | Maier Engineering dba Solar Me | PSE&G | Accepted | 2020-09-23 | 2020-09-25 | 2021-10-30 | Hanwha | Q.PEAK DUO BLK-G6 340W | Solar Panels |  | 0.34 | 12 | 175 | 23 |  | Fixed | Roof
NJSTRE1545622175 |  | Transition Incentive Program | Carneys Point | 8069 | 16 | 7.48 | Residential | Yes | Behind the Meter | Net-metered residential rooftop and canopy |  | None | RCL Enterprises Inc. | AC Electric | Accepted | 2020-09-23 | 2020-09-25 | 2021-10-30 | enphase | iq7 | Inverters | 240 |  | 23 |  |  | 0.96 |  | Outdoor | under panels
NJSTRE1545622175 |  | Transition Incentive Program | Carneys Point | 8069 | 16 | 7.48 | Residential | Yes | Behind the Meter | Net-metered residential rooftop and canopy |  | None | RCL Enterprises Inc. | AC Electric | Accepted | 2020-09-23 | 2020-09-25 | 2021-10-30 | Trina Solar | TSM-325DD06M | Solar Panels |  | 0.325 | 23 | 217 | 24 |  | Fixed | Roof
NJSTRE1545622256 |  | Transition Incentive Program | Monroe | 8831 | 11 | 9.52 | Residential | No | Behind the Meter | Net-metered residential rooftop and canopy |  | None | Maier Engineering dba Solar Me | JCP&L | Accepted | 2020-09-23 | 2020-09-25 | 2021-10-30 | Enphase | IQ7+ | Inverters | 290 |  | 28 |  |  | 0.96 |  | Outdoor | Next to meter
NJSTRE1545622256 |  | Transition Incentive Program | Monroe | 8831 | 11 | 9.52 | Residential | No | Behind the Meter | Net-metered residential rooftop and canopy |  | None | Maier Engineering dba Solar Me | JCP&L | Accepted | 2020-09-23 | 2020-09-25 | 2021-10-30 | Hanwha | Q.PEAK DUO BLK-G6 340W | Solar Panels |  | 0.34 | 14 | 187 | 34 |  | Fixed | Roof
NJSTRE1545622256 |  | Transition Incentive Program | Monroe | 8831 | 11 | 9.52 | Residential | No | Behind the Meter | Net-metered residential rooftop and canopy |  | None | Maier Engineering dba Solar Me | JCP&L | Accepted | 2020-09-23 | 2020-09-25 | 2021-10-30 | Hanwha | Q.PEAK DUO BLK-G6 340W | Solar Panels |  | 0.34 | 14 | 187 | 34 |  | Fixed | Roof
NJSTRE1545622276 |  | Transition Incentive Program | Willingboro | 8046 | 13 | 9.6 | Residential | No | Behind the Meter | Net-metered residential rooftop and canopy |  | None | Posigen NJ LLC | PSE&G | Accepted | 2020-09-23 | 2020-09-25 | 2021-10-30 | SolarEdge | SE10000H-US | Inverters | 10000 |  | 1 |  |  | 0.99 |  | Outside | within ten feet of meter
NJSTRE1545622276 |  | Transition Incentive Program | Willingboro | 8046 | 13 | 9.6 | Residential | No | Behind the Meter | Net-metered residential rooftop and canopy |  | None | Posigen NJ LLC | PSE&G | Accepted | 2020-09-23 | 2020-09-25 | 2021-10-30 | SIlfab | SLA320M | Solar Panels |  | 0.32 | 30 | 95275 | 24 |  | Fixed | Roof
NJSTRE1545622299 |  | Transition Incentive Program | Camden | 8102 | 14 | 3.84 | Residential | No | Behind the Meter | Net-metered residential rooftop and canopy |  | None | Posigen NJ LLC | PSE&G | Accepted | 2020-09-23 | 2020-09-25 | 2021-10-30 | SolarEdge | SE3800H-US | Inverters | 3800 |  | 1 |  |  | 0.99 |  | Outside | within ten feet of meter
NJSTRE1545622299 |  | Transition Incentive Program | Camden | 8102 | 14 | 3.84 | Residential | No | Behind the Meter | Net-metered residential rooftop and canopy |  | None | Posigen NJ LLC | PSE&G | Accepted | 2020-09-23 | 2020-09-25 | 2021-10-30 | SIlfab | SLA320BL | Solar Panels |  | 0.32 | 12 | 104284 | 26 |  | Fixed | Roof
NJSTRE1545622307 |  | Transition Incentive Program | Wenonah | 8090 | 15 | 7.8 | Residential | Yes | Behind the Meter | Net-metered residential rooftop and canopy |  | None | RCL Enterprises Inc. | AC Electric | Accepted | 2020-09-23 | 2020-09-25 | 2021-10-30 | enphase | iq7 | Inverters | 240 |  | 24 |  |  | 0.96 |  | Outdoor | under panels
NJSTRE1545622307 |  | Transition Incentive Program | Wenonah | 8090 | 15 | 7.8 | Residential | Yes | Behind the Meter | Net-metered residential rooftop and canopy |  | None | RCL Enterprises Inc. | AC Electric | Accepted | 2020-09-23 | 2020-09-25 | 2021-10-30 | Trina Solar | TSM-325DD06M | Solar Panels |  | 0.325 | 24 | 257 | 36 |  | Fixed | Roof
NJSTRE1545622347 |  | Transition Incentive Program | Toms River | 8757 | 18 | 9.6 | Residential | Yes | Behind the Meter | Net-metered residential rooftop and canopy |  | None | Posigen NJ LLC | JCP&L | Accepted | 2020-09-23 | 2020-09-25 | 2021-10-30 | SolarEdge | SE10000H-US | Inverters | 10000 |  | 1 |  |  | 0.99 |  | Outside | within ten feet of meter
NJSTRE1545622347 |  | Transition Incentive Program | Toms River | 8757 | 18 | 9.6 | Residential | Yes | Behind the Meter | Net-metered residential rooftop and canopy |  | None | Posigen NJ LLC | JCP&L | Accepted | 2020-09-23 | 2020-09-25 | 2021-10-30 | Silfab | SIL330HL | Solar Panels |  | 0.32 | 30 | 118298 | 16 |  | Fixed | Roof
NJSTRE1545622355 |  | Transition Incentive Program | Woodbridge Township | 8863 | 11 | 3.11 | Residential | Yes | Behind the Meter | Net-metered residential rooftop and canopy |  | None | Sunrun Installation Services, Inc. | PSE&G | Accepted | 2020-09-23 | 2020-09-25 | 2021-10-30 | Tesla | Powerwall 2 AC | Electric Storage Battery |  |  | 1 |  |  |  | Lithium Ion |  | outside
NJSTRE1545622355 |  | Transition Incentive Program | Woodbridge Township | 8863 | 11 | 3.11 | Residential | Yes | Behind the Meter | Net-metered residential rooftop and canopy |  | None | Sunrun Installation Services, Inc. | PSE&G | Accepted | 2020-09-23 | 2020-09-25 | 2021-10-30 | Delta Electronics | M4-TL-US | Inverters | 4000 |  | 1 |  |  | 0.96 |  | Outdoor | Next To Meter
NJSTRE1545622355 |  | Transition Incentive Program | Woodbridge Township | 8863 | 11 | 3.11 | Residential | Yes | Behind the Meter | Net-metered residential rooftop and canopy |  | None | Sunrun Installation Services, Inc. | PSE&G | Accepted | 2020-09-23 | 2020-09-25 | 2021-10-30 | LG Electronics | LG345N1C-V5 | Solar Panels |  | 0.345 | 9 | 164 | 40 |  | Fixed | Roof
NJSTRE1545622376 |  | Transition Incentive Program | Camden | 8105 | 14 | 5.28 | Residential | No | Behind the Meter | Net-metered residential rooftop and canopy |  | None | Posigen NJ LLC | PSE&G | Accepted | 2020-09-23 | 2020-09-25 | 2021-10-30 | SolarEdge | SE6000H-US | Inverters | 6000 |  | 1 |  |  | 0.99 |  | Outside | within ten feet of meter
NJSTRE1545622376 |  | Transition Incentive Program | Camden | 8105 | 14 | 5.28 | Residential | No | Behind the Meter | Net-metered residential rooftop and canopy |  | None | Posigen NJ LLC | PSE&G | Accepted | 2020-09-23 | 2020-09-25 | 2021-10-30 | Silfab | SIL330HL | Solar Panels |  | 0.33 | 16 | 150 | 30 |  | Fixed | Roof
NJSTRE1545622385 |  | Transition Incentive Program | Perth Amboy | 8861 | 11 | 5.25 | Residential | Yes | Behind the Meter | Net-metered residential rooftop and canopy |  | None | Pro Custom Solar dba Momentum Solar | PSE&G | Accepted | 2020-09-23 | 2020-09-25 | 2021-10-30 | Enphase | IQ7Plus-72-2-US | Inverters | 290 |  | 15 |  |  | 0.97 |  | Outdoor | Roof
NJSTRE1545622385 |  | Transition Incentive Program | Perth Amboy | 8861 | 11 | 5.25 | Residential | Yes | Behind the Meter | Net-metered residential rooftop and canopy |  | None | Pro Custom Solar dba Momentum Solar | PSE&G | Accepted | 2020-09-23 | 2020-09-25 | 2021-10-30 | LG ELECTRONICS | LG 350N1C-V5 | Solar Panels |  | 0.35 | 4 | 25 | 26 |  | Fixed | Roof
NJSTRE1545622385 |  | Transition Incentive Program | Perth Amboy | 8861 | 11 | 5.25 | Residential | Yes | Behind the Meter | Net-metered residential rooftop and canopy |  | None | Pro Custom Solar dba Momentum Solar | PSE&G | Accepted | 2020-09-23 | 2020-09-25 | 2021-10-30 | LG ELECTRONICS | LG 350N1C-V5 | Solar Panels |  | 0.35 | 11 | 205 | 27 |  | Fixed | Roof
NJSTRE1545622391 |  | Transition Incentive Program | HIGHTSTOWN | 8520 | 12 | 4.27 | Residential | Yes | Behind the Meter | Net-metered residential rooftop and canopy |  | None | Sunrun Installation Services, Inc. | JCP&L | Accepted | 2020-09-23 | 2020-09-25 | 2021-10-30 | Tesla | Powerwall 2 AC | Electric Storage Battery |  |  | 1 |  |  |  | Lithium Ion |  | outside
NJSTRE1545622391 |  | Transition Incentive Program | HIGHTSTOWN | 8520 | 12 | 4.27 | Residential | Yes | Behind the Meter | Net-metered residential rooftop and canopy |  | None | Sunrun Installation Services, Inc. | JCP&L | Accepted | 2020-09-23 | 2020-09-25 | 2021-10-30 | Enphase Energy | IQ7-60-x-US (240V) | Inverters | 240 |  | 14 |  |  | 0.96 |  | Outdoor | Rooftop
NJSTRE1545622391 |  | Transition Incentive Program | HIGHTSTOWN | 8520 | 12 | 4.27 | Residential | Yes | Behind the Meter | Net-metered residential rooftop and canopy |  | None | Sunrun Installation Services, Inc. | JCP&L | Accepted | 2020-09-23 | 2020-09-25 | 2021-10-30 | LONGi Green Energy Technology Co Ltd | LR6-60HPB-305M | Solar Panels |  | 0.305 | 14 | 231 | 31 |  | Fixed | Roof
NJSTRE1545622399 |  | Transition Incentive Program | NEW MILFORD BORO | 7646 | 7 | 8.37 | Residential | Yes | Behind the Meter | Net-metered residential rooftop and canopy |  | None | Bright Planet Solar | PSE&G | Accepted | 2020-09-23 | 2020-09-25 | 2021-10-30 | SOLAR EDGE | SE7600H-USRGM | Inverters | 7600 |  | 1 |  |  | 0.98 |  | Outdoor | OUTSIDE
NJSTRE1545622399 |  | Transition Incentive Program | NEW MILFORD BORO | 7646 | 7 | 8.37 | Residential | Yes | Behind the Meter | Net-metered residential rooftop and canopy |  | None | Bright Planet Solar | PSE&G | Accepted | 2020-09-23 | 2020-09-25 | 2021-10-30 | HANWHA Q-CELLS | Q.PEAK DUO BLK-G5 310W | Solar Panels |  | 0.31 | 2 | 269 | 26 |  | Fixed | Roof
NJSTRE1545622399 |  | Transition Incentive Program | NEW MILFORD BORO | 7646 | 7 | 8.37 | Residential | Yes | Behind the Meter | Net-metered residential rooftop and canopy |  | None | Bright Planet Solar | PSE&G | Accepted | 2020-09-23 | 2020-09-25 | 2021-10-30 | HANWHA Q-CELLS | Q.PEAK DUO BLK-G5 310W | Solar Panels |  | 0.31 | 13 | 181 | 22 |  | Fixed | Roof
NJSTRE1545622399 |  | Transition Incentive Program | NEW MILFORD BORO | 7646 | 7 | 8.37 | Residential | Yes | Behind the Meter | Net-metered residential rooftop and canopy |  | None | Bright Planet Solar | PSE&G | Accepted | 2020-09-23 | 2020-09-25 | 2021-10-30 | HANWHA Q-CELLS | Q.PEAK DUO BLK-G5 310W | Solar Panels |  | 0.31 | 4 | 89 | 26 |  | Fixed | Roof
NJSTRE1545622399 |  | Transition Incentive Program | NEW MILFORD BORO | 7646 | 7 | 8.37 | Residential | Yes | Behind the Meter | Net-metered residential rooftop and canopy |  | None | Bright Planet Solar | PSE&G | Accepted | 2020-09-23 | 2020-09-25 | 2021-10-30 | HANWHA Q-CELLS | Q.PEAK DUO BLK-G5 310W | Solar Panels |  | 0.31 | 5 | 359 | 26 |  | Fixed | Roof
NJSTRE1545622399 |  | Transition Incentive Program | NEW MILFORD BORO | 7646 | 7 | 8.37 | Residential | Yes | Behind the Meter | Net-metered residential rooftop and canopy |  | None | Bright Planet Solar | PSE&G | Accepted | 2020-09-23 | 2020-09-25 | 2021-10-30 | HANWHA Q-CELLS | Q.PEAK DUO BLK-G5 310W | Solar Panels |  | 0.31 | 3 | 181 | 26 |  | Fixed | Roof
NJSTRE1545622405 |  | Transition Incentive Program | Old Bridge Township | 8857 | 11 | 6.9 | Residential | Yes | Behind the Meter | Net-metered residential rooftop and canopy |  | None | Sunrun Installation Services, Inc. | JCP&L | Accepted | 2020-09-23 | 2020-09-25 | 2021-10-30 | Enphase Energy | IQ7PLUS-72-x-US (240V) | Inverters | 290 |  | 20 |  |  | 0.96 |  | Outdoor | Rooftop
NJSTRE1545622405 |  | Transition Incentive Program | Old Bridge Township | 8857 | 11 | 6.9 | Residential | Yes | Behind the Meter | Net-metered residential rooftop and canopy |  | None | Sunrun Installation Services, Inc. | JCP&L | Accepted | 2020-09-23 | 2020-09-25 | 2021-10-30 | LG Electronics | LG345N1C-V5 | Solar Panels |  | 0.345 | 10 | 94 | 9 |  | Fixed | Roof
NJSTRE1545622405 |  | Transition Incentive Program | Old Bridge Township | 8857 | 11 | 6.9 | Residential | Yes | Behind the Meter | Net-metered residential rooftop and canopy |  | None | Sunrun Installation Services, Inc. | JCP&L | Accepted | 2020-09-23 | 2020-09-25 | 2021-10-30 | LG Electronics | LG345N1C-V5 | Solar Panels |  | 0.345 | 10 | 274 | 9 |  | Fixed | Roof
NJSTRE1545622411 |  | Transition Incentive Program | Woodbridge Township | 7095 | 11 | 7.32 | Residential | Yes | Behind the Meter | Net-metered residential rooftop and canopy |  | None | Sunrun Installation Services, Inc. | PSE&G | Accepted | 2020-09-23 | 2020-09-25 | 2021-10-30 | Enphase Energy | IQ7-60-x-US (240V) | Inverters | 240 |  | 24 |  |  | 0.96 |  | Outdoor | Rooftop
NJSTRE1545622411 |  | Transition Incentive Program | Woodbridge Township | 7095 | 11 | 7.32 | Residential | Yes | Behind the Meter | Net-metered residential rooftop and canopy |  | None | Sunrun Installation Services, Inc. | PSE&G | Accepted | 2020-09-23 | 2020-09-25 | 2021-10-30 | LONGi Green Energy Technology Co Ltd | LR6-60HPB-305M | Solar Panels |  | 0.305 | 15 | 83 | 23 |  | Fixed | Roof
NJSTRE1545622411 |  | Transition Incentive Program | Woodbridge Township | 7095 | 11 | 7.32 | Residential | Yes | Behind the Meter | Net-metered residential rooftop and canopy |  | None | Sunrun Installation Services, Inc. | PSE&G | Accepted | 2020-09-23 | 2020-09-25 | 2021-10-30 | LONGi Green Energy Technology Co Ltd | LR6-60HPB-305M | Solar Panels |  | 0.305 | 2 | 351 | 23 |  | Fixed | Roof
NJSTRE1545622411 |  | Transition Incentive Program | Woodbridge Township | 7095 | 11 | 7.32 | Residential | Yes | Behind the Meter | Net-metered residential rooftop and canopy |  | None | Sunrun Installation Services, Inc. | PSE&G | Accepted | 2020-09-23 | 2020-09-25 | 2021-10-30 | LONGi Green Energy Technology Co Ltd | LR6-60HPB-305M | Solar Panels |  | 0.305 | 4 | 262 | 23 |  | Fixed | Roof
NJSTRE1545622411 |  | Transition Incentive Program | Woodbridge Township | 7095 | 11 | 7.32 | Residential | Yes | Behind the Meter | Net-metered residential rooftop and canopy |  | None | Sunrun Installation Services, Inc. | PSE&G | Accepted | 2020-09-23 | 2020-09-25 | 2021-10-30 | LONGi Green Energy Technology Co Ltd | LR6-60HPB-305M | Solar Panels |  | 0.305 | 3 | 174 | 16 |  | Fixed | Roof
NJSTRE1545622419 |  | Transition Incentive Program | North Wildwood | 8260 | 21 | 9.1 | Residential | Yes | Behind the Meter | Net-metered residential rooftop and canopy |  | None | RCL Enterprises Inc. | AC Electric | Accepted | 2020-09-23 | 2020-09-25 | 2021-10-30 | enphase | iq7 | Inverters | 240 |  | 28 |  |  | 0.96 |  | Outdoor | under panels
NJSTRE1545622419 |  | Transition Incentive Program | North Wildwood | 8260 | 21 | 9.1 | Residential | Yes | Behind the Meter | Net-metered residential rooftop and canopy |  | None | RCL Enterprises Inc. | AC Electric | Accepted | 2020-09-23 | 2020-09-25 | 2021-10-30 | Trina Solar | TSM-325DD06M | Solar Panels |  | 0.325 | 13 | 136 | 22 |  | Fixed | Roof
NJSTRE1545622419 |  | Transition Incentive Program | North Wildwood | 8260 | 21 | 9.1 | Residential | Yes | Behind the Meter | Net-metered residential rooftop and canopy |  | None | RCL Enterprises Inc. | AC Electric | Accepted | 2020-09-23 | 2020-09-25 | 2021-10-30 | Trina Solar | TSM-325DD06M | Solar Panels |  | 0.325 | 12 | 316 | 22 |  | Fixed | Roof
NJSTRE1545622419 |  | Transition Incentive Program | North Wildwood | 8260 | 21 | 9.1 | Residential | Yes | Behind the Meter | Net-metered residential rooftop and canopy |  | None | RCL Enterprises Inc. | AC Electric | Accepted | 2020-09-23 | 2020-09-25 | 2021-10-30 | Trina Solar | TSM-325DD06M | Solar Panels |  | 0.325 | 3 | 226 | 22 |  | Fixed | Roof
NJSTRE1545622433 |  | Transition Incentive Program | Jackson | 8527 | 18 | 8.38 | Residential | Yes | Behind the Meter | Net-metered residential rooftop and canopy |  | None | Vision Solar LLC | JCP&L | Accepted | 2020-09-23 | 2020-09-25 | 2021-10-30 | ENPHASE | IQ7-60-2-US | Inverters | 0.24 |  | 25 |  |  | 0.96 |  | Other | BEHIND EACH PANEL
NJSTRE1545622433 |  | Transition Incentive Program | Jackson | 8527 | 18 | 8.38 | Residential | Yes | Behind the Meter | Net-metered residential rooftop and canopy |  | None | Vision Solar LLC | JCP&L | Accepted | 2020-09-23 | 2020-09-25 | 2021-10-30 | HANWHA Q-CELLS | HANWHA Q-CELLS | Solar Panels |  | 0.335 | 11 | 186 | 30 |  | Fixed | Roof
NJSTRE1545622433 |  | Transition Incentive Program | Jackson | 8527 | 18 | 8.38 | Residential | Yes | Behind the Meter | Net-metered residential rooftop and canopy |  | None | Vision Solar LLC | JCP&L | Accepted | 2020-09-23 | 2020-09-25 | 2021-10-30 | HANWHA Q-CELLS | Q.PEAK DUO-G6+ 335 | Solar Panels |  | 0.335 | 4 | 96 | 30 |  | Fixed | Roof
NJSTRE1545622433 |  | Transition Incentive Program | Jackson | 8527 | 18 | 8.38 | Residential | Yes | Behind the Meter | Net-metered residential rooftop and canopy |  | None | Vision Solar LLC | JCP&L | Accepted | 2020-09-23 | 2020-09-25 | 2021-10-30 | HANWHA Q-CELLS | Q.PEAK DUO-G6+ 335 | Solar Panels |  | 0.335 | 10 | 186 | 30 |  | Fixed | Roof
NJSTRE1545622435 |  | Transition Incentive Program | PARSIPPANY | 7054 | 3 | 5.58 | Residential | Yes | Behind the Meter | Net-metered residential rooftop and canopy |  | None | Bright Planet Solar | JCP&L | Accepted | 2020-09-23 | 2020-09-25 | 2021-10-30 | SOLAR EDGE | SE5000H-USRGM | Inverters | 5000 |  | 1 |  |  | 0.98 |  | Outdoor | OUTSIDE
NJSTRE1545622435 |  | Transition Incentive Program | PARSIPPANY | 7054 | 3 | 5.58 | Residential | Yes | Behind the Meter | Net-metered residential rooftop and canopy |  | None | Bright Planet Solar | JCP&L | Accepted | 2020-09-23 | 2020-09-25 | 2021-10-30 | HANWHA Q-CELLS | Q.PEAK DUO BLK-G5 310W | Solar Panels |  | 0.31 | 15 | 74 | 18 |  | Fixed | Roof
NJSTRE1545622435 |  | Transition Incentive Program | PARSIPPANY | 7054 | 3 | 5.58 | Residential | Yes | Behind the Meter | Net-metered residential rooftop and canopy |  | None | Bright Planet Solar | JCP&L | Accepted | 2020-09-23 | 2020-09-25 | 2021-10-30 | HANWHA Q-CELLS | Q.PEAK DUO BLK-G5 310W | Solar Panels |  | 0.31 | 3 | 254 | 18 |  | Fixed | Roof
NJSTRE1545622449 |  | Transition Incentive Program | Carneys Point | 8069 | 16 | 9.9 | Residential | Yes | Behind the Meter | Net-metered residential rooftop and canopy |  | None | Posigen NJ LLC | AC Electric | Accepted | 2020-09-23 | 2020-09-25 | 2021-10-30 | SolarEdge | SE10000H-US | Inverters | 10000 |  | 1 |  |  | 0.99 |  | Outside | within ten feet of meter
NJSTRE1545622449 |  | Transition Incentive Program | Carneys Point | 8069 | 16 | 9.9 | Residential | Yes | Behind the Meter | Net-metered residential rooftop and canopy |  | None | Posigen NJ LLC | AC Electric | Accepted | 2020-09-23 | 2020-09-25 | 2021-10-30 | Silfab | SIL330HL | Solar Panels |  | 0.33 | 30 | 97277 | 20 |  | Fixed | Roof
NJSTRE1545622455 |  | Transition Incentive Program | North Wildwood | 8260 | 21 | 7.85 | Residential | Yes | Behind the Meter | Net-metered residential rooftop and canopy |  | None | Vision Solar LLC | AC Electric | Accepted | 2020-09-23 | 2020-09-25 | 2021-10-30 | SUNPOWER | SPR-E20-327-E-AC | Inverters | 0.24 |  | 24 |  |  | 0.96 |  | Other | BEHIND EACH PANEL
NJSTRE1545622455 |  | Transition Incentive Program | North Wildwood | 8260 | 21 | 7.85 | Residential | Yes | Behind the Meter | Net-metered residential rooftop and canopy |  | None | Vision Solar LLC | AC Electric | Accepted | 2020-09-23 | 2020-09-25 | 2021-10-30 | SUNPOWER | SPR-E20-327-E-AC | Solar Panels |  | 0.327 | 24 | 133 | 27 |  | Fixed | Roof
NJSTRE1545622465 |  | Transition Incentive Program | Fair Lawn | 7410 | 7 | 11.47 | Residential | No | Behind the Meter | Net-metered residential rooftop and canopy |  | None | Skyline Solar LLC | PSE&G | Accepted | 2020-09-23 | 2020-09-25 | 2021-10-30 | Enphase | IQ7+ | Inverters | 8.99 |  | 31 |  |  | 0.99 |  | Outdoor | Under panels
NJSTRE1545622465 |  | Transition Incentive Program | Fair Lawn | 7410 | 7 | 11.47 | Residential | No | Behind the Meter | Net-metered residential rooftop and canopy |  | None | Skyline Solar LLC | PSE&G | Accepted | 2020-09-23 | 2020-09-25 | 2021-10-30 | REC | REC370 | Solar Panels |  | 0.37 | 3 | 71 | 33 |  | Fixed | Roof
NJSTRE1545622465 |  | Transition Incentive Program | Fair Lawn | 7410 | 7 | 11.47 | Residential | No | Behind the Meter | Net-metered residential rooftop and canopy |  | None | Skyline Solar LLC | PSE&G | Accepted | 2020-09-23 | 2020-09-25 | 2021-10-30 | REC Solar | REC370 | Solar Panels |  | 0.37 | 4 | 251 | 45 |  | Fixed | Roof
NJSTRE1545622465 |  | Transition Incentive Program | Fair Lawn | 7410 | 7 | 11.47 | Residential | No | Behind the Meter | Net-metered residential rooftop and canopy |  | None | Skyline Solar LLC | PSE&G | Accepted | 2020-09-23 | 2020-09-25 | 2021-10-30 | REC | REC370 | Solar Panels |  | 0.37 | 9 | 251 | 11 |  | Fixed | Roof
NJSTRE1545622465 |  | Transition Incentive Program | Fair Lawn | 7410 | 7 | 11.47 | Residential | No | Behind the Meter | Net-metered residential rooftop and canopy |  | None | Skyline Solar LLC | PSE&G | Accepted | 2020-09-23 | 2020-09-25 | 2021-10-30 | REC | REC370 | Solar Panels |  | 0.37 | 12 | 251 | 23 |  | Fixed | Roof
NJSTRE1545622465 |  | Transition Incentive Program | Fair Lawn | 7410 | 7 | 11.47 | Residential | No | Behind the Meter | Net-metered residential rooftop and canopy |  | None | Skyline Solar LLC | PSE&G | Accepted | 2020-09-23 | 2020-09-25 | 2021-10-30 | REC | REC370 | Solar Panels |  | 0.37 | 3 | 251 | 21 |  | Fixed | Roof
NJSTRE1545622483 |  | Transition Incentive Program | Hillside | 7205 | 10 | 5.25 | Residential | Yes | Behind the Meter | Net-metered residential rooftop and canopy |  | None | Pro Custom Solar dba Momentum Solar | PSE&G | Accepted | 2020-09-23 | 2020-09-25 | 2021-10-30 | Enphase | IQ7Plus-72-2-US | Inverters | 290 |  | 15 |  |  | 0.97 |  | Outdoor | Roof
NJSTRE1545622483 |  | Transition Incentive Program | Hillside | 7205 | 10 | 5.25 | Residential | Yes | Behind the Meter | Net-metered residential rooftop and canopy |  | None | Pro Custom Solar dba Momentum Solar | PSE&G | Accepted | 2020-09-23 | 2020-09-25 | 2021-10-30 | LG ELECTRONICS | LG 350N1C-V5 | Solar Panels |  | 0.35 | 6 | 355 | 25 |  | Fixed | Roof
NJSTRE1545622483 |  | Transition Incentive Program | Hillside | 7205 | 10 | 5.25 | Residential | Yes | Behind the Meter | Net-metered residential rooftop and canopy |  | None | Pro Custom Solar dba Momentum Solar | PSE&G | Accepted | 2020-09-23 | 2020-09-25 | 2021-10-30 | LG ELECTRONICS | LG 350N1C-V5 | Solar Panels |  | 0.35 | 9 | 175 | 25 |  | Fixed | Roof
NJSTRE1545622499 |  | Transition Incentive Program | North Wildwood | 8260 | 21 | 7.19 | Residential | Yes | Behind the Meter | Net-metered residential rooftop and canopy |  | None | Vision Solar LLC | AC Electric | Accepted | 2020-09-23 | 2020-09-25 | 2021-10-30 | SUNPOWER | SPR-E20-327-E-AC | Inverters | 0.24 |  | 22 |  |  | 0.96 |  | Other | BEHIND EACH PANEL
NJSTRE1545622499 |  | Transition Incentive Program | North Wildwood | 8260 | 21 | 7.19 | Residential | Yes | Behind the Meter | Net-metered residential rooftop and canopy |  | None | Vision Solar LLC | AC Electric | Accepted | 2020-09-23 | 2020-09-25 | 2021-10-30 | SPR-E20-327-E-AC | SPR-E20-327-E-AC | Solar Panels |  | 0.327 | 22 | 133 | 27 |  | Fixed | Roof
NJSTRE1545622534 |  | Transition Incentive Program | PLEASANTVILLE | 8232 | 19 | 5.27 | Residential | Yes | Behind the Meter | Net-metered residential rooftop and canopy |  | None | Bright Planet Solar | AC Electric | Accepted | 2020-09-23 | 2020-09-25 | 2021-10-30 | SOLAR EDGE | SE5000H-USRGM | Inverters | 5000 |  | 1 |  |  | 0.98 |  | Outdoor | OUTSIDE
NJSTRE1545622534 |  | Transition Incentive Program | PLEASANTVILLE | 8232 | 19 | 5.27 | Residential | Yes | Behind the Meter | Net-metered residential rooftop and canopy |  | None | Bright Planet Solar | AC Electric | Accepted | 2020-09-23 | 2020-09-25 | 2021-10-30 | HANWHA Q-CELLS | Q.PEAK DUO BLK-G5 310W | Solar Panels |  | 0.31 | 3 | 115 | 30 |  | Fixed | Roof
NJSTRE1545622534 |  | Transition Incentive Program | PLEASANTVILLE | 8232 | 19 | 5.27 | Residential | Yes | Behind the Meter | Net-metered residential rooftop and canopy |  | None | Bright Planet Solar | AC Electric | Accepted | 2020-09-23 | 2020-09-25 | 2021-10-30 | HANWHA Q-CELLS | Q.PEAK DUO BLK-G5 310W | Solar Panels |  | 0.31 | 6 | 206 | 33 |  | Fixed | Roof
NJSTRE1545622534 |  | Transition Incentive Program | PLEASANTVILLE | 8232 | 19 | 5.27 | Residential | Yes | Behind the Meter | Net-metered residential rooftop and canopy |  | None | Bright Planet Solar | AC Electric | Accepted | 2020-09-23 | 2020-09-25 | 2021-10-30 | HANWHA Q-CELLS | Q.PEAK DUO BLK-G5 310W | Solar Panels |  | 0.31 | 8 | 207 | 18 |  | Fixed | Roof
NJSTRE1545622559 |  | Transition Incentive Program | Stewartsville | 8886 | 2 | 11.39 | Residential | Yes | Behind the Meter | Net-metered residential rooftop and canopy |  | None | Vision Solar LLC | JCP&L | Accepted | 2020-09-23 | 2020-09-25 | 2021-10-30 | ENPHASE | IQ7-60-2-US | Inverters | 0.24 |  | 34 |  |  | 0.96 |  | Other | BEHIND EACH PANEL
NJSTRE1545622559 |  | Transition Incentive Program | Stewartsville | 8886 | 2 | 11.39 | Residential | Yes | Behind the Meter | Net-metered residential rooftop and canopy |  | None | Vision Solar LLC | JCP&L | Accepted | 2020-09-23 | 2020-09-25 | 2021-10-30 | HANWHA Q-CELLS | Q.PEAK DUO-G6+ 335 | Solar Panels |  | 0.335 | 17 | 196 | 26 |  | Fixed | Roof
NJSTRE1545622559 |  | Transition Incentive Program | Stewartsville | 8886 | 2 | 11.39 | Residential | Yes | Behind the Meter | Net-metered residential rooftop and canopy |  | None | Vision Solar LLC | JCP&L | Accepted | 2020-09-23 | 2020-09-25 | 2021-10-30 | HANWHA Q-CELLS | HANWHA Q-CELLS | Solar Panels |  | 0.335 | 9 | 16 | 26 |  | Fixed | Roof
NJSTRE1545622559 |  | Transition Incentive Program | Stewartsville | 8886 | 2 | 11.39 | Residential | Yes | Behind the Meter | Net-metered residential rooftop and canopy |  | None | Vision Solar LLC | JCP&L | Accepted | 2020-09-23 | 2020-09-25 | 2021-10-30 | HANWHA Q-CELLS | Q.PEAK DUO-G6+ 335 | Solar Panels |  | 0.335 | 8 | 196 | 26 |  | Fixed | Roof
NJSTRE1545622566 |  | Transition Incentive Program | JERSEY CITY | 7305 | 8 | 8.37 | Residential | Yes | Behind the Meter | Net-metered residential rooftop and canopy |  | None | Bright Planet Solar | PSE&G | Accepted | 2020-09-23 | 2020-09-25 | 2021-10-30 | SOLAR EDGE | SE7600H-USRGM | Inverters | 7600 |  | 1 |  |  | 0.98 |  | Outdoor | OUTSIDE
NJSTRE1545622566 |  | Transition Incentive Program | JERSEY CITY | 7305 | 8 | 8.37 | Residential | Yes | Behind the Meter | Net-metered residential rooftop and canopy |  | None | Bright Planet Solar | PSE&G | Accepted | 2020-09-23 | 2020-09-25 | 2021-10-30 | HANWHA Q-CELLS | Q.PEAK DUO BLK-G5 310W | Solar Panels |  | 0.31 | 27 | 131 | 26 |  | Fixed | Roof
NJSTRE1545622568 |  | Transition Incentive Program | Monmouth Junction | 8852 | 11 | 9.1 | Residential | Yes | Behind the Meter | Net-metered residential rooftop and canopy |  | None | Pro Custom Solar dba Momentum Solar | PSE&G | Accepted | 2020-09-23 | 2020-09-25 | 2021-10-30 | Enphase | IQ7Plus-72-2-US | Inverters | 290 |  | 26 |  |  | 0.97 |  | Outdoor | Roof
NJSTRE1545622568 |  | Transition Incentive Program | Monmouth Junction | 8852 | 11 | 9.1 | Residential | Yes | Behind the Meter | Net-metered residential rooftop and canopy |  | None | Pro Custom Solar dba Momentum Solar | PSE&G | Accepted | 2020-09-23 | 2020-09-25 | 2021-10-30 | LG ELECTRONICS | IQ7Plus-72-2-US | Solar Panels |  | 0.35 | 26 | 155 | 33 |  | Fixed | Roof
NJSTRE1545622572 |  | Transition Incentive Program | Pine Brook | 7058 | 3 | 172.8 | School Public K-12 | No | Behind the Meter | Net-metered non-residential rooftop and canopy |  | None | Solar Landscape | JCP&L | Accepted | 2020-09-23 | 2020-09-25 | 2021-10-30 | SoalrEdge | SE43.2kUS | Inverters | 43200 |  | 3 |  |  | 0.97 |  | Outside | wall mounted, ground level
NJSTRE1545622572 |  | Transition Incentive Program | Pine Brook | 7058 | 3 | 172.8 | School Public K-12 | No | Behind the Meter | Net-metered non-residential rooftop and canopy |  | None | Solar Landscape | JCP&L | Accepted | 2020-09-23 | 2020-09-25 | 2021-10-30 | SolarEdge | SE14.4kUS | Inverters | 14400 |  | 1 |  |  | 0.97 |  | Outside | Wall mounted, ground level
NJSTRE1545622572 |  | Transition Incentive Program | Pine Brook | 7058 | 3 | 172.8 | School Public K-12 | No | Behind the Meter | Net-metered non-residential rooftop and canopy |  | None | Solar Landscape | JCP&L | Accepted | 2020-09-23 | 2020-09-25 | 2021-10-30 | Hanwha | Q.Peak 400W | Solar Panels |  | 0.4 | 432 | 164 | 5 |  | Fixed | Roof
NJSTRE1545622579 |  | Transition Incentive Program | Neptune | 7753 | 17 | 11.66 | Residential | No | Behind the Meter | Net-metered residential rooftop and canopy |  | None | All Season Solar | JCP&L | Accepted | 2020-09-23 | 2020-09-25 | 2021-10-30 | Enphase | IQ7 | Inverters | 240 |  | 37 |  |  | 0.97 |  | Outdoor | under module
NJSTRE1545622579 |  | Transition Incentive Program | Neptune | 7753 | 17 | 11.66 | Residential | No | Behind the Meter | Net-metered residential rooftop and canopy |  | None | All Season Solar | JCP&L | Accepted | 2020-09-23 | 2020-09-25 | 2021-10-30 | Certainteed | CT315HC11-04 | Solar Panels |  | 0.315 | 6 | 66 | 22 |  | Fixed | Roof
NJSTRE1545622579 |  | Transition Incentive Program | Neptune | 7753 | 17 | 11.66 | Residential | No | Behind the Meter | Net-metered residential rooftop and canopy |  | None | All Season Solar | JCP&L | Accepted | 2020-09-23 | 2020-09-25 | 2021-10-30 | Certainteed | CT315HC11-04 | Solar Panels |  | 0.315 | 8 | 246 | 22 |  | Fixed | Roof
NJSTRE1545622579 |  | Transition Incentive Program | Neptune | 7753 | 17 | 11.66 | Residential | No | Behind the Meter | Net-metered residential rooftop and canopy |  | None | All Season Solar | JCP&L | Accepted | 2020-09-23 | 2020-09-25 | 2021-10-30 | Certainteed | CT315HC11-04 | Solar Panels |  | 0.315 | 23 | 246 | 2 |  | Fixed | Roof
NJSTRE1545622584 |  | Transition Incentive Program | FRANKLIN | 7416 | 1 | 7.4 | Residential | Yes | Behind the Meter | Net-metered residential rooftop and canopy |  | None | Bright Planet Solar | JCP&L | Accepted | 2020-09-23 | 2020-09-25 | 2021-10-30 | SOLAR EDGE | SE6000H-USRGM | Inverters | 6000 |  | 1 |  |  | 0.98 |  | Outdoor | OUTSIDE
NJSTRE1545622584 |  | Transition Incentive Program | FRANKLIN | 7416 | 1 | 7.4 | Residential | Yes | Behind the Meter | Net-metered residential rooftop and canopy |  | None | Bright Planet Solar | JCP&L | Accepted | 2020-09-23 | 2020-09-25 | 2021-10-30 | SUNPOWER | SPRX22-370 | Solar Panels |  | 0.37 | 6 | 114 | 33 |  | Fixed | Roof
NJSTRE1545622584 |  | Transition Incentive Program | FRANKLIN | 7416 | 1 | 7.4 | Residential | Yes | Behind the Meter | Net-metered residential rooftop and canopy |  | None | Bright Planet Solar | JCP&L | Accepted | 2020-09-23 | 2020-09-25 | 2021-10-30 | SUNPOWER | SPRX22-370 | Solar Panels |  | 0.37 | 4 | 205 | 33 |  | Fixed | Roof
NJSTRE1545622584 |  | Transition Incentive Program | FRANKLIN | 7416 | 1 | 7.4 | Residential | Yes | Behind the Meter | Net-metered residential rooftop and canopy |  | None | Bright Planet Solar | JCP&L | Accepted | 2020-09-23 | 2020-09-25 | 2021-10-30 | SUNPOWER | SPRX22-370 | Solar Panels |  | 0.37 | 4 | 27 | 33 |  | Fixed | Roof
NJSTRE1545622584 |  | Transition Incentive Program | FRANKLIN | 7416 | 1 | 7.4 | Residential | Yes | Behind the Meter | Net-metered residential rooftop and canopy |  | None | Bright Planet Solar | JCP&L | Accepted | 2020-09-23 | 2020-09-25 | 2021-10-30 | SUNPOWER | SPRX22-370 | Solar Panels |  | 0.37 | 6 | 294 | 33 |  | Fixed | Roof
NJSTRE1545622601 |  | Transition Incentive Program | Trenton | 8691 | 12 | 12.92 | Residential | No | Behind the Meter | Net-metered residential rooftop and canopy |  | None | Public Service Solar | JCP&L | Accepted | 2020-09-23 | 2020-10-01 | 2021-10-30 | Enphase | iQ7+ | Inverters | 0.29 |  | 38 |  |  | 0.96 |  | Outdoor | Roof mounted under panels
NJSTRE1545622601 |  | Transition Incentive Program | Trenton | 8691 | 12 | 12.92 | Residential | No | Behind the Meter | Net-metered residential rooftop and canopy |  | None | Public Service Solar | JCP&L | Accepted | 2020-09-23 | 2020-10-01 | 2021-10-30 | LG | N1K-L5 | Solar Panels |  | 0.34 | 12 | 170 | 35 |  | Fixed | Roof
NJSTRE1545622601 |  | Transition Incentive Program | Trenton | 8691 | 12 | 12.92 | Residential | No | Behind the Meter | Net-metered residential rooftop and canopy |  | None | Public Service Solar | JCP&L | Accepted | 2020-09-23 | 2020-10-01 | 2021-10-30 | LG | N1K-L5 | Solar Panels |  | 0.34 | 5 | 259 | 45 |  | Fixed | Roof
NJSTRE1545622601 |  | Transition Incentive Program | Trenton | 8691 | 12 | 12.92 | Residential | No | Behind the Meter | Net-metered residential rooftop and canopy |  | None | Public Service Solar | JCP&L | Accepted | 2020-09-23 | 2020-10-01 | 2021-10-30 | LG | N1K-L5 | Solar Panels |  | 0.34 | 2 | 169 | 34 |  | Fixed | Roof
NJSTRE1545622601 |  | Transition Incentive Program | Trenton | 8691 | 12 | 12.92 | Residential | No | Behind the Meter | Net-metered residential rooftop and canopy |  | None | Public Service Solar | JCP&L | Accepted | 2020-09-23 | 2020-10-01 | 2021-10-30 | LG | N1K-L5 | Solar Panels |  | 0.34 | 3 | 168 | 35 |  | Fixed | Roof
NJSTRE1545622601 |  | Transition Incentive Program | Trenton | 8691 | 12 | 12.92 | Residential | No | Behind the Meter | Net-metered residential rooftop and canopy |  | None | Public Service Solar | JCP&L | Accepted | 2020-09-23 | 2020-10-01 | 2021-10-30 | LG | N1K-L5 | Solar Panels |  | 0.34 | 7 | 80 | 45 |  | Fixed | Roof
NJSTRE1545622601 |  | Transition Incentive Program | Trenton | 8691 | 12 | 12.92 | Residential | No | Behind the Meter | Net-metered residential rooftop and canopy |  | None | Public Service Solar | JCP&L | Accepted | 2020-09-23 | 2020-10-01 | 2021-10-30 | LG | N1K-L5 | Solar Panels |  | 0.34 | 6 | 260 | 43 |  | Fixed | Roof
NJSTRE1545622601 |  | Transition Incentive Program | Trenton | 8691 | 12 | 12.92 | Residential | No | Behind the Meter | Net-metered residential rooftop and canopy |  | None | Public Service Solar | JCP&L | Accepted | 2020-09-23 | 2020-10-01 | 2021-10-30 | LG | N1K-L5 | Solar Panels |  | 0.34 | 3 | 260 | 45 |  | Fixed | Roof
NJSTRE1545622614 |  | Transition Incentive Program | Carteret | 7008 | 11 | 13.65 | Residential | Yes | Behind the Meter | Net-metered residential rooftop and canopy |  | None | Pro Custom Solar dba Momentum Solar | PSE&G | Accepted | 2020-09-23 | 2020-09-25 | 2021-10-30 | Enphase | IQ7Plus-72-2-US | Inverters | 290 |  | 39 |  |  | 0.97 |  | Outdoor | Roof
NJSTRE1545622614 |  | Transition Incentive Program | Carteret | 7008 | 11 | 13.65 | Residential | Yes | Behind the Meter | Net-metered residential rooftop and canopy |  | None | Pro Custom Solar dba Momentum Solar | PSE&G | Accepted | 2020-09-23 | 2020-09-25 | 2021-10-30 | LG ELECTRONICS | LG 350N1C-V5 | Solar Panels |  | 0.35 | 9 | 10 | 20 |  | Fixed | Roof
NJSTRE1545622614 |  | Transition Incentive Program | Carteret | 7008 | 11 | 13.65 | Residential | Yes | Behind the Meter | Net-metered residential rooftop and canopy |  | None | Pro Custom Solar dba Momentum Solar | PSE&G | Accepted | 2020-09-23 | 2020-09-25 | 2021-10-30 | LG ELECTRONICS | LG 350N1C-V5 | Solar Panels |  | 0.35 | 9 | 280 | 20 |  | Fixed | Roof
NJSTRE1545622614 |  | Transition Incentive Program | Carteret | 7008 | 11 | 13.65 | Residential | Yes | Behind the Meter | Net-metered residential rooftop and canopy |  | None | Pro Custom Solar dba Momentum Solar | PSE&G | Accepted | 2020-09-23 | 2020-09-25 | 2021-10-30 | LG ELECTRONICS | LG 350N1C-V5 | Solar Panels |  | 0.35 | 21 | 100 | 20 |  | Fixed | Roof
NJSTRE1545622618 |  | Transition Incentive Program | EAST ORANGE CITY | 7017 | 9 | 4.65 | Residential | Yes | Behind the Meter | Net-metered residential rooftop and canopy |  | None | Bright Planet Solar | PSE&G | Accepted | 2020-09-23 | 2020-09-30 | 2021-10-30 | SOLAR EDGE | SE3800H-USRGM | Inverters | 3800 |  | 1 |  |  | 0.98 |  | Outdoor | OUTSIDE
NJSTRE1545622618 |  | Transition Incentive Program | EAST ORANGE CITY | 7017 | 9 | 4.65 | Residential | Yes | Behind the Meter | Net-metered residential rooftop and canopy |  | None | Bright Planet Solar | PSE&G | Accepted | 2020-09-23 | 2020-09-30 | 2021-10-30 | HANWHA Q-CELLS | Q.PEAK DUO BLK-G5 310W | Solar Panels |  | 0.31 | 15 | 221 | 9 |  | Fixed | Roof
NJSTRE1545622620 |  | Transition Incentive Program | Morestown Township | 8057 | 13 | 189.2 | Commercial | No | Behind the Meter | Net-metered non-residential rooftop and canopy |  | None | INDEPENDENCE SOLAR, LLC | PSE&G | Accepted | 2020-09-24 | 2020-09-30 | 2021-10-30 | Gridstream RF | add serial number | Meters |  |  | 1 |  |  |  | Yes | Outdoor
NJSTRE1545622620 |  | Transition Incentive Program | Morestown Township | 8057 | 13 | 189.2 | Commercial | No | Behind the Meter | Net-metered non-residential rooftop and canopy |  | None | INDEPENDENCE SOLAR, LLC | PSE&G | Accepted | 2020-09-24 | 2020-09-30 | 2021-10-30 | SolarEdge | 66.6KUS | Inverters | 189 |  | 2 |  |  | 0.948 |  | Outdoor | outdoor
NJSTRE1545622620 |  | Transition Incentive Program | Morestown Township | 8057 | 13 | 189.2 | Commercial | No | Behind the Meter | Net-metered non-residential rooftop and canopy |  | None | INDEPENDENCE SOLAR, LLC | PSE&G | Accepted | 2020-09-24 | 2020-09-30 | 2021-10-30 | Hanwha QCells | Q.Peak Duo L-G5.2 | Solar Panels |  | 0.4 | 473 | 173 | 10 |  | Fixed | Roof
NJSTRE1545622630 |  | Transition Incentive Program | Hillsborough | 8844 | 5 | 10.88 | Residential | No | Behind the Meter | Net-metered residential rooftop and canopy |  | None | Maier Engineering dba Solar Me | PSE&G | Accepted | 2020-09-23 | 2020-09-25 | 2021-10-30 | Enphase | IQ7+ | Inverters | 290 |  | 32 |  |  | 0.96 |  | Outdoor | Next to meter
NJSTRE1545622630 |  | Transition Incentive Program | Hillsborough | 8844 | 5 | 10.88 | Residential | No | Behind the Meter | Net-metered residential rooftop and canopy |  | None | Maier Engineering dba Solar Me | PSE&G | Accepted | 2020-09-23 | 2020-09-25 | 2021-10-30 | Hanwha | Q.PEAK DUO BLK-G6 340W | Solar Panels |  | 0.34 | 12 | 313 | 23 |  | Fixed | Roof
NJSTRE1545622630 |  | Transition Incentive Program | Hillsborough | 8844 | 5 | 10.88 | Residential | No | Behind the Meter | Net-metered residential rooftop and canopy |  | None | Maier Engineering dba Solar Me | PSE&G | Accepted | 2020-09-23 | 2020-09-25 | 2021-10-30 | Hanwha | Q.PEAK DUO BLK-G6 340W | Solar Panels |  | 0.34 | 8 | 313 | 23 |  | Fixed | Roof
NJSTRE1545622630 |  | Transition Incentive Program | Hillsborough | 8844 | 5 | 10.88 | Residential | No | Behind the Meter | Net-metered residential rooftop and canopy |  | None | Maier Engineering dba Solar Me | PSE&G | Accepted | 2020-09-23 | 2020-09-25 | 2021-10-30 | Hanwha | Q.PEAK DUO BLK-G6 340W | Solar Panels |  | 0.34 | 1 | 223 | 23 |  | Fixed | Roof
NJSTRE1545622630 |  | Transition Incentive Program | Hillsborough | 8844 | 5 | 10.88 | Residential | No | Behind the Meter | Net-metered residential rooftop and canopy |  | None | Maier Engineering dba Solar Me | PSE&G | Accepted | 2020-09-23 | 2020-09-25 | 2021-10-30 | Hanwha | Q.PEAK DUO BLK-G6 340W | Solar Panels |  | 0.34 | 2 | 133 | 23 |  | Fixed | Roof
NJSTRE1545622630 |  | Transition Incentive Program | Hillsborough | 8844 | 5 | 10.88 | Residential | No | Behind the Meter | Net-metered residential rooftop and canopy |  | None | Maier Engineering dba Solar Me | PSE&G | Accepted | 2020-09-23 | 2020-09-25 | 2021-10-30 | Hanwha | Q.PEAK DUO BLK-G6 340W | Solar Panels |  | 0.34 | 6 | 133 | 23 |  | Fixed | Roof
NJSTRE1545622630 |  | Transition Incentive Program | Hillsborough | 8844 | 5 | 10.88 | Residential | No | Behind the Meter | Net-metered residential rooftop and canopy |  | None | Maier Engineering dba Solar Me | PSE&G | Accepted | 2020-09-23 | 2020-09-25 | 2021-10-30 | Hanwha | Q.PEAK DUO BLK-G6 340W | Solar Panels |  | 0.34 | 1 | 43 | 23 |  | Fixed | Roof
NJSTRE1545622630 |  | Transition Incentive Program | Hillsborough | 8844 | 5 | 10.88 | Residential | No | Behind the Meter | Net-metered residential rooftop and canopy |  | None | Maier Engineering dba Solar Me | PSE&G | Accepted | 2020-09-23 | 2020-09-25 | 2021-10-30 | Hanwha | Q.PEAK DUO BLK-G6 340W | Solar Panels |  | 0.34 | 1 | 223 | 23 |  | Fixed | Roof
NJSTRE1545622630 |  | Transition Incentive Program | Hillsborough | 8844 | 5 | 10.88 | Residential | No | Behind the Meter | Net-metered residential rooftop and canopy |  | None | Maier Engineering dba Solar Me | PSE&G | Accepted | 2020-09-23 | 2020-09-25 | 2021-10-30 | Hanwha | Q.PEAK DUO BLK-G6 340W | Solar Panels |  | 0.34 | 1 | 43 | 23 |  | Fixed | Roof
NJSTRE1545622631 |  | Transition Incentive Program | FRANKLIN TWP SOM | 8873 | 5 | 15.19 | Residential | Yes | Behind the Meter | Net-metered residential rooftop and canopy |  | None | Bright Planet Solar | PSE&G | Accepted | 2020-09-23 | 2020-09-30 | 2021-10-30 | SOLAR EDGE | SE3000H-USRGM | Inverters | 3000 |  | 1 |  |  | 0.98 |  | Outdoor | OUTSIDE
NJSTRE1545622631 |  | Transition Incentive Program | FRANKLIN TWP SOM | 8873 | 5 | 15.19 | Residential | Yes | Behind the Meter | Net-metered residential rooftop and canopy |  | None | Bright Planet Solar | PSE&G | Accepted | 2020-09-23 | 2020-09-30 | 2021-10-30 | SOLAR EDGE | SE10000H-USRGM | Inverters | 10000 |  | 1 |  |  | 0.98 |  | Outdoor | OUTSIDE
NJSTRE1545622631 |  | Transition Incentive Program | FRANKLIN TWP SOM | 8873 | 5 | 15.19 | Residential | Yes | Behind the Meter | Net-metered residential rooftop and canopy |  | None | Bright Planet Solar | PSE&G | Accepted | 2020-09-23 | 2020-09-30 | 2021-10-30 | HANWHA Q-CELLS | Q.PEAK DUO BLK-G5 310W | Solar Panels |  | 0.31 | 6 | 270 | 36 |  | Fixed | Roof
NJSTRE1545622631 |  | Transition Incentive Program | FRANKLIN TWP SOM | 8873 | 5 | 15.19 | Residential | Yes | Behind the Meter | Net-metered residential rooftop and canopy |  | None | Bright Planet Solar | PSE&G | Accepted | 2020-09-23 | 2020-09-30 | 2021-10-30 | HANWHA Q-CELLS | Q.PEAK DUO BLK-G5 310W | Solar Panels |  | 0.31 | 6 | 0 | 36 |  | Fixed | Roof
NJSTRE1545622631 |  | Transition Incentive Program | FRANKLIN TWP SOM | 8873 | 5 | 15.19 | Residential | Yes | Behind the Meter | Net-metered residential rooftop and canopy |  | None | Bright Planet Solar | PSE&G | Accepted | 2020-09-23 | 2020-09-30 | 2021-10-30 | HANWHA Q-CELLS | Q.PEAK DUO BLK-G5 310W | Solar Panels |  | 0.31 | 15 | 180 | 36 |  | Fixed | Roof
NJSTRE1545622631 |  | Transition Incentive Program | FRANKLIN TWP SOM | 8873 | 5 | 15.19 | Residential | Yes | Behind the Meter | Net-metered residential rooftop and canopy |  | None | Bright Planet Solar | PSE&G | Accepted | 2020-09-23 | 2020-09-30 | 2021-10-30 | HANWHA Q-CELLS | Q.PEAK DUO BLK-G5 310W | Solar Panels |  | 0.31 | 11 | 270 | 36 |  | Fixed | Roof
NJSTRE1545622631 |  | Transition Incentive Program | FRANKLIN TWP SOM | 8873 | 5 | 15.19 | Residential | Yes | Behind the Meter | Net-metered residential rooftop and canopy |  | None | Bright Planet Solar | PSE&G | Accepted | 2020-09-23 | 2020-09-30 | 2021-10-30 | HANWHA Q-CELLS | Q.PEAK DUO BLK-G5 310W | Solar Panels |  | 0.31 | 5 | 90 | 36 |  | Fixed | Roof
NJSTRE1545622631 |  | Transition Incentive Program | FRANKLIN TWP SOM | 8873 | 5 | 15.19 | Residential | Yes | Behind the Meter | Net-metered residential rooftop and canopy |  | None | Bright Planet Solar | PSE&G | Accepted | 2020-09-23 | 2020-09-30 | 2021-10-30 | HANWHA Q-CELLS | Q.PEAK DUO BLK-G5 310W | Solar Panels |  | 0.31 | 6 | 90 | 36 |  | Fixed | Roof
NJSTRE1545622638 |  | Transition Incentive Program | Willingboro | 8046 | 13 | 7.82 | Residential | Yes | Behind the Meter | Net-metered residential rooftop and canopy |  | None | Trinity Solar | PSE&G | Accepted | 2020-09-23 | 2020-09-25 | 2021-10-30 | Solar Edge | SE6000 | Inverters | 6000 |  | 1 |  |  | 0.97 |  | Outside | side of home
NJSTRE1545622638 |  | Transition Incentive Program | Willingboro | 8046 | 13 | 7.82 | Residential | Yes | Behind the Meter | Net-metered residential rooftop and canopy |  | None | Trinity Solar | PSE&G | Accepted | 2020-09-23 | 2020-09-25 | 2021-10-30 | Hanwha | Q.PEAK DUO BLK-G6 340 | Solar Panels |  | 0.34 | 14 | 94 | 27 |  | Fixed | Roof
NJSTRE1545622638 |  | Transition Incentive Program | Willingboro | 8046 | 13 | 7.82 | Residential | Yes | Behind the Meter | Net-metered residential rooftop and canopy |  | None | Trinity Solar | PSE&G | Accepted | 2020-09-23 | 2020-09-25 | 2021-10-30 | Hanwha | Q.PEAK DUO BLK-G6 340 | Solar Panels |  | 0.34 | 4 | 274 | 18 |  | Fixed | Roof
NJSTRE1545622638 |  | Transition Incentive Program | Willingboro | 8046 | 13 | 7.82 | Residential | Yes | Behind the Meter | Net-metered residential rooftop and canopy |  | None | Trinity Solar | PSE&G | Accepted | 2020-09-23 | 2020-09-25 | 2021-10-30 | Hanwha | Q.PEAK DUO BLK-G6 340 | Solar Panels |  | 0.34 | 5 | 274 | 27 |  | Fixed | Roof
NJSTRE1545622688 |  | Transition Incentive Program | Willingboro | 8046 | 13 | 8.16 | Residential | No | Behind the Meter | Net-metered residential rooftop and canopy |  | None | Maier Engineering dba Solar Me | PSE&G | Accepted | 2020-09-23 | 2020-09-25 | 2021-10-30 | Enphase | IQ7+ | Inverters | 290 |  | 24 |  |  | 0.96 |  | Outdoor | Next to meter
NJSTRE1545622688 |  | Transition Incentive Program | Willingboro | 8046 | 13 | 8.16 | Residential | No | Behind the Meter | Net-metered residential rooftop and canopy |  | None | Maier Engineering dba Solar Me | PSE&G | Accepted | 2020-09-23 | 2020-09-25 | 2021-10-30 | Hanwha | Q.PEAK DUO BLK-G6 340W | Solar Panels |  | 0.34 | 11 | 96 | 23 |  | Fixed | Roof
NJSTRE1545622688 |  | Transition Incentive Program | Willingboro | 8046 | 13 | 8.16 | Residential | No | Behind the Meter | Net-metered residential rooftop and canopy |  | None | Maier Engineering dba Solar Me | PSE&G | Accepted | 2020-09-23 | 2020-09-25 | 2021-10-30 | Hanwha | Q.PEAK DUO BLK-G6 340W | Solar Panels |  | 0.34 | 13 | 186 | 30 |  | Fixed | Roof
NJSTRE1545622693 |  | Transition Incentive Program | Rumson | 7760 | 17 | 6.7 | Residential | No | Behind the Meter | Net-metered residential rooftop and canopy |  | None | Vision Solar LLC | JCP&L | Accepted | 2020-09-23 | 2020-09-25 | 2021-10-30 | ENPHASE | IQ7-60-2-US | Inverters | 0.24 |  | 20 |  |  | 0.96 |  | Other | BEHIND EACH PANEL
NJSTRE1545622693 |  | Transition Incentive Program | Rumson | 7760 | 17 | 6.7 | Residential | No | Behind the Meter | Net-metered residential rooftop and canopy |  | None | Vision Solar LLC | JCP&L | Accepted | 2020-09-23 | 2020-09-25 | 2021-10-30 | HANWHA Q-CELLS | Q.PEAK DUO-G6+ 335 | Solar Panels |  | 0.335 | 9 | 149 | 38 |  | Fixed | Roof
NJSTRE1545622693 |  | Transition Incentive Program | Rumson | 7760 | 17 | 6.7 | Residential | No | Behind the Meter | Net-metered residential rooftop and canopy |  | None | Vision Solar LLC | JCP&L | Accepted | 2020-09-23 | 2020-09-25 | 2021-10-30 | HANWHA Q-CELLS | Q.PEAK DUO-G6+ 335 | Solar Panels |  | 0.335 | 11 | 329 | 38 |  | Fixed | Roof
NJSTRE1545622706 |  | Transition Incentive Program | Linwood | 8221 | 19 | 14.74 | Residential | No | Behind the Meter | Net-metered residential rooftop and canopy |  | None | Geoscape Solar | AC Electric | Accepted | 2020-09-23 | 2020-09-25 | 2021-10-30 | Solar Edge | SE11400H-US | Inverters | 11400 |  | 1 |  |  | 0.97 |  | Outdoor | adj to utility meter
NJSTRE1545622706 |  | Transition Incentive Program | Linwood | 8221 | 19 | 14.74 | Residential | No | Behind the Meter | Net-metered residential rooftop and canopy |  | None | Geoscape Solar | AC Electric | Accepted | 2020-09-23 | 2020-09-25 | 2021-10-30 | LG Electronics | LG 335N1K-V5 | Solar Panels |  | 0.335 | 36 | 211 | 42 |  | Fixed | Roof
NJSTRE1545622706 |  | Transition Incentive Program | Linwood | 8221 | 19 | 14.74 | Residential | No | Behind the Meter | Net-metered residential rooftop and canopy |  | None | Geoscape Solar | AC Electric | Accepted | 2020-09-23 | 2020-09-25 | 2021-10-30 | LG Electronics | LG335N1K-V5 | Solar Panels |  | 0.335 | 8 | 83 | 20 |  | Fixed | Roof
NJSTRE1545622708 |  | Transition Incentive Program | Trenton | 8618 | 12 | 7 | Residential | Yes | Behind the Meter | Net-metered residential rooftop and canopy |  | None | Pro Custom Solar dba Momentum Solar | PSE&G | Accepted | 2020-09-23 | 2020-09-25 | 2021-10-30 | Enphase | IQ7Plus-72-2-US | Inverters | 290 |  | 20 |  |  | 0.97 |  | Outdoor | Roof
NJSTRE1545622708 |  | Transition Incentive Program | Trenton | 8618 | 12 | 7 | Residential | Yes | Behind the Meter | Net-metered residential rooftop and canopy |  | None | Pro Custom Solar dba Momentum Solar | PSE&G | Accepted | 2020-09-23 | 2020-09-25 | 2021-10-30 | LG ELECTRONICS | LG 350N1C-V5 | Solar Panels |  | 0.35 | 10 | 192 | 26 |  | Fixed | Roof
NJSTRE1545622708 |  | Transition Incentive Program | Trenton | 8618 | 12 | 7 | Residential | Yes | Behind the Meter | Net-metered residential rooftop and canopy |  | None | Pro Custom Solar dba Momentum Solar | PSE&G | Accepted | 2020-09-23 | 2020-09-25 | 2021-10-30 | LG ELECTRONICS | LG 350N1C-V5 | Solar Panels |  | 0.35 | 10 | 26 | 12 |  | Fixed | Roof
NJSTRE1545622715 |  | Transition Incentive Program | Erial | 8081 | 14 | 8.38 | Residential | No | Behind the Meter | Net-metered residential rooftop and canopy |  | None | Vision Solar LLC | AC Electric | Accepted | 2020-09-23 | 2020-09-25 | 2021-10-30 | ENPHASE | IQ7-60-2-US | Inverters | 0.24 |  | 25 |  |  | 0.96 |  | Other | BEHIND EACH PANE
NJSTRE1545622715 |  | Transition Incentive Program | Erial | 8081 | 14 | 8.38 | Residential | No | Behind the Meter | Net-metered residential rooftop and canopy |  | None | Vision Solar LLC | AC Electric | Accepted | 2020-09-23 | 2020-09-25 | 2021-10-30 | HANWHA Q-CELLS | Q.PEAK DUO-G6+ 335 | Solar Panels |  | 0.335 | 10 | 263 | 21 |  | Fixed | Roof
NJSTRE1545622715 |  | Transition Incentive Program | Erial | 8081 | 14 | 8.38 | Residential | No | Behind the Meter | Net-metered residential rooftop and canopy |  | None | Vision Solar LLC | AC Electric | Accepted | 2020-09-23 | 2020-09-25 | 2021-10-30 | HANWHA Q-CELLS | Q.PEAK DUO-G6+ 335 | Solar Panels |  | 0.335 | 15 | 83 | 17 |  | Fixed | Roof
NJSTRE1545622719 |  | Transition Incentive Program | Union Beach | 7735 | 17 | 10.15 | Residential | Yes | Behind the Meter | Net-metered residential rooftop and canopy |  | None | Pro Custom Solar dba Momentum Solar | JCP&L | Accepted | 2020-09-23 | 2020-09-25 | 2021-10-30 | Enphase | IQ7Plus-72-2-US | Inverters | 290 |  | 29 |  |  | 0.97 |  | Outdoor | Roof
NJSTRE1545622719 |  | Transition Incentive Program | Union Beach | 7735 | 17 | 10.15 | Residential | Yes | Behind the Meter | Net-metered residential rooftop and canopy |  | None | Pro Custom Solar dba Momentum Solar | JCP&L | Accepted | 2020-09-23 | 2020-09-25 | 2021-10-30 | LG ELECTRONICS | LG 350N1C-V5 | Solar Panels |  | 0.35 | 12 | 356 | 22 |  | Fixed | Roof
NJSTRE1545622719 |  | Transition Incentive Program | Union Beach | 7735 | 17 | 10.15 | Residential | Yes | Behind the Meter | Net-metered residential rooftop and canopy |  | None | Pro Custom Solar dba Momentum Solar | JCP&L | Accepted | 2020-09-23 | 2020-09-25 | 2021-10-30 | LG ELECTRONICS | LG 350N1C-V5 | Solar Panels |  | 0.35 | 17 | 176 | 22 |  | Fixed | Roof
NJSTRE1545622734 |  | Transition Incentive Program | Vineland | 8361 | 20 | 6.7 | Residential | No | Behind the Meter | Net-metered residential rooftop and canopy |  | None | Vision Solar LLC | Vineland Muni Electric | Accepted | 2020-09-23 | 2020-09-25 | 2021-10-30 | ENPHASE | IQ7-60-2-US | Inverters | 0.24 |  | 20 |  |  | 0.96 |  | Other | BEHIND EACH PANEL
NJSTRE1545622734 |  | Transition Incentive Program | Vineland | 8361 | 20 | 6.7 | Residential | No | Behind the Meter | Net-metered residential rooftop and canopy |  | None | Vision Solar LLC | Vineland Muni Electric | Accepted | 2020-09-23 | 2020-09-25 | 2021-10-30 | HANWHA Q-CELLS | Q.PEAK DUO-G6+ 335 | Solar Panels |  | 0.335 | 15 | 184 | 25 |  | Fixed | Roof
NJSTRE1545622734 |  | Transition Incentive Program | Vineland | 8361 | 20 | 6.7 | Residential | No | Behind the Meter | Net-metered residential rooftop and canopy |  | None | Vision Solar LLC | Vineland Muni Electric | Accepted | 2020-09-23 | 2020-09-25 | 2021-10-30 | HANWHA Q-CELLS | Q.PEAK DUO-G6+ 335 | Solar Panels |  | 0.335 | 5 | 184 | 25 |  | Fixed | Roof
NJSTRE1545622877 |  | Transition Incentive Program | Burlington | 8016 | 13 | 9.43 | Residential | No | Behind the Meter | Net-metered residential rooftop and canopy |  | None | Kopp Electric Company | PSE&G | Accepted | 2020-09-23 | 2020-10-05 | 2021-10-30 | Solar Edge | SE10000H-US | Inverters | 10000 |  | 1 |  |  | 0.975 |  | Outdoor | next to meter
NJSTRE1545622877 |  | Transition Incentive Program | Burlington | 8016 | 13 | 9.43 | Residential | No | Behind the Meter | Net-metered residential rooftop and canopy |  | None | Kopp Electric Company | PSE&G | Accepted | 2020-09-23 | 2020-10-05 | 2021-10-30 | CertainTeed | CT325HC11-04 | Solar Panels |  | 0.325 | 15 | 137 | 20 |  | Fixed | Roof
NJSTRE1545622877 |  | Transition Incentive Program | Burlington | 8016 | 13 | 9.43 | Residential | No | Behind the Meter | Net-metered residential rooftop and canopy |  | None | Kopp Electric Company | PSE&G | Accepted | 2020-09-23 | 2020-10-05 | 2021-10-30 | CertainTeed | CT325HC11-04 | Solar Panels |  | 0.325 | 14 | 317 | 20 |  | Fixed | Roof
NJSTRE1545622902 |  | Transition Incentive Program | Hammonton | 8037 | 19 | 16.08 | Residential | No | Behind the Meter | Net-metered residential rooftop and canopy |  | None | Green Power energy | AC Electric | Accepted | 2020-09-23 | 2020-09-29 | 2021-10-30 | Enphase Energy | IQ7PLUS-72-2-US | Inverters | 290 |  | 56 |  |  | 0.975 |  | Outside | 0.97
NJSTRE1545622902 |  | Transition Incentive Program | Hammonton | 8037 | 19 | 16.08 | Residential | No | Behind the Meter | Net-metered residential rooftop and canopy |  | None | Green Power energy | AC Electric | Accepted | 2020-09-23 | 2020-09-29 | 2021-10-30 | Hanwha | Q.PEAK DUO BLK-G6 335 | Solar Panels |  | 0.335 | 17 | 101 | 39 |  | Fixed | Roof
NJSTRE1545622902 |  | Transition Incentive Program | Hammonton | 8037 | 19 | 16.08 | Residential | No | Behind the Meter | Net-metered residential rooftop and canopy |  | None | Green Power energy | AC Electric | Accepted | 2020-09-23 | 2020-09-29 | 2021-10-30 | Hanwha | Q.PEAK DUO BLK-G6 335 | Solar Panels |  | 0.335 | 9 | 28 | 39 |  | Fixed | Roof
NJSTRE1545622902 |  | Transition Incentive Program | Hammonton | 8037 | 19 | 16.08 | Residential | No | Behind the Meter | Net-metered residential rooftop and canopy |  | None | Green Power energy | AC Electric | Accepted | 2020-09-23 | 2020-09-29 | 2021-10-30 | Hanwha | Q.PEAK DUO BLK-G6 335 | Solar Panels |  | 0.335 | 11 | 191 | 39 |  | Fixed | Roof
NJSTRE1545622902 |  | Transition Incentive Program | Hammonton | 8037 | 19 | 16.08 | Residential | No | Behind the Meter | Net-metered residential rooftop and canopy |  | None | Green Power energy | AC Electric | Accepted | 2020-09-23 | 2020-09-29 | 2021-10-30 | Hanwha | Q.PEAK DUO BLK-G6 335 | Solar Panels |  | 0.335 | 7 | 191 | 42 |  | Fixed | Roof
NJSTRE1545622902 |  | Transition Incentive Program | Hammonton | 8037 | 19 | 16.08 | Residential | No | Behind the Meter | Net-metered residential rooftop and canopy |  | None | Green Power energy | AC Electric | Accepted | 2020-09-23 | 2020-09-29 | 2021-10-30 | Hanwha | Q.PEAK DUO BLK-G6 335 | Solar Panels |  | 0.335 | 4 | 101 | 42 |  | Fixed | Roof
NJSTRE1545622924 |  | Transition Incentive Program | Mount Royal | 8061 | 15 | 10.5 | Residential | Yes | Behind the Meter | Net-metered residential rooftop and canopy |  | None | Pro Custom Solar dba Momentum Solar | AC Electric | Accepted | 2020-09-23 | 2020-09-25 | 2021-10-30 | Enphase | IQ7Plus-72-2-US | Inverters | 290 |  | 30 |  |  | 0.97 |  | Outdoor | Roof
NJSTRE1545622924 |  | Transition Incentive Program | Mount Royal | 8061 | 15 | 10.5 | Residential | Yes | Behind the Meter | Net-metered residential rooftop and canopy |  | None | Pro Custom Solar dba Momentum Solar | AC Electric | Accepted | 2020-09-23 | 2020-09-25 | 2021-10-30 | LG ELECTRONICS | LG 350N1C-V5 | Solar Panels |  | 0.35 | 6 | 141 | 37 |  | Fixed | Roof
NJSTRE1545622924 |  | Transition Incentive Program | Mount Royal | 8061 | 15 | 10.5 | Residential | Yes | Behind the Meter | Net-metered residential rooftop and canopy |  | None | Pro Custom Solar dba Momentum Solar | AC Electric | Accepted | 2020-09-23 | 2020-09-25 | 2021-10-30 | LG ELECTRONICS | LG 350N1C-V5 | Solar Panels |  | 0.35 | 13 | 230 | 37 |  | Fixed | Roof
NJSTRE1545622924 |  | Transition Incentive Program | Mount Royal | 8061 | 15 | 10.5 | Residential | Yes | Behind the Meter | Net-metered residential rooftop and canopy |  | None | Pro Custom Solar dba Momentum Solar | AC Electric | Accepted | 2020-09-23 | 2020-09-25 | 2021-10-30 | LG ELECTRONICS | LG 350N1C-V5 | Solar Panels |  | 0.35 | 11 | 140 | 37 |  | Fixed | Roof
NJSTRE1545622929 |  | Transition Incentive Program | Lindenwold | 8021 | 14 | 23.87 | Residential | Yes | Behind the Meter | Net-metered residential rooftop and canopy |  | None | Castle Energy, LLC | AC Electric | Accepted | 2020-09-23 | 2020-09-29 | 2021-10-30 | SunPower | SPR-E20-327-E-AC | Inverters | 320 |  | 73 |  |  | 0.967 |  | Outdoor | on the rooftop under each solar panel
NJSTRE1545622929 |  | Transition Incentive Program | Lindenwold | 8021 | 14 | 23.87 | Residential | Yes | Behind the Meter | Net-metered residential rooftop and canopy |  | None | Castle Energy, LLC | AC Electric | Accepted | 2020-09-23 | 2020-09-29 | 2021-10-30 | SunPower | SPR-E20-327-E-AC | Solar Panels |  | 0.327 | 7 | 214 | 27 |  | Fixed | Roof
NJSTRE1545622929 |  | Transition Incentive Program | Lindenwold | 8021 | 14 | 23.87 | Residential | Yes | Behind the Meter | Net-metered residential rooftop and canopy |  | None | Castle Energy, LLC | AC Electric | Accepted | 2020-09-23 | 2020-09-29 | 2021-10-30 | SunPower | SPR-E20-327-E-AC | Solar Panels |  | 0.327 | 7 | 214 | 27 |  | Fixed | Roof
NJSTRE1545622929 |  | Transition Incentive Program | Lindenwold | 8021 | 14 | 23.87 | Residential | Yes | Behind the Meter | Net-metered residential rooftop and canopy |  | None | Castle Energy, LLC | AC Electric | Accepted | 2020-09-23 | 2020-09-29 | 2021-10-30 | SunPower | SPR-E20-327-E-AC | Solar Panels |  | 0.327 | 8 | 214 | 27 |  | Fixed | Roof
NJSTRE1545622929 |  | Transition Incentive Program | Lindenwold | 8021 | 14 | 23.87 | Residential | Yes | Behind the Meter | Net-metered residential rooftop and canopy |  | None | Castle Energy, LLC | AC Electric | Accepted | 2020-09-23 | 2020-09-29 | 2021-10-30 | SunPower | SPR-E20-327-E-AC | Solar Panels |  | 0.327 | 7 | 214 | 20 |  | Fixed | Roof
NJSTRE1545622929 |  | Transition Incentive Program | Lindenwold | 8021 | 14 | 23.87 | Residential | Yes | Behind the Meter | Net-metered residential rooftop and canopy |  | None | Castle Energy, LLC | AC Electric | Accepted | 2020-09-23 | 2020-09-29 | 2021-10-30 | SunPower | SPR-E20-327-E-AC | Solar Panels |  | 0.327 | 34 | 34 | 27 |  | Fixed | Roof
NJSTRE1545622929 |  | Transition Incentive Program | Lindenwold | 8021 | 14 | 23.87 | Residential | Yes | Behind the Meter | Net-metered residential rooftop and canopy |  | None | Castle Energy, LLC | AC Electric | Accepted | 2020-09-23 | 2020-09-29 | 2021-10-30 | SunPower | SPR-E20-327-E-AC | Solar Panels |  | 0.327 | 10 | 214 | 20 |  | Fixed | Roof
NJSTRE1545622953 |  | Transition Incentive Program | Evesham Township | 8053 | 13 | 4.2 | Residential | Yes | Behind the Meter | Net-metered residential rooftop and canopy |  | None | Pro Custom Solar dba Momentum Solar | PSE&G | Accepted | 2020-09-23 | 2020-09-25 | 2021-10-30 | Enphase | IQ7Plus-72-2-US | Inverters | 290 |  | 12 |  |  | 0.97 |  | Outdoor | Roof
NJSTRE1545622953 |  | Transition Incentive Program | Evesham Township | 8053 | 13 | 4.2 | Residential | Yes | Behind the Meter | Net-metered residential rooftop and canopy |  | None | Pro Custom Solar dba Momentum Solar | PSE&G | Accepted | 2020-09-23 | 2020-09-25 | 2021-10-30 | LG ELECTRONICS | LG 350N1C-V5 | Solar Panels |  | 0.35 | 12 | 255 | 22 |  | Fixed | Roof
NJSTRE1545622974 |  | Transition Incentive Program | HACKENSACK | 7601 | 7 | 7.8 | Residential | Yes | Behind the Meter | Net-metered residential rooftop and canopy |  | None | Vivint Solar Developer, LLC | PSE&G | Accepted | 2020-09-24 | 2020-09-29 | 2021-10-30 | Solar Edge | SE7600H-US | Inverters | 7600 |  | 1 |  |  | 0.992 |  | Outdoor | Near the Utility Meter
NJSTRE1545622974 |  | Transition Incentive Program | HACKENSACK | 7601 | 7 | 7.8 | Residential | Yes | Behind the Meter | Net-metered residential rooftop and canopy |  | None | Vivint Solar Developer, LLC | PSE&G | Accepted | 2020-09-24 | 2020-09-29 | 2021-10-30 | JINKO SOLAR | JKM325M-60HBL | Solar Panels |  | 0.325 | 6 | 218 | 25 |  | Fixed | Roof
NJSTRE1545622974 |  | Transition Incentive Program | HACKENSACK | 7601 | 7 | 7.8 | Residential | Yes | Behind the Meter | Net-metered residential rooftop and canopy |  | None | Vivint Solar Developer, LLC | PSE&G | Accepted | 2020-09-24 | 2020-09-29 | 2021-10-30 | JINKO SOLAR | JKM325M-60HBL | Solar Panels |  | 0.325 | 13 | 218 | 25 |  | Fixed | Roof
NJSTRE1545622974 |  | Transition Incentive Program | HACKENSACK | 7601 | 7 | 7.8 | Residential | Yes | Behind the Meter | Net-metered residential rooftop and canopy |  | None | Vivint Solar Developer, LLC | PSE&G | Accepted | 2020-09-24 | 2020-09-29 | 2021-10-30 | JINKO SOLAR | JKM325M-60HBL | Solar Panels |  | 0.325 | 5 | 38 | 37 |  | Fixed | Roof
NJSTRE1545622995 |  | Transition Incentive Program | Tuckerton | 8087 | 18 | 23.04 | Residential | Yes | Behind the Meter | Net-metered residential rooftop and canopy |  | None | Sun Up Zero Down | AC Electric | Accepted | 2020-09-23 | 2020-09-29 | 2021-10-30 | enphase | X-IQ-AM1-240-3 | Meters |  |  | 1 |  |  |  | Yes | Outdoor
NJSTRE1545622995 |  | Transition Incentive Program | Tuckerton | 8087 | 18 | 23.04 | Residential | Yes | Behind the Meter | Net-metered residential rooftop and canopy |  | None | Sun Up Zero Down | AC Electric | Accepted | 2020-09-23 | 2020-09-29 | 2021-10-30 | enphase | IQ7-60-2-US | Inverters | 240 |  | 80 |  |  | 0.976 |  | Outside | behind panels
NJSTRE1545622995 |  | Transition Incentive Program | Tuckerton | 8087 | 18 | 23.04 | Residential | Yes | Behind the Meter | Net-metered residential rooftop and canopy |  | None | Sun Up Zero Down | AC Electric | Accepted | 2020-09-23 | 2020-09-29 | 2021-10-30 | REC | REC330TPM3 Black | Solar Panels |  | 0.32 | 20 | 234 | 20 |  | Fixed | Roof
NJSTRE1545622995 |  | Transition Incentive Program | Tuckerton | 8087 | 18 | 23.04 | Residential | Yes | Behind the Meter | Net-metered residential rooftop and canopy |  | None | Sun Up Zero Down | AC Electric | Accepted | 2020-09-23 | 2020-09-29 | 2021-10-30 | REC | REC330TPM3 Black | Solar Panels |  | 0.32 | 23 | 55 | 20 |  | Fixed | Roof
NJSTRE1545622995 |  | Transition Incentive Program | Tuckerton | 8087 | 18 | 23.04 | Residential | Yes | Behind the Meter | Net-metered residential rooftop and canopy |  | None | Sun Up Zero Down | AC Electric | Accepted | 2020-09-23 | 2020-09-29 | 2021-10-30 | REC | REC330TPM3 Black | Solar Panels |  | 0.32 | 24 | 235 | 20 |  | Fixed | Roof
NJSTRE1545622995 |  | Transition Incentive Program | Tuckerton | 8087 | 18 | 23.04 | Residential | Yes | Behind the Meter | Net-metered residential rooftop and canopy |  | None | Sun Up Zero Down | AC Electric | Accepted | 2020-09-23 | 2020-09-29 | 2021-10-30 | REC | REC330TPM3 Black | Solar Panels |  | 0.32 | 5 | 54 | 20 |  | Fixed | Roof
NJSTRE1545623023 |  | Transition Incentive Program | Union | 7083 | 10 | 4.55 | Residential | Yes | Behind the Meter | Net-metered residential rooftop and canopy |  | None | Pro Custom Solar dba Momentum Solar | PSE&G | Accepted | 2020-09-23 | 2020-09-25 | 2021-10-30 | Enphase | IQ7Plus-72-2-US | Inverters | 290 |  | 13 |  |  | 0.97 |  | Outdoor | Roof
NJSTRE1545623023 |  | Transition Incentive Program | Union | 7083 | 10 | 4.55 | Residential | Yes | Behind the Meter | Net-metered residential rooftop and canopy |  | None | Pro Custom Solar dba Momentum Solar | PSE&G | Accepted | 2020-09-23 | 2020-09-25 | 2021-10-30 | LG ELECTRONICS | LG 350N1C-V5 | Solar Panels |  | 0.35 | 9 | 82 | 26 |  | Fixed | Roof
NJSTRE1545623023 |  | Transition Incentive Program | Union | 7083 | 10 | 4.55 | Residential | Yes | Behind the Meter | Net-metered residential rooftop and canopy |  | None | Pro Custom Solar dba Momentum Solar | PSE&G | Accepted | 2020-09-23 | 2020-09-25 | 2021-10-30 | LG ELECTRONICS | LG 350N1C-V5 | Solar Panels |  | 0.35 | 2 | 262 | 26 |  | Fixed | Roof
NJSTRE1545623023 |  | Transition Incentive Program | Union | 7083 | 10 | 4.55 | Residential | Yes | Behind the Meter | Net-metered residential rooftop and canopy |  | None | Pro Custom Solar dba Momentum Solar | PSE&G | Accepted | 2020-09-23 | 2020-09-25 | 2021-10-30 | LG ELECTRONICS | LG 350N1C-V5 | Solar Panels |  | 0.35 | 2 | 82 | 21 |  | Fixed | Roof
NJSTRE1545623062 |  | Transition Incentive Program | DOVER | 7801 | 3 | 10.08 | Residential | Yes | Behind the Meter | Net-metered residential rooftop and canopy |  | None | Vivint Solar Developer, LLC | JCP&L | Accepted | 2020-09-25 | 2020-09-29 | 2021-10-30 | Solar Edge | SE7600H-US | Inverters | 7600 |  | 1 |  |  | 0.992 |  | Outdoor | Near the Utility Meter
NJSTRE1545623062 |  | Transition Incentive Program | DOVER | 7801 | 3 | 10.08 | Residential | Yes | Behind the Meter | Net-metered residential rooftop and canopy |  | None | Vivint Solar Developer, LLC | JCP&L | Accepted | 2020-09-25 | 2020-09-29 | 2021-10-30 | JINKO SOLAR | JKM325M-60HBL | Solar Panels |  | 0.325 | 14 | 105 | 20 |  | Fixed | Roof
NJSTRE1545623062 |  | Transition Incentive Program | DOVER | 7801 | 3 | 10.08 | Residential | Yes | Behind the Meter | Net-metered residential rooftop and canopy |  | None | Vivint Solar Developer, LLC | JCP&L | Accepted | 2020-09-25 | 2020-09-29 | 2021-10-30 | JINKO SOLAR | JKM325M-60HBL | Solar Panels |  | 0.325 | 17 | 285 | 20 |  | Fixed | Roof
NJSTRE1545623070 |  | Transition Incentive Program | Flanders | 7836 | 3 | 11.02 | Residential | Yes | Behind the Meter | Net-metered residential rooftop and canopy |  | None | Freedom Forever New Jersey, LLC | JCP&L | Accepted | 2020-09-30 | 2020-10-02 | 2021-10-30 | Milbank | U5929-XL-INS | Meters |  |  | 1 |  |  |  | Yes | Outdoor
NJSTRE1545623070 |  | Transition Incentive Program | Flanders | 7836 | 3 | 11.02 | Residential | Yes | Behind the Meter | Net-metered residential rooftop and canopy |  | None | Freedom Forever New Jersey, LLC | JCP&L | Accepted | 2020-09-30 | 2020-10-02 | 2021-10-30 | Solar Edge | SE10000H-US [SI1] RGM | Inverters | 42 |  | 1 |  |  | 0.99 |  | Outdoor | N/A
NJSTRE1545623070 |  | Transition Incentive Program | Flanders | 7836 | 3 | 11.02 | Residential | Yes | Behind the Meter | Net-metered residential rooftop and canopy |  | None | Freedom Forever New Jersey, LLC | JCP&L | Accepted | 2020-09-30 | 2020-10-02 | 2021-10-30 | Hanwha Qcell | Q.PLUS BFR-G4.1- 290 | Solar Panels |  | 0.29 | 28 | 134 | 17 |  | Fixed | Roof | Roof
NJSTRE1545623070 |  | Transition Incentive Program | Flanders | 7836 | 3 | 11.02 | Residential | Yes | Behind the Meter | Net-metered residential rooftop and canopy |  | None | Freedom Forever New Jersey, LLC | JCP&L | Accepted | 2020-09-30 | 2020-10-02 | 2021-10-30 | Hanwha Qcell | Q.PLUS BFR-G4.1- 290 | Solar Panels |  | 0.29 | 10 | 314 | 17 |  | Fixed | Roof | Roof
NJSTRE1545623086 |  | Transition Incentive Program | AVALON | 8202 | 21 | 3.9 | Residential | Yes | Behind the Meter | Net-metered residential rooftop and canopy |  | None | Vivint Solar Developer, LLC | AC Electric | Accepted | 2020-09-25 | 2020-09-29 | 2021-10-30 | Solar Edge | SE3800H-US | Inverters | 3800 |  | 1 |  |  | 0.992 |  | Outdoor | Near the Utility Meter
NJSTRE1545623086 |  | Transition Incentive Program | AVALON | 8202 | 21 | 3.9 | Residential | Yes | Behind the Meter | Net-metered residential rooftop and canopy |  | None | Vivint Solar Developer, LLC | AC Electric | Accepted | 2020-09-25 | 2020-09-29 | 2021-10-30 | JINKO SOLAR | JKM325M-60HBL | Solar Panels |  | 0.325 | 7 | 303 | 33 |  | Fixed | Roof
NJSTRE1545623086 |  | Transition Incentive Program | AVALON | 8202 | 21 | 3.9 | Residential | Yes | Behind the Meter | Net-metered residential rooftop and canopy |  | None | Vivint Solar Developer, LLC | AC Electric | Accepted | 2020-09-25 | 2020-09-29 | 2021-10-30 | JINKO SOLAR | JKM325M-60HBL | Solar Panels |  | 0.325 | 5 | 123 | 33 |  | Fixed | Roof
NJSTRE1545624325 |  | Transition Incentive Program | BRIDGETON | 8302 | 20 | 26.98 | Residential | Yes | Behind the Meter | Net-metered residential rooftop and canopy |  | None | Vivint Solar Developer, LLC | AC Electric | Accepted | 2020-09-25 | 2020-09-29 | 2021-10-30 | Solar Edge | SE7600H-US | Inverters | 7600 |  | 2 |  |  | 0.992 |  | Outdoor | Near the Utility Meter
NJSTRE1545624325 |  | Transition Incentive Program | BRIDGETON | 8302 | 20 | 26.98 | Residential | Yes | Behind the Meter | Net-metered residential rooftop and canopy |  | None | Vivint Solar Developer, LLC | AC Electric | Accepted | 2020-09-25 | 2020-09-29 | 2021-10-30 | Solar Edge | SE3800H-US | Inverters | 3800 |  | 1 |  |  | 0.992 |  | Outdoor | Near the Utility Meter
NJSTRE1545624325 |  | Transition Incentive Program | BRIDGETON | 8302 | 20 | 26.98 | Residential | Yes | Behind the Meter | Net-metered residential rooftop and canopy |  | None | Vivint Solar Developer, LLC | AC Electric | Accepted | 2020-09-25 | 2020-09-29 | 2021-10-30 | JINKO SOLAR | JKM325M-60HBL | Solar Panels |  | 0.325 | 23 | 292 | 28 |  | Fixed | Roof
NJSTRE1545624325 |  | Transition Incentive Program | BRIDGETON | 8302 | 20 | 26.98 | Residential | Yes | Behind the Meter | Net-metered residential rooftop and canopy |  | None | Vivint Solar Developer, LLC | AC Electric | Accepted | 2020-09-25 | 2020-09-29 | 2021-10-30 | JINKO SOLAR | JKM325M-60HBL | Solar Panels |  | 0.325 | 48 | 112 | 28 |  | Fixed | Roof
NJSTRE1545624325 |  | Transition Incentive Program | BRIDGETON | 8302 | 20 | 26.98 | Residential | Yes | Behind the Meter | Net-metered residential rooftop and canopy |  | None | Vivint Solar Developer, LLC | AC Electric | Accepted | 2020-09-25 | 2020-09-29 | 2021-10-30 | JINKO SOLAR | JKM325M-60HBL | Solar Panels |  | 0.325 | 7 | 292 | 28 |  | Fixed | Roof
NJSTRE1545624325 |  | Transition Incentive Program | BRIDGETON | 8302 | 20 | 26.98 | Residential | Yes | Behind the Meter | Net-metered residential rooftop and canopy |  | None | Vivint Solar Developer, LLC | AC Electric | Accepted | 2020-09-25 | 2020-09-29 | 2021-10-30 | JINKO SOLAR | JKM325M-60HBL | Solar Panels |  | 0.325 | 5 | 292 | 28 |  | Fixed | Roof
NJSTRE1545624331 |  | Transition Incentive Program | HOPATCONG | 7843 | 1 | 2.6 | Residential | Yes | Behind the Meter | Net-metered residential rooftop and canopy |  | None | Vivint Solar Developer, LLC | JCP&L | Accepted | 2020-09-28 | 2020-09-29 | 2021-10-30 | Solar Edge | SE3800H-US | Inverters | 3800 |  | 1 |  |  | 0.992 |  | Outdoor | Near the Utility Meter
NJSTRE1545624331 |  | Transition Incentive Program | HOPATCONG | 7843 | 1 | 2.6 | Residential | Yes | Behind the Meter | Net-metered residential rooftop and canopy |  | None | Vivint Solar Developer, LLC | JCP&L | Accepted | 2020-09-28 | 2020-09-29 | 2021-10-30 | JINKO SOLAR | JKM325M-60HBL | Solar Panels |  | 0.325 | 8 | 197 | 15 |  | Fixed | Roof
NJSTRE1545624374 |  | Transition Incentive Program | Gillette | 7933 | 3 | 10.25 | Residential | No | Behind the Meter | Net-metered residential rooftop and canopy |  | None | SunPower Corporation, Systems | JCP&L | Accepted | 2020-09-23 | 2020-09-25 | 2021-10-30 | SunPower | SPR-A410-G-AC | Inverters | 349 |  | 25 |  |  | 0.97 |  | Other | under each panel
NJSTRE1545624374 |  | Transition Incentive Program | Gillette | 7933 | 3 | 10.25 | Residential | No | Behind the Meter | Net-metered residential rooftop and canopy |  | None | SunPower Corporation, Systems | JCP&L | Accepted | 2020-09-23 | 2020-09-25 | 2021-10-30 | SunPower | SPR-A410-G-AC | Solar Panels |  | 0.41 | 4 | 165 | 25 |  | Fixed | Roof
NJSTRE1545624374 |  | Transition Incentive Program | Gillette | 7933 | 3 | 10.25 | Residential | No | Behind the Meter | Net-metered residential rooftop and canopy |  | None | SunPower Corporation, Systems | JCP&L | Accepted | 2020-09-23 | 2020-09-25 | 2021-10-30 | SunPower | SPR-A410-G-AC | Solar Panels |  | 0.41 | 8 | 165 | 25 |  | Fixed | Roof
NJSTRE1545624374 |  | Transition Incentive Program | Gillette | 7933 | 3 | 10.25 | Residential | No | Behind the Meter | Net-metered residential rooftop and canopy |  | None | SunPower Corporation, Systems | JCP&L | Accepted | 2020-09-23 | 2020-09-25 | 2021-10-30 | SunPower | SPR-A410-G-AC | Solar Panels |  | 0.41 | 13 | 165 | 25 |  | Fixed | Roof
NJSTRE1545624376 |  | Transition Incentive Program | Lumberton | 8048 | 13 | 19.2 | Residential | No | Behind the Meter | Net-metered residential ground mount |  | None | Surge Solar, LLC | PSE&G | Accepted | 2020-09-23 | 2020-09-25 | 2021-10-30 | SolarEdge Technologies | SE-RGMTR-1D-240C-A | Meters |  |  | 2 |  |  |  | Yes | Outdoor
NJSTRE1545624376 |  | Transition Incentive Program | Lumberton | 8048 | 13 | 19.2 | Residential | No | Behind the Meter | Net-metered residential ground mount |  | None | Surge Solar, LLC | PSE&G | Accepted | 2020-09-23 | 2020-09-25 | 2021-10-30 | SolarEdge Technologies | SE6000H-US | Inverters | 6000 |  | 1 |  |  | 0.99 |  | Outdoor | Back of array
NJSTRE1545624376 |  | Transition Incentive Program | Lumberton | 8048 | 13 | 19.2 | Residential | No | Behind the Meter | Net-metered residential ground mount |  | None | Surge Solar, LLC | PSE&G | Accepted | 2020-09-23 | 2020-09-25 | 2021-10-30 | SolarEdge Technologies | SE11400H-US | Inverters | 11400 |  | 1 |  |  | 0.99 |  | Outdoor | Back of array
NJSTRE1545624376 |  | Transition Incentive Program | Lumberton | 8048 | 13 | 19.2 | Residential | No | Behind the Meter | Net-metered residential ground mount |  | None | Surge Solar, LLC | PSE&G | Accepted | 2020-09-23 | 2020-09-25 | 2021-10-30 | Hanwha Q Cells | Q.PEAK DUO L-G5.2 | Solar Panels |  | 0.4 | 48 | 180 | 25 |  | Fixed | Ground
NJSTRE1545624379 |  | Transition Incentive Program | Bargaintown | 8234 | 19 | 12.71 | Residential | No | Behind the Meter | Net-metered residential rooftop and canopy |  | None | SunPower Corporation, Systems | AC Electric | Accepted | 2020-09-24 | 2020-09-25 | 2021-10-30 | SunPower | SPR-A410-G-AC | Inverters | 349 |  | 31 |  |  | 0.97 |  | Other | under each panel
NJSTRE1545624379 |  | Transition Incentive Program | Bargaintown | 8234 | 19 | 12.71 | Residential | No | Behind the Meter | Net-metered residential rooftop and canopy |  | None | SunPower Corporation, Systems | AC Electric | Accepted | 2020-09-24 | 2020-09-25 | 2021-10-30 | SunPower | SPR-A410-G-AC | Solar Panels |  | 0.41 | 4 | 227 | 27 |  | Fixed | Roof
NJSTRE1545624379 |  | Transition Incentive Program | Bargaintown | 8234 | 19 | 12.71 | Residential | No | Behind the Meter | Net-metered residential rooftop and canopy |  | None | SunPower Corporation, Systems | AC Electric | Accepted | 2020-09-24 | 2020-09-25 | 2021-10-30 | SunPower | SPR-A410-G-AC | Solar Panels |  | 0.41 | 14 | 227 | 26 |  | Fixed | Roof
NJSTRE1545624379 |  | Transition Incentive Program | Bargaintown | 8234 | 19 | 12.71 | Residential | No | Behind the Meter | Net-metered residential rooftop and canopy |  | None | SunPower Corporation, Systems | AC Electric | Accepted | 2020-09-24 | 2020-09-25 | 2021-10-30 | SunPower | SPR-A410-G-AC | Solar Panels |  | 0.41 | 13 | 47 | 27 |  | Fixed | Roof
NJSTRE1545624388 |  | Transition Incentive Program | CARLSTADT | 7072 | 7 | 7.8 | Residential | No | Behind the Meter | Net-metered residential rooftop and canopy |  | None | ACE Solar, LLC | PSE&G | Accepted | 2020-09-28 | 2020-10-01 | 2021-10-30 | Enphase | Enlighten | Meters |  |  | 1 |  |  |  | Yes | Outdoor
NJSTRE1545624388 |  | Transition Incentive Program | CARLSTADT | 7072 | 7 | 7.8 | Residential | No | Behind the Meter | Net-metered residential rooftop and canopy |  | None | ACE Solar, LLC | PSE&G | Accepted | 2020-09-28 | 2020-10-01 | 2021-10-30 | Enphase | IQ7X | Inverters | 315 |  | 24 |  |  | 0.98 |  | Outdoor | Rooftop
NJSTRE1545624388 |  | Transition Incentive Program | CARLSTADT | 7072 | 7 | 7.8 | Residential | No | Behind the Meter | Net-metered residential rooftop and canopy |  | None | ACE Solar, LLC | PSE&G | Accepted | 2020-09-28 | 2020-10-01 | 2021-10-30 | Panasonic | VHBN325KA03 | Solar Panels |  | 0.325 | 24 | 216 | 24 |  | Fixed | Roof | SW Roof
NJSTRE1545628807 |  | Transition Incentive Program | Haddonfield Boro | 8033 | 14 | 15.12 | Residential | No | Behind the Meter | Net-metered residential rooftop and canopy |  | None | Exact Solar | PSE&G | Accepted | 2020-09-24 | 2020-09-29 | 2021-10-30 | SolarEdge | SE7600H | Inverters | 7600 |  | 1 |  |  | 0.98 |  | Indoor | basement
NJSTRE1545628807 |  | Transition Incentive Program | Haddonfield Boro | 8033 | 14 | 15.12 | Residential | No | Behind the Meter | Net-metered residential rooftop and canopy |  | None | Exact Solar | PSE&G | Accepted | 2020-09-24 | 2020-09-29 | 2021-10-30 | SolarEdge | SE6000H | Inverters | 6000 |  | 1 |  |  | 0.98 |  | Indoor | basement
NJSTRE1545628807 |  | Transition Incentive Program | Haddonfield Boro | 8033 | 14 | 15.12 | Residential | No | Behind the Meter | Net-metered residential rooftop and canopy |  | None | Exact Solar | PSE&G | Accepted | 2020-09-24 | 2020-09-29 | 2021-10-30 | LG | LG360N1C-N5 | Solar Panels |  | 0.36 | 10 | 325 | 38 |  | Fixed | Roof
NJSTRE1545628807 |  | Transition Incentive Program | Haddonfield Boro | 8033 | 14 | 15.12 | Residential | No | Behind the Meter | Net-metered residential rooftop and canopy |  | None | Exact Solar | PSE&G | Accepted | 2020-09-24 | 2020-09-29 | 2021-10-30 | LG | LG360N1C-N5 | Solar Panels |  | 0.36 | 14 | 145 | 38 |  | Fixed | Roof
NJSTRE1545628807 |  | Transition Incentive Program | Haddonfield Boro | 8033 | 14 | 15.12 | Residential | No | Behind the Meter | Net-metered residential rooftop and canopy |  | None | Exact Solar | PSE&G | Accepted | 2020-09-24 | 2020-09-29 | 2021-10-30 | LG | LG360N1C-N5 | Solar Panels |  | 0.36 | 18 | 145 | 40 |  | Fixed | Roof
NJSTRE1545628812 |  | Transition Incentive Program | Audubon | 8106 | 14 | 6.93 | Residential | No | Behind the Meter | Net-metered residential rooftop and canopy |  | None | Advanced Renewable Solutions | PSE&G | Accepted | 2020-09-24 | 2020-09-25 | 2021-10-30 | ENPHASE | IQ7-60-2-US | Inverters | 5280 |  | 22 |  |  | 0.976 |  | Other | Micro-inverters are mounted to the underside of every s
NJSTRE1545628812 |  | Transition Incentive Program | Audubon | 8106 | 14 | 6.93 | Residential | No | Behind the Meter | Net-metered residential rooftop and canopy |  | None | Advanced Renewable Solutions | PSE&G | Accepted | 2020-09-24 | 2020-09-25 | 2021-10-30 | CertainTeed | CT315M11-02 | Solar Panels |  | 0.315 | 22 | 140 | 0 |  | Fixed | Roof
NJSTRE1545628815 |  | Transition Incentive Program | Southampton | 8088 | 13 | 15.36 | Residential | No | Behind the Meter | Net-metered residential ground mount |  | None | Exact Solar | PSE&G | Accepted | 2020-09-25 | 2020-09-25 | 2021-10-30 | Enphase | IQ7 | Inverters | 0.25 |  | 48 |  |  | 0.99 |  | Outdoor | under panels
NJSTRE1545628815 |  | Transition Incentive Program | Southampton | 8088 | 13 | 15.36 | Residential | No | Behind the Meter | Net-metered residential ground mount |  | None | Exact Solar | PSE&G | Accepted | 2020-09-25 | 2020-09-25 | 2021-10-30 | Axitec | AC-320MH/120SB | Solar Panels |  | 0.32 | 48 | 180 | 25 |  | Fixed | Ground
NJSTRE1545628817 |  | Transition Incentive Program | SICKLERVILLE | 8081 | 14 | 5.67 | Residential | No | Behind the Meter | Net-metered residential rooftop and canopy |  | None | Suntuity Solar LLC | AC Electric | Accepted | 2020-09-24 | 2020-09-25 | 2021-10-30 | Enphase Energy | IQ7-60-2-US | Inverters | 240 |  | 18 |  |  | 0.97 |  | Outdoor | Behind the PV Modules
NJSTRE1545628817 |  | Transition Incentive Program | SICKLERVILLE | 8081 | 14 | 5.67 | Residential | No | Behind the Meter | Net-metered residential rooftop and canopy |  | None | Suntuity Solar LLC | AC Electric | Accepted | 2020-09-24 | 2020-09-25 | 2021-10-30 | Longi | LR6-60HPB-315M | Solar Panels |  | 0.315 | 4 | 219 | 34 |  | Fixed | Roof
NJSTRE1545628817 |  | Transition Incentive Program | SICKLERVILLE | 8081 | 14 | 5.67 | Residential | No | Behind the Meter | Net-metered residential rooftop and canopy |  | None | Suntuity Solar LLC | AC Electric | Accepted | 2020-09-24 | 2020-09-25 | 2021-10-30 | Longi | LR6-60HPB-315M | Solar Panels |  | 0.315 | 14 | 129 | 26 |  | Fixed | Roof
NJSTRE1545628818 |  | Transition Incentive Program | BLACKWOOD | 8012 | 14 | 12.29 | Residential | Yes | Behind the Meter | Net-metered residential rooftop and canopy |  | None | Suntuity Solar LLC | PSE&G | Accepted | 2020-09-24 | 2020-09-29 | 2021-10-30 | Enphase Energy | IQ7-60-2-US | Inverters | 240 |  | 39 |  |  | 0.97 |  | Outdoor | Behind the PV Modules
NJSTRE1545628818 |  | Transition Incentive Program | BLACKWOOD | 8012 | 14 | 12.29 | Residential | Yes | Behind the Meter | Net-metered residential rooftop and canopy |  | None | Suntuity Solar LLC | PSE&G | Accepted | 2020-09-24 | 2020-09-29 | 2021-10-30 | Longi | LR6-60HPB-315M | Solar Panels |  | 0.315 | 9 | 116 | 27 |  | Fixed | Roof
NJSTRE1545628818 |  | Transition Incentive Program | BLACKWOOD | 8012 | 14 | 12.29 | Residential | Yes | Behind the Meter | Net-metered residential rooftop and canopy |  | None | Suntuity Solar LLC | PSE&G | Accepted | 2020-09-24 | 2020-09-29 | 2021-10-30 | Longi | LR6-60HPB-315M | Solar Panels |  | 0.315 | 12 | 296 | 27 |  | Fixed | Roof
NJSTRE1545628818 |  | Transition Incentive Program | BLACKWOOD | 8012 | 14 | 12.29 | Residential | Yes | Behind the Meter | Net-metered residential rooftop and canopy |  | None | Suntuity Solar LLC | PSE&G | Accepted | 2020-09-24 | 2020-09-29 | 2021-10-30 | Longi | LR6-60HPB-315M | Solar Panels |  | 0.315 | 12 | 116 | 27 |  | Fixed | Roof
NJSTRE1545628818 |  | Transition Incentive Program | BLACKWOOD | 8012 | 14 | 12.29 | Residential | Yes | Behind the Meter | Net-metered residential rooftop and canopy |  | None | Suntuity Solar LLC | PSE&G | Accepted | 2020-09-24 | 2020-09-29 | 2021-10-30 | Longi | LR6-60HPB-315M | Solar Panels |  | 0.315 | 6 | 296 | 27 |  | Fixed | Roof
NJSTRE1545628819 |  | Transition Incentive Program | WILLINGBORO | 8046 | 13 | 15.12 | Residential | Yes | Behind the Meter | Net-metered residential rooftop and canopy |  | None | Suntuity Solar LLC | PSE&G | Accepted | 2020-09-24 | 2020-09-29 | 2021-10-30 | Enphase Energy | IQ7-60-2-US | Inverters | 240 |  | 48 |  |  | 0.97 |  | Outdoor | Behind the PV Modules
NJSTRE1545628819 |  | Transition Incentive Program | WILLINGBORO | 8046 | 13 | 15.12 | Residential | Yes | Behind the Meter | Net-metered residential rooftop and canopy |  | None | Suntuity Solar LLC | PSE&G | Accepted | 2020-09-24 | 2020-09-29 | 2021-10-30 | Longi | LR6-60HPB-315M | Solar Panels |  | 0.315 | 13 | 211 | 28 |  | Fixed | Roof
NJSTRE1545628819 |  | Transition Incentive Program | WILLINGBORO | 8046 | 13 | 15.12 | Residential | Yes | Behind the Meter | Net-metered residential rooftop and canopy |  | None | Suntuity Solar LLC | PSE&G | Accepted | 2020-09-24 | 2020-09-29 | 2021-10-30 | Longi | LR6-60HPB-315M | Solar Panels |  | 0.315 | 14 | 121 | 19 |  | Fixed | Roof
NJSTRE1545628819 |  | Transition Incentive Program | WILLINGBORO | 8046 | 13 | 15.12 | Residential | Yes | Behind the Meter | Net-metered residential rooftop and canopy |  | None | Suntuity Solar LLC | PSE&G | Accepted | 2020-09-24 | 2020-09-29 | 2021-10-30 | Longi | LR6-60HPB-315M | Solar Panels |  | 0.315 | 12 | 301 | 19 |  | Fixed | Roof
NJSTRE1545628819 |  | Transition Incentive Program | WILLINGBORO | 8046 | 13 | 15.12 | Residential | Yes | Behind the Meter | Net-metered residential rooftop and canopy |  | None | Suntuity Solar LLC | PSE&G | Accepted | 2020-09-24 | 2020-09-29 | 2021-10-30 | Longi | LR6-60HPB-315M | Solar Panels |  | 0.315 | 9 | 211 | 19 |  | Fixed | Roof
NJSTRE1545628829 |  | Transition Incentive Program | VINELAND | 8361 | 20 | 6.7 | Residential | Yes | Behind the Meter | Net-metered residential rooftop and canopy |  | None | Vision Solar LLC | Vineland Muni Electric | Accepted | 2020-09-24 | 2020-09-29 | 2021-10-30 | ENPHASE | IQ7-60-2-US | Inverters | 0.24 |  | 20 |  |  | 0.96 |  | Other | BEHIND EACH PANEL
NJSTRE1545628829 |  | Transition Incentive Program | VINELAND | 8361 | 20 | 6.7 | Residential | Yes | Behind the Meter | Net-metered residential rooftop and canopy |  | None | Vision Solar LLC | Vineland Muni Electric | Accepted | 2020-09-24 | 2020-09-29 | 2021-10-30 | IQ7-60-2-US | Q.PEAK DUO-G6+ 335 | Solar Panels |  | 0.335 | 20 | 183 | 20 |  | Fixed | Roof
NJSTRE1545628833 |  | Transition Incentive Program | Sicklerville | 8081 | 14 | 12.06 | Residential | Yes | Behind the Meter | Net-metered residential rooftop and canopy |  | None | Vision Solar LLC | AC Electric | Accepted | 2020-09-24 | 2020-09-29 | 2021-10-30 | ENPHASE | IQ7-60-2-US | Inverters | 0.24 |  | 36 |  |  | 0.96 |  | Other | BEHIND EACH PANEL
NJSTRE1545628833 |  | Transition Incentive Program | Sicklerville | 8081 | 14 | 12.06 | Residential | Yes | Behind the Meter | Net-metered residential rooftop and canopy |  | None | Vision Solar LLC | AC Electric | Accepted | 2020-09-24 | 2020-09-29 | 2021-10-30 | LG SOLAR | LG335N1K-V5 | Solar Panels |  | 0.335 | 1 | 287 | 46 |  | Fixed | Roof
NJSTRE1545628833 |  | Transition Incentive Program | Sicklerville | 8081 | 14 | 12.06 | Residential | Yes | Behind the Meter | Net-metered residential rooftop and canopy |  | None | Vision Solar LLC | AC Electric | Accepted | 2020-09-24 | 2020-09-29 | 2021-10-30 | LG SOLAR | LG335N1K-V5 | Solar Panels |  | 0.335 | 9 | 17 | 36 |  | Fixed | Roof
NJSTRE1545628833 |  | Transition Incentive Program | Sicklerville | 8081 | 14 | 12.06 | Residential | Yes | Behind the Meter | Net-metered residential rooftop and canopy |  | None | Vision Solar LLC | AC Electric | Accepted | 2020-09-24 | 2020-09-29 | 2021-10-30 | LG SOLAR | LG335N1K-V5 | Solar Panels |  | 0.335 | 1 | 107 | 46 |  | Fixed | Roof
NJSTRE1545628833 |  | Transition Incentive Program | Sicklerville | 8081 | 14 | 12.06 | Residential | Yes | Behind the Meter | Net-metered residential rooftop and canopy |  | None | Vision Solar LLC | AC Electric | Accepted | 2020-09-24 | 2020-09-29 | 2021-10-30 | LG SOLAR | LG335N1K-V5 | Solar Panels |  | 0.335 | 25 | 197 | 36 |  | Fixed | Roof
NJSTRE1545628840 |  | Transition Incentive Program | Keyport | 7735 | 17 | 7.71 | Residential | Yes | Behind the Meter | Net-metered residential rooftop and canopy |  | None | Vision Solar LLC | JCP&L | Accepted | 2020-09-24 | 2020-09-25 | 2021-10-30 | ENPHASE | IQ7-60-2-US | Inverters | 0.24 |  | 23 |  |  | 0.96 |  | Other | BEHIND EACH PANEL
NJSTRE1545628840 |  | Transition Incentive Program | Keyport | 7735 | 17 | 7.71 | Residential | Yes | Behind the Meter | Net-metered residential rooftop and canopy |  | None | Vision Solar LLC | JCP&L | Accepted | 2020-09-24 | 2020-09-25 | 2021-10-30 | HANWHA Q-CELLS | HANWHA Q-CELLS | Solar Panels |  | 0.335 | 4 | 50 | 20 |  | Fixed | Roof
NJSTRE1545628840 |  | Transition Incentive Program | Keyport | 7735 | 17 | 7.71 | Residential | Yes | Behind the Meter | Net-metered residential rooftop and canopy |  | None | Vision Solar LLC | JCP&L | Accepted | 2020-09-24 | 2020-09-25 | 2021-10-30 | HANWHA Q-CELLS | Q.PEAK DUO-G6+ 335 | Solar Panels |  | 0.335 | 1 | 50 | 20 |  | Fixed | Roof
NJSTRE1545628840 |  | Transition Incentive Program | Keyport | 7735 | 17 | 7.71 | Residential | Yes | Behind the Meter | Net-metered residential rooftop and canopy |  | None | Vision Solar LLC | JCP&L | Accepted | 2020-09-24 | 2020-09-25 | 2021-10-30 | HANWHA Q-CELLS | Q.PEAK DUO-G6+ 335 | Solar Panels |  | 0.335 | 18 | 230 | 20 |  | Fixed | Roof
NJSTRE1545628932 |  | Transition Incentive Program | Freehold | 7728 | 17 | 7.4 | Residential | No | Behind the Meter | Net-metered residential rooftop and canopy |  | None | Green Power Energy | JCP&L | Accepted | 2020-09-24 | 2020-09-25 | 2021-10-30 | Enphase Energy | IQ7PLUS-72-2-US | Inverters | 290 |  | 20 |  |  | 0.975 |  | Outside | next to meter
NJSTRE1545628932 |  | Transition Incentive Program | Freehold | 7728 | 17 | 7.4 | Residential | No | Behind the Meter | Net-metered residential rooftop and canopy |  | None | Green Power Energy | JCP&L | Accepted | 2020-09-24 | 2020-09-25 | 2021-10-30 | Solaria | PowerXT-370R-PD | Solar Panels |  | 0.37 | 5 | 219 | 30 |  | Fixed | Roof
NJSTRE1545628932 |  | Transition Incentive Program | Freehold | 7728 | 17 | 7.4 | Residential | No | Behind the Meter | Net-metered residential rooftop and canopy |  | None | Green Power Energy | JCP&L | Accepted | 2020-09-24 | 2020-09-25 | 2021-10-30 | Solaria | PowerXT-370R-PD | Solar Panels |  | 0.37 | 7 | 129 | 40 |  | Fixed | Roof
NJSTRE1545628932 |  | Transition Incentive Program | Freehold | 7728 | 17 | 7.4 | Residential | No | Behind the Meter | Net-metered residential rooftop and canopy |  | None | Green Power Energy | JCP&L | Accepted | 2020-09-24 | 2020-09-25 | 2021-10-30 | Solaria | PowerXT-370R-PD | Solar Panels |  | 0.37 | 3 | 129 | 45 |  | Fixed | Roof
NJSTRE1545628932 |  | Transition Incentive Program | Freehold | 7728 | 17 | 7.4 | Residential | No | Behind the Meter | Net-metered residential rooftop and canopy |  | None | Green Power Energy | JCP&L | Accepted | 2020-09-24 | 2020-09-25 | 2021-10-30 | Solaria | PowerXT-370R-PD | Solar Panels |  | 0.37 | 5 | 219 | 30 |  | Fixed | Roof
NJSTRE1545628960 |  | Transition Incentive Program | Lakewood | 8701 | 18 | 18.97 | Residential | Yes | Behind the Meter | Net-metered residential rooftop and canopy |  | None | Kamtech Solar Solutions | JCP&L | Accepted | 2020-09-24 | 2020-09-29 | 2021-10-30 | SUNPOWER | SUNPOWER ENPHASE 1Q7XS | Inverters | 315 |  | 58 |  |  | 0.96 |  | Other | roof top
NJSTRE1545628960 |  | Transition Incentive Program | Lakewood | 8701 | 18 | 18.97 | Residential | Yes | Behind the Meter | Net-metered residential rooftop and canopy |  | None | Kamtech Solar Solutions | JCP&L | Accepted | 2020-09-24 | 2020-09-29 | 2021-10-30 | SUNPOWER | SUNPOWER SPR-E20-327-E-AC | Solar Panels |  | 0.327 | 4 | 187 | 18 |  | Fixed | Roof
NJSTRE1545628960 |  | Transition Incentive Program | Lakewood | 8701 | 18 | 18.97 | Residential | Yes | Behind the Meter | Net-metered residential rooftop and canopy |  | None | Kamtech Solar Solutions | JCP&L | Accepted | 2020-09-24 | 2020-09-29 | 2021-10-30 | SUNPOWER | SUNPOWER SPR-E20-327-E-AC | Solar Panels |  | 0.327 | 4 | 97 | 30 |  | Fixed | Roof
NJSTRE1545628960 |  | Transition Incentive Program | Lakewood | 8701 | 18 | 18.97 | Residential | Yes | Behind the Meter | Net-metered residential rooftop and canopy |  | None | Kamtech Solar Solutions | JCP&L | Accepted | 2020-09-24 | 2020-09-29 | 2021-10-30 | SUNPOWER | SUNPOWER SPR-E20-327-E-AC | Solar Panels |  | 0.327 | 4 | 7 | 18 |  | Fixed | Roof
NJSTRE1545628960 |  | Transition Incentive Program | Lakewood | 8701 | 18 | 18.97 | Residential | Yes | Behind the Meter | Net-metered residential rooftop and canopy |  | None | Kamtech Solar Solutions | JCP&L | Accepted | 2020-09-24 | 2020-09-29 | 2021-10-30 | SUNPOWER | SUNPOWER SPR-E20-327-E-AC | Solar Panels |  | 0.327 | 23 | 97 | 30 |  | Fixed | Roof
NJSTRE1545628960 |  | Transition Incentive Program | Lakewood | 8701 | 18 | 18.97 | Residential | Yes | Behind the Meter | Net-metered residential rooftop and canopy |  | None | Kamtech Solar Solutions | JCP&L | Accepted | 2020-09-24 | 2020-09-29 | 2021-10-30 | SUNPOWER | SUNPOWER SPR-E20-327-E-AC | Solar Panels |  | 0.327 | 22 | 277 | 30 |  | Fixed | Roof
NJSTRE1545628960 |  | Transition Incentive Program | Lakewood | 8701 | 18 | 18.97 | Residential | Yes | Behind the Meter | Net-metered residential rooftop and canopy |  | None | Kamtech Solar Solutions | JCP&L | Accepted | 2020-09-24 | 2020-09-29 | 2021-10-30 | SUNPOWER | SUNPOWER SPR-E20-327-E-AC | Solar Panels |  | 0.327 | 1 | 187 | 35 |  | Fixed | Roof
NJSTRE1545628978 |  | Transition Incentive Program | Clayton | 8312 | 15 | 5.78 | Residential | Yes | Behind the Meter | Net-metered residential rooftop and canopy |  | None | Trinity Solar | AC Electric | Accepted | 2020-09-24 | 2020-09-29 | 2021-10-30 | Solar Edge | SE5000 | Inverters | 5000 |  | 1 |  |  | 0.97 |  | Outdoor | side of home
NJSTRE1545628978 |  | Transition Incentive Program | Clayton | 8312 | 15 | 5.78 | Residential | Yes | Behind the Meter | Net-metered residential rooftop and canopy |  | None | Trinity Solar | AC Electric | Accepted | 2020-09-24 | 2020-09-29 | 2021-10-30 | Hanwha | Q.PEAK DUO BLK-G6 340 | Solar Panels |  | 0.34 | 3 | 79 | 16 |  | Fixed | Roof
NJSTRE1545628978 |  | Transition Incentive Program | Clayton | 8312 | 15 | 5.78 | Residential | Yes | Behind the Meter | Net-metered residential rooftop and canopy |  | None | Trinity Solar | AC Electric | Accepted | 2020-09-24 | 2020-09-29 | 2021-10-30 | Hanwha | Q.PEAK DUO BLK-G6 340 | Solar Panels |  | 0.34 | 4 | 259 | 27 |  | Fixed | Roof
NJSTRE1545628978 |  | Transition Incentive Program | Clayton | 8312 | 15 | 5.78 | Residential | Yes | Behind the Meter | Net-metered residential rooftop and canopy |  | None | Trinity Solar | AC Electric | Accepted | 2020-09-24 | 2020-09-29 | 2021-10-30 | Hanwha | Q.PEAK DUO BLK-G6 340 | Solar Panels |  | 0.34 | 4 | 79 | 27 |  | Fixed | Roof
NJSTRE1545628978 |  | Transition Incentive Program | Clayton | 8312 | 15 | 5.78 | Residential | Yes | Behind the Meter | Net-metered residential rooftop and canopy |  | None | Trinity Solar | AC Electric | Accepted | 2020-09-24 | 2020-09-29 | 2021-10-30 | Hanwha | Q.PEAK DUO BLK-G6 340 | Solar Panels |  | 0.34 | 6 | 79 | 20 |  | Fixed | Roof
NJSTRE1545628994 |  | Transition Incentive Program | MOUNT LAUREL | 8054 | 13 | 7.15 | Residential | Yes | Behind the Meter | Net-metered residential rooftop and canopy |  | None | Vivint Solar Developer, LLC | PSE&G | Accepted | 2020-09-28 | 2020-09-29 | 2021-10-30 | Solar Edge | SE7600H-US | Inverters | 7600 |  | 1 |  |  | 0.992 |  | Outdoor | Near the Utility Meter
NJSTRE1545628994 |  | Transition Incentive Program | MOUNT LAUREL | 8054 | 13 | 7.15 | Residential | Yes | Behind the Meter | Net-metered residential rooftop and canopy |  | None | Vivint Solar Developer, LLC | PSE&G | Accepted | 2020-09-28 | 2020-09-29 | 2021-10-30 | JINKO SOLAR | JKM325M-60HBL | Solar Panels |  | 0.325 | 13 | 93 | 22 |  | Fixed | Roof
NJSTRE1545628994 |  | Transition Incentive Program | MOUNT LAUREL | 8054 | 13 | 7.15 | Residential | Yes | Behind the Meter | Net-metered residential rooftop and canopy |  | None | Vivint Solar Developer, LLC | PSE&G | Accepted | 2020-09-28 | 2020-09-29 | 2021-10-30 | JINKO SOLAR | JKM325M-60HBL | Solar Panels |  | 0.325 | 9 | 273 | 22 |  | Fixed | Roof
NJSTRE1545628997 |  | Transition Incentive Program | Franklin Twp Som | 8873 | 5 | 5.89 | Residential | No | Behind the Meter | Net-metered residential rooftop and canopy |  | None | Bright Planet Solar | PSE&G | Accepted | 2020-09-24 | 2020-09-30 | 2021-10-30 | SOLAR EDGE | SE5000H-USRGM | Inverters | 5000 |  | 1 |  |  | 0.98 |  | Outdoor | OUTSIDE
NJSTRE1545628997 |  | Transition Incentive Program | Franklin Twp Som | 8873 | 5 | 5.89 | Residential | No | Behind the Meter | Net-metered residential rooftop and canopy |  | None | Bright Planet Solar | PSE&G | Accepted | 2020-09-24 | 2020-09-30 | 2021-10-30 | LONGI | LR6-60HPB-310M | Solar Panels |  | 0.31 | 14 | 152 | 18 |  | Fixed | Roof
NJSTRE1545628997 |  | Transition Incentive Program | Franklin Twp Som | 8873 | 5 | 5.89 | Residential | No | Behind the Meter | Net-metered residential rooftop and canopy |  | None | Bright Planet Solar | PSE&G | Accepted | 2020-09-24 | 2020-09-30 | 2021-10-30 | LONGI | LR6-60HPB-310M | Solar Panels |  | 0.31 | 5 | 154 | 36 |  | Fixed | Roof
NJSTRE1545629005 |  | Transition Incentive Program | HAZLET | 7730 | 17 | 5.95 | Residential | No | Behind the Meter | Net-metered residential rooftop and canopy |  | None | Infinity Solar Systems | JCP&L | Accepted | 2020-09-24 | 2020-09-25 | 2021-10-30 | ENPHASE | IQ7PLUS-72-X-US | Inverters | 290 |  | 17 |  |  | 0.97 |  | Outside | MICROINVERTERS
NJSTRE1545629005 |  | Transition Incentive Program | HAZLET | 7730 | 17 | 5.95 | Residential | No | Behind the Meter | Net-metered residential rooftop and canopy |  | None | Infinity Solar Systems | JCP&L | Accepted | 2020-09-24 | 2020-09-25 | 2021-10-30 | LG | LG350N1C-V5 | Solar Panels |  | 0.35 | 17 | 198 | 20 |  | Fixed | Roof
NJSTRE1545629009 |  | Transition Incentive Program | Skillman | 8540 | 12 | 1287 | Commercial | Yes | Behind the Meter | Net-metered non-residential ground mount |  | None | EnterSolar, LLC | PSE&G | Accepted | 2020-09-24 | 2020-09-25 | 2021-10-30 | Chint Power Systems | CPS SCA125KTL-DO/US-600 | Inverters | 125000 |  | 8 |  |  | 0.985 |  | Outdoor | Ground
NJSTRE1545629009 |  | Transition Incentive Program | Skillman | 8540 | 12 | 1287 | Commercial | Yes | Behind the Meter | Net-metered non-residential ground mount |  | None | EnterSolar, LLC | PSE&G | Accepted | 2020-09-24 | 2020-09-25 | 2021-10-30 | Canadian Solar | CS3U-375MB-AG | Solar Panels |  | 0.375 | 3432 | 180 | 25 |  | Fixed | Ground
NJSTRE1545629027 |  | Transition Incentive Program | ROSELLE | 7203 | 10 | 7.15 | Residential | Yes | Behind the Meter | Net-metered residential rooftop and canopy |  | None | Vivint Solar Developer, LLC | PSE&G | Accepted | 2020-09-28 | 2020-09-29 | 2021-10-30 | Solar Edge | SE7600H-US | Inverters | 7600 |  | 1 |  |  | 0.992 |  | Outdoor | Near the Utility Meter
NJSTRE1545629027 |  | Transition Incentive Program | ROSELLE | 7203 | 10 | 7.15 | Residential | Yes | Behind the Meter | Net-metered residential rooftop and canopy |  | None | Vivint Solar Developer, LLC | PSE&G | Accepted | 2020-09-28 | 2020-09-29 | 2021-10-30 | JINKO SOLAR | JKM325M-60HBL | Solar Panels |  | 0.325 | 5 | 80 | 24 |  | Fixed | Roof
NJSTRE1545629027 |  | Transition Incentive Program | ROSELLE | 7203 | 10 | 7.15 | Residential | Yes | Behind the Meter | Net-metered residential rooftop and canopy |  | None | Vivint Solar Developer, LLC | PSE&G | Accepted | 2020-09-28 | 2020-09-29 | 2021-10-30 | JINKO SOLAR | JKM325M-60HBL | Solar Panels |  | 0.325 | 4 | 260 | 24 |  | Fixed | Roof
NJSTRE1545629027 |  | Transition Incentive Program | ROSELLE | 7203 | 10 | 7.15 | Residential | Yes | Behind the Meter | Net-metered residential rooftop and canopy |  | None | Vivint Solar Developer, LLC | PSE&G | Accepted | 2020-09-28 | 2020-09-29 | 2021-10-30 | JINKO SOLAR | JKM325M-60HBL | Solar Panels |  | 0.325 | 6 | 170 | 16 |  | Fixed | Roof
NJSTRE1545629027 |  | Transition Incentive Program | ROSELLE | 7203 | 10 | 7.15 | Residential | Yes | Behind the Meter | Net-metered residential rooftop and canopy |  | None | Vivint Solar Developer, LLC | PSE&G | Accepted | 2020-09-28 | 2020-09-29 | 2021-10-30 | JINKO SOLAR | JKM325M-60HBL | Solar Panels |  | 0.325 | 7 | 170 | 24 |  | Fixed | Roof
NJSTRE1545629029 |  | Transition Incentive Program | Vineland | 8360 | 20 | 8.5 | Residential | Yes | Behind the Meter | Net-metered residential rooftop and canopy |  | None | Vision Solar LLC | Vineland Muni Electric | Accepted | 2020-09-24 | 2020-09-29 | 2021-10-30 | ENPHASE | IQ7-60-2-US | Inverters | 0.24 |  | 26 |  |  | 0.96 |  | Other | BEHIND EACH PANEL
NJSTRE1545629029 |  | Transition Incentive Program | Vineland | 8360 | 20 | 8.5 | Residential | Yes | Behind the Meter | Net-metered residential rooftop and canopy |  | None | Vision Solar LLC | Vineland Muni Electric | Accepted | 2020-09-24 | 2020-09-29 | 2021-10-30 | SUNPOWER | SPR-E20-327-E-AC | Solar Panels |  | 0.327 | 6 | 273 | 23 |  | Fixed | Roof
NJSTRE1545629029 |  | Transition Incentive Program | Vineland | 8360 | 20 | 8.5 | Residential | Yes | Behind the Meter | Net-metered residential rooftop and canopy |  | None | Vision Solar LLC | Vineland Muni Electric | Accepted | 2020-09-24 | 2020-09-29 | 2021-10-30 | HANWHA Q-CELLS | HANWHA Q-CELLS | Solar Panels |  | 0.327 | 18 | 273 | 23 |  | Fixed | Roof
NJSTRE1545629029 |  | Transition Incentive Program | Vineland | 8360 | 20 | 8.5 | Residential | Yes | Behind the Meter | Net-metered residential rooftop and canopy |  | None | Vision Solar LLC | Vineland Muni Electric | Accepted | 2020-09-24 | 2020-09-29 | 2021-10-30 | SUNPOWER | SPR-E20-327-E-AC | Solar Panels |  | 0.327 | 2 | 93 | 23 |  | Fixed | Roof
NJSTRE1545629035 |  | Transition Incentive Program | Linden City | 7036 | 10 | 8.16 | Residential | No | Behind the Meter | Net-metered residential rooftop and canopy |  | None | Tesla Energy Operations Inc. | PSE&G | Accepted | 2020-09-24 | 2020-09-29 | 2021-10-30 | Tesla | AC Powerwall 2.0 | Electric Storage Battery |  |  | 1 |  |  |  | Lithium Ion |  | Outside
NJSTRE1545629035 |  | Transition Incentive Program | Linden City | 7036 | 10 | 8.16 | Residential | No | Behind the Meter | Net-metered residential rooftop and canopy |  | None | Tesla Energy Operations Inc. | PSE&G | Accepted | 2020-09-24 | 2020-09-29 | 2021-10-30 | Delta Electronics | M8-TL-US [240V] | Inverters | 7680 |  | 1 |  |  | 0.975 |  | Outside | Outside
NJSTRE1545629035 |  | Transition Incentive Program | Linden City | 7036 | 10 | 8.16 | Residential | No | Behind the Meter | Net-metered residential rooftop and canopy |  | None | Tesla Energy Operations Inc. | PSE&G | Accepted | 2020-09-24 | 2020-09-29 | 2021-10-30 | Hanwha Q-CELLS | Q.Peak DUO BLK-G6+ 340 | Solar Panels |  | 0.34 | 24 | 224 | 23 |  | Fixed | Roof
NJSTRE1545629039 |  | Transition Incentive Program | Garfield | 7026 | 7 | 3.4 | Residential | Yes | Behind the Meter | Net-metered residential rooftop and canopy |  | None | Trinity Solar | PSE&G | Accepted | 2020-09-24 | 2020-09-29 | 2021-10-30 | Solar Edge | SE3000 | Inverters | 3000 |  | 1 |  |  | 0.97 |  | Outside | side of home
NJSTRE1545629039 |  | Transition Incentive Program | Garfield | 7026 | 7 | 3.4 | Residential | Yes | Behind the Meter | Net-metered residential rooftop and canopy |  | None | Trinity Solar | PSE&G | Accepted | 2020-09-24 | 2020-09-29 | 2021-10-30 | Hanwha | Q.PEAK DUO BLK-G6 340 | Solar Panels |  | 0.34 | 10 | 253 | 45 |  | Fixed | Roof
NJSTRE1545629071 |  | Transition Incentive Program | LIVINGSTON | 7039 | 9 | 5.53 | Residential | Yes | Behind the Meter | Net-metered residential rooftop and canopy |  | None | Vivint Solar Developer, LLC | PSE&G | Accepted | 2020-09-28 | 2020-09-29 | 2021-10-30 | Solar Edge | SE7600H-US | Inverters | 7600 |  | 1 |  |  | 0.992 |  | Outdoor | Near the Utility Meter
NJSTRE1545629071 |  | Transition Incentive Program | LIVINGSTON | 7039 | 9 | 5.53 | Residential | Yes | Behind the Meter | Net-metered residential rooftop and canopy |  | None | Vivint Solar Developer, LLC | PSE&G | Accepted | 2020-09-28 | 2020-09-29 | 2021-10-30 | JINKO SOLAR | JKM325M-60HBL | Solar Panels |  | 0.325 | 15 | 21 | 21 |  | Fixed | Roof
NJSTRE1545629071 |  | Transition Incentive Program | LIVINGSTON | 7039 | 9 | 5.53 | Residential | Yes | Behind the Meter | Net-metered residential rooftop and canopy |  | None | Vivint Solar Developer, LLC | PSE&G | Accepted | 2020-09-28 | 2020-09-29 | 2021-10-30 | JINKO SOLAR | JKM325M-60HBL | Solar Panels |  | 0.325 | 2 | 21 | 21 |  | Fixed | Roof
NJSTRE1545629167 |  | Transition Incentive Program | Pennsauken Township | 8110 | 14 | 8.16 | Residential | Yes | Behind the Meter | Net-metered residential rooftop and canopy |  | None | Castle Energy, LLC | PSE&G | Accepted | 2020-09-24 | 2020-09-29 | 2021-10-30 | Enphase Energy | IQ7-60-2-US | Inverters | 240 |  | 24 |  |  | 0.967 |  | Outdoor | on the rooftop under each solar panel
NJSTRE1545629167 |  | Transition Incentive Program | Pennsauken Township | 8110 | 14 | 8.16 | Residential | Yes | Behind the Meter | Net-metered residential rooftop and canopy |  | None | Castle Energy, LLC | PSE&G | Accepted | 2020-09-24 | 2020-09-29 | 2021-10-30 | Hanwha Q-Cells | Q.Peak DUO BLK-G6 340 | Solar Panels |  | 0.34 | 24 | 284 | 21 |  | Fixed | Roof
NJSTRE1545629176 |  | Transition Incentive Program | Northfield | 8225 | 19 | 10.07 | Residential | Yes | Behind the Meter | Net-metered residential rooftop and canopy |  | None | Sunrun Installation Services, Inc. | AC Electric | Accepted | 2020-09-24 | 2020-09-29 | 2021-10-30 | Enphase Energy | IQ7-60-x-US (240V) | Inverters | 240 |  | 33 |  |  | 0.96 |  | Outdoor | Rooftop
NJSTRE1545629176 |  | Transition Incentive Program | Northfield | 8225 | 19 | 10.07 | Residential | Yes | Behind the Meter | Net-metered residential rooftop and canopy |  | None | Sunrun Installation Services, Inc. | AC Electric | Accepted | 2020-09-24 | 2020-09-29 | 2021-10-30 | LONGi Green Energy Technology Co Ltd | LR6-60HPB-305M | Solar Panels |  | 0.305 | 21 | 223 | 23 |  | Fixed | Roof
NJSTRE1545629176 |  | Transition Incentive Program | Northfield | 8225 | 19 | 10.07 | Residential | Yes | Behind the Meter | Net-metered residential rooftop and canopy |  | None | Sunrun Installation Services, Inc. | AC Electric | Accepted | 2020-09-24 | 2020-09-29 | 2021-10-30 | LONGi Green Energy Technology Co Ltd | LR6-60HPB-305M | Solar Panels |  | 0.305 | 12 | 43 | 23 |  | Fixed | Roof
NJSTRE1545629182 |  | Transition Incentive Program | Hazlet | 7730 | 17 | 10.98 | Residential | Yes | Behind the Meter | Net-metered residential rooftop and canopy |  | None | Sunrun Installation Services, Inc. | JCP&L | Accepted | 2020-09-24 | 2020-09-29 | 2021-10-30 | Enphase Energy | IQ7-60-x-US (240V) | Inverters | 240 |  | 36 |  |  | 0.96 |  | Outdoor | Rooftop
NJSTRE1545629182 |  | Transition Incentive Program | Hazlet | 7730 | 17 | 10.98 | Residential | Yes | Behind the Meter | Net-metered residential rooftop and canopy |  | None | Sunrun Installation Services, Inc. | JCP&L | Accepted | 2020-09-24 | 2020-09-29 | 2021-10-30 | LONGi Green Energy Technology Co Ltd | LR6-60HPB-305M | Solar Panels |  | 0.305 | 19 | 215 | 27 |  | Fixed | Roof
NJSTRE1545629182 |  | Transition Incentive Program | Hazlet | 7730 | 17 | 10.98 | Residential | Yes | Behind the Meter | Net-metered residential rooftop and canopy |  | None | Sunrun Installation Services, Inc. | JCP&L | Accepted | 2020-09-24 | 2020-09-29 | 2021-10-30 | LONGi Green Energy Technology Co Ltd | LR6-60HPB-305M | Solar Panels |  | 0.305 | 17 | 35 | 27 |  | Fixed | Roof
NJSTRE1545629183 |  | Transition Incentive Program | TEANECK | 7666 | 7 | 7.36 | Residential | Yes | Behind the Meter | Net-metered residential rooftop and canopy |  | None | Vivint Solar Developer, LLC | PSE&G | Accepted | 2020-09-28 | 2020-09-29 | 2021-10-30 | Solar Edge | SE7600H-US | Inverters | 7600 |  | 1 |  |  | 0.992 |  | Outdoor | Near the Utility Meter
NJSTRE1545629183 |  | Transition Incentive Program | TEANECK | 7666 | 7 | 7.36 | Residential | Yes | Behind the Meter | Net-metered residential rooftop and canopy |  | None | Vivint Solar Developer, LLC | PSE&G | Accepted | 2020-09-28 | 2020-09-29 | 2021-10-30 | JINKO SOLAR | JKM320M-60HBL | Solar Panels |  | 0.32 | 5 | 24 | 6 |  | Fixed | Roof
NJSTRE1545629183 |  | Transition Incentive Program | TEANECK | 7666 | 7 | 7.36 | Residential | Yes | Behind the Meter | Net-metered residential rooftop and canopy |  | None | Vivint Solar Developer, LLC | PSE&G | Accepted | 2020-09-28 | 2020-09-29 | 2021-10-30 | JINKO SOLAR | JKM320M-60HBL | Solar Panels |  | 0.32 | 5 | 294 | 35 |  | Fixed | Roof
NJSTRE1545629183 |  | Transition Incentive Program | TEANECK | 7666 | 7 | 7.36 | Residential | Yes | Behind the Meter | Net-metered residential rooftop and canopy |  | None | Vivint Solar Developer, LLC | PSE&G | Accepted | 2020-09-28 | 2020-09-29 | 2021-10-30 | JINKO SOLAR | JKM320M-60HBL | Solar Panels |  | 0.32 | 13 | 114 | 35 |  | Fixed | Roof
NJSTRE1545629222 |  | Transition Incentive Program | Lakewood Township | 8701 | 18 | 6.71 | Residential | Yes | Behind the Meter | Net-metered residential rooftop and canopy |  | None | Sunrun Installation Services, Inc. | JCP&L | Accepted | 2020-09-24 | 2020-09-29 | 2021-10-30 | Enphase Energy | IQ7-60-x-US (240V) | Inverters | 240 |  | 22 |  |  | 0.96 |  | Outdoor | Rooftop
NJSTRE1545629222 |  | Transition Incentive Program | Lakewood Township | 8701 | 18 | 6.71 | Residential | Yes | Behind the Meter | Net-metered residential rooftop and canopy |  | None | Sunrun Installation Services, Inc. | JCP&L | Accepted | 2020-09-24 | 2020-09-29 | 2021-10-30 | LONGi Green Energy Technology Co Ltd | LR6-60HPB-305M | Solar Panels |  | 0.305 | 22 | 128 | 34 |  | Fixed | Roof
NJSTRE1545629226 |  | Transition Incentive Program | Dover | 7801 | 3 | 4.76 | Residential | Yes | Behind the Meter | Net-metered residential rooftop and canopy |  | None | Trinity Solar | JCP&L | Accepted | 2020-09-24 | 2020-09-29 | 2021-10-30 | Solar Edge | SE3800 | Inverters | 3800 |  | 1 |  |  | 0.97 |  | Outside | side of home
NJSTRE1545629226 |  | Transition Incentive Program | Dover | 7801 | 3 | 4.76 | Residential | Yes | Behind the Meter | Net-metered residential rooftop and canopy |  | None | Trinity Solar | JCP&L | Accepted | 2020-09-24 | 2020-09-29 | 2021-10-30 | Hanwha | Q.PEAK DUO BLK-G6 340 | Solar Panels |  | 0.34 | 6 | 186 | 37 |  | Fixed | Roof
NJSTRE1545629226 |  | Transition Incentive Program | Dover | 7801 | 3 | 4.76 | Residential | Yes | Behind the Meter | Net-metered residential rooftop and canopy |  | None | Trinity Solar | JCP&L | Accepted | 2020-09-24 | 2020-09-29 | 2021-10-30 | Hanwha | Q.PEAK DUO BLK-G6 340 | Solar Panels |  | 0.34 | 8 | 186 | 37 |  | Fixed | Roof
NJSTRE1545629237 |  | Transition Incentive Program | Sicklerville | 8081 | 14 | 8.13 | Residential | No | Behind the Meter | Net-metered residential rooftop and canopy |  | None | Skyline Solar LLC | AC Electric | Accepted | 2020-09-24 | 2020-09-29 | 2021-10-30 | Enphase | IQ7 | Inverters | 240 |  | 25 |  |  | 0.99 |  | Outdoor | Under Panels
NJSTRE1545629237 |  | Transition Incentive Program | Sicklerville | 8081 | 14 | 8.13 | Residential | No | Behind the Meter | Net-metered residential rooftop and canopy |  | None | Skyline Solar LLC | AC Electric | Accepted | 2020-09-24 | 2020-09-29 | 2021-10-30 | Hanwha | QPEAK325 | Solar Panels |  | 0.325 | 13 | 18 | 32 |  | Fixed | Roof
NJSTRE1545629237 |  | Transition Incentive Program | Sicklerville | 8081 | 14 | 8.13 | Residential | No | Behind the Meter | Net-metered residential rooftop and canopy |  | None | Skyline Solar LLC | AC Electric | Accepted | 2020-09-24 | 2020-09-29 | 2021-10-30 | Hanwha | QPEAK325 | Solar Panels |  | 0.325 | 12 | 198 | 32 |  | Fixed | Roof
NJSTRE1545629240 |  | Transition Incentive Program | Newton | 7860 | 1 | 7.32 | Residential | Yes | Behind the Meter | Net-metered residential rooftop and canopy |  | None | Sunrun Installation Services, Inc. | JCP&L | Accepted | 2020-09-24 | 2020-09-29 | 2021-10-30 | Enphase Energy | IQ7-60-x-US (240V) | Inverters | 240 |  | 24 |  |  | 0.96 |  | Outdoor | Rooftop
NJSTRE1545629240 |  | Transition Incentive Program | Newton | 7860 | 1 | 7.32 | Residential | Yes | Behind the Meter | Net-metered residential rooftop and canopy |  | None | Sunrun Installation Services, Inc. | JCP&L | Accepted | 2020-09-24 | 2020-09-29 | 2021-10-30 | LONGi Green Energy Technology Co Ltd | LR6-60HPB-305M | Solar Panels |  | 0.305 | 9 | 273 | 42 |  | Fixed | Roof
NJSTRE1545629240 |  | Transition Incentive Program | Newton | 7860 | 1 | 7.32 | Residential | Yes | Behind the Meter | Net-metered residential rooftop and canopy |  | None | Sunrun Installation Services, Inc. | JCP&L | Accepted | 2020-09-24 | 2020-09-29 | 2021-10-30 | LONGi Green Energy Technology Co Ltd | LR6-60HPB-305M | Solar Panels |  | 0.305 | 15 | 183 | 36 |  | Fixed | Roof
NJSTRE1545629251 |  | Transition Incentive Program | North Arlington | 7031 | 7 | 3.15 | Residential | Yes | Behind the Meter | Net-metered residential rooftop and canopy |  | None | Pro Custom Solar dba Momentum Solar | PSE&G | Accepted | 2020-09-24 | 2020-09-29 | 2021-10-30 | Enphase | IQ7Plus-72-2-US | Inverters | 290 |  | 9 |  |  | 0.97 |  | Outdoor | Roof
NJSTRE1545629251 |  | Transition Incentive Program | North Arlington | 7031 | 7 | 3.15 | Residential | Yes | Behind the Meter | Net-metered residential rooftop and canopy |  | None | Pro Custom Solar dba Momentum Solar | PSE&G | Accepted | 2020-09-24 | 2020-09-29 | 2021-10-30 | LG ELECTRONICS | LG 350N1C-V5 | Solar Panels |  | 0.35 | 9 | 214 | 28 |  | Fixed | Roof
NJSTRE1545629252 |  | Transition Incentive Program | Parsippany-Troy Hills | 7054 | 3 | 10.37 | Residential | Yes | Behind the Meter | Net-metered residential rooftop and canopy |  | None | Sunrun Installation Services, Inc. | JCP&L | Accepted | 2020-09-24 | 2020-09-29 | 2021-10-30 | Tesla | Powerwall 2 AC | Electric Storage Battery |  |  | 2 |  |  |  | Lithium Ion |  | outside
NJSTRE1545629252 |  | Transition Incentive Program | Parsippany-Troy Hills | 7054 | 3 | 10.37 | Residential | Yes | Behind the Meter | Net-metered residential rooftop and canopy |  | None | Sunrun Installation Services, Inc. | JCP&L | Accepted | 2020-09-24 | 2020-09-29 | 2021-10-30 | Enphase Energy | IQ7-60-x-US (240V) | Inverters | 240 |  | 34 |  |  | 0.96 |  | Outdoor | Rooftop
NJSTRE1545629252 |  | Transition Incentive Program | Parsippany-Troy Hills | 7054 | 3 | 10.37 | Residential | Yes | Behind the Meter | Net-metered residential rooftop and canopy |  | None | Sunrun Installation Services, Inc. | JCP&L | Accepted | 2020-09-24 | 2020-09-29 | 2021-10-30 | LONGi Green Energy Technology Co Ltd | LR6-60HPB-305M | Solar Panels |  | 0.305 | 14 | 117 | 19 |  | Fixed | Roof
NJSTRE1545629252 |  | Transition Incentive Program | Parsippany-Troy Hills | 7054 | 3 | 10.37 | Residential | Yes | Behind the Meter | Net-metered residential rooftop and canopy |  | None | Sunrun Installation Services, Inc. | JCP&L | Accepted | 2020-09-24 | 2020-09-29 | 2021-10-30 | LONGi Green Energy Technology Co Ltd | LR6-60HPB-305M | Solar Panels |  | 0.305 | 14 | 297 | 18 |  | Fixed | Roof
NJSTRE1545629252 |  | Transition Incentive Program | Parsippany-Troy Hills | 7054 | 3 | 10.37 | Residential | Yes | Behind the Meter | Net-metered residential rooftop and canopy |  | None | Sunrun Installation Services, Inc. | JCP&L | Accepted | 2020-09-24 | 2020-09-29 | 2021-10-30 | LONGi Green Energy Technology Co Ltd | LR6-60HPB-305M | Solar Panels |  | 0.305 | 6 | 208 | 19 |  | Fixed | Roof
NJSTRE1545629256 |  | Transition Incentive Program | WILLINGBORO | 8046 | 13 | 5.53 | Residential | Yes | Behind the Meter | Net-metered residential rooftop and canopy |  | None | Vivint Solar Developer, LLC | PSE&G | Accepted | 2020-09-28 | 2020-09-29 | 2021-10-30 | Solar Edge | SE7600H-US | Inverters | 7600 |  | 1 |  |  | 0.992 |  | Outdoor | Near the Utility Meter
NJSTRE1545629256 |  | Transition Incentive Program | WILLINGBORO | 8046 | 13 | 5.53 | Residential | Yes | Behind the Meter | Net-metered residential rooftop and canopy |  | None | Vivint Solar Developer, LLC | PSE&G | Accepted | 2020-09-28 | 2020-09-29 | 2021-10-30 | JINKO SOLAR | JKM325M-60HBL | Solar Panels |  | 0.325 | 17 | 140 | 27 |  | Fixed | Roof
NJSTRE1545629268 |  | Transition Incentive Program | Tinton Falls | 7724 | 17 | 12.92 | Residential | No | Behind the Meter | Net-metered residential rooftop and canopy |  | None | Green Sun Energy Services, LLC | JCP&L | Accepted | 2020-09-24 | 2020-09-29 | 2021-10-30 | SolarEdge | SE11400H-US000NNC2 | Meters | 11400 |  | 1 |  |  |  | Yes | Outdoor
NJSTRE1545629268 |  | Transition Incentive Program | Tinton Falls | 7724 | 17 | 12.92 | Residential | No | Behind the Meter | Net-metered residential rooftop and canopy |  | None | Green Sun Energy Services, LLC | JCP&L | Accepted | 2020-09-24 | 2020-09-29 | 2021-10-30 | SolarEdge | SE11400H-US000NNC2 | Inverters | 11400 |  | 1 |  |  | 0.99 |  | Other | Outdoors (Next to Meter)
NJSTRE1545629268 |  | Transition Incentive Program | Tinton Falls | 7724 | 17 | 12.92 | Residential | No | Behind the Meter | Net-metered residential rooftop and canopy |  | None | Green Sun Energy Services, LLC | JCP&L | Accepted | 2020-09-24 | 2020-09-29 | 2021-10-30 | Hanwha | Q.PEAK DUO BLK-G6 340 | Solar Panels |  | 0.34 | 22 | 141 | 34 |  | Fixed | Roof
NJSTRE1545629268 |  | Transition Incentive Program | Tinton Falls | 7724 | 17 | 12.92 | Residential | No | Behind the Meter | Net-metered residential rooftop and canopy |  | None | Green Sun Energy Services, LLC | JCP&L | Accepted | 2020-09-24 | 2020-09-29 | 2021-10-30 | Hanwha | Q.PEAK DUO BLK-G6 340 | Solar Panels |  | 0.34 | 16 | 141 | 23 |  | Fixed | Roof
NJSTRE1545629280 |  | Transition Incentive Program | TEANECK | 7666 | 7 | 3.9 | Residential | Yes | Behind the Meter | Net-metered residential rooftop and canopy |  | None | Vivint Solar Developer, LLC | PSE&G | Accepted | 2020-09-28 | 2020-09-29 | 2021-10-30 | Solar Edge | SE3800H-US | Inverters | 3800 |  | 1 |  |  | 0.992 |  | Outdoor | Near the Utility Meter
NJSTRE1545629280 |  | Transition Incentive Program | TEANECK | 7666 | 7 | 3.9 | Residential | Yes | Behind the Meter | Net-metered residential rooftop and canopy |  | None | Vivint Solar Developer, LLC | PSE&G | Accepted | 2020-09-28 | 2020-09-29 | 2021-10-30 | JINKO SOLAR | JKM325M-60HBL | Solar Panels |  | 0.325 | 12 | 203 | 30 |  | Fixed | Roof
NJSTRE1545629305 |  | Transition Incentive Program | North Arlington | 7031 | 7 | 2.8 | Residential | Yes | Behind the Meter | Net-metered residential rooftop and canopy |  | None | Pro Custom Solar dba Momentum Solar | PSE&G | Accepted | 2020-09-24 | 2020-09-29 | 2021-10-30 | Enphase | IQ7Plus-72-2-US | Inverters | 290 |  | 8 |  |  | 0.97 |  | Outdoor | Roof
NJSTRE1545629305 |  | Transition Incentive Program | North Arlington | 7031 | 7 | 2.8 | Residential | Yes | Behind the Meter | Net-metered residential rooftop and canopy |  | None | Pro Custom Solar dba Momentum Solar | PSE&G | Accepted | 2020-09-24 | 2020-09-29 | 2021-10-30 | LG ELECTRONICS | LG 350N1C-V5 | Solar Panels |  | 0.35 | 5 | 34 | 10 |  | Fixed | Roof
NJSTRE1545629305 |  | Transition Incentive Program | North Arlington | 7031 | 7 | 2.8 | Residential | Yes | Behind the Meter | Net-metered residential rooftop and canopy |  | None | Pro Custom Solar dba Momentum Solar | PSE&G | Accepted | 2020-09-24 | 2020-09-29 | 2021-10-30 | LG ELECTRONICS | LG 350N1C-V5 | Solar Panels |  | 0.35 | 3 | 214 | 28 |  | Fixed | Roof
NJSTRE1545629307 |  | Transition Incentive Program | Lodi Boro | 7644 | 7 | 11.16 | Residential | Yes | Behind the Meter | Net-metered residential rooftop and canopy |  | None | Bright Planet Solar | PSE&G | Accepted | 2020-09-24 | 2020-09-29 | 2021-10-30 | SOLAR EDGE | SE10000H-USRGM | Inverters | 10000 |  | 1 |  |  | 0.98 |  | Outdoor | OUTSIDE
NJSTRE1545629307 |  | Transition Incentive Program | Lodi Boro | 7644 | 7 | 11.16 | Residential | Yes | Behind the Meter | Net-metered residential rooftop and canopy |  | None | Bright Planet Solar | PSE&G | Accepted | 2020-09-24 | 2020-09-29 | 2021-10-30 | HANWHA Q-CELLS | Q.PEAK DUO BLK-G5 310W | Solar Panels |  | 0.31 | 18 | 129 | 18 |  | Fixed | Roof
NJSTRE1545629307 |  | Transition Incentive Program | Lodi Boro | 7644 | 7 | 11.16 | Residential | Yes | Behind the Meter | Net-metered residential rooftop and canopy |  | None | Bright Planet Solar | PSE&G | Accepted | 2020-09-24 | 2020-09-29 | 2021-10-30 | HANWHA Q-CELLS | Q.PEAK DUO BLK-G5 310W | Solar Panels |  | 0.31 | 18 | 308 | 18 |  | Fixed | Roof
NJSTRE1545629316 |  | Transition Incentive Program | BELLEVILLE | 7109 | 9 | 2.6 | Residential | Yes | Behind the Meter | Net-metered residential rooftop and canopy |  | None | Vivint Solar Developer, LLC | PSE&G | Accepted | 2020-09-28 | 2020-09-30 | 2021-10-30 | Solar Edge | SE3800H-US | Inverters | 3800 |  | 1 |  |  | 0.992 |  | Outdoor | Near the Utility Meter
NJSTRE1545629316 |  | Transition Incentive Program | BELLEVILLE | 7109 | 9 | 2.6 | Residential | Yes | Behind the Meter | Net-metered residential rooftop and canopy |  | None | Vivint Solar Developer, LLC | PSE&G | Accepted | 2020-09-28 | 2020-09-30 | 2021-10-30 | JINKO SOLAR | JKM325M-60HBL | Solar Panels |  | 0.325 | 8 | 105 | 23 |  | Fixed | Roof
NJSTRE1545629323 |  | Transition Incentive Program | Woodbury | 8096 | 15 | 6.21 | Residential | Yes | Behind the Meter | Net-metered residential rooftop and canopy |  | None | Sunrun Installation Services, Inc. | PSE&G | Accepted | 2020-09-24 | 2020-09-29 | 2021-10-30 | Enphase Energy | IQ7PLUS-72-x-US (240V) | Inverters | 290 |  | 18 |  |  | 0.96 |  | Outdoor | Rooftop
NJSTRE1545629323 |  | Transition Incentive Program | Woodbury | 8096 | 15 | 6.21 | Residential | Yes | Behind the Meter | Net-metered residential rooftop and canopy |  | None | Sunrun Installation Services, Inc. | PSE&G | Accepted | 2020-09-24 | 2020-09-29 | 2021-10-30 | LG Electronics | LG345N1C-V5 | Solar Panels |  | 0.345 | 9 | 71 | 30 |  | Fixed | Roof
NJSTRE1545629323 |  | Transition Incentive Program | Woodbury | 8096 | 15 | 6.21 | Residential | Yes | Behind the Meter | Net-metered residential rooftop and canopy |  | None | Sunrun Installation Services, Inc. | PSE&G | Accepted | 2020-09-24 | 2020-09-29 | 2021-10-30 | LG Electronics | LG345N1C-V5 | Solar Panels |  | 0.345 | 9 | 251 | 33 |  | Fixed | Roof
NJSTRE1545629324 |  | Transition Incentive Program | Cherry Hill | 8003 | 14 | 9.52 | Residential | Yes | Behind the Meter | Net-metered residential rooftop and canopy |  | None | Trinity Solar | PSE&G | Accepted | 2020-09-24 | 2020-09-29 | 2021-10-30 | solar edge | SE7600 | Inverters | 7600 |  | 1 |  |  | 0.97 |  | Outside | side of home
NJSTRE1545629324 |  | Transition Incentive Program | Cherry Hill | 8003 | 14 | 9.52 | Residential | Yes | Behind the Meter | Net-metered residential rooftop and canopy |  | None | Trinity Solar | PSE&G | Accepted | 2020-09-24 | 2020-09-29 | 2021-10-30 | Hanwha | Q.PEAK DUO BLK-G6 340 | Solar Panels |  | 0.34 | 11 | 202 | 9 |  | Fixed | Roof
NJSTRE1545629324 |  | Transition Incentive Program | Cherry Hill | 8003 | 14 | 9.52 | Residential | Yes | Behind the Meter | Net-metered residential rooftop and canopy |  | None | Trinity Solar | PSE&G | Accepted | 2020-09-24 | 2020-09-29 | 2021-10-30 | Hanwha | Q.PEAK DUO BLK-G6 340 | Solar Panels |  | 0.34 | 17 | 202 | 23 |  | Fixed | Roof
NJSTRE1545629330 |  | Transition Incentive Program | Lodi Boro | 7644 | 7 | 5.27 | Residential | Yes | Behind the Meter | Net-metered residential rooftop and canopy |  | None | Bright Planet Solar | PSE&G | Accepted | 2020-09-24 | 2020-09-29 | 2021-10-30 | SOLAR EDGE | SE5000H-USRGM | Inverters | 5000 |  | 1 |  |  | 0.98 |  | Outdoor | OUTSIDE
NJSTRE1545629330 |  | Transition Incentive Program | Lodi Boro | 7644 | 7 | 5.27 | Residential | Yes | Behind the Meter | Net-metered residential rooftop and canopy |  | None | Bright Planet Solar | PSE&G | Accepted | 2020-09-24 | 2020-09-29 | 2021-10-30 | HANWHA Q-CELLS | Q.PEAK DUO BLK-G5 310W | Solar Panels |  | 0.31 | 17 | 213 | 23 |  | Fixed | Roof
NJSTRE1545629332 |  | Transition Incentive Program | Tuckerton | 8087 | 18 | 3.4 | Residential | Yes | Behind the Meter | Net-metered residential rooftop and canopy |  | None | Trinity Solar | AC Electric | Accepted | 2020-09-24 | 2020-09-29 | 2021-10-30 | Solar Edge | SE3000 | Inverters | 3000 |  | 1 |  |  | 0.97 |  | Outside | side of home
NJSTRE1545629332 |  | Transition Incentive Program | Tuckerton | 8087 | 18 | 3.4 | Residential | Yes | Behind the Meter | Net-metered residential rooftop and canopy |  | None | Trinity Solar | AC Electric | Accepted | 2020-09-24 | 2020-09-29 | 2021-10-30 | Hanwha | Q.PEAK DUO BLK-G6 340 | Solar Panels |  | 0.34 | 10 | 127 | 14 |  | Fixed | Roof
NJSTRE1545629335 |  | Transition Incentive Program | Camden | 8105 | 14 | 4.02 | Residential | Yes | Behind the Meter | Net-metered residential rooftop and canopy |  | None | Castle Energy, LLC | PSE&G | Accepted | 2020-09-24 | 2020-09-29 | 2021-10-30 | Enphase Energy | IQ7PLUS-72-2-US | Inverters | 290 |  | 11 |  |  | 0.967 |  | Outdoor | on the rooftop under each solar panel
NJSTRE1545629335 |  | Transition Incentive Program | Camden | 8105 | 14 | 4.02 | Residential | Yes | Behind the Meter | Net-metered residential rooftop and canopy |  | None | Castle Energy, LLC | PSE&G | Accepted | 2020-09-24 | 2020-09-29 | 2021-10-30 | REC Solar | REC365AA Black | Solar Panels |  | 0.365 | 11 | 0 | 0 |  | Fixed | Roof
NJSTRE1545629344 |  | Transition Incentive Program | ELIZABETHPORT | 7206 | 10 | 11.38 | Residential | Yes | Behind the Meter | Net-metered residential rooftop and canopy |  | None | Vivint Solar Developer, LLC | PSE&G | Accepted | 2020-09-28 | 2020-09-29 | 2021-10-30 | Solar Edge | SE7600H-US | Inverters | 7600 |  | 1 |  |  | 0.992 |  | Outdoor | Near the Utility Meter
NJSTRE1545629344 |  | Transition Incentive Program | ELIZABETHPORT | 7206 | 10 | 11.38 | Residential | Yes | Behind the Meter | Net-metered residential rooftop and canopy |  | None | Vivint Solar Developer, LLC | PSE&G | Accepted | 2020-09-28 | 2020-09-29 | 2021-10-30 | JINKO SOLAR | JKM325M-60HBL | Solar Panels |  | 0.325 | 8 | 234 | 43 |  | Fixed | Roof
NJSTRE1545629344 |  | Transition Incentive Program | ELIZABETHPORT | 7206 | 10 | 11.38 | Residential | Yes | Behind the Meter | Net-metered residential rooftop and canopy |  | None | Vivint Solar Developer, LLC | PSE&G | Accepted | 2020-09-28 | 2020-09-29 | 2021-10-30 | JINKO SOLAR | JKM325M-60HBL | Solar Panels |  | 0.325 | 11 | 234 | 43 |  | Fixed | Roof
NJSTRE1545629344 |  | Transition Incentive Program | ELIZABETHPORT | 7206 | 10 | 11.38 | Residential | Yes | Behind the Meter | Net-metered residential rooftop and canopy |  | None | Vivint Solar Developer, LLC | PSE&G | Accepted | 2020-09-28 | 2020-09-29 | 2021-10-30 | JINKO SOLAR | JKM325M-60HBL | Solar Panels |  | 0.325 | 8 | 54 | 30 |  | Fixed | Roof
NJSTRE1545629344 |  | Transition Incentive Program | ELIZABETHPORT | 7206 | 10 | 11.38 | Residential | Yes | Behind the Meter | Net-metered residential rooftop and canopy |  | None | Vivint Solar Developer, LLC | PSE&G | Accepted | 2020-09-28 | 2020-09-29 | 2021-10-30 | JINKO SOLAR | JKM325M-60HBL | Solar Panels |  | 0.325 | 8 | 234 | 30 |  | Fixed | Roof
NJSTRE1545629355 |  | Transition Incentive Program | Dover | 7801 | 3 | 5.25 | Residential | Yes | Behind the Meter | Net-metered residential rooftop and canopy |  | None | Pro Custom Solar dba Momentum Solar | JCP&L | Accepted | 2020-09-24 | 2020-09-29 | 2021-10-30 | Enphase | IQ7Plus-72-2-US | Inverters | 290 |  | 15 |  |  | 0.97 |  | Outdoor | Roof
NJSTRE1545629355 |  | Transition Incentive Program | Dover | 7801 | 3 | 5.25 | Residential | Yes | Behind the Meter | Net-metered residential rooftop and canopy |  | None | Pro Custom Solar dba Momentum Solar | JCP&L | Accepted | 2020-09-24 | 2020-09-29 | 2021-10-30 | LG ELECTRONICS | LG 350N1C-V5 | Solar Panels |  | 0.35 | 2 | 262 | 37 |  | Fixed | Roof
NJSTRE1545629355 |  | Transition Incentive Program | Dover | 7801 | 3 | 5.25 | Residential | Yes | Behind the Meter | Net-metered residential rooftop and canopy |  | None | Pro Custom Solar dba Momentum Solar | JCP&L | Accepted | 2020-09-24 | 2020-09-29 | 2021-10-30 | LG ELECTRONICS | LG 350N1C-V5 | Solar Panels |  | 0.35 | 2 | 82 | 38 |  | Fixed | Roof
NJSTRE1545629355 |  | Transition Incentive Program | Dover | 7801 | 3 | 5.25 | Residential | Yes | Behind the Meter | Net-metered residential rooftop and canopy |  | None | Pro Custom Solar dba Momentum Solar | JCP&L | Accepted | 2020-09-24 | 2020-09-29 | 2021-10-30 | LG ELECTRONICS | LG 350N1C-V5 | Solar Panels |  | 0.35 | 3 | 172 | 38 |  | Fixed | Roof
NJSTRE1545629355 |  | Transition Incentive Program | Dover | 7801 | 3 | 5.25 | Residential | Yes | Behind the Meter | Net-metered residential rooftop and canopy |  | None | Pro Custom Solar dba Momentum Solar | JCP&L | Accepted | 2020-09-24 | 2020-09-29 | 2021-10-30 | LG ELECTRONICS | LG 350N1C-V5 | Solar Panels |  | 0.35 | 4 | 262 | 37 |  | Fixed | Roof
NJSTRE1545629355 |  | Transition Incentive Program | Dover | 7801 | 3 | 5.25 | Residential | Yes | Behind the Meter | Net-metered residential rooftop and canopy |  | None | Pro Custom Solar dba Momentum Solar | JCP&L | Accepted | 2020-09-24 | 2020-09-29 | 2021-10-30 | LG ELECTRONICS | LG 350N1C-V5 | Solar Panels |  | 0.35 | 4 | 82 | 38 |  | Fixed | Roof
NJSTRE1545629357 |  | Transition Incentive Program | Budd Lake | 7828 | 3 | 16.32 | Residential | Yes | Behind the Meter | Net-metered residential rooftop and canopy |  | None | Tesla Energy Operations Inc. | JCP&L | Accepted | 2020-09-24 | 2020-09-29 | 2021-10-30 | SolarEdge Technologies | SE7600H-US [240V] | Inverters | 7600 |  | 2 |  |  | 0.99 |  | Outside | Outside
NJSTRE1545629357 |  | Transition Incentive Program | Budd Lake | 7828 | 3 | 16.32 | Residential | Yes | Behind the Meter | Net-metered residential rooftop and canopy |  | None | Tesla Energy Operations Inc. | JCP&L | Accepted | 2020-09-24 | 2020-09-29 | 2021-10-30 | Hanwha Q-CELLS | Q.Peak DUO BLK-G6+ 340 | Solar Panels |  | 0.34 | 14 | 320 | 30 |  | Fixed | Roof
NJSTRE1545629357 |  | Transition Incentive Program | Budd Lake | 7828 | 3 | 16.32 | Residential | Yes | Behind the Meter | Net-metered residential rooftop and canopy |  | None | Tesla Energy Operations Inc. | JCP&L | Accepted | 2020-09-24 | 2020-09-29 | 2021-10-30 | Hanwha Q-CELLS | Q.Peak DUO BLK-G6+ 340 | Solar Panels |  | 0.34 | 12 | 230 | 30 |  | Fixed | Roof
NJSTRE1545629357 |  | Transition Incentive Program | Budd Lake | 7828 | 3 | 16.32 | Residential | Yes | Behind the Meter | Net-metered residential rooftop and canopy |  | None | Tesla Energy Operations Inc. | JCP&L | Accepted | 2020-09-24 | 2020-09-29 | 2021-10-30 | Hanwha Q-CELLS | Q.Peak DUO BLK-G6+ 340 | Solar Panels |  | 0.34 | 5 | 140 | 30 |  | Fixed | Roof
NJSTRE1545629357 |  | Transition Incentive Program | Budd Lake | 7828 | 3 | 16.32 | Residential | Yes | Behind the Meter | Net-metered residential rooftop and canopy |  | None | Tesla Energy Operations Inc. | JCP&L | Accepted | 2020-09-24 | 2020-09-29 | 2021-10-30 | Hanwha Q-CELLS | Q.Peak DUO BLK-G6+ 340 | Solar Panels |  | 0.34 | 3 | 140 | 30 |  | Fixed | Roof
NJSTRE1545629357 |  | Transition Incentive Program | Budd Lake | 7828 | 3 | 16.32 | Residential | Yes | Behind the Meter | Net-metered residential rooftop and canopy |  | None | Tesla Energy Operations Inc. | JCP&L | Accepted | 2020-09-24 | 2020-09-29 | 2021-10-30 | Hanwha Q-CELLS | Q.Peak DUO BLK-G6+ 340 | Solar Panels |  | 0.34 | 14 | 50 | 30 |  | Fixed | Roof
NJSTRE1545629362 |  | Transition Incentive Program | Delran | 8075 | 13 | 7.48 | Residential | Yes | Behind the Meter | Net-metered residential rooftop and canopy |  | None | Trinity Solar | PSE&G | Accepted | 2020-09-24 | 2020-09-29 | 2021-10-30 | Solar Edge | SE6000H-US | Inverters | 6000 |  | 1 |  |  | 0.97 |  | Outside | side of home
NJSTRE1545629362 |  | Transition Incentive Program | Delran | 8075 | 13 | 7.48 | Residential | Yes | Behind the Meter | Net-metered residential rooftop and canopy |  | None | Trinity Solar | PSE&G | Accepted | 2020-09-24 | 2020-09-29 | 2021-10-30 | Hanwha 340 | Q.PEAK DUO BLK-G6 340 | Solar Panels |  | 0.34 | 6 | 233 | 43 |  | Fixed | Roof
NJSTRE1545629362 |  | Transition Incentive Program | Delran | 8075 | 13 | 7.48 | Residential | Yes | Behind the Meter | Net-metered residential rooftop and canopy |  | None | Trinity Solar | PSE&G | Accepted | 2020-09-24 | 2020-09-29 | 2021-10-30 | Hanwha 340 | Q.PEAK DUO BLK-G6 340 | Solar Panels |  | 0.34 | 7 | 143 | 45 |  | Fixed | Roof
NJSTRE1545629362 |  | Transition Incentive Program | Delran | 8075 | 13 | 7.48 | Residential | Yes | Behind the Meter | Net-metered residential rooftop and canopy |  | None | Trinity Solar | PSE&G | Accepted | 2020-09-24 | 2020-09-29 | 2021-10-30 | Hanwha 340 | Q.PEAK DUO BLK-G6 340 | Solar Panels |  | 0.34 | 9 | 233 | 30 |  | Fixed | Roof
NJSTRE1545629370 |  | Transition Incentive Program | Eatontown | 7724 | 17 | 8.45 | Residential | Yes | Behind the Meter | Net-metered residential rooftop and canopy |  | None | Vivint Solar Developer, LLC | JCP&L | Accepted | 2020-09-28 | 2020-09-29 | 2021-10-30 | Solar Edge | SE3800H-US | Inverters | 3800 |  | 1 |  |  | 0.992 |  | Outdoor | Near the Utility Meter
NJSTRE1545629370 |  | Transition Incentive Program | Eatontown | 7724 | 17 | 8.45 | Residential | Yes | Behind the Meter | Net-metered residential rooftop and canopy |  | None | Vivint Solar Developer, LLC | JCP&L | Accepted | 2020-09-28 | 2020-09-29 | 2021-10-30 | JINKO SOLAR | JKM325M-60HBL | Solar Panels |  | 0.325 | 26 | 136 | 26 |  | Fixed | Roof
NJSTRE1545629371 |  | Transition Incentive Program | Millville | 8332 | 20 | 8.84 | Residential | Yes | Behind the Meter | Net-metered residential rooftop and canopy |  | None | Castle Energy, LLC | AC Electric | Accepted | 2020-09-24 | 2020-09-29 | 2021-10-30 | Enphase Energy | IQ7-60-2-US | Inverters | 240 |  | 26 |  |  | 0.967 |  | Outdoor | on the rooftop under each solar panel
NJSTRE1545629371 |  | Transition Incentive Program | Millville | 8332 | 20 | 8.84 | Residential | Yes | Behind the Meter | Net-metered residential rooftop and canopy |  | None | Castle Energy, LLC | AC Electric | Accepted | 2020-09-24 | 2020-09-29 | 2021-10-30 | Hanwha Q-Cells | Q.Peak DUO BLK-G6 340 | Solar Panels |  | 0.34 | 23 | 114 | 20 |  | Fixed | Roof
NJSTRE1545629371 |  | Transition Incentive Program | Millville | 8332 | 20 | 8.84 | Residential | Yes | Behind the Meter | Net-metered residential rooftop and canopy |  | None | Castle Energy, LLC | AC Electric | Accepted | 2020-09-24 | 2020-09-29 | 2021-10-30 | Hanwha Q-Cells | Q.Peak DUO BLK-G6 340 | Solar Panels |  | 0.34 | 3 | 294 | 20 |  | Fixed | Roof
NJSTRE1545629373 |  | Transition Incentive Program | Paterson City | 7524 | 6 | 4.34 | Residential | Yes | Behind the Meter | Net-metered residential rooftop and canopy |  | None | Bright Planet Solar | PSE&G | Accepted | 2020-09-24 | 2020-09-29 | 2021-10-30 | SOLAR EDGE | SE3800H-USRGM | Inverters | 3800 |  | 1 |  |  | 0.98 |  | Outdoor | OUTSIDE
NJSTRE1545629373 |  | Transition Incentive Program | Paterson City | 7524 | 6 | 4.34 | Residential | Yes | Behind the Meter | Net-metered residential rooftop and canopy |  | None | Bright Planet Solar | PSE&G | Accepted | 2020-09-24 | 2020-09-29 | 2021-10-30 | LONGI | LR6-60HB-310M | Solar Panels |  | 0.31 | 11 | 102 | 39 |  | Fixed | Roof
NJSTRE1545629373 |  | Transition Incentive Program | Paterson City | 7524 | 6 | 4.34 | Residential | Yes | Behind the Meter | Net-metered residential rooftop and canopy |  | None | Bright Planet Solar | PSE&G | Accepted | 2020-09-24 | 2020-09-29 | 2021-10-30 | LONGI | LR6-60HB-310M | Solar Panels |  | 0.31 | 3 | 193 | 42 |  | Fixed | Roof
NJSTRE1545629378 |  | Transition Incentive Program | Ventnor City | 8406 | 19 | 10.85 | Residential | Yes | Behind the Meter | Net-metered residential rooftop and canopy |  | None | Pro Custom Solar dba Momentum Solar | AC Electric | Accepted | 2020-09-24 | 2020-09-29 | 2021-10-30 | Enphase | IQ7Plus-72-2-US | Inverters | 290 |  | 31 |  |  | 0.97 |  | Outdoor | Roof
NJSTRE1545629378 |  | Transition Incentive Program | Ventnor City | 8406 | 19 | 10.85 | Residential | Yes | Behind the Meter | Net-metered residential rooftop and canopy |  | None | Pro Custom Solar dba Momentum Solar | AC Electric | Accepted | 2020-09-24 | 2020-09-29 | 2021-10-30 | LG ELECTRONICS | LG 350N1C-V5 | Solar Panels |  | 0.35 | 9 | 148 | 31 |  | Fixed | Roof
NJSTRE1545629378 |  | Transition Incentive Program | Ventnor City | 8406 | 19 | 10.85 | Residential | Yes | Behind the Meter | Net-metered residential rooftop and canopy |  | None | Pro Custom Solar dba Momentum Solar | AC Electric | Accepted | 2020-09-24 | 2020-09-29 | 2021-10-30 | LG ELECTRONICS | LG 350N1C-V5 | Solar Panels |  | 0.35 | 6 | 58 | 17 |  | Fixed | Roof
NJSTRE1545629378 |  | Transition Incentive Program | Ventnor City | 8406 | 19 | 10.85 | Residential | Yes | Behind the Meter | Net-metered residential rooftop and canopy |  | None | Pro Custom Solar dba Momentum Solar | AC Electric | Accepted | 2020-09-24 | 2020-09-29 | 2021-10-30 | LG ELECTRONICS | LG 350N1C-V5 | Solar Panels |  | 0.35 | 10 | 328 | 31 |  | Fixed | Roof
NJSTRE1545629378 |  | Transition Incentive Program | Ventnor City | 8406 | 19 | 10.85 | Residential | Yes | Behind the Meter | Net-metered residential rooftop and canopy |  | None | Pro Custom Solar dba Momentum Solar | AC Electric | Accepted | 2020-09-24 | 2020-09-29 | 2021-10-30 | LG ELECTRONICS | LG 350N1C-V5 | Solar Panels |  | 0.35 | 6 | 238 | 16 |  | Fixed | Roof
NJSTRE1545629385 |  | Transition Incentive Program | HOWELL | 7731 | 17 | 8.71 | Residential | Yes | Behind the Meter | Net-metered residential rooftop and canopy |  | None | Vision Solar LLC | JCP&L | Accepted | 2020-09-24 | 2020-09-29 | 2021-10-30 | ENPHASE | IQ7-60-2-US | Inverters | 0.24 |  | 26 |  |  | 0.96 |  | Other | BEHIND EACH PANEL
NJSTRE1545629385 |  | Transition Incentive Program | HOWELL | 7731 | 17 | 8.71 | Residential | Yes | Behind the Meter | Net-metered residential rooftop and canopy |  | None | Vision Solar LLC | JCP&L | Accepted | 2020-09-24 | 2020-09-29 | 2021-10-30 | IQ7-60-2-US | Q.PEAK DUO-G6+ 335 | Solar Panels |  | 0.335 | 26 | 194 | 20 |  | Fixed | Roof
NJSTRE1545629400 |  | Transition Incentive Program | Bound Brook | 8805 | 5 | 4.2 | Residential | Yes | Behind the Meter | Net-metered residential rooftop and canopy |  | None | Pro Custom Solar dba Momentum Solar | PSE&G | Accepted | 2020-09-24 | 2020-09-29 | 2021-10-30 | Enphase | IQ7Plus-72-2-US | Inverters | 290 |  | 12 |  |  | 0.97 |  | Outdoor | Roof
NJSTRE1545629400 |  | Transition Incentive Program | Bound Brook | 8805 | 5 | 4.2 | Residential | Yes | Behind the Meter | Net-metered residential rooftop and canopy |  | None | Pro Custom Solar dba Momentum Solar | PSE&G | Accepted | 2020-09-24 | 2020-09-29 | 2021-10-30 | LG ELECTRONICS | LG 350N1C-V5 | Solar Panels |  | 0.35 | 12 | 265 | 31 |  | Fixed | Roof
NJSTRE1545629715 |  | Transition Incentive Program | Vineland | 8360 | 20 | 10.54 | Residential | Yes | Behind the Meter | Net-metered residential rooftop and canopy |  | None | Castle Energy, LLC | Vineland Muni Electric | Accepted | 2020-09-24 | 2020-09-29 | 2021-10-30 | Enphase Energy | IQ7-60-2-US | Inverters | 240 |  | 31 |  |  | 0.967 |  | Outdoor | on the rooftop under each solar panel
NJSTRE1545629715 |  | Transition Incentive Program | Vineland | 8360 | 20 | 10.54 | Residential | Yes | Behind the Meter | Net-metered residential rooftop and canopy |  | None | Castle Energy, LLC | Vineland Muni Electric | Accepted | 2020-09-24 | 2020-09-29 | 2021-10-30 | Hanwha Q-Cells | Q.Peak DUO BLK-G6 340 | Solar Panels |  | 0.34 | 13 | 92 | 35 |  | Fixed | Roof
NJSTRE1545629715 |  | Transition Incentive Program | Vineland | 8360 | 20 | 10.54 | Residential | Yes | Behind the Meter | Net-metered residential rooftop and canopy |  | None | Castle Energy, LLC | Vineland Muni Electric | Accepted | 2020-09-24 | 2020-09-29 | 2021-10-30 | Hanwha Q-Cells | Q.Peak DUO BLK-G6 340 | Solar Panels |  | 0.34 | 13 | 272 | 35 |  | Fixed | Roof
NJSTRE1545629715 |  | Transition Incentive Program | Vineland | 8360 | 20 | 10.54 | Residential | Yes | Behind the Meter | Net-metered residential rooftop and canopy |  | None | Castle Energy, LLC | Vineland Muni Electric | Accepted | 2020-09-24 | 2020-09-29 | 2021-10-30 | Hanwha Q-Cells | Q.Peak DUO BLK-G6 340 | Solar Panels |  | 0.34 | 5 | 182 | 10 |  | Fixed | Roof
NJSTRE1545629820 |  | Transition Incentive Program | Piscataway | 8854 | 11 | 14 | Residential | No | Behind the Meter | Net-metered residential rooftop and canopy |  | None | Pro Custom Solar dba Momentum Solar | PSE&G | Accepted | 2020-09-24 | 2020-09-29 | 2021-10-30 | Enphase | IQ7Plus-72-2-US | Inverters | 290 |  | 40 |  |  | 0.97 |  | Outdoor | Roof
NJSTRE1545629820 |  | Transition Incentive Program | Piscataway | 8854 | 11 | 14 | Residential | No | Behind the Meter | Net-metered residential rooftop and canopy |  | None | Pro Custom Solar dba Momentum Solar | PSE&G | Accepted | 2020-09-24 | 2020-09-29 | 2021-10-30 | LG ELECTRONICS | LG 350N1C-V5 | Solar Panels |  | 0.35 | 8 | 85 | 22 |  | Fixed | Roof
NJSTRE1545629820 |  | Transition Incentive Program | Piscataway | 8854 | 11 | 14 | Residential | No | Behind the Meter | Net-metered residential rooftop and canopy |  | None | Pro Custom Solar dba Momentum Solar | PSE&G | Accepted | 2020-09-24 | 2020-09-29 | 2021-10-30 | LG ELECTRONICS | LG 350N1C-V5 | Solar Panels |  | 0.35 | 9 | 265 | 22 |  | Fixed | Roof
NJSTRE1545629820 |  | Transition Incentive Program | Piscataway | 8854 | 11 | 14 | Residential | No | Behind the Meter | Net-metered residential rooftop and canopy |  | None | Pro Custom Solar dba Momentum Solar | PSE&G | Accepted | 2020-09-24 | 2020-09-29 | 2021-10-30 | LG ELECTRONICS | LG 350N1C-V5 | Solar Panels |  | 0.35 | 23 | 265 | 22 |  | Fixed | Roof
NJSTRE1545629822 |  | Transition Incentive Program | Short Hills | 7078 | 9 | 16.56 | Residential | No | Behind the Meter | Net-metered residential rooftop and canopy |  | None | Public Service Solar | JCP&L | Accepted | 2020-09-24 | 2020-10-01 | 2021-10-30 | Enphase | iQ7+ | Inverters | 0.29 |  | 46 |  |  | 0.96 |  | Outdoor | Roof mount under panels
NJSTRE1545629822 |  | Transition Incentive Program | Short Hills | 7078 | 9 | 16.56 | Residential | No | Behind the Meter | Net-metered residential rooftop and canopy |  | None | Public Service Solar | JCP&L | Accepted | 2020-09-24 | 2020-10-01 | 2021-10-30 | LG | Q1K-V5 | Solar Panels |  | 0.36 | 3 | 62 | 26 |  | Fixed | Roof
NJSTRE1545629822 |  | Transition Incentive Program | Short Hills | 7078 | 9 | 16.56 | Residential | No | Behind the Meter | Net-metered residential rooftop and canopy |  | None | Public Service Solar | JCP&L | Accepted | 2020-09-24 | 2020-10-01 | 2021-10-30 | LG | Q1K-V5 | Solar Panels |  | 0.36 | 18 | 152 | 27 |  | Fixed | Roof
NJSTRE1545629822 |  | Transition Incentive Program | Short Hills | 7078 | 9 | 16.56 | Residential | No | Behind the Meter | Net-metered residential rooftop and canopy |  | None | Public Service Solar | JCP&L | Accepted | 2020-09-24 | 2020-10-01 | 2021-10-30 | LG | Q1K-V5 | Solar Panels |  | 0.36 | 3 | 242 | 26 |  | Fixed | Roof
NJSTRE1545629822 |  | Transition Incentive Program | Short Hills | 7078 | 9 | 16.56 | Residential | No | Behind the Meter | Net-metered residential rooftop and canopy |  | None | Public Service Solar | JCP&L | Accepted | 2020-09-24 | 2020-10-01 | 2021-10-30 | LG | Q1K-V5 | Solar Panels |  | 0.36 | 16 | 332 | 25 |  | Fixed | Roof
NJSTRE1545629822 |  | Transition Incentive Program | Short Hills | 7078 | 9 | 16.56 | Residential | No | Behind the Meter | Net-metered residential rooftop and canopy |  | None | Public Service Solar | JCP&L | Accepted | 2020-09-24 | 2020-10-01 | 2021-10-30 | LG | Q1K-V5 | Solar Panels |  | 0.36 | 6 | 332 | 25 |  | Fixed | Roof
NJSTRE1545629832 |  | Transition Incentive Program | Port Republic | 8241 | 19 | 9.92 | Residential | Yes | Behind the Meter | Net-metered residential rooftop and canopy |  | None | Sun Up Zero Down | AC Electric | Accepted | 2020-09-24 | 2020-09-29 | 2021-10-30 | Enphase | X-IQ-AM1-240-3 | Meters |  |  | 1 |  |  |  | Yes | Outdoor
NJSTRE1545629832 |  | Transition Incentive Program | Port Republic | 8241 | 19 | 9.92 | Residential | Yes | Behind the Meter | Net-metered residential rooftop and canopy |  | None | Sun Up Zero Down | AC Electric | Accepted | 2020-09-24 | 2020-09-29 | 2021-10-30 | enphase | IQ7-60-2-US | Inverters | 240 |  | 31 |  |  | 0.976 |  | Outside | behind panel
NJSTRE1545629832 |  | Transition Incentive Program | Port Republic | 8241 | 19 | 9.92 | Residential | Yes | Behind the Meter | Net-metered residential rooftop and canopy |  | None | Sun Up Zero Down | AC Electric | Accepted | 2020-09-24 | 2020-09-29 | 2021-10-30 | trina | TSM-320DD05H.05(II) | Solar Panels |  | 0.32 | 4 | 263 | 42 |  | Fixed | Roof
NJSTRE1545629832 |  | Transition Incentive Program | Port Republic | 8241 | 19 | 9.92 | Residential | Yes | Behind the Meter | Net-metered residential rooftop and canopy |  | None | Sun Up Zero Down | AC Electric | Accepted | 2020-09-24 | 2020-09-29 | 2021-10-30 | trina | TSM-320DD05H.05(II) | Solar Panels |  | 0.32 | 1 | 83 | 47 |  | Fixed | Roof
NJSTRE1545629832 |  | Transition Incentive Program | Port Republic | 8241 | 19 | 9.92 | Residential | Yes | Behind the Meter | Net-metered residential rooftop and canopy |  | None | Sun Up Zero Down | AC Electric | Accepted | 2020-09-24 | 2020-09-29 | 2021-10-30 | trina | TSM-320DD05H.05(II) | Solar Panels |  | 0.32 | 26 | 173 | 41 |  | Fixed | Roof
NJSTRE1545629835 |  | Transition Incentive Program | Elizabeth | 7206 | 10 | 2.72 | Residential | No | Behind the Meter | Net-metered residential rooftop and canopy |  | None | Trinity Solar | PSE&G | Accepted | 2020-09-24 | 2020-09-29 | 2021-10-30 | Solar Edge | SE3000H-US000BNC4 | Meters |  |  | 1 |  |  |  | Yes | Outdoor
NJSTRE1545629835 |  | Transition Incentive Program | Elizabeth | 7206 | 10 | 2.72 | Residential | No | Behind the Meter | Net-metered residential rooftop and canopy |  | None | Trinity Solar | PSE&G | Accepted | 2020-09-24 | 2020-09-29 | 2021-10-30 | Solar Edge | SE3000H-US | Inverters | 3000 |  | 1 |  |  | 0.97 |  | Outdoor | side of home
NJSTRE1545629835 |  | Transition Incentive Program | Elizabeth | 7206 | 10 | 2.72 | Residential | No | Behind the Meter | Net-metered residential rooftop and canopy |  | None | Trinity Solar | PSE&G | Accepted | 2020-09-24 | 2020-09-29 | 2021-10-30 | Hanwha 340 | Q.PEAK DUO BLK-G6 340 | Solar Panels |  | 0.34 | 8 | 144 | 27 |  | Fixed | Roof
NJSTRE1545629838 |  | Transition Incentive Program | Glassboro | 8028 | 15 | 9.52 | Residential | No | Behind the Meter | Net-metered residential rooftop and canopy |  | None | NJ Solar Power, LLC | AC Electric | Accepted | 2020-09-24 | 2020-09-29 | 2021-10-30 | solaredge | SE7600H-US | Inverters | 7600 |  | 1 |  |  | 0.99 |  | Outdoor | garage
NJSTRE1545629838 |  | Transition Incentive Program | Glassboro | 8028 | 15 | 9.52 | Residential | No | Behind the Meter | Net-metered residential rooftop and canopy |  | None | NJ Solar Power, LLC | AC Electric | Accepted | 2020-09-24 | 2020-09-29 | 2021-10-30 | panasonic | VBHN340SA17 | Solar Panels |  | 0.34 | 24 | 241 | 27 |  | Fixed | Roof
NJSTRE1545629838 |  | Transition Incentive Program | Glassboro | 8028 | 15 | 9.52 | Residential | No | Behind the Meter | Net-metered residential rooftop and canopy |  | None | NJ Solar Power, LLC | AC Electric | Accepted | 2020-09-24 | 2020-09-29 | 2021-10-30 | panasonic | VBHN340SA17 | Solar Panels |  | 0.34 | 4 | 241 | 18 |  | Fixed | Roof
NJSTRE1545629848 |  | Transition Incentive Program | Tabernacle | 8088 | 13 | 21 | Residential | No | Behind the Meter | Net-metered residential rooftop and canopy |  | None | Geoscape Solar | AC Electric | Accepted | 2020-09-24 | 2020-09-29 | 2021-10-30 | Solar Edge | SE7600H-US | Inverters | 7600 |  | 2 |  |  | 0.97 |  | Outside | adj to utility meter
NJSTRE1545629848 |  | Transition Incentive Program | Tabernacle | 8088 | 13 | 21 | Residential | No | Behind the Meter | Net-metered residential rooftop and canopy |  | None | Geoscape Solar | AC Electric | Accepted | 2020-09-24 | 2020-09-29 | 2021-10-30 | LG Electronics | LG350N1C-V5 | Solar Panels |  | 0.35 | 60 | 180 | 20 |  | Fixed | Ground
NJSTRE1545629850 |  | Transition Incentive Program | EDISON | 8817 | 11 | 5.76 | Residential | Yes | Behind the Meter | Net-metered residential rooftop and canopy |  | None | Vivint Solar Developer, LLC | PSE&G | Accepted | 2020-09-30 | 2020-10-01 | 2021-10-30 | Solar Edge | SE7600H-US | Inverters | 7600 |  | 1 |  |  | 0.992 |  | Outdoor | Near the Utility Meter
NJSTRE1545629850 |  | Transition Incentive Program | EDISON | 8817 | 11 | 5.76 | Residential | Yes | Behind the Meter | Net-metered residential rooftop and canopy |  | None | Vivint Solar Developer, LLC | PSE&G | Accepted | 2020-09-30 | 2020-10-01 | 2021-10-30 | JINKO SOLAR | JKM320M-60HBL | Solar Panels |  | 0.32 | 2 | 170 | 17 |  | Fixed | Roof
NJSTRE1545629850 |  | Transition Incentive Program | EDISON | 8817 | 11 | 5.76 | Residential | Yes | Behind the Meter | Net-metered residential rooftop and canopy |  | None | Vivint Solar Developer, LLC | PSE&G | Accepted | 2020-09-30 | 2020-10-01 | 2021-10-30 | JINKO SOLAR | JKM320M-60HBL | Solar Panels |  | 0.32 | 2 | 260 | 17 |  | Fixed | Roof
NJSTRE1545629850 |  | Transition Incentive Program | EDISON | 8817 | 11 | 5.76 | Residential | Yes | Behind the Meter | Net-metered residential rooftop and canopy |  | None | Vivint Solar Developer, LLC | PSE&G | Accepted | 2020-09-30 | 2020-10-01 | 2021-10-30 | JINKO SOLAR | JKM320M-60HBL | Solar Panels |  | 0.32 | 5 | 260 | 20 |  | Fixed | Roof
NJSTRE1545629850 |  | Transition Incentive Program | EDISON | 8817 | 11 | 5.76 | Residential | Yes | Behind the Meter | Net-metered residential rooftop and canopy |  | None | Vivint Solar Developer, LLC | PSE&G | Accepted | 2020-09-30 | 2020-10-01 | 2021-10-30 | JINKO SOLAR | JKM320M-60HBL | Solar Panels |  | 0.32 | 2 | 80 | 17 |  | Fixed | Roof
NJSTRE1545629850 |  | Transition Incentive Program | EDISON | 8817 | 11 | 5.76 | Residential | Yes | Behind the Meter | Net-metered residential rooftop and canopy |  | None | Vivint Solar Developer, LLC | PSE&G | Accepted | 2020-09-30 | 2020-10-01 | 2021-10-30 | JINKO SOLAR | JKM320M-60HBL | Solar Panels |  | 0.32 | 3 | 350 | 17 |  | Fixed | Roof
NJSTRE1545629850 |  | Transition Incentive Program | EDISON | 8817 | 11 | 5.76 | Residential | Yes | Behind the Meter | Net-metered residential rooftop and canopy |  | None | Vivint Solar Developer, LLC | PSE&G | Accepted | 2020-09-30 | 2020-10-01 | 2021-10-30 | JINKO SOLAR | JKM320M-60HBL | Solar Panels |  | 0.32 | 4 | 170 | 20 |  | Fixed | Roof
NJSTRE1545629868 |  | Transition Incentive Program | Somerset | 8873 | 5 | 9.1 | Residential | No | Behind the Meter | Net-metered residential rooftop and canopy |  | None | Pro Custom Solar dba Momentum Solar | PSE&G | Accepted | 2020-09-24 | 2020-09-29 | 2021-10-30 | Enphase | IQ7Plus-72-2-US | Inverters | 290 |  | 26 |  |  | 0.97 |  | Outdoor | Roof
NJSTRE1545629868 |  | Transition Incentive Program | Somerset | 8873 | 5 | 9.1 | Residential | No | Behind the Meter | Net-metered residential rooftop and canopy |  | None | Pro Custom Solar dba Momentum Solar | PSE&G | Accepted | 2020-09-24 | 2020-09-29 | 2021-10-30 | LG ELECTRONICS | LG 350N1C-V5 | Solar Panels |  | 0.35 | 26 | 308 | 20 |  | Fixed | Roof
NJSTRE1545629894 |  | Transition Incentive Program | BRICK | 8723 | 18 | 19.2 | Residential | Yes | Behind the Meter | Net-metered residential rooftop and canopy |  | None | Vivint Solar Developer, LLC | JCP&L | Accepted | 2020-09-28 | 2020-09-29 | 2021-10-30 | Solar Edge | SE7600H-US | Inverters | 7600 |  | 2 |  |  | 0.992 |  | Outdoor | Near the Utility Meter
NJSTRE1545629894 |  | Transition Incentive Program | BRICK | 8723 | 18 | 19.2 | Residential | Yes | Behind the Meter | Net-metered residential rooftop and canopy |  | None | Vivint Solar Developer, LLC | JCP&L | Accepted | 2020-09-28 | 2020-09-29 | 2021-10-30 | JINKO SOLAR | JKM320M-60HBL | Solar Panels |  | 0.32 | 37 | 82 | 37 |  | Fixed | Roof
NJSTRE1545629894 |  | Transition Incentive Program | BRICK | 8723 | 18 | 19.2 | Residential | Yes | Behind the Meter | Net-metered residential rooftop and canopy |  | None | Vivint Solar Developer, LLC | JCP&L | Accepted | 2020-09-28 | 2020-09-29 | 2021-10-30 | JINKO SOLAR | JKM320M-60HBL | Solar Panels |  | 0.32 | 9 | 262 | 37 |  | Fixed | Roof
NJSTRE1545629894 |  | Transition Incentive Program | BRICK | 8723 | 18 | 19.2 | Residential | Yes | Behind the Meter | Net-metered residential rooftop and canopy |  | None | Vivint Solar Developer, LLC | JCP&L | Accepted | 2020-09-28 | 2020-09-29 | 2021-10-30 | JINKO SOLAR | JKM320M-60HBL | Solar Panels |  | 0.32 | 14 | 262 | 37 |  | Fixed | Roof
NJSTRE1545629931 |  | Transition Incentive Program | MILLVILLE | 8332 | 20 | 11.52 | Residential | Yes | Behind the Meter | Net-metered residential rooftop and canopy |  | None | Vivint Solar Developer, LLC | AC Electric | Accepted | 2020-09-29 | 2020-09-30 | 2021-10-30 | Solar Edge | SE7600H-US | Inverters | 7600 |  | 1 |  |  | 0.992 |  | Outdoor | Near the Utility Meter
NJSTRE1545629931 |  | Transition Incentive Program | MILLVILLE | 8332 | 20 | 11.52 | Residential | Yes | Behind the Meter | Net-metered residential rooftop and canopy |  | None | Vivint Solar Developer, LLC | AC Electric | Accepted | 2020-09-29 | 2020-09-30 | 2021-10-30 | JINKO SOLAR | JKM320M-60HBL | Solar Panels |  | 0.32 | 21 | 283 | 19 |  | Fixed | Roof
NJSTRE1545629931 |  | Transition Incentive Program | MILLVILLE | 8332 | 20 | 11.52 | Residential | Yes | Behind the Meter | Net-metered residential rooftop and canopy |  | None | Vivint Solar Developer, LLC | AC Electric | Accepted | 2020-09-29 | 2020-09-30 | 2021-10-30 | JINKO SOLAR | JKM320M-60HBL | Solar Panels |  | 0.32 | 15 | 103 | 19 |  | Fixed | Roof
NJSTRE1545629943 |  | Transition Incentive Program | Franklin Township | 8873 | 5 | 4.9 | Residential | Yes | Behind the Meter | Net-metered residential rooftop and canopy |  | None | Pro Custom Solar dba Momentum Solar | PSE&G | Accepted | 2020-09-24 | 2020-09-29 | 2021-10-30 | Enphase | IQ7Plus-72-2-US | Inverters | 290 |  | 14 |  |  | 0.97 |  | Outdoor | Roof
NJSTRE1545629943 |  | Transition Incentive Program | Franklin Township | 8873 | 5 | 4.9 | Residential | Yes | Behind the Meter | Net-metered residential rooftop and canopy |  | None | Pro Custom Solar dba Momentum Solar | PSE&G | Accepted | 2020-09-24 | 2020-09-29 | 2021-10-30 | LG ELECTRONICS | LG 350N1C-V5 | Solar Panels |  | 0.35 | 6 | 279 | 24 |  | Fixed | Roof
NJSTRE1545629943 |  | Transition Incentive Program | Franklin Township | 8873 | 5 | 4.9 | Residential | Yes | Behind the Meter | Net-metered residential rooftop and canopy |  | None | Pro Custom Solar dba Momentum Solar | PSE&G | Accepted | 2020-09-24 | 2020-09-29 | 2021-10-30 | LG ELECTRONICS | LG 350N1C-V5 | Solar Panels |  | 0.35 | 8 | 99 | 23 |  | Fixed | Roof
NJSTRE1545629948 |  | Transition Incentive Program | East Brunswick | 8816 | 11 | 5.85 | Residential | No | Behind the Meter | Net-metered residential rooftop and canopy |  | None | NJ Solar Power, LLC | PSE&G | Accepted | 2020-09-24 | 2020-09-29 | 2021-10-30 | solaredge | SE6000H-US energy hub | Inverters | 6000 |  | 1 |  |  | 0.99 |  | Outdoor | garage
NJSTRE1545629948 |  | Transition Incentive Program | East Brunswick | 8816 | 11 | 5.85 | Residential | No | Behind the Meter | Net-metered residential rooftop and canopy |  | None | NJ Solar Power, LLC | PSE&G | Accepted | 2020-09-24 | 2020-09-29 | 2021-10-30 | panasonic | VBHN340SA17 | Solar Panels |  | 0.325 | 18 | 173 | 34 |  | Fixed | Roof
NJSTRE1545629959 |  | Transition Incentive Program | Mannington | 8079 | 16 | 5.25 | Residential | Yes | Behind the Meter | Net-metered residential rooftop and canopy |  | None | Pro Custom Solar dba Momentum Solar | AC Electric | Accepted | 2020-09-24 | 2020-09-29 | 2021-10-30 | Enphase | IQ7Plus-72-2-US | Inverters | 290 |  | 15 |  |  | 0.97 |  | Outdoor | Roof
NJSTRE1545629959 |  | Transition Incentive Program | Mannington | 8079 | 16 | 5.25 | Residential | Yes | Behind the Meter | Net-metered residential rooftop and canopy |  | None | Pro Custom Solar dba Momentum Solar | AC Electric | Accepted | 2020-09-24 | 2020-09-29 | 2021-10-30 | LG ELECTRONICS | LG 350N1C-V5 | Solar Panels |  | 0.35 | 12 | 143 | 25 |  | Fixed | Roof
NJSTRE1545629959 |  | Transition Incentive Program | Mannington | 8079 | 16 | 5.25 | Residential | Yes | Behind the Meter | Net-metered residential rooftop and canopy |  | None | Pro Custom Solar dba Momentum Solar | AC Electric | Accepted | 2020-09-24 | 2020-09-29 | 2021-10-30 | LG ELECTRONICS | LG 350N1C-V5 | Solar Panels |  | 0.35 | 3 | 143 | 25 |  | Fixed | Roof
NJSTRE1545629961 |  | Transition Incentive Program | LIVINGSTON | 7039 | 9 | 8.45 | Residential | Yes | Behind the Meter | Net-metered residential rooftop and canopy |  | None | Vivint Solar Developer, LLC | PSE&G | Accepted | 2020-09-30 | 2020-09-30 | 2021-10-30 | Solar Edge | SE7600H-US | Inverters | 7600 |  | 1 |  |  | 0.992 |  | Outdoor | Near the Utility Meter
NJSTRE1545629961 |  | Transition Incentive Program | LIVINGSTON | 7039 | 9 | 8.45 | Residential | Yes | Behind the Meter | Net-metered residential rooftop and canopy |  | None | Vivint Solar Developer, LLC | PSE&G | Accepted | 2020-09-30 | 2020-09-30 | 2021-10-30 | JINKO SOLAR | JKM325M-60HBL | Solar Panels |  | 0.325 | 3 | 346 | 31 |  | Fixed | Roof
NJSTRE1545629961 |  | Transition Incentive Program | LIVINGSTON | 7039 | 9 | 8.45 | Residential | Yes | Behind the Meter | Net-metered residential rooftop and canopy |  | None | Vivint Solar Developer, LLC | PSE&G | Accepted | 2020-09-30 | 2020-09-30 | 2021-10-30 | JINKO SOLAR | JKM325M-60HBL | Solar Panels |  | 0.325 | 11 | 256 | 20 |  | Fixed | Roof
NJSTRE1545629961 |  | Transition Incentive Program | LIVINGSTON | 7039 | 9 | 8.45 | Residential | Yes | Behind the Meter | Net-metered residential rooftop and canopy |  | None | Vivint Solar Developer, LLC | PSE&G | Accepted | 2020-09-30 | 2020-09-30 | 2021-10-30 | JINKO SOLAR | JKM325M-60HBL | Solar Panels |  | 0.325 | 7 | 76 | 41 |  | Fixed | Roof
NJSTRE1545629961 |  | Transition Incentive Program | LIVINGSTON | 7039 | 9 | 8.45 | Residential | Yes | Behind the Meter | Net-metered residential rooftop and canopy |  | None | Vivint Solar Developer, LLC | PSE&G | Accepted | 2020-09-30 | 2020-09-30 | 2021-10-30 | JINKO SOLAR | JKM325M-60HBL | Solar Panels |  | 0.325 | 5 | 166 | 31 |  | Fixed | Roof
NJSTRE1545629970 |  | Transition Incentive Program | Clifton City | 7013 | 6 | 11.77 | Residential | Yes | Behind the Meter | Net-metered residential rooftop and canopy |  | None | Seabright Solar | PSE&G | Accepted | 2020-09-24 | 2020-09-29 | 2021-10-30 | Enphase | IQ7XS-96-ACM-US | Inverters | 0.315 |  | 36 |  |  | 0.99 |  | Outside | Roof
NJSTRE1545629970 |  | Transition Incentive Program | Clifton City | 7013 | 6 | 11.77 | Residential | Yes | Behind the Meter | Net-metered residential rooftop and canopy |  | None | Seabright Solar | PSE&G | Accepted | 2020-09-24 | 2020-09-29 | 2021-10-30 | Sunpower | SPR-E20-327 | Solar Panels |  | 0.327 | 18 | 308 | 32 |  | Fixed | Roof
NJSTRE1545629970 |  | Transition Incentive Program | Clifton City | 7013 | 6 | 11.77 | Residential | Yes | Behind the Meter | Net-metered residential rooftop and canopy |  | None | Seabright Solar | PSE&G | Accepted | 2020-09-24 | 2020-09-29 | 2021-10-30 | Sunpower | SPR-E20-327 | Solar Panels |  | 0.327 | 18 | 128 | 32 |  | Fixed | Roof
NJSTRE1545629974 |  | Transition Incentive Program | PALMYRA | 8065 | 13 | 5.6 | Residential | Yes | Behind the Meter | Net-metered residential rooftop and canopy |  | None | Pro Custom Solar dba Momentum Solar | PSE&G | Accepted | 2020-09-24 | 2020-09-29 | 2021-10-30 | Enphase | IQ7Plus-72-2-US | Inverters | 290 |  | 16 |  |  | 0.97 |  | Outdoor | Roof
NJSTRE1545629974 |  | Transition Incentive Program | PALMYRA | 8065 | 13 | 5.6 | Residential | Yes | Behind the Meter | Net-metered residential rooftop and canopy |  | None | Pro Custom Solar dba Momentum Solar | PSE&G | Accepted | 2020-09-24 | 2020-09-29 | 2021-10-30 | LG ELECTRONICS | LG 350N1C-V5 | Solar Panels |  | 0.35 | 16 | 145 | 42 |  | Fixed | Roof
NJSTRE1545629982 |  | Transition Incentive Program | Morganville | 7751 | 17 | 9.18 | Residential | No | Behind the Meter | Net-metered residential rooftop and canopy |  | None | NJ Solar Power, LLC | JCP&L | Accepted | 2020-09-24 | 2020-09-29 | 2021-10-30 | solaredge | Se7600H-US | Inverters | 7600 |  | 1 |  |  | 0.99 |  | Outdoor | garage
NJSTRE1545629982 |  | Transition Incentive Program | Morganville | 7751 | 17 | 9.18 | Residential | No | Behind the Meter | Net-metered residential rooftop and canopy |  | None | NJ Solar Power, LLC | JCP&L | Accepted | 2020-09-24 | 2020-09-29 | 2021-10-30 | panasonic | VBHN340SA17 | Solar Panels |  | 0.34 | 5 | 187 | 58 |  | Fixed | Roof
NJSTRE1545629982 |  | Transition Incentive Program | Morganville | 7751 | 17 | 9.18 | Residential | No | Behind the Meter | Net-metered residential rooftop and canopy |  | None | NJ Solar Power, LLC | JCP&L | Accepted | 2020-09-24 | 2020-09-29 | 2021-10-30 | panasonci | VBHN340SA17 | Solar Panels |  | 0.34 | 22 | 97 | 30 |  | Fixed | Roof
NJSTRE1545629987 |  | Transition Incentive Program | Middlesex | 8846 | 11 | 4.55 | Residential | Yes | Behind the Meter | Net-metered residential rooftop and canopy |  | None | Pro Custom Solar dba Momentum Solar | PSE&G | Accepted | 2020-09-24 | 2020-09-29 | 2021-10-30 | Enphase | IQ7Plus-72-2-US | Inverters | 290 |  | 13 |  |  | 0.97 |  | Outdoor | Roof
NJSTRE1545629987 |  | Transition Incentive Program | Middlesex | 8846 | 11 | 4.55 | Residential | Yes | Behind the Meter | Net-metered residential rooftop and canopy |  | None | Pro Custom Solar dba Momentum Solar | PSE&G | Accepted | 2020-09-24 | 2020-09-29 | 2021-10-30 | LG ELECTRONICS | LG 350N1C-V5 | Solar Panels |  | 0.35 | 13 | 174 | 36 |  | Fixed | Roof
NJSTRE1545630007 |  | Transition Incentive Program | RIO GRANDE | 8242 | 21 | 7.48 | Residential | Yes | Behind the Meter | Net-metered residential rooftop and canopy |  | None | Vivint Solar Developer, LLC | AC Electric | Accepted | 2020-09-29 | 2020-09-29 | 2021-10-30 | Solar Edge | SE7600H-US | Inverters | 7600 |  | 1 |  |  | 0.992 |  | Outdoor | Near the Utility Meter
NJSTRE1545630007 |  | Transition Incentive Program | RIO GRANDE | 8242 | 21 | 7.48 | Residential | Yes | Behind the Meter | Net-metered residential rooftop and canopy |  | None | Vivint Solar Developer, LLC | AC Electric | Accepted | 2020-09-29 | 2020-09-29 | 2021-10-30 | JINKO SOLAR | JKM325M-60HBL | Solar Panels |  | 0.325 | 19 | 282 | 40 |  | Fixed | Roof
NJSTRE1545630007 |  | Transition Incentive Program | RIO GRANDE | 8242 | 21 | 7.48 | Residential | Yes | Behind the Meter | Net-metered residential rooftop and canopy |  | None | Vivint Solar Developer, LLC | AC Electric | Accepted | 2020-09-29 | 2020-09-29 | 2021-10-30 | JINKO SOLAR | JKM325M-60HBL | Solar Panels |  | 0.325 | 4 | 102 | 16 |  | Fixed | Roof
NJSTRE1545630203 |  | Transition Incentive Program | Linwood | 8221 | 19 | 15.28 | Residential | No | Behind the Meter | Net-metered residential rooftop and canopy |  | None | Sun Up Zero Down | AC Electric | Accepted | 2020-09-25 | 2020-09-30 | 2021-10-30 | Hialeah | CL200 | Meters |  |  | 1 |  |  |  | Yes | Outdoor
NJSTRE1545630203 |  | Transition Incentive Program | Linwood | 8221 | 19 | 15.28 | Residential | No | Behind the Meter | Net-metered residential rooftop and canopy |  | None | Sun Up Zero Down | AC Electric | Accepted | 2020-09-25 | 2020-09-30 | 2021-10-30 | solaredge | SE11400H-US | Inverters | 11400 |  | 1 |  |  | 0.98 |  | Outdoor | next to utility meter
NJSTRE1545630203 |  | Transition Incentive Program | Linwood | 8221 | 19 | 15.28 | Residential | No | Behind the Meter | Net-metered residential rooftop and canopy |  | None | Sun Up Zero Down | AC Electric | Accepted | 2020-09-25 | 2020-09-30 | 2021-10-30 | Trina | TSM-325DE06M(II) | Solar Panels |  | 0.325 | 38 | 122 | 22 |  | Fixed | Roof
NJSTRE1545630203 |  | Transition Incentive Program | Linwood | 8221 | 19 | 15.28 | Residential | No | Behind the Meter | Net-metered residential rooftop and canopy |  | None | Sun Up Zero Down | AC Electric | Accepted | 2020-09-25 | 2020-09-30 | 2021-10-30 | trina | TSM-325DE06M(II) | Solar Panels |  | 0.325 | 4 | 300 | 22 |  | Fixed | Roof
NJSTRE1545630203 |  | Transition Incentive Program | Linwood | 8221 | 19 | 15.28 | Residential | No | Behind the Meter | Net-metered residential rooftop and canopy |  | None | Sun Up Zero Down | AC Electric | Accepted | 2020-09-25 | 2020-09-30 | 2021-10-30 | Trina | TSM-325DE06M(II) | Solar Panels |  | 0.325 | 5 | 210 | 22 |  | Fixed | Roof
NJSTRE1545630683 |  | Transition Incentive Program | PENNSAUKEN TWP | 8109 | 14 | 4.48 | Residential | Yes | Behind the Meter | Net-metered residential rooftop and canopy |  | None | Sunbound Solar | PSE&G | Accepted | 2020-09-24 | 2020-09-29 | 2021-10-30 | Enphase | IQ7-60-2-US | Inverters | 240 |  | 14 |  |  | 0.987 |  | Other | under module
NJSTRE1545630683 |  | Transition Incentive Program | PENNSAUKEN TWP | 8109 | 14 | 4.48 | Residential | Yes | Behind the Meter | Net-metered residential rooftop and canopy |  | None | Sunbound Solar | PSE&G | Accepted | 2020-09-24 | 2020-09-29 | 2021-10-30 | Hanwha | Q-CELL. Q.PEAK DUO-G5 320, | Solar Panels |  | 0.32 | 4 | 122 | 41 |  | Fixed | Roof | Under module
NJSTRE1545630683 |  | Transition Incentive Program | PENNSAUKEN TWP | 8109 | 14 | 4.48 | Residential | Yes | Behind the Meter | Net-metered residential rooftop and canopy |  | None | Sunbound Solar | PSE&G | Accepted | 2020-09-24 | 2020-09-29 | 2021-10-30 | Hanwha | Q-CELL. Q.PEAK DUO-G5 320, | Solar Panels |  | 0.32 | 10 | 302 | 41 |  | Fixed | Roof
NJSTRE1545630689 |  | Transition Incentive Program | SUCCASUNNA | 7876 | 3 | 7.36 | Residential | No | Behind the Meter | Net-metered residential rooftop and canopy |  | None | Vivint Solar Developer, LLC | JCP&L | Accepted | 2020-09-29 | 2020-09-29 | 2021-10-30 | Solar Edge | SE7600H-US | Inverters | 7600 |  | 1 |  |  | 0.992 |  | Outdoor | Near the Utility Meter
NJSTRE1545630689 |  | Transition Incentive Program | SUCCASUNNA | 7876 | 3 | 7.36 | Residential | No | Behind the Meter | Net-metered residential rooftop and canopy |  | None | Vivint Solar Developer, LLC | JCP&L | Accepted | 2020-09-29 | 2020-09-29 | 2021-10-30 | JINKO SOLAR | JKM320M-60HBL | Solar Panels |  | 0.32 | 17 | 187 | 29 |  | Fixed | Roof
NJSTRE1545630689 |  | Transition Incentive Program | SUCCASUNNA | 7876 | 3 | 7.36 | Residential | No | Behind the Meter | Net-metered residential rooftop and canopy |  | None | Vivint Solar Developer, LLC | JCP&L | Accepted | 2020-09-29 | 2020-09-29 | 2021-10-30 | JINKO SOLAR | JKM320M-60HBL | Solar Panels |  | 0.32 | 6 | 277 | 30 |  | Fixed | Roof
NJSTRE1545631138 |  | Transition Incentive Program | RUNNEMEDE | 8078 | 14 | 5.76 | Residential | Yes | Behind the Meter | Net-metered residential rooftop and canopy |  | None | Vivint Solar Developer, LLC | PSE&G | Accepted | 2020-09-29 | 2020-09-30 | 2021-10-30 | Solar Edge | SE3800H-US | Inverters | 3800 |  | 1 |  |  | 0.992 |  | Outdoor | Near the Utility Meter
NJSTRE1545631138 |  | Transition Incentive Program | RUNNEMEDE | 8078 | 14 | 5.76 | Residential | Yes | Behind the Meter | Net-metered residential rooftop and canopy |  | None | Vivint Solar Developer, LLC | PSE&G | Accepted | 2020-09-29 | 2020-09-30 | 2021-10-30 | JINKO SOLAR | JKM320M-60HBL | Solar Panels |  | 0.32 | 18 | 353 | 34 |  | Fixed | Roof
NJSTRE1545631139 |  | Transition Incentive Program | Margate City | 8402 | 19 | 2.94 | Residential | Yes | Behind the Meter | Net-metered residential rooftop and canopy |  | None | Seabright Solar | AC Electric | Accepted | 2020-09-24 | 2020-09-29 | 2021-10-30 | Enphase | IQ7XS-96-ACM-US | Inverters | 0.315 |  | 9 |  |  | 0.99 |  | Outside | Roof
NJSTRE1545631139 |  | Transition Incentive Program | Margate City | 8402 | 19 | 2.94 | Residential | Yes | Behind the Meter | Net-metered residential rooftop and canopy |  | None | Seabright Solar | AC Electric | Accepted | 2020-09-24 | 2020-09-29 | 2021-10-30 | Sunpower | SPR-E20-327 | Solar Panels |  | 0.327 | 9 | 323 | 4 |  | Fixed | Roof
NJSTRE1545631146 |  | Transition Incentive Program | PENNSAUKEN | 8109 | 14 | 7.36 | Residential | Yes | Behind the Meter | Net-metered residential rooftop and canopy |  | None | Vivint Solar Developer, LLC | PSE&G | Accepted | 2020-09-25 | 2020-09-29 | 2021-10-30 | Solar Edge | SE7600H-US | Inverters | 7600 |  | 1 |  |  | 0.992 |  | Outdoor | Near the Utility Meter
NJSTRE1545631146 |  | Transition Incentive Program | PENNSAUKEN | 8109 | 14 | 7.36 | Residential | Yes | Behind the Meter | Net-metered residential rooftop and canopy |  | None | Vivint Solar Developer, LLC | PSE&G | Accepted | 2020-09-25 | 2020-09-29 | 2021-10-30 | Hanwha Solar | Q.PEAK DUO BLK-G5 320w | Solar Panels |  | 0.32 | 6 | 142 | 14 |  | Fixed | Roof
NJSTRE1545631146 |  | Transition Incentive Program | PENNSAUKEN | 8109 | 14 | 7.36 | Residential | Yes | Behind the Meter | Net-metered residential rooftop and canopy |  | None | Vivint Solar Developer, LLC | PSE&G | Accepted | 2020-09-25 | 2020-09-29 | 2021-10-30 | Hanwha Solar | Q.PEAK DUO BLK-G5 320w | Solar Panels |  | 0.32 | 6 | 322 | 14 |  | Fixed | Roof
NJSTRE1545631146 |  | Transition Incentive Program | PENNSAUKEN | 8109 | 14 | 7.36 | Residential | Yes | Behind the Meter | Net-metered residential rooftop and canopy |  | None | Vivint Solar Developer, LLC | PSE&G | Accepted | 2020-09-25 | 2020-09-29 | 2021-10-30 | Hanwha Solar | Q.PEAK DUO BLK-G5 320w | Solar Panels |  | 0.32 | 11 | 142 | 11 |  | Fixed | Roof
NJSTRE1545631153 |  | Transition Incentive Program | East Brunswick | 8816 | 11 | 5.53 | Residential | No | Behind the Meter | Net-metered residential rooftop and canopy |  | None | NJ Solar Power, LLC | PSE&G | Accepted | 2020-09-24 | 2020-09-29 | 2021-10-30 | solaredge | SE6000H-US energy hub | Inverters | 6000 |  | 1 |  |  | 0.99 |  | Outdoor | garage
NJSTRE1545631153 |  | Transition Incentive Program | East Brunswick | 8816 | 11 | 5.53 | Residential | No | Behind the Meter | Net-metered residential rooftop and canopy |  | None | NJ Solar Power, LLC | PSE&G | Accepted | 2020-09-24 | 2020-09-29 | 2021-10-30 | panasonic | VBHN340SA17 | Solar Panels |  | 0.325 | 17 | 174 | 34 |  | Fixed | Roof
NJSTRE1545631158 |  | Transition Incentive Program | Cedar Grove | 7009 | 9 | 7.48 | Residential | No | Behind the Meter | Net-metered residential rooftop and canopy |  | None | NJ Solar Power, LLC | PSE&G | Accepted | 2020-09-24 | 2020-09-29 | 2021-10-30 | solaredge | SE6000H-US energy hub | Inverters | 6000 |  | 1 |  |  | 0.99 |  | Outdoor | garage
NJSTRE1545631158 |  | Transition Incentive Program | Cedar Grove | 7009 | 9 | 7.48 | Residential | No | Behind the Meter | Net-metered residential rooftop and canopy |  | None | NJ Solar Power, LLC | PSE&G | Accepted | 2020-09-24 | 2020-09-29 | 2021-10-30 | panasonic | VBHN340SA17 | Solar Panels |  | 0.34 | 22 | 86 | 14 |  | Fixed | Roof
NJSTRE1545633818 |  | Transition Incentive Program | Williamstown | 8094 | 15 | 5.99 | Residential | No | Behind the Meter | Net-metered residential rooftop and canopy |  | None | Suntuity Solar LLC | AC Electric | Accepted | 2020-09-25 | 2020-09-29 | 2021-10-30 | Enphase Energy | IQ7-60-2-US | Inverters | 240 |  | 19 |  |  | 0.97 |  | Outdoor | Behind the PV Modules
NJSTRE1545633818 |  | Transition Incentive Program | Williamstown | 8094 | 15 | 5.99 | Residential | No | Behind the Meter | Net-metered residential rooftop and canopy |  | None | Suntuity Solar LLC | AC Electric | Accepted | 2020-09-25 | 2020-09-29 | 2021-10-30 | Longi | LR6-60HPB-315M | Solar Panels |  | 0.315 | 12 | 124 | 28 |  | Fixed | Roof
NJSTRE1545633818 |  | Transition Incentive Program | Williamstown | 8094 | 15 | 5.99 | Residential | No | Behind the Meter | Net-metered residential rooftop and canopy |  | None | Suntuity Solar LLC | AC Electric | Accepted | 2020-09-25 | 2020-09-29 | 2021-10-30 | Longi | LR6-60HPB-315M | Solar Panels |  | 0.315 | 7 | 304 | 28 |  | Fixed | Roof
NJSTRE1545633820 |  | Transition Incentive Program | SICKLERVILLE | 8081 | 14 | 13.86 | Residential | No | Behind the Meter | Net-metered residential rooftop and canopy |  | None | Suntuity Solar LLC | AC Electric | Accepted | 2020-09-25 | 2020-09-29 | 2021-10-30 | Enphase Energy | IQ7-60-2-US | Inverters | 240 |  | 44 |  |  | 0.97 |  | Outdoor | Behind the PV Modules
NJSTRE1545633820 |  | Transition Incentive Program | SICKLERVILLE | 8081 | 14 | 13.86 | Residential | No | Behind the Meter | Net-metered residential rooftop and canopy |  | None | Suntuity Solar LLC | AC Electric | Accepted | 2020-09-25 | 2020-09-29 | 2021-10-30 | Longi | LR6-60HPB-315M | Solar Panels |  | 0.315 | 25 | 178 | 28 |  | Fixed | Roof
NJSTRE1545633820 |  | Transition Incentive Program | SICKLERVILLE | 8081 | 14 | 13.86 | Residential | No | Behind the Meter | Net-metered residential rooftop and canopy |  | None | Suntuity Solar LLC | AC Electric | Accepted | 2020-09-25 | 2020-09-29 | 2021-10-30 | Longi | LR6-60HPB-315M | Solar Panels |  | 0.315 | 19 | 358 | 28 |  | Fixed | Roof
NJSTRE1545633822 |  | Transition Incentive Program | MANTUA | 8051 | 15 | 4.41 | Residential | Yes | Behind the Meter | Net-metered residential rooftop and canopy |  | None | Suntuity Solar LLC | AC Electric | Accepted | 2020-09-25 | 2020-09-29 | 2021-10-30 | Enphase Energy | IQ7-60-2-US | Inverters | 240 |  | 14 |  |  | 0.97 |  | Outdoor | Behind the PV Modules
NJSTRE1545633822 |  | Transition Incentive Program | MANTUA | 8051 | 15 | 4.41 | Residential | Yes | Behind the Meter | Net-metered residential rooftop and canopy |  | None | Suntuity Solar LLC | AC Electric | Accepted | 2020-09-25 | 2020-09-29 | 2021-10-30 | Longi | LR6-60HPB-315M | Solar Panels |  | 0.315 | 14 | 156 | 34 |  | Fixed | Roof
NJSTRE1545633823 |  | Transition Incentive Program | HILLSBOROUGH TWP | 8844 | 5 | 12.8 | Residential | No | Behind the Meter | Net-metered residential rooftop and canopy |  | None | Greentech Solar USA LLC | PSE&G | Accepted | 2020-09-25 | 2020-09-29 | 2021-10-30 | Growatt | 10000MTLP_US | Inverters | 10000 |  | 1 |  |  | 0.97 |  | Indoor | Basement Wall
NJSTRE1545633823 |  | Transition Incentive Program | HILLSBOROUGH TWP | 8844 | 5 | 12.8 | Residential | No | Behind the Meter | Net-metered residential rooftop and canopy |  | None | Greentech Solar USA LLC | PSE&G | Accepted | 2020-09-25 | 2020-09-29 | 2021-10-30 | Canadian Solar | CS1H-320M | Solar Panels |  | 0.32 | 40 | 290 | 33 |  | Fixed | Roof
NJSTRE1545633865 |  | Transition Incentive Program | Salem | 8079 | 16 | 5.28 | Residential | No | Behind the Meter | Net-metered residential rooftop and canopy |  | None | Posigen NJ LLC | AC Electric | Accepted | 2020-09-25 | 2020-09-29 | 2021-10-30 | SolarEdge | SE6000H-US | Inverters | 6000 |  | 1 |  |  | 0.99 |  | Outside | within ten feet of meter
NJSTRE1545633865 |  | Transition Incentive Program | Salem | 8079 | 16 | 5.28 | Residential | No | Behind the Meter | Net-metered residential rooftop and canopy |  | None | Posigen NJ LLC | AC Electric | Accepted | 2020-09-25 | 2020-09-29 | 2021-10-30 | Silfab | SIL330HL | Solar Panels |  | 0.33 | 16 | 232 | 36 |  | Fixed | Roof
NJSTRE1545633867 |  | Transition Incentive Program | Tabernacle | 8088 | 13 | 8.4 | Residential | No | Behind the Meter | Net-metered residential rooftop and canopy |  | None | Geoscape Solar | AC Electric | Accepted | 2020-09-25 | 2020-09-29 | 2021-10-30 | Solar Edge | SE3800H-US | Inverters | 3800 |  | 2 |  |  | 0.97 |  | Outside | adj to utility meter
NJSTRE1545633867 |  | Transition Incentive Program | Tabernacle | 8088 | 13 | 8.4 | Residential | No | Behind the Meter | Net-metered residential rooftop and canopy |  | None | Geoscape Solar | AC Electric | Accepted | 2020-09-25 | 2020-09-29 | 2021-10-30 | LG Electronics | LG350N1C-V5 | Solar Panels |  | 0.35 | 12 | 180 | 17 |  | Fixed | Roof
NJSTRE1545633867 |  | Transition Incentive Program | Tabernacle | 8088 | 13 | 8.4 | Residential | No | Behind the Meter | Net-metered residential rooftop and canopy |  | None | Geoscape Solar | AC Electric | Accepted | 2020-09-25 | 2020-09-29 | 2021-10-30 | LG Electronics | LS350N1C-V5 | Solar Panels |  | 0.35 | 12 | 268 | 21 |  | Fixed | Roof
NJSTRE1545633889 |  | Transition Incentive Program | South Brunswick Twp | 8852 | 11 | 14.4 | Residential | No | Behind the Meter | Net-metered residential rooftop and canopy |  | None | Green Power Energy | PSE&G | Accepted | 2020-09-25 | 2020-09-29 | 2021-10-30 | Enphase Energy | IQ7PLUS-72-2-US | Inverters | 290 |  | 40 |  |  | 0.975 |  | Outside | next to meter
NJSTRE1545633889 |  | Transition Incentive Program | South Brunswick Twp | 8852 | 11 | 14.4 | Residential | No | Behind the Meter | Net-metered residential rooftop and canopy |  | None | Green Power Energy | PSE&G | Accepted | 2020-09-25 | 2020-09-29 | 2021-10-30 | LG Electronics | LG360N1C-N5 | Solar Panels |  | 0.36 | 25 | 134 | 30 |  | Fixed | Roof
NJSTRE1545633889 |  | Transition Incentive Program | South Brunswick Twp | 8852 | 11 | 14.4 | Residential | No | Behind the Meter | Net-metered residential rooftop and canopy |  | None | Green Power Energy | PSE&G | Accepted | 2020-09-25 | 2020-09-29 | 2021-10-30 | LG Electronics | LG360N1C-N5 | Solar Panels |  | 0.36 | 15 | 134 | 30 |  | Fixed | Roof
NJSTRE1545633915 |  | Transition Incentive Program | Nutley Town | 7110 | 9 | 7.2 | Residential | No | Behind the Meter | Net-metered residential rooftop and canopy |  | None | Green Power Energy | PSE&G | Accepted | 2020-09-25 | 2020-09-29 | 2021-10-30 | Enphase Energy | IQ7PLUS-72-2-US | Inverters | 290 |  | 20 |  |  | 0.975 |  | Outside | next to meter
NJSTRE1545633915 |  | Transition Incentive Program | Nutley Town | 7110 | 9 | 7.2 | Residential | No | Behind the Meter | Net-metered residential rooftop and canopy |  | None | Green Power Energy | PSE&G | Accepted | 2020-09-25 | 2020-09-29 | 2021-10-30 | LG Electronics | LG360N1C-N5 | Solar Panels |  | 0.36 | 20 | 156 | 28 |  | Fixed | Roof
NJSTRE1545633943 |  | Transition Incentive Program | Glassboro | 8028 | 15 | 6.12 | Residential | Yes | Behind the Meter | Net-metered residential rooftop and canopy |  | None | Trinity Solar | AC Electric | Accepted | 2020-09-25 | 2020-09-29 | 2021-10-30 | Solar Edge | SE5000 | Inverters | 5000 |  | 1 |  |  | 0.97 |  | Outside | side of home
NJSTRE1545633943 |  | Transition Incentive Program | Glassboro | 8028 | 15 | 6.12 | Residential | Yes | Behind the Meter | Net-metered residential rooftop and canopy |  | None | Trinity Solar | AC Electric | Accepted | 2020-09-25 | 2020-09-29 | 2021-10-30 | Hanwha | Q.PEAK DUO BLK-G6 340 | Solar Panels |  | 0.34 | 18 | 201 | 27 |  | Fixed | Roof
NJSTRE1545633953 |  | Transition Incentive Program | Sewell | 8080 | 15 | 12.68 | Residential | No | Behind the Meter | Net-metered residential rooftop and canopy |  | None | Impact Solar LLC | AC Electric | Accepted | 2020-09-25 | 2020-09-29 | 2021-10-30 | solaredge | solaredge direct | Meters |  |  | 1 |  |  |  | Yes | Indoor
NJSTRE1545633953 |  | Transition Incentive Program | Sewell | 8080 | 15 | 12.68 | Residential | No | Behind the Meter | Net-metered residential rooftop and canopy |  | None | Impact Solar LLC | AC Electric | Accepted | 2020-09-25 | 2020-09-29 | 2021-10-30 | Solaredge | SE11400H-US | Inverters | 11400 |  | 1 |  |  | 0.96 |  | Indoor | garage
NJSTRE1545633953 |  | Transition Incentive Program | Sewell | 8080 | 15 | 12.68 | Residential | No | Behind the Meter | Net-metered residential rooftop and canopy |  | None | Impact Solar LLC | AC Electric | Accepted | 2020-09-25 | 2020-09-29 | 2021-10-30 | S Energy | SN325P-10 | Solar Panels |  | 0.325 | 10 | 66 | 27 |  | Fixed | Roof
NJSTRE1545633953 |  | Transition Incentive Program | Sewell | 8080 | 15 | 12.68 | Residential | No | Behind the Meter | Net-metered residential rooftop and canopy |  | None | Impact Solar LLC | AC Electric | Accepted | 2020-09-25 | 2020-09-29 | 2021-10-30 | S Energy | SN325P-10 | Solar Panels |  | 0.325 | 8 | 246 | 27 |  | Fixed | Roof
NJSTRE1545633953 |  | Transition Incentive Program | Sewell | 8080 | 15 | 12.68 | Residential | No | Behind the Meter | Net-metered residential rooftop and canopy |  | None | Impact Solar LLC | AC Electric | Accepted | 2020-09-25 | 2020-09-29 | 2021-10-30 | S Energy | SN325P-10 | Solar Panels |  | 0.325 | 8 | 156 | 23 |  | Fixed | Roof
NJSTRE1545633953 |  | Transition Incentive Program | Sewell | 8080 | 15 | 12.68 | Residential | No | Behind the Meter | Net-metered residential rooftop and canopy |  | None | Impact Solar LLC | AC Electric | Accepted | 2020-09-25 | 2020-09-29 | 2021-10-30 | S Energy | SN325P-10 | Solar Panels |  | 0.325 | 13 | 156 | 14 |  | Fixed | Roof
NJSTRE1545633961 |  | Transition Incentive Program | East Brunswick | 8816 | 11 | 59.67 | Commercial | No | Behind the Meter | Net-metered non-residential rooftop and canopy |  | None | Skyline Solar LLC | PSE&G | Accepted | 2020-09-25 | 2020-09-30 | 2021-10-30 | Hialeah | CL200 240w 3ph | Meters |  |  | 1 |  |  |  | Yes
NJSTRE1545633961 |  | Transition Incentive Program | East Brunswick | 8816 | 11 | 59.67 | Commercial | No | Behind the Meter | Net-metered non-residential rooftop and canopy |  | None | Skyline Solar LLC | PSE&G | Accepted | 2020-09-25 | 2020-09-30 | 2021-10-30 | SMA | Sunny Tripower Core 50 | Inverters | 50000 |  | 1 |  |  | 0.97 |  | Outdoor | On rooftop
NJSTRE1545633961 |  | Transition Incentive Program | East Brunswick | 8816 | 11 | 59.67 | Commercial | No | Behind the Meter | Net-metered non-residential rooftop and canopy |  | None | Skyline Solar LLC | PSE&G | Accepted | 2020-09-25 | 2020-09-30 | 2021-10-30 | JS Solar | JAM72-390 | Solar Panels |  | 0.39 | 153 | 212 | 5 |  | Fixed | Roof
NJSTRE1545634062 |  | Transition Incentive Program | Willingboro | 8046 | 13 | 5.28 | Residential | No | Behind the Meter | Net-metered residential rooftop and canopy |  | None | Posigen NJ LLC | PSE&G | Accepted | 2020-09-25 | 2020-09-29 | 2021-10-30 | SolarEdge | SE6000H-US | Inverters | 6000 |  | 1 |  |  | 0.99 |  | Outside | within ten feet of meter
NJSTRE1545634062 |  | Transition Incentive Program | Willingboro | 8046 | 13 | 5.28 | Residential | No | Behind the Meter | Net-metered residential rooftop and canopy |  | None | Posigen NJ LLC | PSE&G | Accepted | 2020-09-25 | 2020-09-29 | 2021-10-30 | Silfab | SIL330HL | Solar Panels |  | 0.33 | 16 | 144 | 39 |  | Fixed | Roof
NJSTRE1545634089 |  | Transition Incentive Program | Union TWP UNI | 7083 | 10 | 7.56 | Residential | No | Behind the Meter | Net-metered residential rooftop and canopy |  | None | Tesla Energy Operations Inc. | PSE&G | Accepted | 2020-09-25 | 2020-09-29 | 2021-10-30 | Delta Electronics | M8-TL-US [240V] | Inverters | 7680 |  | 1 |  |  | 0.975 |  | Outside | Outside
NJSTRE1545634089 |  | Transition Incentive Program | Union TWP UNI | 7083 | 10 | 7.56 | Residential | No | Behind the Meter | Net-metered residential rooftop and canopy |  | None | Tesla Energy Operations Inc. | PSE&G | Accepted | 2020-09-25 | 2020-09-29 | 2021-10-30 | Hanwha Q CELLS | Q.PEAK DUO BLK-G5/SC315 | Solar Panels |  | 0.315 | 12 | 218 | 21 |  | Fixed | Roof
NJSTRE1545634089 |  | Transition Incentive Program | Union TWP UNI | 7083 | 10 | 7.56 | Residential | No | Behind the Meter | Net-metered residential rooftop and canopy |  | None | Tesla Energy Operations Inc. | PSE&G | Accepted | 2020-09-25 | 2020-09-29 | 2021-10-30 | Hanwha Q CELLS | Q.PEAK DUO BLK-G5/SC315 | Solar Panels |  | 0.315 | 12 | 218 | 18 |  | Fixed | Roof
NJSTRE1545634130 |  | Transition Incentive Program | Pine Hill | 8021 | 14 | 11.06 | Residential | No | Behind the Meter | Net-metered residential rooftop and canopy |  | ACE | Vision Solar LLC | AC Electric | Accepted | 2020-09-28 | 2020-09-29 | 2021-10-30 | ENPHASE | IQ7-60-2-US | Inverters | 0.24 |  | 33 |  |  | 0.96 |  | Other | BEHIND EACH PANEL
NJSTRE1545634130 |  | Transition Incentive Program | Pine Hill | 8021 | 14 | 11.06 | Residential | No | Behind the Meter | Net-metered residential rooftop and canopy |  | ACE | Vision Solar LLC | AC Electric | Accepted | 2020-09-28 | 2020-09-29 | 2021-10-30 | HANWHA Q-CELLS | Q.PEAK DUO-G6+ 335 | Solar Panels |  | 0.335 | 15 | 235 | 19 |  | Fixed | Roof
NJSTRE1545634130 |  | Transition Incentive Program | Pine Hill | 8021 | 14 | 11.06 | Residential | No | Behind the Meter | Net-metered residential rooftop and canopy |  | ACE | Vision Solar LLC | AC Electric | Accepted | 2020-09-28 | 2020-09-29 | 2021-10-30 | HANWHA Q-CELLS | Q.PEAK DUO-G6+ 335 | Solar Panels |  | 0.335 | 18 | 55 | 19 |  | Fixed | Roof
NJSTRE1545634138 |  | Transition Incentive Program | Willingboro | 8046 | 13 | 9.1 | Residential | Yes | Behind the Meter | Net-metered residential rooftop and canopy |  | None | EMT Renewables | PSE&G | Accepted | 2020-09-25 | 2020-09-29 | 2021-10-30 | Enphase | IQ7+-72-2-US | Inverters | 290 |  | 28 |  |  | 0.97 |  | Outside | under panels
NJSTRE1545634138 |  | Transition Incentive Program | Willingboro | 8046 | 13 | 9.1 | Residential | Yes | Behind the Meter | Net-metered residential rooftop and canopy |  | None | EMT Renewables | PSE&G | Accepted | 2020-09-25 | 2020-09-29 | 2021-10-30 | Trina | 325-BLK | Solar Panels |  | 0.325 | 2 | 148 | 17 |  | Fixed | Roof
NJSTRE1545634138 |  | Transition Incentive Program | Willingboro | 8046 | 13 | 9.1 | Residential | Yes | Behind the Meter | Net-metered residential rooftop and canopy |  | None | EMT Renewables | PSE&G | Accepted | 2020-09-25 | 2020-09-29 | 2021-10-30 | Trina | 325-BLK | Solar Panels |  | 0.325 | 9 | 127 | 43 |  | Fixed | Roof
NJSTRE1545634138 |  | Transition Incentive Program | Willingboro | 8046 | 13 | 9.1 | Residential | Yes | Behind the Meter | Net-metered residential rooftop and canopy |  | None | EMT Renewables | PSE&G | Accepted | 2020-09-25 | 2020-09-29 | 2021-10-30 | Trina | 325-BLK | Solar Panels |  | 0.325 | 17 | 147 | 43 |  | Fixed | Roof
NJSTRE1545634389 |  | Transition Incentive Program | Westfield Township | 7090 | 10 | 14.82 | Residential | No | Behind the Meter | Net-metered residential rooftop and canopy |  | None | Green Power Energy | PSE&G | Accepted | 2020-09-25 | 2020-09-29 | 2021-10-30 | Enphase Energy | IQ7PLUS-72-2-US | Inverters | 290 |  | 44 |  |  | 0.975 |  | Outside | Next to meter
NJSTRE1545634389 |  | Transition Incentive Program | Westfield Township | 7090 | 10 | 14.82 | Residential | No | Behind the Meter | Net-metered residential rooftop and canopy |  | None | Green Power Energy | PSE&G | Accepted | 2020-09-25 | 2020-09-29 | 2021-10-30 | LG Electronics | LG330N1K-V5 | Solar Panels |  | 0.33 | 7 | 128 | 35 |  | Fixed | Roof
NJSTRE1545634389 |  | Transition Incentive Program | Westfield Township | 7090 | 10 | 14.82 | Residential | No | Behind the Meter | Net-metered residential rooftop and canopy |  | None | Green Power Energy | PSE&G | Accepted | 2020-09-25 | 2020-09-29 | 2021-10-30 | LG Electronics | LG330N1K-V5 | Solar Panels |  | 0.33 | 3 | 218 | 40 |  | Fixed | Roof
NJSTRE1545634389 |  | Transition Incentive Program | Westfield Township | 7090 | 10 | 14.82 | Residential | No | Behind the Meter | Net-metered residential rooftop and canopy |  | None | Green Power Energy | PSE&G | Accepted | 2020-09-25 | 2020-09-29 | 2021-10-30 | LG Electronics | LG330N1K-V5 | Solar Panels |  | 0.33 | 3 | 128 | 35 |  | Fixed | Roof
NJSTRE1545634389 |  | Transition Incentive Program | Westfield Township | 7090 | 10 | 14.82 | Residential | No | Behind the Meter | Net-metered residential rooftop and canopy |  | None | Green Power Energy | PSE&G | Accepted | 2020-09-25 | 2020-09-29 | 2021-10-30 | LG Electronics | LG330N1K-V5 | Solar Panels |  | 0.33 | 21 | 308 | 35 |  | Fixed | Roof
NJSTRE1545634389 |  | Transition Incentive Program | Westfield Township | 7090 | 10 | 14.82 | Residential | No | Behind the Meter | Net-metered residential rooftop and canopy |  | None | Green Power Energy | PSE&G | Accepted | 2020-09-25 | 2020-09-29 | 2021-10-30 | LG Electronics | LG330N1K-V5 | Solar Panels |  | 0.36 | 10 | 128 | 35 |  | Fixed | Roof
NJSTRE1545634394 |  | Transition Incentive Program | Englewood | 7631 | 7 | 8.25 | Residential | No | Behind the Meter | Net-metered residential rooftop and canopy |  | None | Sunrun Installation Services, Inc. | PSE&G | Accepted | 2020-09-25 | 2020-10-06 | 2021-10-30 | Enphase Energy | IQ7-60-x-US (240V) | Inverters | 240 |  | 25 |  |  | 0.96 |  | Outdoor | Rooftop
NJSTRE1545634394 |  | Transition Incentive Program | Englewood | 7631 | 7 | 8.25 | Residential | No | Behind the Meter | Net-metered residential rooftop and canopy |  | None | Sunrun Installation Services, Inc. | PSE&G | Accepted | 2020-09-25 | 2020-10-06 | 2021-10-30 | LG Electronics | LG330N1C-A5 | Solar Panels |  | 0.33 | 25 | 156 | 40 |  | Fixed | Roof
NJSTRE1545634410 |  | Transition Incentive Program | Toms River | 8755 | 18 | 16.96 | Residential | No | Behind the Meter | Net-metered residential rooftop and canopy |  | None | Powerlutions | JCP&L | Accepted | 2020-09-25 | 2020-09-29 | 2021-10-30 | SolarEdge | SE6000H-US | Inverters | 12 |  | 2 |  |  | 0.99 |  | Outdoor | Near Meter
NJSTRE1545634410 |  | Transition Incentive Program | Toms River | 8755 | 18 | 16.96 | Residential | No | Behind the Meter | Net-metered residential rooftop and canopy |  | None | Powerlutions | JCP&L | Accepted | 2020-09-25 | 2020-09-29 | 2021-10-30 | REC | 320NP BLACK | Solar Panels |  | 0.32 | 4 | 81 | 33 |  | Fixed | Roof
NJSTRE1545634410 |  | Transition Incentive Program | Toms River | 8755 | 18 | 16.96 | Residential | No | Behind the Meter | Net-metered residential rooftop and canopy |  | None | Powerlutions | JCP&L | Accepted | 2020-09-25 | 2020-09-29 | 2021-10-30 | REC | 320NP BLACK | Solar Panels |  | 0.32 | 4 | 171 | 40 |  | Fixed | Roof
NJSTRE1545634410 |  | Transition Incentive Program | Toms River | 8755 | 18 | 16.96 | Residential | No | Behind the Meter | Net-metered residential rooftop and canopy |  | None | Powerlutions | JCP&L | Accepted | 2020-09-25 | 2020-09-29 | 2021-10-30 | REC | 320NP BLACK | Solar Panels |  | 0.32 | 4 | 171 | 42 |  | Fixed | Roof
NJSTRE1545634410 |  | Transition Incentive Program | Toms River | 8755 | 18 | 16.96 | Residential | No | Behind the Meter | Net-metered residential rooftop and canopy |  | None | Powerlutions | JCP&L | Accepted | 2020-09-25 | 2020-09-29 | 2021-10-30 | REC | 320NP BLACK | Solar Panels |  | 0.32 | 27 | 261 | 33 |  | Fixed | Roof
NJSTRE1545634410 |  | Transition Incentive Program | Toms River | 8755 | 18 | 16.96 | Residential | No | Behind the Meter | Net-metered residential rooftop and canopy |  | None | Powerlutions | JCP&L | Accepted | 2020-09-25 | 2020-09-29 | 2021-10-30 | REC | 320NP BLACK | Solar Panels |  | 0.32 | 12 | 81 | 33 |  | Fixed | Roof
NJSTRE1545634410 |  | Transition Incentive Program | Toms River | 8755 | 18 | 16.96 | Residential | No | Behind the Meter | Net-metered residential rooftop and canopy |  | None | Powerlutions | JCP&L | Accepted | 2020-09-25 | 2020-09-29 | 2021-10-30 | REC | 320NP BLACK | Solar Panels |  | 0.32 | 2 | 171 | 40 |  | Fixed | Roof
NJSTRE1545634415 |  | Transition Incentive Program | Landing | 7850 | 3 | 7.4 | Residential | No | Behind the Meter | Net-metered residential rooftop and canopy |  | None | Whitman Construction, LLC | JCP&L | Accepted | 2020-09-25 | 2020-09-30 | 2021-10-30 | ENPHASE ENERGY | IQ7PLUS-72-2-US | Inverters | 295 |  | 20 |  |  | 0.975 |  | Outdoor | MICROINVERTERS LOCATED UNDER MODULES
NJSTRE1545634415 |  | Transition Incentive Program | Landing | 7850 | 3 | 7.4 | Residential | No | Behind the Meter | Net-metered residential rooftop and canopy |  | None | Whitman Construction, LLC | JCP&L | Accepted | 2020-09-25 | 2020-09-30 | 2021-10-30 | SOLARIA POWER | XT-370R-PD | Solar Panels |  | 0.37 | 6 | 141 | 10 |  | Fixed | Pole
NJSTRE1545634415 |  | Transition Incentive Program | Landing | 7850 | 3 | 7.4 | Residential | No | Behind the Meter | Net-metered residential rooftop and canopy |  | None | Whitman Construction, LLC | JCP&L | Accepted | 2020-09-25 | 2020-09-30 | 2021-10-30 | SOLARIA POWER | XT-370R-PD | Solar Panels |  | 0.37 | 4 | 40 | 231 |  | Fixed | Roof
NJSTRE1545634415 |  | Transition Incentive Program | Landing | 7850 | 3 | 7.4 | Residential | No | Behind the Meter | Net-metered residential rooftop and canopy |  | None | Whitman Construction, LLC | JCP&L | Accepted | 2020-09-25 | 2020-09-30 | 2021-10-30 | SOLARIA POWER | XT-370R-PD | Solar Panels |  | 0.37 | 5 | 51 | 40 |  | Fixed | Roof
NJSTRE1545634415 |  | Transition Incentive Program | Landing | 7850 | 3 | 7.4 | Residential | No | Behind the Meter | Net-metered residential rooftop and canopy |  | None | Whitman Construction, LLC | JCP&L | Accepted | 2020-09-25 | 2020-09-30 | 2021-10-30 | SOLARIA POWER | XT-370R-PD | Solar Panels |  | 0.37 | 5 | 51 | 7 |  | Fixed | Roof
NJSTRE1545634418 |  | Transition Incentive Program | Vineland | 8360 | 20 | 4.58 | Residential | Yes | Behind the Meter | Net-metered residential rooftop and canopy |  | None | Castle Energy, LLC | Vineland Muni Electric | Accepted | 2020-09-25 | 2020-09-30 | 2021-10-30 | SunPower | SPR-E20-327-E-AC | Inverters | 320 |  | 14 |  |  | 0.975 |  | Outdoor | on the rooftop under each solar panel
NJSTRE1545634418 |  | Transition Incentive Program | Vineland | 8360 | 20 | 4.58 | Residential | Yes | Behind the Meter | Net-metered residential rooftop and canopy |  | None | Castle Energy, LLC | Vineland Muni Electric | Accepted | 2020-09-25 | 2020-09-30 | 2021-10-30 | SunPower | SPR-E20-327-E-AC | Solar Panels |  | 0.327 | 14 | 183 | 34 |  | Fixed | Roof
NJSTRE1545634431 |  | Transition Incentive Program | Scotch Plains TWP | 7076 | 10 | 16.38 | Residential | Yes | Behind the Meter | Net-metered residential rooftop and canopy |  | None | Tesla Energy Operations Inc. | PSE&G | Accepted | 2020-09-25 | 2020-09-30 | 2021-10-30 | Tesla | AC Powerwall 2.0 | Electric Storage Battery |  |  | 4 |  |  |  | Lithium Ion |  | Inside
NJSTRE1545634431 |  | Transition Incentive Program | Scotch Plains TWP | 7076 | 10 | 16.38 | Residential | Yes | Behind the Meter | Net-metered residential rooftop and canopy |  | None | Tesla Energy Operations Inc. | PSE&G | Accepted | 2020-09-25 | 2020-09-30 | 2021-10-30 | SolarEdge Technologies | SE7600H-US [240V] | Inverters | 7600 |  | 1 |  |  | 0.99 |  | Indoor | Inside
NJSTRE1545634431 |  | Transition Incentive Program | Scotch Plains TWP | 7076 | 10 | 16.38 | Residential | Yes | Behind the Meter | Net-metered residential rooftop and canopy |  | None | Tesla Energy Operations Inc. | PSE&G | Accepted | 2020-09-25 | 2020-09-30 | 2021-10-30 | SolarEdge Technologies | SE10000H-US [240V] | Inverters | 10000 |  | 1 |  |  | 0.99 |  | Indoor | Inside
NJSTRE1545634431 |  | Transition Incentive Program | Scotch Plains TWP | 7076 | 10 | 16.38 | Residential | Yes | Behind the Meter | Net-metered residential rooftop and canopy |  | None | Tesla Energy Operations Inc. | PSE&G | Accepted | 2020-09-25 | 2020-09-30 | 2021-10-30 | Hanwha Q CELLS | Q.PEAK DUO BLK-G5/SC315 | Solar Panels |  | 0.315 | 34 | 146 | 30 |  | Fixed | Roof
NJSTRE1545634431 |  | Transition Incentive Program | Scotch Plains TWP | 7076 | 10 | 16.38 | Residential | Yes | Behind the Meter | Net-metered residential rooftop and canopy |  | None | Tesla Energy Operations Inc. | PSE&G | Accepted | 2020-09-25 | 2020-09-30 | 2021-10-30 | Hanwha Q CELLS | Q.PEAK DUO BLK-G5/SC315 | Solar Panels |  | 0.315 | 18 | 326 | 30 |  | Fixed | Roof
NJSTRE1545634446 |  | Transition Incentive Program | Clementon | 8021 | 14 | 10.88 | Residential | Yes | Behind the Meter | Net-metered residential rooftop and canopy |  | None | Trinity Solar | AC Electric | Accepted | 2020-09-25 | 2020-09-29 | 2021-10-30 | solar edge | SE10000 | Inverters | 10000 |  | 1 |  |  | 0.97 |  | Outside | side of home
NJSTRE1545634446 |  | Transition Incentive Program | Clementon | 8021 | 14 | 10.88 | Residential | Yes | Behind the Meter | Net-metered residential rooftop and canopy |  | None | Trinity Solar | AC Electric | Accepted | 2020-09-25 | 2020-09-29 | 2021-10-30 | Hanwha | Q.PEAK DUO BLK-G6 340 | Solar Panels |  | 0.34 | 16 | 229 | 23 |  | Fixed | Roof
NJSTRE1545634446 |  | Transition Incentive Program | Clementon | 8021 | 14 | 10.88 | Residential | Yes | Behind the Meter | Net-metered residential rooftop and canopy |  | None | Trinity Solar | AC Electric | Accepted | 2020-09-25 | 2020-09-29 | 2021-10-30 | Hanwha | Q.PEAK DUO BLK-G6 340 | Solar Panels |  | 0.34 | 10 | 49 | 23 |  | Fixed | Roof
NJSTRE1545634446 |  | Transition Incentive Program | Clementon | 8021 | 14 | 10.88 | Residential | Yes | Behind the Meter | Net-metered residential rooftop and canopy |  | None | Trinity Solar | AC Electric | Accepted | 2020-09-25 | 2020-09-29 | 2021-10-30 | Hanwha | Q.PEAK DUO BLK-G6 340 | Solar Panels |  | 0.34 | 6 | 49 | 14 |  | Fixed | Roof
NJSTRE1545634449 |  | Transition Incentive Program | Egg Harbor Township | 8234 | 19 | 6.12 | Residential | No | Behind the Meter | Net-metered residential rooftop and canopy |  | None | EMT Renewables | AC Electric | Accepted | 2020-09-25 | 2020-09-30 | 2021-10-30 | Enphase | IQ7+-72-2-US | Inverters | 290 |  | 18 |  |  | 0.97 |  | Outside | under panels
NJSTRE1545634449 |  | Transition Incentive Program | Egg Harbor Township | 8234 | 19 | 6.12 | Residential | No | Behind the Meter | Net-metered residential rooftop and canopy |  | None | EMT Renewables | AC Electric | Accepted | 2020-09-25 | 2020-09-30 | 2021-10-30 | QCell | 340-BLK | Solar Panels |  | 0.34 | 18 | 198 | 20 |  | Fixed | Roof
NJSTRE1545634476 |  | Transition Incentive Program | Tuckerton | 8087 | 18 | 10.14 | Residential | Yes | Behind the Meter | Net-metered residential rooftop and canopy |  | None | Ad Energy | AC Electric | Accepted | 2020-09-25 | 2020-10-02 | 2021-10-30 | Enphase Energy | IQ7XS-96-ACM-US | Inverters | 315 |  | 31 |  |  | 0.975 |  | Outside | at each panel
NJSTRE1545634476 |  | Transition Incentive Program | Tuckerton | 8087 | 18 | 10.14 | Residential | Yes | Behind the Meter | Net-metered residential rooftop and canopy |  | None | Ad Energy | AC Electric | Accepted | 2020-09-25 | 2020-10-02 | 2021-10-30 | Sunpower | SPR-E20-327-E-AC | Solar Panels |  | 0.327 | 13 | 92 | 18 |  | Fixed | Roof
NJSTRE1545634476 |  | Transition Incentive Program | Tuckerton | 8087 | 18 | 10.14 | Residential | Yes | Behind the Meter | Net-metered residential rooftop and canopy |  | None | Ad Energy | AC Electric | Accepted | 2020-09-25 | 2020-10-02 | 2021-10-30 | Sunpower | SPR-E20-327-E-AC | Solar Panels |  | 0.327 | 2 | 237 | 23 |  | Fixed | Roof
NJSTRE1545634476 |  | Transition Incentive Program | Tuckerton | 8087 | 18 | 10.14 | Residential | Yes | Behind the Meter | Net-metered residential rooftop and canopy |  | None | Ad Energy | AC Electric | Accepted | 2020-09-25 | 2020-10-02 | 2021-10-30 | Sunpower | SPR-E20-327-E-AC | Solar Panels |  | 0.327 | 11 | 92 | 23 |  | Fixed | Roof
NJSTRE1545634476 |  | Transition Incentive Program | Tuckerton | 8087 | 18 | 10.14 | Residential | Yes | Behind the Meter | Net-metered residential rooftop and canopy |  | None | Ad Energy | AC Electric | Accepted | 2020-09-25 | 2020-10-02 | 2021-10-30 | Sunpower | SPR-E20-327-E-AC | Solar Panels |  | 0.327 | 5 | 237 | 23 |  | Fixed | Roof
NJSTRE1545634516 |  | Transition Incentive Program | Sewell | 8080 | 15 | 7.48 | Residential | Yes | Behind the Meter | Net-metered residential rooftop and canopy |  | None | Trinity Solar | AC Electric | Accepted | 2020-09-25 | 2020-09-29 | 2021-10-30 | solar edge | SE6000 | Inverters | 6000 |  | 1 |  |  | 0.97 |  | Outside | side of home
NJSTRE1545634516 |  | Transition Incentive Program | Sewell | 8080 | 15 | 7.48 | Residential | Yes | Behind the Meter | Net-metered residential rooftop and canopy |  | None | Trinity Solar | AC Electric | Accepted | 2020-09-25 | 2020-09-29 | 2021-10-30 | Hanwha | Q.PEAK DUO BLK-G6 340 | Solar Panels |  | 0.34 | 22 | 267 | 27 |  | Fixed | Roof
NJSTRE1545634532 |  | Transition Incentive Program | Somerville | 8876 | 5 | 7.7 | Commercial | No | Behind the Meter | Net-metered non-residential rooftop and canopy |  | None | Geoscape Solar | PSE&G | Accepted | 2020-09-25 | 2020-09-29 | 2021-10-30 | SolarEdge | SE9k-us | Inverters | 9000 |  | 1 |  |  | 0.98 |  | Outside | adj. to utility meter
NJSTRE1545634532 |  | Transition Incentive Program | Somerville | 8876 | 5 | 7.7 | Commercial | No | Behind the Meter | Net-metered non-residential rooftop and canopy |  | None | Geoscape Solar | PSE&G | Accepted | 2020-09-25 | 2020-09-29 | 2021-10-30 | LG Electronics | LG350N1C-V5 | Solar Panels |  | 0.35 | 9 | 278 | 8 |  | Fixed | Roof
NJSTRE1545634532 |  | Transition Incentive Program | Somerville | 8876 | 5 | 7.7 | Commercial | No | Behind the Meter | Net-metered non-residential rooftop and canopy |  | None | Geoscape Solar | PSE&G | Accepted | 2020-09-25 | 2020-09-29 | 2021-10-30 | LG Electronics | LG350N1C-V5 | Solar Panels |  | 0.35 | 5 | 188 | 4 |  | Fixed | Roof
NJSTRE1545634532 |  | Transition Incentive Program | Somerville | 8876 | 5 | 7.7 | Commercial | No | Behind the Meter | Net-metered non-residential rooftop and canopy |  | None | Geoscape Solar | PSE&G | Accepted | 2020-09-25 | 2020-09-29 | 2021-10-30 | LG Electronics | LG350N1C-V5 | Solar Panels |  | 0.35 | 8 | 98 | 5 |  | Fixed | Roof
NJSTRE1545634534 |  | Transition Incentive Program | Chesterfield | 8515 | 13 | 9.9 | Residential | No | Behind the Meter | Net-metered residential rooftop and canopy |  | None | Whitman Construction, LLC | PSE&G | Accepted | 2020-09-25 | 2020-09-29 | 2021-10-30 | ENPHASE ENERGY | IQ7X-96-2-US | Inverters | 315 |  | 30 |  |  | 0.975 |  | Outdoor | MICROINVERTERS LOCATED UNDER MODULES
NJSTRE1545634534 |  | Transition Incentive Program | Chesterfield | 8515 | 13 | 9.9 | Residential | No | Behind the Meter | Net-metered residential rooftop and canopy |  | None | Whitman Construction, LLC | PSE&G | Accepted | 2020-09-25 | 2020-09-29 | 2021-10-30 | panasonic | VBHN330SA16 | Solar Panels |  | 0.33 | 30 | 181 | 26 |  | Fixed | Roof
NJSTRE1545634555 |  | Transition Incentive Program | Montclair | 7042 | 9 | 7.48 | Residential | Yes | Behind the Meter | Net-metered residential rooftop and canopy |  | None | Trinity Solar | PSE&G | Accepted | 2020-09-25 | 2020-09-29 | 2021-10-30 | Solar Edge | SE6000H-US | Inverters | 6000 |  | 1 |  |  | 0.97 |  | Outside | side of home
NJSTRE1545634555 |  | Transition Incentive Program | Montclair | 7042 | 9 | 7.48 | Residential | Yes | Behind the Meter | Net-metered residential rooftop and canopy |  | None | Trinity Solar | PSE&G | Accepted | 2020-09-25 | 2020-09-29 | 2021-10-30 | Hanwha 340 | Q.PEAK DUO BLK-G6 340 | Solar Panels |  | 0.34 | 15 | 115 | 40 |  | Fixed | Roof
NJSTRE1545634555 |  | Transition Incentive Program | Montclair | 7042 | 9 | 7.48 | Residential | Yes | Behind the Meter | Net-metered residential rooftop and canopy |  | None | Trinity Solar | PSE&G | Accepted | 2020-09-25 | 2020-09-29 | 2021-10-30 | Hanwha 340 | Q.PEAK DUO BLK-G6 340 | Solar Panels |  | 0.34 | 3 | 115 | 18 |  | Fixed | Roof
NJSTRE1545634555 |  | Transition Incentive Program | Montclair | 7042 | 9 | 7.48 | Residential | Yes | Behind the Meter | Net-metered residential rooftop and canopy |  | None | Trinity Solar | PSE&G | Accepted | 2020-09-25 | 2020-09-29 | 2021-10-30 | Hanwha 340 | Q.PEAK DUO BLK-G6 340 | Solar Panels |  | 0.34 | 4 | 115 | 40 |  | Fixed | Roof
NJSTRE1545634563 |  | Transition Incentive Program | WESTAMPTON | 8060 | 13 | 7.14 | Residential | Yes | Behind the Meter | Net-metered residential rooftop and canopy |  | None | Trinity Solar | PSE&G | Accepted | 2020-09-25 | 2020-09-29 | 2021-10-30 | Solar Edge | SE6000H-US000BNC4 | Inverters | 6000 |  | 1 |  |  | 0.97 |  | Outdoor | side of home
NJSTRE1545634563 |  | Transition Incentive Program | WESTAMPTON | 8060 | 13 | 7.14 | Residential | Yes | Behind the Meter | Net-metered residential rooftop and canopy |  | None | Trinity Solar | PSE&G | Accepted | 2020-09-25 | 2020-09-29 | 2021-10-30 | HANWHA | Q.PEAK DUO BLK-G6 340 | Solar Panels |  | 0.34 | 21 | 136 | 34 |  | Fixed | Roof
NJSTRE1545634577 |  | Transition Incentive Program | Paterson | 7503 | 6 | 8.05 | Residential | Yes | Behind the Meter | Net-metered residential rooftop and canopy |  | None | Pro Custom Solar dba Momentum Solar | PSE&G | Accepted | 2020-09-25 | 2020-09-29 | 2021-10-30 | Enphase | IQ7Plus-72-2-US | Inverters | 290 |  | 23 |  |  | 0.97 |  | Outdoor | Roof
NJSTRE1545634577 |  | Transition Incentive Program | Paterson | 7503 | 6 | 8.05 | Residential | Yes | Behind the Meter | Net-metered residential rooftop and canopy |  | None | Pro Custom Solar dba Momentum Solar | PSE&G | Accepted | 2020-09-25 | 2020-09-29 | 2021-10-30 | LG ELECTRONICS | LG 350N1C-V5 | Solar Panels |  | 0.35 | 11 | 347 | 27 |  | Fixed | Roof
NJSTRE1545634577 |  | Transition Incentive Program | Paterson | 7503 | 6 | 8.05 | Residential | Yes | Behind the Meter | Net-metered residential rooftop and canopy |  | None | Pro Custom Solar dba Momentum Solar | PSE&G | Accepted | 2020-09-25 | 2020-09-29 | 2021-10-30 | LG ELECTRONICS | LG 350N1C-V5 | Solar Panels |  | 0.35 | 8 | 167 | 27 |  | Fixed | Roof
NJSTRE1545634577 |  | Transition Incentive Program | Paterson | 7503 | 6 | 8.05 | Residential | Yes | Behind the Meter | Net-metered residential rooftop and canopy |  | None | Pro Custom Solar dba Momentum Solar | PSE&G | Accepted | 2020-09-25 | 2020-09-29 | 2021-10-30 | LG ELECTRONICS | LG 350N1C-V5 | Solar Panels |  | 0.35 | 4 | 347 | 15 |  | Fixed | Roof
NJSTRE1545634578 |  | Transition Incentive Program | Keyport | 7735 | 17 | 4.76 | Residential | Yes | Behind the Meter | Net-metered residential rooftop and canopy |  | None | Trinity Solar | JCP&L | Accepted | 2020-09-25 | 2020-09-29 | 2021-10-30 | solar edge | SE3800 | Inverters | 3800 |  | 1 |  |  | 0.97 |  | Outside | side of home
NJSTRE1545634578 |  | Transition Incentive Program | Keyport | 7735 | 17 | 4.76 | Residential | Yes | Behind the Meter | Net-metered residential rooftop and canopy |  | None | Trinity Solar | JCP&L | Accepted | 2020-09-25 | 2020-09-29 | 2021-10-30 | Hanwha | Q.PEAK DUO BLK-G6 340 | Solar Panels |  | 0.34 | 14 | 222 | 37 |  | Fixed | Roof
NJSTRE1545634584 |  | Transition Incentive Program | Pittsgrove | 8318 | 16 | 13 | Residential | Yes | Behind the Meter | Net-metered residential rooftop and canopy |  | None | RCL Enterprises Inc. | AC Electric | Accepted | 2020-09-25 | 2020-09-29 | 2021-10-30 | enphase | iq7 | Inverters | 240 |  | 40 |  |  | 0.96 |  | Outdoor | under panels
NJSTRE1545634584 |  | Transition Incentive Program | Pittsgrove | 8318 | 16 | 13 | Residential | Yes | Behind the Meter | Net-metered residential rooftop and canopy |  | None | RCL Enterprises Inc. | AC Electric | Accepted | 2020-09-25 | 2020-09-29 | 2021-10-30 | Trina Solar | TSM-325DD06M | Solar Panels |  | 0.325 | 40 | 227 | 24 |  | Fixed | Roof
NJSTRE1545634670 |  | Transition Incentive Program | Newark | 7103 | 9 | 3.85 | Residential | Yes | Behind the Meter | Net-metered residential rooftop and canopy |  | None | Pro Custom Solar dba Momentum Solar | PSE&G | Accepted | 2020-09-25 | 2020-09-29 | 2021-10-30 | Enphase | IQ7Plus-72-2-US | Inverters | 290 |  | 11 |  |  | 0.97 |  | Outdoor | Roof
NJSTRE1545634670 |  | Transition Incentive Program | Newark | 7103 | 9 | 3.85 | Residential | Yes | Behind the Meter | Net-metered residential rooftop and canopy |  | None | Pro Custom Solar dba Momentum Solar | PSE&G | Accepted | 2020-09-25 | 2020-09-29 | 2021-10-30 | LG ELECTRONICS | LG 350N1C-V5 | Solar Panels |  | 0.35 | 11 | 196 | 30 |  | Fixed | Roof
NJSTRE1545634686 |  | Transition Incentive Program | BAYONNE | 7002 | 8 | 5.25 | Residential | Yes | Behind the Meter | Net-metered residential rooftop and canopy |  | None | Pro Custom Solar dba Momentum Solar | PSE&G | Accepted | 2020-09-25 | 2020-09-29 | 2021-10-30 | Enphase | IQ7Plus-72-2-US | Inverters | 290 |  | 15 |  |  | 0.97 |  | Outdoor | Roof
NJSTRE1545634686 |  | Transition Incentive Program | BAYONNE | 7002 | 8 | 5.25 | Residential | Yes | Behind the Meter | Net-metered residential rooftop and canopy |  | None | Pro Custom Solar dba Momentum Solar | PSE&G | Accepted | 2020-09-25 | 2020-09-29 | 2021-10-30 | LG ELECTRONICS | LG 350N1C-V5 | Solar Panels |  | 0.35 | 15 | 209 | 19 |  | Fixed | Roof
NJSTRE1545634687 |  | Transition Incentive Program | HAMILTON | 8610 | 12 | 4.76 | Residential | Yes | Behind the Meter | Net-metered residential rooftop and canopy |  | None | Trinity Solar | PSE&G | Accepted | 2020-09-25 | 2020-09-29 | 2021-10-30 | Solar Edge | SE3800H-US000BNC4 | Inverters | 3800 |  | 1 |  |  | 0.97 |  | Outdoor | side of home
NJSTRE1545634687 |  | Transition Incentive Program | HAMILTON | 8610 | 12 | 4.76 | Residential | Yes | Behind the Meter | Net-metered residential rooftop and canopy |  | None | Trinity Solar | PSE&G | Accepted | 2020-09-25 | 2020-09-29 | 2021-10-30 | HANWHA | Q.PEAK DUO BLK-G6 340 | Solar Panels |  | 0.34 | 14 | 136 | 34 |  | Fixed | Roof
NJSTRE1545634699 |  | Transition Incentive Program | Mullica Hill | 8062 | 15 | 10.56 | Residential | No | Behind the Meter | Net-metered residential rooftop and canopy |  | None | RCL Enterprises Inc. | AC Electric | Accepted | 2020-09-25 | 2020-09-29 | 2021-10-30 | Aclara | CL200 | Meters |  |  | 1 |  |  |  | Yes | Outdoor
NJSTRE1545634699 |  | Transition Incentive Program | Mullica Hill | 8062 | 15 | 10.56 | Residential | No | Behind the Meter | Net-metered residential rooftop and canopy |  | None | RCL Enterprises Inc. | AC Electric | Accepted | 2020-09-25 | 2020-09-29 | 2021-10-30 | enphase | iq7 | Inverters | 240 |  | 33 |  |  | 0.96 |  | Outdoor | under panels
NJSTRE1545634699 |  | Transition Incentive Program | Mullica Hill | 8062 | 15 | 10.56 | Residential | No | Behind the Meter | Net-metered residential rooftop and canopy |  | None | RCL Enterprises Inc. | AC Electric | Accepted | 2020-09-25 | 2020-09-29 | 2021-10-30 | Canadian Solar | CS1H-320MS | Solar Panels |  | 0.32 | 6 | 20 | 32 |  | Fixed | Roof
NJSTRE1545634699 |  | Transition Incentive Program | Mullica Hill | 8062 | 15 | 10.56 | Residential | No | Behind the Meter | Net-metered residential rooftop and canopy |  | None | RCL Enterprises Inc. | AC Electric | Accepted | 2020-09-25 | 2020-09-29 | 2021-10-30 | Canadian Solar | CS1H-320MS | Solar Panels |  | 0.32 | 27 | 200 | 32 |  | Fixed | Roof
NJSTRE1545634703 |  | Transition Incentive Program | Franklin TWP | 8873 | 5 | 6.46 | Residential | Yes | Behind the Meter | Net-metered residential rooftop and canopy |  | None | Tesla Energy Operations Inc. | PSE&G | Accepted | 2020-09-25 | 2020-09-29 | 2021-10-30 | SolarEdge Technologies | SE7600H-US [240V] | Inverters | 7600 |  | 1 |  |  | 0.99 |  | Outside | Outside
NJSTRE1545634703 |  | Transition Incentive Program | Franklin TWP | 8873 | 5 | 6.46 | Residential | Yes | Behind the Meter | Net-metered residential rooftop and canopy |  | None | Tesla Energy Operations Inc. | PSE&G | Accepted | 2020-09-25 | 2020-09-29 | 2021-10-30 | Hanwha Q-CELLS | Q.Peak DUO BLK-G6+ 340 | Solar Panels |  | 0.34 | 11 | 127 | 23 |  | Fixed | Roof
NJSTRE1545634703 |  | Transition Incentive Program | Franklin TWP | 8873 | 5 | 6.46 | Residential | Yes | Behind the Meter | Net-metered residential rooftop and canopy |  | None | Tesla Energy Operations Inc. | PSE&G | Accepted | 2020-09-25 | 2020-09-29 | 2021-10-30 | Hanwha Q-CELLS | Q.Peak DUO BLK-G6+ 340 | Solar Panels |  | 0.34 | 8 | 307 | 23 |  | Fixed | Roof
NJSTRE1545634708 |  | Transition Incentive Program | Wildwood Crest | 8260 | 21 | 10.88 | Residential | Yes | Behind the Meter | Net-metered residential rooftop and canopy |  | None | All Season Solar | AC Electric | Accepted | 2020-09-25 | 2020-09-29 | 2021-10-30 | Enphase | IQ7 | Inverters | 240 |  | 34 |  |  | 0.97 |  | Outdoor | under module
NJSTRE1545634708 |  | Transition Incentive Program | Wildwood Crest | 8260 | 21 | 10.88 | Residential | Yes | Behind the Meter | Net-metered residential rooftop and canopy |  | None | All Season Solar | AC Electric | Accepted | 2020-09-25 | 2020-09-29 | 2021-10-30 | Trina | TSMDD06M.05II | Solar Panels |  | 0.32 | 18 | 228 | 27 |  | Fixed | Roof
NJSTRE1545634708 |  | Transition Incentive Program | Wildwood Crest | 8260 | 21 | 10.88 | Residential | Yes | Behind the Meter | Net-metered residential rooftop and canopy |  | None | All Season Solar | AC Electric | Accepted | 2020-09-25 | 2020-09-29 | 2021-10-30 | Trina | TSMDD06M.05II | Solar Panels |  | 0.32 | 16 | 48 | 27 |  | Fixed | Pole
NJSTRE1545634716 |  | Transition Incentive Program | Beachwood | 8722 | 18 | 10.15 | Residential | Yes | Behind the Meter | Net-metered residential rooftop and canopy |  | None | Pro Custom Solar dba Momentum Solar | JCP&L | Accepted | 2020-09-25 | 2020-09-29 | 2021-10-30 | Enphase | IQ7Plus-72-2-US | Inverters | 290 |  | 29 |  |  | 0.97 |  | Outdoor | Roof
NJSTRE1545634716 |  | Transition Incentive Program | Beachwood | 8722 | 18 | 10.15 | Residential | Yes | Behind the Meter | Net-metered residential rooftop and canopy |  | None | Pro Custom Solar dba Momentum Solar | JCP&L | Accepted | 2020-09-25 | 2020-09-29 | 2021-10-30 | LG ELECTRONICS | LG 350N1C-V5 | Solar Panels |  | 0.35 | 20 | 124 | 21 |  | Fixed | Roof
NJSTRE1545634716 |  | Transition Incentive Program | Beachwood | 8722 | 18 | 10.15 | Residential | Yes | Behind the Meter | Net-metered residential rooftop and canopy |  | None | Pro Custom Solar dba Momentum Solar | JCP&L | Accepted | 2020-09-25 | 2020-09-29 | 2021-10-30 | LG ELECTRONICS | LG 350N1C-V5 | Solar Panels |  | 0.35 | 9 | 125 | 18 |  | Fixed | Roof
NJSTRE1545634735 |  | Transition Incentive Program | Sicklerville | 8081 | 14 | 11.2 | Residential | Yes | Behind the Meter | Net-metered residential rooftop and canopy |  | None | All Season Solar | AC Electric | Accepted | 2020-09-25 | 2020-09-29 | 2021-10-30 | Enphase | IQ7 | Inverters | 240 |  | 35 |  |  | 0.97 |  | Outside | under module
NJSTRE1545634735 |  | Transition Incentive Program | Sicklerville | 8081 | 14 | 11.2 | Residential | Yes | Behind the Meter | Net-metered residential rooftop and canopy |  | None | All Season Solar | AC Electric | Accepted | 2020-09-25 | 2020-09-29 | 2021-10-30 | Trina | TSMDD06M.05II | Solar Panels |  | 0.32 | 35 | 197 | 33 |  | Fixed | Roof
NJSTRE1545634742 |  | Transition Incentive Program | Clifton | 7110 | 9 | 7.7 | Residential | Yes | Behind the Meter | Net-metered residential rooftop and canopy |  | None | Pro Custom Solar dba Momentum Solar | PSE&G | Accepted | 2020-09-25 | 2020-09-30 | 2021-10-30 | Enphase | IQ7Plus-72-2-US | Inverters | 290 |  | 22 |  |  | 0.97 |  | Outdoor | Roof
NJSTRE1545634742 |  | Transition Incentive Program | Clifton | 7110 | 9 | 7.7 | Residential | Yes | Behind the Meter | Net-metered residential rooftop and canopy |  | None | Pro Custom Solar dba Momentum Solar | PSE&G | Accepted | 2020-09-25 | 2020-09-30 | 2021-10-30 | LG ELECTRONICS | LG 350N1C-V5 | Solar Panels |  | 0.35 | 12 | 126 | 37 |  | Fixed | Roof
NJSTRE1545634742 |  | Transition Incentive Program | Clifton | 7110 | 9 | 7.7 | Residential | Yes | Behind the Meter | Net-metered residential rooftop and canopy |  | None | Pro Custom Solar dba Momentum Solar | PSE&G | Accepted | 2020-09-25 | 2020-09-30 | 2021-10-30 | LG ELECTRONICS | LG 350N1C-V5 | Solar Panels |  | 0.35 | 10 | 306 | 37 |  | Fixed | Roof
NJSTRE1545634751 |  | Transition Incentive Program | Rahway | 7065 | 10 | 6.37 | Residential | No | Behind the Meter | Net-metered residential rooftop and canopy |  | None | Public Service Solar | PSE&G | Accepted | 2020-09-28 | 2020-10-01 | 2021-10-30 | Enphase | iQ7+ | Inverters | 0.29 |  | 19 |  |  | 0.96 |  | Outdoor | Roof Mount Under Panels
NJSTRE1545634751 |  | Transition Incentive Program | Rahway | 7065 | 10 | 6.37 | Residential | No | Behind the Meter | Net-metered residential rooftop and canopy |  | None | Public Service Solar | PSE&G | Accepted | 2020-09-28 | 2020-10-01 | 2021-10-30 | LG | N1K-V5 | Solar Panels |  | 0.335 | 7 | 11 | 35 |  | Fixed | Roof
NJSTRE1545634751 |  | Transition Incentive Program | Rahway | 7065 | 10 | 6.37 | Residential | No | Behind the Meter | Net-metered residential rooftop and canopy |  | None | Public Service Solar | PSE&G | Accepted | 2020-09-28 | 2020-10-01 | 2021-10-30 | LG | N1K-V5 | Solar Panels |  | 0.335 | 12 | 190 | 10 |  | Fixed | Roof
NJSTRE1545634772 |  | Transition Incentive Program | Vineland | 8360 | 20 | 18 | Residential | No | Behind the Meter | Net-metered residential ground mount |  | None | A Clear Alternative, Inc | AC Electric | Accepted | 2020-09-25 | 2020-09-30 | 2021-10-30 | Enphase Energy | IQ7+-72-2-US | Inverters | 290 |  | 45 |  |  | 0.975 |  | Outdoor | At array under modules
NJSTRE1545634772 |  | Transition Incentive Program | Vineland | 8360 | 20 | 18 | Residential | No | Behind the Meter | Net-metered residential ground mount |  | None | A Clear Alternative, Inc | AC Electric | Accepted | 2020-09-25 | 2020-09-30 | 2021-10-30 | Hanwha Q.Peak | Q.Peak DUO L-G7.2 | Solar Panels |  | 0.4 | 45 | 180 | 30 |  | Fixed | Ground | Rear Yard
NJSTRE1545634811 |  | Transition Incentive Program | Perth Amboy | 8861 | 11 | 4.9 | Residential | Yes | Behind the Meter | Net-metered residential rooftop and canopy |  | None | Pro Custom Solar dba Momentum Solar | PSE&G | Accepted | 2020-09-25 | 2020-09-29 | 2021-10-30 | Enphase | IQ7Plus-72-2-US | Inverters | 290 |  | 14 |  |  | 0.97 |  | Outdoor | Roof
NJSTRE1545634811 |  | Transition Incentive Program | Perth Amboy | 8861 | 11 | 4.9 | Residential | Yes | Behind the Meter | Net-metered residential rooftop and canopy |  | None | Pro Custom Solar dba Momentum Solar | PSE&G | Accepted | 2020-09-25 | 2020-09-29 | 2021-10-30 | LG ELECTRONICS | LG 350N1C-V5 | Solar Panels |  | 0.35 | 5 | 26 | 11 |  | Fixed | Roof
NJSTRE1545634811 |  | Transition Incentive Program | Perth Amboy | 8861 | 11 | 4.9 | Residential | Yes | Behind the Meter | Net-metered residential rooftop and canopy |  | None | Pro Custom Solar dba Momentum Solar | PSE&G | Accepted | 2020-09-25 | 2020-09-29 | 2021-10-30 | LG ELECTRONICS | LG 350N1C-V5 | Solar Panels |  | 0.35 | 6 | 205 | 11 |  | Fixed | Roof
NJSTRE1545634811 |  | Transition Incentive Program | Perth Amboy | 8861 | 11 | 4.9 | Residential | Yes | Behind the Meter | Net-metered residential rooftop and canopy |  | None | Pro Custom Solar dba Momentum Solar | PSE&G | Accepted | 2020-09-25 | 2020-09-29 | 2021-10-30 | LG ELECTRONICS | LG 350N1C-V5 | Solar Panels |  | 0.35 | 3 | 25 | 26 |  | Fixed | Roof
NJSTRE1545634830 |  | Transition Incentive Program | Piscataway | 8854 | 11 | 9.1 | Residential | Yes | Behind the Meter | Net-metered residential rooftop and canopy |  | None | Pro Custom Solar dba Momentum Solar | PSE&G | Accepted | 2020-09-25 | 2020-09-30 | 2021-10-30 | Enphase | IQ7Plus-72-2-US | Inverters | 290 |  | 26 |  |  | 0.97 |  | Outdoor | Roof
NJSTRE1545634830 |  | Transition Incentive Program | Piscataway | 8854 | 11 | 9.1 | Residential | Yes | Behind the Meter | Net-metered residential rooftop and canopy |  | None | Pro Custom Solar dba Momentum Solar | PSE&G | Accepted | 2020-09-25 | 2020-09-30 | 2021-10-30 | LG ELECTRONICS | LG 350N1C-V5 | Solar Panels |  | 0.35 | 26 | 202 | 16 |  | Fixed | Roof
NJSTRE1545634840 |  | Transition Incentive Program | ROSELLE | 7203 | 10 | 5.76 | Residential | Yes | Behind the Meter | Net-metered residential rooftop and canopy |  | None | Vivint Solar Developer, LLC | PSE&G | Accepted | 2020-09-29 | 2020-09-30 | 2021-10-30 | Solar Edge | SE7600H-US | Inverters | 7600 |  | 1 |  |  | 0.992 |  | Outdoor | Near the Utility Meter
NJSTRE1545634840 |  | Transition Incentive Program | ROSELLE | 7203 | 10 | 5.76 | Residential | Yes | Behind the Meter | Net-metered residential rooftop and canopy |  | None | Vivint Solar Developer, LLC | PSE&G | Accepted | 2020-09-29 | 2020-09-30 | 2021-10-30 | JINKO SOLAR | JKM320M-60HBL | Solar Panels |  | 0.32 | 14 | 75 | 33 |  | Fixed | Roof
NJSTRE1545634840 |  | Transition Incentive Program | ROSELLE | 7203 | 10 | 5.76 | Residential | Yes | Behind the Meter | Net-metered residential rooftop and canopy |  | None | Vivint Solar Developer, LLC | PSE&G | Accepted | 2020-09-29 | 2020-09-30 | 2021-10-30 | JINKO SOLAR | JKM320M-60HBL | Solar Panels |  | 0.32 | 4 | 75 | 39 |  | Fixed | Roof
NJSTRE1545634851 |  | Transition Incentive Program | BARNEGAT | 8005 | 18 | 4.88 | Residential | Yes | Behind the Meter | Net-metered residential rooftop and canopy |  | None | Vivint Solar Developer, LLC | JCP&L | Accepted | 2020-09-29 | 2020-09-30 | 2021-10-30 | Solar Edge | SE3800H-US | Inverters | 3800 |  | 1 |  |  | 0.992 |  | Outdoor | Near the Utility Meter
NJSTRE1545634851 |  | Transition Incentive Program | BARNEGAT | 8005 | 18 | 4.88 | Residential | Yes | Behind the Meter | Net-metered residential rooftop and canopy |  | None | Vivint Solar Developer, LLC | JCP&L | Accepted | 2020-09-29 | 2020-09-30 | 2021-10-30 | JINKO SOLAR | JKM325M-60HBL | Solar Panels |  | 0.325 | 15 | 127 | 34 |  | Fixed | Roof
NJSTRE1545634897 |  | Transition Incentive Program | Manville | 8835 | 5 | 9.1 | Residential | Yes | Behind the Meter | Net-metered residential rooftop and canopy |  | None | Vivint Solar Developer, LLC | PSE&G | Accepted | 2020-09-29 | 2020-09-30 | 2021-10-30 | Solar Edge | SE7600H-US | Inverters | 7600 |  | 1 |  |  | 0.992 |  | Outdoor | Near the Utility Meter
NJSTRE1545634897 |  | Transition Incentive Program | Manville | 8835 | 5 | 9.1 | Residential | Yes | Behind the Meter | Net-metered residential rooftop and canopy |  | None | Vivint Solar Developer, LLC | PSE&G | Accepted | 2020-09-29 | 2020-09-30 | 2021-10-30 | JINKO SOLAR | JKM325M-60HBL | Solar Panels |  | 0.325 | 20 | 129 | 39 |  | Fixed | Roof
NJSTRE1545634897 |  | Transition Incentive Program | Manville | 8835 | 5 | 9.1 | Residential | Yes | Behind the Meter | Net-metered residential rooftop and canopy |  | None | Vivint Solar Developer, LLC | PSE&G | Accepted | 2020-09-29 | 2020-09-30 | 2021-10-30 | JINKO SOLAR | JKM325M-60HBL | Solar Panels |  | 0.325 | 8 | 309 | 11 |  | Fixed | Roof
NJSTRE1545634898 |  | Transition Incentive Program | GIBBSTOWN | 8027 | 15 | 9.43 | Residential | Yes | Behind the Meter | Net-metered residential rooftop and canopy |  | None | Vivint Solar Developer, LLC | AC Electric | Accepted | 2020-09-29 | 2020-09-30 | 2021-10-30 | Solar Edge | SE7600H-US | Inverters | 7600 |  | 1 |  |  | 0.992 |  | Outdoor | Near the Utility Meter
NJSTRE1545634898 |  | Transition Incentive Program | GIBBSTOWN | 8027 | 15 | 9.43 | Residential | Yes | Behind the Meter | Net-metered residential rooftop and canopy |  | None | Vivint Solar Developer, LLC | AC Electric | Accepted | 2020-09-29 | 2020-09-30 | 2021-10-30 | JINKO SOLAR | JKM325M-60HBL | Solar Panels |  | 0.325 | 4 | 219 | 14 |  | Fixed | Roof
NJSTRE1545634898 |  | Transition Incentive Program | GIBBSTOWN | 8027 | 15 | 9.43 | Residential | Yes | Behind the Meter | Net-metered residential rooftop and canopy |  | None | Vivint Solar Developer, LLC | AC Electric | Accepted | 2020-09-29 | 2020-09-30 | 2021-10-30 | JINKO SOLAR | JKM325M-60HBL | Solar Panels |  | 0.325 | 6 | 219 | 10 |  | Fixed | Roof
NJSTRE1545634898 |  | Transition Incentive Program | GIBBSTOWN | 8027 | 15 | 9.43 | Residential | Yes | Behind the Meter | Net-metered residential rooftop and canopy |  | None | Vivint Solar Developer, LLC | AC Electric | Accepted | 2020-09-29 | 2020-09-30 | 2021-10-30 | JINKO SOLAR | JKM325M-60HBL | Solar Panels |  | 0.325 | 11 | 39 | 45 |  | Fixed | Roof
NJSTRE1545634898 |  | Transition Incentive Program | GIBBSTOWN | 8027 | 15 | 9.43 | Residential | Yes | Behind the Meter | Net-metered residential rooftop and canopy |  | None | Vivint Solar Developer, LLC | AC Electric | Accepted | 2020-09-29 | 2020-09-30 | 2021-10-30 | JINKO SOLAR | JKM325M-60HBL | Solar Panels |  | 0.325 | 4 | 219 | 45 |  | Fixed | Roof
NJSTRE1545634898 |  | Transition Incentive Program | GIBBSTOWN | 8027 | 15 | 9.43 | Residential | Yes | Behind the Meter | Net-metered residential rooftop and canopy |  | None | Vivint Solar Developer, LLC | AC Electric | Accepted | 2020-09-29 | 2020-09-30 | 2021-10-30 | JINKO SOLAR | JKM325M-60HBL | Solar Panels |  | 0.325 | 4 | 39 | 14 |  | Fixed | Roof
NJSTRE1545634900 |  | Transition Incentive Program | EAST ORANGE | 7017 | 9 | 6.83 | Residential | Yes | Behind the Meter | Net-metered residential rooftop and canopy |  | None | Vivint Solar Developer, LLC | PSE&G | Accepted | 2020-09-30 | 2020-09-30 | 2021-10-30 | Solar Edge | SE7600H-US | Inverters | 7600 |  | 1 |  |  | 0.992 |  | Outdoor | Near the Utility Meter
NJSTRE1545634900 |  | Transition Incentive Program | EAST ORANGE | 7017 | 9 | 6.83 | Residential | Yes | Behind the Meter | Net-metered residential rooftop and canopy |  | None | Vivint Solar Developer, LLC | PSE&G | Accepted | 2020-09-30 | 2020-09-30 | 2021-10-30 | JINKO SOLAR | JKM325M-60HBL | Solar Panels |  | 0.325 | 11 | 260 | 33 |  | Fixed | Roof
NJSTRE1545634900 |  | Transition Incentive Program | EAST ORANGE | 7017 | 9 | 6.83 | Residential | Yes | Behind the Meter | Net-metered residential rooftop and canopy |  | None | Vivint Solar Developer, LLC | PSE&G | Accepted | 2020-09-30 | 2020-09-30 | 2021-10-30 | JINKO SOLAR | JKM325M-60HBL | Solar Panels |  | 0.325 | 10 | 80 | 27 |  | Fixed | Roof
NJSTRE1545636402 |  | Transition Incentive Program | Vineland | 8360 | 20 | 8.82 | Residential | No | Behind the Meter | Net-metered residential rooftop and canopy |  | None | Suntuity Solar LLC | Vineland Muni Electric | Accepted | 2020-09-26 | 2020-09-29 | 2021-10-30 | Enphase Energy | IQ7-60-2-US | Inverters | 240 |  | 28 |  |  | 0.97 |  | Outdoor | Behind the PV Modules
NJSTRE1545636402 |  | Transition Incentive Program | Vineland | 8360 | 20 | 8.82 | Residential | No | Behind the Meter | Net-metered residential rooftop and canopy |  | None | Suntuity Solar LLC | Vineland Muni Electric | Accepted | 2020-09-26 | 2020-09-29 | 2021-10-30 | Longi | LR6-60HPB-315M | Solar Panels |  | 0.315 | 14 | 3 | 35 |  | Fixed | Roof
NJSTRE1545636402 |  | Transition Incentive Program | Vineland | 8360 | 20 | 8.82 | Residential | No | Behind the Meter | Net-metered residential rooftop and canopy |  | None | Suntuity Solar LLC | Vineland Muni Electric | Accepted | 2020-09-26 | 2020-09-29 | 2021-10-30 | Longi | LR6-60HPB-315M | Solar Panels |  | 0.315 | 14 | 183 | 35 |  | Fixed | Roof
NJSTRE1545636403 |  | Transition Incentive Program | WILLIAMSTOWN | 8094 | 15 | 11.03 | Residential | No | Behind the Meter | Net-metered residential rooftop and canopy |  | None | Suntuity Solar LLC | AC Electric | Accepted | 2020-09-26 | 2020-09-29 | 2021-10-30 | Enphase Energy | IQ7-60-2-US | Inverters | 240 |  | 35 |  |  | 0.97 |  | Outdoor | Behind the PV Modules
NJSTRE1545636403 |  | Transition Incentive Program | WILLIAMSTOWN | 8094 | 15 | 11.03 | Residential | No | Behind the Meter | Net-metered residential rooftop and canopy |  | None | Suntuity Solar LLC | AC Electric | Accepted | 2020-09-26 | 2020-09-29 | 2021-10-30 | Longi | LR6-60HPB-315M | Solar Panels |  | 0.315 | 16 | 269 | 18 |  | Fixed | Roof
NJSTRE1545636403 |  | Transition Incentive Program | WILLIAMSTOWN | 8094 | 15 | 11.03 | Residential | No | Behind the Meter | Net-metered residential rooftop and canopy |  | None | Suntuity Solar LLC | AC Electric | Accepted | 2020-09-26 | 2020-09-29 | 2021-10-30 | Longi | LR6-60HPB-315M | Solar Panels |  | 0.315 | 19 | 89 | 18 |  | Fixed | Roof
NJSTRE1545636404 |  | Transition Incentive Program | CLIFTON | 7013 | 6 | 4.41 | Residential | Yes | Behind the Meter | Net-metered residential rooftop and canopy |  | None | Suntuity Solar LLC | PSE&G | Accepted | 2020-09-26 | 2020-09-29 | 2021-10-30 | Enphase Energy | IQ7-60-2-US | Inverters | 240 |  | 14 |  |  | 0.97 |  | Outdoor | Behind the PV Modules
NJSTRE1545636404 |  | Transition Incentive Program | CLIFTON | 7013 | 6 | 4.41 | Residential | Yes | Behind the Meter | Net-metered residential rooftop and canopy |  | None | Suntuity Solar LLC | PSE&G | Accepted | 2020-09-26 | 2020-09-29 | 2021-10-30 | Longi | LR6-60HPB-315M | Solar Panels |  | 0.315 | 2 | 132 | 35 |  | Fixed | Roof
NJSTRE1545636404 |  | Transition Incentive Program | CLIFTON | 7013 | 6 | 4.41 | Residential | Yes | Behind the Meter | Net-metered residential rooftop and canopy |  | None | Suntuity Solar LLC | PSE&G | Accepted | 2020-09-26 | 2020-09-29 | 2021-10-30 | Longi | LR6-60HPB-315M | Solar Panels |  | 0.315 | 2 | 312 | 35 |  | Fixed | Roof
NJSTRE1545636404 |  | Transition Incentive Program | CLIFTON | 7013 | 6 | 4.41 | Residential | Yes | Behind the Meter | Net-metered residential rooftop and canopy |  | None | Suntuity Solar LLC | PSE&G | Accepted | 2020-09-26 | 2020-09-29 | 2021-10-30 | Longi | LR6-60HPB-315M | Solar Panels |  | 0.315 | 2 | 222 | 38 |  | Fixed | Roof
NJSTRE1545636404 |  | Transition Incentive Program | CLIFTON | 7013 | 6 | 4.41 | Residential | Yes | Behind the Meter | Net-metered residential rooftop and canopy |  | None | Suntuity Solar LLC | PSE&G | Accepted | 2020-09-26 | 2020-09-29 | 2021-10-30 | Longi | LR6-60HPB-315M | Solar Panels |  | 0.315 | 6 | 42 | 38 |  | Fixed | Roof
NJSTRE1545636404 |  | Transition Incentive Program | CLIFTON | 7013 | 6 | 4.41 | Residential | Yes | Behind the Meter | Net-metered residential rooftop and canopy |  | None | Suntuity Solar LLC | PSE&G | Accepted | 2020-09-26 | 2020-09-29 | 2021-10-30 | Longi | LR6-60HPB-315M | Solar Panels |  | 0.315 | 2 | 222 | 15 |  | Fixed | Roof
NJSTRE1545636405 |  | Transition Incentive Program | WILLIAMSTOWN | 8094 | 15 | 6.3 | Residential | Yes | Behind the Meter | Net-metered residential rooftop and canopy |  | None | Suntuity Solar LLC | AC Electric | Accepted | 2020-09-26 | 2020-09-29 | 2021-10-30 | Enphase Energy | IQ7-60-2-US | Inverters | 240 |  | 20 |  |  | 0.97 |  | Outdoor | Behind the PV Modules
NJSTRE1545636405 |  | Transition Incentive Program | WILLIAMSTOWN | 8094 | 15 | 6.3 | Residential | Yes | Behind the Meter | Net-metered residential rooftop and canopy |  | None | Suntuity Solar LLC | AC Electric | Accepted | 2020-09-26 | 2020-09-29 | 2021-10-30 | Longi | LR6-60HPB-315M | Solar Panels |  | 0.315 | 3 | 316 | 22 |  | Fixed | Roof
NJSTRE1545636405 |  | Transition Incentive Program | WILLIAMSTOWN | 8094 | 15 | 6.3 | Residential | Yes | Behind the Meter | Net-metered residential rooftop and canopy |  | None | Suntuity Solar LLC | AC Electric | Accepted | 2020-09-26 | 2020-09-29 | 2021-10-30 | Longi | LR6-60HPB-315M | Solar Panels |  | 0.315 | 17 | 136 | 22 |  | Fixed | Roof
NJSTRE1545636416 |  | Transition Incentive Program | UNION BEACH | 7735 | 17 | 7.36 | Residential | Yes | Behind the Meter | Net-metered residential rooftop and canopy |  | None | Vivint Solar Developer, LLC | JCP&L | Accepted | 2020-09-29 | 2020-09-30 | 2021-10-30 | Solar Edge | SE7600H-US | Inverters | 7600 |  | 1 |  |  | 0.992 |  | Outdoor | Near the Utility Meter
NJSTRE1545636416 |  | Transition Incentive Program | UNION BEACH | 7735 | 17 | 7.36 | Residential | Yes | Behind the Meter | Net-metered residential rooftop and canopy |  | None | Vivint Solar Developer, LLC | JCP&L | Accepted | 2020-09-29 | 2020-09-30 | 2021-10-30 | JINKO SOLAR | JKM320M-60HBL | Solar Panels |  | 0.32 | 23 | 224 | 17 |  | Fixed | Roof
NJSTRE1545636420 |  | Transition Incentive Program | RINGWOOD | 7456 | 6 | 12.8 | Residential | Yes | Behind the Meter | Net-metered residential rooftop and canopy |  | None | Vivint Solar Developer, LLC | JCP&L | Accepted | 2020-09-29 | 2020-09-30 | 2021-10-30 | Solar Edge | SE7600H-US | Inverters | 7600 |  | 1 |  |  | 0.992 |  | Outdoor | Near the Utility Meter
NJSTRE1545636420 |  | Transition Incentive Program | RINGWOOD | 7456 | 6 | 12.8 | Residential | Yes | Behind the Meter | Net-metered residential rooftop and canopy |  | None | Vivint Solar Developer, LLC | JCP&L | Accepted | 2020-09-29 | 2020-09-30 | 2021-10-30 | Solar Edge | SE3800H-US | Inverters | 3800 |  | 1 |  |  | 0.992 |  | Outdoor | Near the Utility Meter
NJSTRE1545636420 |  | Transition Incentive Program | RINGWOOD | 7456 | 6 | 12.8 | Residential | Yes | Behind the Meter | Net-metered residential rooftop and canopy |  | None | Vivint Solar Developer, LLC | JCP&L | Accepted | 2020-09-29 | 2020-09-30 | 2021-10-30 | JINKO SOLAR | JKM320M-60HBL | Solar Panels |  | 0.32 | 16 | 103 | 30 |  | Fixed | Roof
NJSTRE1545636420 |  | Transition Incentive Program | RINGWOOD | 7456 | 6 | 12.8 | Residential | Yes | Behind the Meter | Net-metered residential rooftop and canopy |  | None | Vivint Solar Developer, LLC | JCP&L | Accepted | 2020-09-29 | 2020-09-30 | 2021-10-30 | JINKO SOLAR | JKM320M-60HBL | Solar Panels |  | 0.32 | 12 | 193 | 18 |  | Fixed | Roof
NJSTRE1545636420 |  | Transition Incentive Program | RINGWOOD | 7456 | 6 | 12.8 | Residential | Yes | Behind the Meter | Net-metered residential rooftop and canopy |  | None | Vivint Solar Developer, LLC | JCP&L | Accepted | 2020-09-29 | 2020-09-30 | 2021-10-30 | JINKO SOLAR | JKM320M-60HBL | Solar Panels |  | 0.32 | 12 | 283 | 30 |  | Fixed | Roof
NJSTRE1545636422 |  | Transition Incentive Program | WOODBURY | 8096 | 15 | 4.48 | Residential | Yes | Behind the Meter | Net-metered residential rooftop and canopy |  | None | Vivint Solar Developer, LLC | PSE&G | Accepted | 2020-09-29 | 2020-09-30 | 2021-10-30 | Solar Edge | SE3800H-US | Inverters | 3800 |  | 1 |  |  | 0.992 |  | Outdoor | Near the Utility Meter
NJSTRE1545636422 |  | Transition Incentive Program | WOODBURY | 8096 | 15 | 4.48 | Residential | Yes | Behind the Meter | Net-metered residential rooftop and canopy |  | None | Vivint Solar Developer, LLC | PSE&G | Accepted | 2020-09-29 | 2020-09-30 | 2021-10-30 | JINKO SOLAR | JKM320M-60HBL | Solar Panels |  | 0.32 | 3 | 285 | 42 |  | Fixed | Roof
NJSTRE1545636422 |  | Transition Incentive Program | WOODBURY | 8096 | 15 | 4.48 | Residential | Yes | Behind the Meter | Net-metered residential rooftop and canopy |  | None | Vivint Solar Developer, LLC | PSE&G | Accepted | 2020-09-29 | 2020-09-30 | 2021-10-30 | JINKO SOLAR | JKM320M-60HBL | Solar Panels |  | 0.32 | 4 | 15 | 26 |  | Fixed | Roof
NJSTRE1545636422 |  | Transition Incentive Program | WOODBURY | 8096 | 15 | 4.48 | Residential | Yes | Behind the Meter | Net-metered residential rooftop and canopy |  | None | Vivint Solar Developer, LLC | PSE&G | Accepted | 2020-09-29 | 2020-09-30 | 2021-10-30 | JINKO SOLAR | JKM320M-60HBL | Solar Panels |  | 0.32 | 3 | 285 | 42 |  | Fixed | Roof
NJSTRE1545636422 |  | Transition Incentive Program | WOODBURY | 8096 | 15 | 4.48 | Residential | Yes | Behind the Meter | Net-metered residential rooftop and canopy |  | None | Vivint Solar Developer, LLC | PSE&G | Accepted | 2020-09-29 | 2020-09-30 | 2021-10-30 | JINKO SOLAR | JKM320M-60HBL | Solar Panels |  | 0.32 | 4 | 105 | 42 |  | Fixed | Roof
NJSTRE1545636434 |  | Transition Incentive Program | WILLIAMSTOWN | 8094 | 15 | 9.43 | Residential | Yes | Behind the Meter | Net-metered residential rooftop and canopy |  | None | Vivint Solar Developer, LLC | AC Electric | Accepted | 2020-09-29 | 2020-09-29 | 2021-10-30 | Solar Edge | SE7600H-US | Inverters | 7600 |  | 1 |  |  | 0.992 |  | Outdoor | Near the Utility Meter
NJSTRE1545636434 |  | Transition Incentive Program | WILLIAMSTOWN | 8094 | 15 | 9.43 | Residential | Yes | Behind the Meter | Net-metered residential rooftop and canopy |  | None | Vivint Solar Developer, LLC | AC Electric | Accepted | 2020-09-29 | 2020-09-29 | 2021-10-30 | JINKO SOLAR | JKM325M-60HBL | Solar Panels |  | 0.325 | 9 | 108 | 30 |  | Fixed | Roof
NJSTRE1545636434 |  | Transition Incentive Program | WILLIAMSTOWN | 8094 | 15 | 9.43 | Residential | Yes | Behind the Meter | Net-metered residential rooftop and canopy |  | None | Vivint Solar Developer, LLC | AC Electric | Accepted | 2020-09-29 | 2020-09-29 | 2021-10-30 | JINKO SOLAR | JKM325M-60HBL | Solar Panels |  | 0.325 | 20 | 108 | 30 |  | Fixed | Roof
NJSTRE1545636437 |  | Transition Incentive Program | WEST ORANGE | 7052 | 9 | 4.48 | Residential | Yes | Behind the Meter | Net-metered residential rooftop and canopy |  | None | Vivint Solar Developer, LLC | PSE&G | Accepted | 2020-09-29 | 2020-09-30 | 2021-10-30 | Solar Edge | SE3800H-US | Inverters | 3800 |  | 1 |  |  | 0.992 |  | Outdoor | Near the Utility Meter
NJSTRE1545636437 |  | Transition Incentive Program | WEST ORANGE | 7052 | 9 | 4.48 | Residential | Yes | Behind the Meter | Net-metered residential rooftop and canopy |  | None | Vivint Solar Developer, LLC | PSE&G | Accepted | 2020-09-29 | 2020-09-30 | 2021-10-30 | JINKO SOLAR | JKM320M-60HBL | Solar Panels |  | 0.32 | 14 | 205 | 35 |  | Fixed | Roof
NJSTRE1545636441 |  | Transition Incentive Program | PENNSAUKEN | 8110 | 14 | 5.12 | Residential | Yes | Behind the Meter | Net-metered residential rooftop and canopy |  | None | Vivint Solar Developer, LLC | PSE&G | Accepted | 2020-09-29 | 2020-09-30 | 2021-10-30 | Solar Edge | SE3800H-US | Inverters | 3800 |  | 1 |  |  | 0.992 |  | Outdoor | Near the Utility Meter
NJSTRE1545636441 |  | Transition Incentive Program | PENNSAUKEN | 8110 | 14 | 5.12 | Residential | Yes | Behind the Meter | Net-metered residential rooftop and canopy |  | None | Vivint Solar Developer, LLC | PSE&G | Accepted | 2020-09-29 | 2020-09-30 | 2021-10-30 | JINKO SOLAR | JKM320M-60HBL | Solar Panels |  | 0.32 | 8 | 148 | 38 |  | Fixed | Roof
NJSTRE1545636441 |  | Transition Incentive Program | PENNSAUKEN | 8110 | 14 | 5.12 | Residential | Yes | Behind the Meter | Net-metered residential rooftop and canopy |  | None | Vivint Solar Developer, LLC | PSE&G | Accepted | 2020-09-29 | 2020-09-30 | 2021-10-30 | JINKO SOLAR | JKM320M-60HBL | Solar Panels |  | 0.32 | 8 | 328 | 38 |  | Fixed | Roof
NJSTRE1545636455 |  | Transition Incentive Program | BURLINGTON | 8016 | 13 | 18.88 | Residential | Yes | Behind the Meter | Net-metered residential rooftop and canopy |  | None | Vivint Solar Developer, LLC | PSE&G | Accepted | 2020-09-29 | 2020-09-30 | 2021-10-30 | Solar Edge | SE7600H-US | Inverters | 7600 |  | 2 |  |  | 0.992 |  | Outdoor | Near the Utility Meter
NJSTRE1545636455 |  | Transition Incentive Program | BURLINGTON | 8016 | 13 | 18.88 | Residential | Yes | Behind the Meter | Net-metered residential rooftop and canopy |  | None | Vivint Solar Developer, LLC | PSE&G | Accepted | 2020-09-29 | 2020-09-30 | 2021-10-30 | JINKO SOLAR | JKM320M-60HBL | Solar Panels |  | 0.32 | 20 | 207 | 31 |  | Fixed | Roof
NJSTRE1545636455 |  | Transition Incentive Program | BURLINGTON | 8016 | 13 | 18.88 | Residential | Yes | Behind the Meter | Net-metered residential rooftop and canopy |  | None | Vivint Solar Developer, LLC | PSE&G | Accepted | 2020-09-29 | 2020-09-30 | 2021-10-30 | JINKO SOLAR | JKM320M-60HBL | Solar Panels |  | 0.32 | 24 | 27 | 31 |  | Fixed | Roof
NJSTRE1545636455 |  | Transition Incentive Program | BURLINGTON | 8016 | 13 | 18.88 | Residential | Yes | Behind the Meter | Net-metered residential rooftop and canopy |  | None | Vivint Solar Developer, LLC | PSE&G | Accepted | 2020-09-29 | 2020-09-30 | 2021-10-30 | JINKO SOLAR | JKM320M-60HBL | Solar Panels |  | 0.32 | 15 | 207 | 31 |  | Fixed | Roof
NJSTRE1545636461 |  | Transition Incentive Program | BURLINGTON | 8016 | 13 | 7.15 | Residential | Yes | Behind the Meter | Net-metered residential rooftop and canopy |  | None | Vivint Solar Developer, LLC | PSE&G | Accepted | 2020-09-29 | 2020-09-30 | 2021-10-30 | Solar Edge | SE7600H-US | Inverters | 7600 |  | 1 |  |  | 0.992 |  | Outdoor | Near the Utility Meter
NJSTRE1545636461 |  | Transition Incentive Program | BURLINGTON | 8016 | 13 | 7.15 | Residential | Yes | Behind the Meter | Net-metered residential rooftop and canopy |  | None | Vivint Solar Developer, LLC | PSE&G | Accepted | 2020-09-29 | 2020-09-30 | 2021-10-30 | JINKO SOLAR | JKM325M-60HBL | Solar Panels |  | 0.325 | 6 | 267 | 34 |  | Fixed | Roof
NJSTRE1545636461 |  | Transition Incentive Program | BURLINGTON | 8016 | 13 | 7.15 | Residential | Yes | Behind the Meter | Net-metered residential rooftop and canopy |  | None | Vivint Solar Developer, LLC | PSE&G | Accepted | 2020-09-29 | 2020-09-30 | 2021-10-30 | JINKO SOLAR | JKM325M-60HBL | Solar Panels |  | 0.325 | 8 | 267 | 12 |  | Fixed | Roof
NJSTRE1545636461 |  | Transition Incentive Program | BURLINGTON | 8016 | 13 | 7.15 | Residential | Yes | Behind the Meter | Net-metered residential rooftop and canopy |  | None | Vivint Solar Developer, LLC | PSE&G | Accepted | 2020-09-29 | 2020-09-30 | 2021-10-30 | JINKO SOLAR | JKM325M-60HBL | Solar Panels |  | 0.325 | 8 | 87 | 18 |  | Fixed | Roof
NJSTRE1545636465 |  | Transition Incentive Program | PLAINFIELD | 7062 | 10 | 2.56 | Residential | No | Behind the Meter | Net-metered residential rooftop and canopy |  | None | Vivint Solar Developer, LLC | PSE&G | Accepted | 2020-09-29 | 2020-09-30 | 2021-10-30 | Solar Edge | SE3800H-US | Inverters | 3800 |  | 1 |  |  | 0.992 |  | Outdoor | Near the Utility Meter
NJSTRE1545636465 |  | Transition Incentive Program | PLAINFIELD | 7062 | 10 | 2.56 | Residential | No | Behind the Meter | Net-metered residential rooftop and canopy |  | None | Vivint Solar Developer, LLC | PSE&G | Accepted | 2020-09-29 | 2020-09-30 | 2021-10-30 | JINKO SOLAR | JKM320M-60HBL | Solar Panels |  | 0.32 | 8 | 215 | 15 |  | Fixed | Roof
NJSTRE1545636467 |  | Transition Incentive Program | LINDENWOLD | 8021 | 14 | 5.12 | Residential | No | Behind the Meter | Net-metered residential rooftop and canopy |  | None | Vivint Solar Developer, LLC | AC Electric | Accepted | 2020-09-29 | 2020-09-30 | 2021-10-30 | Solar Edge | SE3800H-US | Inverters | 3800 |  | 1 |  |  | 0.992 |  | Outdoor | Near the Utility Meter
NJSTRE1545636467 |  | Transition Incentive Program | LINDENWOLD | 8021 | 14 | 5.12 | Residential | No | Behind the Meter | Net-metered residential rooftop and canopy |  | None | Vivint Solar Developer, LLC | AC Electric | Accepted | 2020-09-29 | 2020-09-30 | 2021-10-30 | Hanwha Solar | Q.PEAK DUO BLK-G5 320w | Solar Panels |  | 0.32 | 16 | 217 | 16 |  | Fixed | Roof
NJSTRE1545636473 |  | Transition Incentive Program | Brick Township | 8724 | 18 | 14.39 | Residential | Yes | Behind the Meter | Net-metered residential rooftop and canopy |  | None | Seabright Solar | JCP&L | Accepted | 2020-09-26 | 2020-09-30 | 2021-10-30 | Enphase | IQ7XS-96-ACM-US | Inverters | 0.315 |  | 44 |  |  | 0.99 |  | Outside | Roof
NJSTRE1545636473 |  | Transition Incentive Program | Brick Township | 8724 | 18 | 14.39 | Residential | Yes | Behind the Meter | Net-metered residential rooftop and canopy |  | None | Seabright Solar | JCP&L | Accepted | 2020-09-26 | 2020-09-30 | 2021-10-30 | Sunpower | SPR-E20-327 | Solar Panels |  | 0.327 | 2 | 219 | 26 |  | Fixed | Roof
NJSTRE1545636473 |  | Transition Incentive Program | Brick Township | 8724 | 18 | 14.39 | Residential | Yes | Behind the Meter | Net-metered residential rooftop and canopy |  | None | Seabright Solar | JCP&L | Accepted | 2020-09-26 | 2020-09-30 | 2021-10-30 | Sunpower | SPR-E20-327 | Solar Panels |  | 0.327 | 16 | 309 | 30 |  | Fixed | Roof
NJSTRE1545636473 |  | Transition Incentive Program | Brick Township | 8724 | 18 | 14.39 | Residential | Yes | Behind the Meter | Net-metered residential rooftop and canopy |  | None | Seabright Solar | JCP&L | Accepted | 2020-09-26 | 2020-09-30 | 2021-10-30 | Sunpower | SPR-E20-327 | Solar Panels |  | 0.327 | 18 | 129 | 30 |  | Fixed | Roof
NJSTRE1545636473 |  | Transition Incentive Program | Brick Township | 8724 | 18 | 14.39 | Residential | Yes | Behind the Meter | Net-metered residential rooftop and canopy |  | None | Seabright Solar | JCP&L | Accepted | 2020-09-26 | 2020-09-30 | 2021-10-30 | Sunpower | SPR-E20-327 | Solar Panels |  | 0.327 | 8 | 129 | 30 |  | Fixed | Roof
NJSTRE1545636492 |  | Transition Incentive Program | Bogota Boro | 7603 | 7 | 8.64 | Residential | Yes | Behind the Meter | Net-metered residential rooftop and canopy |  | None | Bright Planet Solar | PSE&G | Accepted | 2020-09-26 | 2020-09-30 | 2021-10-30 | SOLAR EDGE | SE7600H-USRGM | Inverters | 7600 |  | 1 |  |  | 0.98 |  | Outdoor | OUTSIDE
NJSTRE1545636492 |  | Transition Incentive Program | Bogota Boro | 7603 | 7 | 8.64 | Residential | Yes | Behind the Meter | Net-metered residential rooftop and canopy |  | None | Bright Planet Solar | PSE&G | Accepted | 2020-09-26 | 2020-09-30 | 2021-10-30 | HANWHA Q-CELLS | Q.PEAK-G5 DUO BLK 320W | Solar Panels |  | 0.32 | 9 | 30 | 18 |  | Fixed | Roof
NJSTRE1545636492 |  | Transition Incentive Program | Bogota Boro | 7603 | 7 | 8.64 | Residential | Yes | Behind the Meter | Net-metered residential rooftop and canopy |  | None | Bright Planet Solar | PSE&G | Accepted | 2020-09-26 | 2020-09-30 | 2021-10-30 | HANWHA Q-CELLS | Q.PEAK-G5 DUO BLK 320W | Solar Panels |  | 0.32 | 12 | 210 | 18 |  | Fixed | Roof
NJSTRE1545636492 |  | Transition Incentive Program | Bogota Boro | 7603 | 7 | 8.64 | Residential | Yes | Behind the Meter | Net-metered residential rooftop and canopy |  | None | Bright Planet Solar | PSE&G | Accepted | 2020-09-26 | 2020-09-30 | 2021-10-30 | HANWHA Q-CELLS | Q.PEAK-G5 DUO BLK 320W | Solar Panels |  | 0.32 | 2 | 120 | 18 |  | Fixed | Roof
NJSTRE1545636492 |  | Transition Incentive Program | Bogota Boro | 7603 | 7 | 8.64 | Residential | Yes | Behind the Meter | Net-metered residential rooftop and canopy |  | None | Bright Planet Solar | PSE&G | Accepted | 2020-09-26 | 2020-09-30 | 2021-10-30 | HANWHA Q-CELLS | Q.PEAK-G5 DUO BLK 320W | Solar Panels |  | 0.32 | 4 | 210 | 18 |  | Fixed | Roof
NJSTRE1545636493 |  | Transition Incentive Program | Belleville Twp | 7109 | 9 | 8.06 | Residential | No | Behind the Meter | Net-metered residential rooftop and canopy |  | None | Bright Planet Solar | PSE&G | Accepted | 2020-09-26 | 2020-09-30 | 2021-10-30 | SOLAR EDGE | SE6000H-USRGM | Inverters | 6000 |  | 1 |  |  | 0.98 |  | Outdoor | OUTSIDE
NJSTRE1545636493 |  | Transition Incentive Program | Belleville Twp | 7109 | 9 | 8.06 | Residential | No | Behind the Meter | Net-metered residential rooftop and canopy |  | None | Bright Planet Solar | PSE&G | Accepted | 2020-09-26 | 2020-09-30 | 2021-10-30 | HANWHA Q-CELLS | Q.PEAK DUO BLK-G5 310W | Solar Panels |  | 0.31 | 4 | 286 | 30 |  | Single Axis | Roof
NJSTRE1545636493 |  | Transition Incentive Program | Belleville Twp | 7109 | 9 | 8.06 | Residential | No | Behind the Meter | Net-metered residential rooftop and canopy |  | None | Bright Planet Solar | PSE&G | Accepted | 2020-09-26 | 2020-09-30 | 2021-10-30 | HANWHA Q-CELLS | Q.PEAK DUO BLK-G5 310W | Solar Panels |  | 0.31 | 12 | 196 | 30 |  | Fixed | Roof
NJSTRE1545636493 |  | Transition Incentive Program | Belleville Twp | 7109 | 9 | 8.06 | Residential | No | Behind the Meter | Net-metered residential rooftop and canopy |  | None | Bright Planet Solar | PSE&G | Accepted | 2020-09-26 | 2020-09-30 | 2021-10-30 | HANWHA Q-CELLS | Q.PEAK DUO BLK-G5 310W | Solar Panels |  | 0.31 | 10 | 16 | 30 |  | Fixed | Roof
NJSTRE1545636494 |  | Transition Incentive Program | Atlantic City | 8401 | 19 | 4.65 | Residential | No | Behind the Meter | Net-metered residential rooftop and canopy |  | None | Bright Planet Solar | AC Electric | Accepted | 2020-09-26 | 2020-09-30 | 2021-10-30 | SOLAR EDGE | SE3800H-USRGM | Inverters | 3800 |  | 1 |  |  | 0.98 |  | Outdoor | OUTSIDE
NJSTRE1545636494 |  | Transition Incentive Program | Atlantic City | 8401 | 19 | 4.65 | Residential | No | Behind the Meter | Net-metered residential rooftop and canopy |  | None | Bright Planet Solar | AC Electric | Accepted | 2020-09-26 | 2020-09-30 | 2021-10-30 | HANWHA Q-CELLS | Q.PEAK DUO BLK-G5 310W | Solar Panels |  | 0.31 | 7 | 243 | 30 |  | Fixed | Roof
NJSTRE1545636494 |  | Transition Incentive Program | Atlantic City | 8401 | 19 | 4.65 | Residential | No | Behind the Meter | Net-metered residential rooftop and canopy |  | None | Bright Planet Solar | AC Electric | Accepted | 2020-09-26 | 2020-09-30 | 2021-10-30 | HANWHA Q-CELLS | Q.PEAK DUO BLK-G5 310W | Solar Panels |  | 0.31 | 7 | 61 | 30 |  | Fixed | Roof
NJSTRE1545636494 |  | Transition Incentive Program | Atlantic City | 8401 | 19 | 4.65 | Residential | No | Behind the Meter | Net-metered residential rooftop and canopy |  | None | Bright Planet Solar | AC Electric | Accepted | 2020-09-26 | 2020-09-30 | 2021-10-30 | HANWHA Q-CELLS | Q.PEAK DUO BLK-G5 310W | Solar Panels |  | 0.31 | 1 | 153 | 30 |  | Fixed | Roof
NJSTRE1545636499 |  | Transition Incentive Program | Hopatcong | 7843 | 1 | 6.82 | Residential | No | Behind the Meter | Net-metered residential rooftop and canopy |  | None | Bright Planet Solar | JCP&L | Accepted | 2020-09-26 | 2020-09-30 | 2021-10-30 | SOLAR EDGE | SE5000H-USRGM | Inverters | 5000 |  | 1 |  |  | 0.98 |  | Outdoor | OUTSIDE
NJSTRE1545636499 |  | Transition Incentive Program | Hopatcong | 7843 | 1 | 6.82 | Residential | No | Behind the Meter | Net-metered residential rooftop and canopy |  | None | Bright Planet Solar | JCP&L | Accepted | 2020-09-26 | 2020-09-30 | 2021-10-30 | LONGI | LR6-60HPB-310M | Solar Panels |  | 0.31 | 18 | 304 | 18 |  | Fixed | Roof
NJSTRE1545636499 |  | Transition Incentive Program | Hopatcong | 7843 | 1 | 6.82 | Residential | No | Behind the Meter | Net-metered residential rooftop and canopy |  | None | Bright Planet Solar | JCP&L | Accepted | 2020-09-26 | 2020-09-30 | 2021-10-30 | LONGI | LR6-60HPB-310M | Solar Panels |  | 0.31 | 4 | 125 | 18 |  | Fixed | Roof
NJSTRE1545636501 |  | Transition Incentive Program | Vineland | 8360 | 20 | 7.44 | Residential | Yes | Behind the Meter | Net-metered residential rooftop and canopy |  | None | Bright Planet Solar | Vineland Muni Electric | Accepted | 2020-09-26 | 2020-09-30 | 2021-10-30 | SOLAR EDGE | SE6000H-USRGM | Inverters | 6000 |  | 1 |  |  | 0.98 |  | Outdoor | OUTSIDE
NJSTRE1545636501 |  | Transition Incentive Program | Vineland | 8360 | 20 | 7.44 | Residential | Yes | Behind the Meter | Net-metered residential rooftop and canopy |  | None | Bright Planet Solar | Vineland Muni Electric | Accepted | 2020-09-26 | 2020-09-30 | 2021-10-30 | LONGI | LR6-60HPB-310M | Solar Panels |  | 0.31 | 4 | 185 | 30 |  | Fixed | Roof
NJSTRE1545636501 |  | Transition Incentive Program | Vineland | 8360 | 20 | 7.44 | Residential | Yes | Behind the Meter | Net-metered residential rooftop and canopy |  | None | Bright Planet Solar | Vineland Muni Electric | Accepted | 2020-09-26 | 2020-09-30 | 2021-10-30 | HANWHA Q-CELLS | LR6-60HPB-310M | Solar Panels |  | 0.31 | 3 | 185 | 62 |  | Fixed | Roof
NJSTRE1545636501 |  | Transition Incentive Program | Vineland | 8360 | 20 | 7.44 | Residential | Yes | Behind the Meter | Net-metered residential rooftop and canopy |  | None | Bright Planet Solar | Vineland Muni Electric | Accepted | 2020-09-26 | 2020-09-30 | 2021-10-30 | LONGI | LR6-60HPB-310M | Solar Panels |  | 0.31 | 3 | 272 | 30 |  | Fixed | Roof
NJSTRE1545636501 |  | Transition Incentive Program | Vineland | 8360 | 20 | 7.44 | Residential | Yes | Behind the Meter | Net-metered residential rooftop and canopy |  | None | Bright Planet Solar | Vineland Muni Electric | Accepted | 2020-09-26 | 2020-09-30 | 2021-10-30 | LONGI | LR6-60HPB-310M | Solar Panels |  | 0.31 | 4 | 4 | 30 |  | Fixed | Roof
NJSTRE1545636501 |  | Transition Incentive Program | Vineland | 8360 | 20 | 7.44 | Residential | Yes | Behind the Meter | Net-metered residential rooftop and canopy |  | None | Bright Planet Solar | Vineland Muni Electric | Accepted | 2020-09-26 | 2020-09-30 | 2021-10-30 | LONGI | LR6-60HPB-310M | Solar Panels |  | 0.31 | 3 | 94 | 30 |  | Fixed | Roof
NJSTRE1545636501 |  | Transition Incentive Program | Vineland | 8360 | 20 | 7.44 | Residential | Yes | Behind the Meter | Net-metered residential rooftop and canopy |  | None | Bright Planet Solar | Vineland Muni Electric | Accepted | 2020-09-26 | 2020-09-30 | 2021-10-30 | LONGI | LR6-60HPB-310M | Solar Panels |  | 0.31 | 3 | 94 | 30 |  | Fixed | Roof
NJSTRE1545636501 |  | Transition Incentive Program | Vineland | 8360 | 20 | 7.44 | Residential | Yes | Behind the Meter | Net-metered residential rooftop and canopy |  | None | Bright Planet Solar | Vineland Muni Electric | Accepted | 2020-09-26 | 2020-09-30 | 2021-10-30 | HANWHA Q-CELLS | LR6-60HPB-310M | Solar Panels |  | 0.31 | 4 | 185 | 30 |  | Fixed | Roof
NJSTRE1545636679 |  | Transition Incentive Program | Brick | 8723 | 18 | 5.58 | Residential | Yes | Behind the Meter | Net-metered residential rooftop and canopy |  | None | Bright Planet Solar | JCP&L | Accepted | 2020-09-27 | 2020-09-30 | 2021-10-30 | SOLAR EDGE | SE5000H-USRGM | Inverters | 5000 |  | 1 |  |  | 0.98 |  | Outdoor | OUTSIDE
NJSTRE1545636679 |  | Transition Incentive Program | Brick | 8723 | 18 | 5.58 | Residential | Yes | Behind the Meter | Net-metered residential rooftop and canopy |  | None | Bright Planet Solar | JCP&L | Accepted | 2020-09-27 | 2020-09-30 | 2021-10-30 | HANWHA Q-CELLS | Q.PEAK DUO BLK-G5 310W | Solar Panels |  | 0.31 | 7 | 179 | 18 |  | Fixed | Roof
NJSTRE1545636679 |  | Transition Incentive Program | Brick | 8723 | 18 | 5.58 | Residential | Yes | Behind the Meter | Net-metered residential rooftop and canopy |  | None | Bright Planet Solar | JCP&L | Accepted | 2020-09-27 | 2020-09-30 | 2021-10-30 | HANWHA Q-CELLS | Q.PEAK DUO BLK-G5 310W | Solar Panels |  | 0.31 | 11 | 271 | 18 |  | Fixed | Roof
NJSTRE1545637776 |  | Transition Incentive Program | Villas | 8251 | 21 | 7.56 | Residential | Yes | Behind the Meter | Net-metered residential rooftop and canopy |  | None | Suntuity Solar LLC | AC Electric | Accepted | 2020-09-28 | 2020-09-30 | 2021-10-30 | Enphase Energy | IQ7-60-2-US | Inverters | 240 |  | 24 |  |  | 0.97 |  | Outdoor | Behind the PV Modules
NJSTRE1545637776 |  | Transition Incentive Program | Villas | 8251 | 21 | 7.56 | Residential | Yes | Behind the Meter | Net-metered residential rooftop and canopy |  | None | Suntuity Solar LLC | AC Electric | Accepted | 2020-09-28 | 2020-09-30 | 2021-10-30 | Longi | LR6-60HPB-315M | Solar Panels |  | 0.315 | 8 | 133 | 33 |  | Fixed | Roof
NJSTRE1545637776 |  | Transition Incentive Program | Villas | 8251 | 21 | 7.56 | Residential | Yes | Behind the Meter | Net-metered residential rooftop and canopy |  | None | Suntuity Solar LLC | AC Electric | Accepted | 2020-09-28 | 2020-09-30 | 2021-10-30 | Longi | LR6-60HPB-315M | Solar Panels |  | 0.315 | 16 | 313 | 33 |  | Fixed | Roof
NJSTRE1545637777 |  | Transition Incentive Program | VINELAND | 8360 | 20 | 10.4 | Residential | No | Behind the Meter | Net-metered residential rooftop and canopy |  | None | Suntuity Solar LLC | Vineland Muni Electric | Accepted | 2020-09-29 | 2020-09-30 | 2021-10-30 | Enphase Energy | IQ7-60-2-US | Inverters | 240 |  | 33 |  |  | 0.97 |  | Outdoor | Behind the PV Modules
NJSTRE1545637777 |  | Transition Incentive Program | VINELAND | 8360 | 20 | 10.4 | Residential | No | Behind the Meter | Net-metered residential rooftop and canopy |  | None | Suntuity Solar LLC | Vineland Muni Electric | Accepted | 2020-09-29 | 2020-09-30 | 2021-10-30 | Longi | LR6-60HPB-315M | Solar Panels |  | 0.315 | 8 | 93 | 25 |  | Fixed | Roof
NJSTRE1545637777 |  | Transition Incentive Program | VINELAND | 8360 | 20 | 10.4 | Residential | No | Behind the Meter | Net-metered residential rooftop and canopy |  | None | Suntuity Solar LLC | Vineland Muni Electric | Accepted | 2020-09-29 | 2020-09-30 | 2021-10-30 | Longi | LR6-60HPB-315M | Solar Panels |  | 0.315 | 9 | 273 | 25 |  | Fixed | Roof
NJSTRE1545637777 |  | Transition Incentive Program | VINELAND | 8360 | 20 | 10.4 | Residential | No | Behind the Meter | Net-metered residential rooftop and canopy |  | None | Suntuity Solar LLC | Vineland Muni Electric | Accepted | 2020-09-29 | 2020-09-30 | 2021-10-30 | Longi | LR6-60HPB-315M | Solar Panels |  | 0.315 | 8 | 183 | 20 |  | Fixed | Roof
NJSTRE1545637777 |  | Transition Incentive Program | VINELAND | 8360 | 20 | 10.4 | Residential | No | Behind the Meter | Net-metered residential rooftop and canopy |  | None | Suntuity Solar LLC | Vineland Muni Electric | Accepted | 2020-09-29 | 2020-09-30 | 2021-10-30 | Longi | LR6-60HPB-315M | Solar Panels |  | 0.315 | 8 | 3 | 20 |  | Fixed | Roof
NJSTRE1545637778 |  | Transition Incentive Program | PISCATAWAY | 8854 | 11 | 9.77 | Residential | Yes | Behind the Meter | Net-metered residential rooftop and canopy |  | None | Suntuity Solar LLC | PSE&G | Accepted | 2020-09-28 | 2020-09-30 | 2021-10-30 | Enphase Energy | IQ7-60-2-US | Inverters | 240 |  | 31 |  |  | 0.97 |  | Outdoor | Behind the PV Modules
NJSTRE1545637778 |  | Transition Incentive Program | PISCATAWAY | 8854 | 11 | 9.77 | Residential | Yes | Behind the Meter | Net-metered residential rooftop and canopy |  | None | Suntuity Solar LLC | PSE&G | Accepted | 2020-09-28 | 2020-09-30 | 2021-10-30 | Longi | LR6-60HPB-315M | Solar Panels |  | 0.315 | 6 | 130 | 30 |  | Fixed | Roof
NJSTRE1545637778 |  | Transition Incentive Program | PISCATAWAY | 8854 | 11 | 9.77 | Residential | Yes | Behind the Meter | Net-metered residential rooftop and canopy |  | None | Suntuity Solar LLC | PSE&G | Accepted | 2020-09-28 | 2020-09-30 | 2021-10-30 | Longi | LR6-60HPB-315M | Solar Panels |  | 0.315 | 9 | 310 | 30 |  | Fixed | Roof
NJSTRE1545637778 |  | Transition Incentive Program | PISCATAWAY | 8854 | 11 | 9.77 | Residential | Yes | Behind the Meter | Net-metered residential rooftop and canopy |  | None | Suntuity Solar LLC | PSE&G | Accepted | 2020-09-28 | 2020-09-30 | 2021-10-30 | Longi | LR6-60HPB-315M | Solar Panels |  | 0.315 | 11 | 220 | 30 |  | Fixed | Roof
NJSTRE1545637778 |  | Transition Incentive Program | PISCATAWAY | 8854 | 11 | 9.77 | Residential | Yes | Behind the Meter | Net-metered residential rooftop and canopy |  | None | Suntuity Solar LLC | PSE&G | Accepted | 2020-09-28 | 2020-09-30 | 2021-10-30 | Longi | LR6-60HPB-315M | Solar Panels |  | 0.315 | 5 | 130 | 15 |  | Fixed | Roof
NJSTRE1545637779 |  | Transition Incentive Program | SMITHVILLE | 8205 | 19 | 4.41 | Residential | Yes | Behind the Meter | Net-metered residential rooftop and canopy |  | None | Suntuity Solar LLC | AC Electric | Accepted | 2020-09-28 | 2020-09-30 | 2021-10-30 | Enphase Energy | IQ7-60-2-US | Inverters | 240 |  | 14 |  |  | 0.97 |  | Outdoor | Behind the PV Modules
NJSTRE1545637779 |  | Transition Incentive Program | SMITHVILLE | 8205 | 19 | 4.41 | Residential | Yes | Behind the Meter | Net-metered residential rooftop and canopy |  | None | Suntuity Solar LLC | AC Electric | Accepted | 2020-09-28 | 2020-09-30 | 2021-10-30 | Longi | LR6-60HPB-315M | Solar Panels |  | 0.315 | 14 | 273 | 30 |  | Fixed | Roof
NJSTRE1545637781 |  | Transition Incentive Program | BELLMAWR | 8031 | 14 | 7.88 | Residential | Yes | Behind the Meter | Net-metered residential rooftop and canopy |  | None | Suntuity Solar LLC | PSE&G | Accepted | 2020-09-28 | 2020-09-30 | 2021-10-30 | Enphase Energy | IQ7-60-2-US | Inverters | 240 |  | 25 |  |  | 0.97 |  | Outdoor | Behind the PV Modules
NJSTRE1545637781 |  | Transition Incentive Program | BELLMAWR | 8031 | 14 | 7.88 | Residential | Yes | Behind the Meter | Net-metered residential rooftop and canopy |  | None | Suntuity Solar LLC | PSE&G | Accepted | 2020-09-28 | 2020-09-30 | 2021-10-30 | Longi | LR6-60HPB-315M | Solar Panels |  | 0.315 | 2 | 161 | 31 |  | Fixed | Roof
NJSTRE1545637781 |  | Transition Incentive Program | BELLMAWR | 8031 | 14 | 7.88 | Residential | Yes | Behind the Meter | Net-metered residential rooftop and canopy |  | None | Suntuity Solar LLC | PSE&G | Accepted | 2020-09-28 | 2020-09-30 | 2021-10-30 | Longi | LR6-60HPB-315M | Solar Panels |  | 0.315 | 5 | 251 | 41 |  | Fixed | Roof
NJSTRE1545637781 |  | Transition Incentive Program | BELLMAWR | 8031 | 14 | 7.88 | Residential | Yes | Behind the Meter | Net-metered residential rooftop and canopy |  | None | Suntuity Solar LLC | PSE&G | Accepted | 2020-09-28 | 2020-09-30 | 2021-10-30 | Longi | LR6-60HPB-315M | Solar Panels |  | 0.315 | 11 | 71 | 36 |  | Fixed | Roof
NJSTRE1545637781 |  | Transition Incentive Program | BELLMAWR | 8031 | 14 | 7.88 | Residential | Yes | Behind the Meter | Net-metered residential rooftop and canopy |  | None | Suntuity Solar LLC | PSE&G | Accepted | 2020-09-28 | 2020-09-30 | 2021-10-30 | Longi | LR6-60HPB-315M | Solar Panels |  | 0.315 | 3 | 251 | 41 |  | Fixed | Roof
NJSTRE1545637781 |  | Transition Incentive Program | BELLMAWR | 8031 | 14 | 7.88 | Residential | Yes | Behind the Meter | Net-metered residential rooftop and canopy |  | None | Suntuity Solar LLC | PSE&G | Accepted | 2020-09-28 | 2020-09-30 | 2021-10-30 | Longi | LR6-60HPB-315M | Solar Panels |  | 0.315 | 2 | 71 | 41 |  | Fixed | Roof
NJSTRE1545637781 |  | Transition Incentive Program | BELLMAWR | 8031 | 14 | 7.88 | Residential | Yes | Behind the Meter | Net-metered residential rooftop and canopy |  | None | Suntuity Solar LLC | PSE&G | Accepted | 2020-09-28 | 2020-09-30 | 2021-10-30 | Longi | LR6-60HPB-315M | Solar Panels |  | 0.315 | 2 | 341 | 31 |  | Fixed | Roof
NJSTRE1545637782 |  | Transition Incentive Program | MALAGA | 8328 | 15 | 6.3 | Residential | Yes | Behind the Meter | Net-metered residential rooftop and canopy |  | None | Suntuity Solar LLC | AC Electric | Accepted | 2020-09-28 | 2020-09-30 | 2021-10-30 | Enphase Energy | IQ7-60-2-US | Inverters | 240 |  | 20 |  |  | 0.97 |  | Outdoor | Behind the PV Modules
NJSTRE1545637782 |  | Transition Incentive Program | MALAGA | 8328 | 15 | 6.3 | Residential | Yes | Behind the Meter | Net-metered residential rooftop and canopy |  | None | Suntuity Solar LLC | AC Electric | Accepted | 2020-09-28 | 2020-09-30 | 2021-10-30 | Longi | LR6-60HPB-315M | Solar Panels |  | 0.315 | 12 | 200 | 22 |  | Fixed | Roof
NJSTRE1545637782 |  | Transition Incentive Program | MALAGA | 8328 | 15 | 6.3 | Residential | Yes | Behind the Meter | Net-metered residential rooftop and canopy |  | None | Suntuity Solar LLC | AC Electric | Accepted | 2020-09-28 | 2020-09-30 | 2021-10-30 | Longi | LR6-60HPB-315M | Solar Panels |  | 0.315 | 8 | 20 | 32 |  | Fixed | Roof
NJSTRE1545637784 |  | Transition Incentive Program | MAGNOLIA | 8049 | 14 | 6.3 | Residential | Yes | Behind the Meter | Net-metered residential rooftop and canopy |  | None | Suntuity Solar LLC | PSE&G | Accepted | 2020-09-28 | 2020-09-30 | 2021-10-30 | Enphase Energy | IQ7-60-2-US | Inverters | 240 |  | 20 |  |  | 0.97 |  | Outdoor | Behind the PV Modules
NJSTRE1545637784 |  | Transition Incentive Program | MAGNOLIA | 8049 | 14 | 6.3 | Residential | Yes | Behind the Meter | Net-metered residential rooftop and canopy |  | None | Suntuity Solar LLC | PSE&G | Accepted | 2020-09-28 | 2020-09-30 | 2021-10-30 | Longi | LR6-60HPB-315M | Solar Panels |  | 0.315 | 12 | 26 | 22 |  | Fixed | Roof
NJSTRE1545637784 |  | Transition Incentive Program | MAGNOLIA | 8049 | 14 | 6.3 | Residential | Yes | Behind the Meter | Net-metered residential rooftop and canopy |  | None | Suntuity Solar LLC | PSE&G | Accepted | 2020-09-28 | 2020-09-30 | 2021-10-30 | Longi | LR6-60HPB-315M | Solar Panels |  | 0.315 | 8 | 206 | 22 |  | Fixed | Roof
NJSTRE1545637790 |  | Transition Incentive Program | Woodbury | 8096 | 15 | 5.1 | Residential | Yes | Behind the Meter | Net-metered residential rooftop and canopy |  | None | Trinity Solar | PSE&G | Accepted | 2020-09-28 | 2020-09-30 | 2021-10-30 | solar edge | SE3800 | Inverters | 3800 |  | 1 |  |  | 0.97 |  | Outside | side of home
NJSTRE1545637790 |  | Transition Incentive Program | Woodbury | 8096 | 15 | 5.1 | Residential | Yes | Behind the Meter | Net-metered residential rooftop and canopy |  | None | Trinity Solar | PSE&G | Accepted | 2020-09-28 | 2020-09-30 | 2021-10-30 | Hanwha | Q.PEAK DUO BLK-G6 340 | Solar Panels |  | 0.34 | 15 | 171 | 23 |  | Fixed | Roof
NJSTRE1545637791 |  | Transition Incentive Program | Newark | 7108 | 9 | 3.96 | Residential | No | Behind the Meter | Net-metered residential rooftop and canopy |  | None | Posigen NJ LLC | PSE&G | Accepted | 2020-09-28 | 2020-09-30 | 2021-10-30 | SolarEdge | SE3800H-US | Inverters | 3800 |  | 1 |  |  | 0.99 |  | Outside | 0.99
NJSTRE1545637791 |  | Transition Incentive Program | Newark | 7108 | 9 | 3.96 | Residential | No | Behind the Meter | Net-metered residential rooftop and canopy |  | None | Posigen NJ LLC | PSE&G | Accepted | 2020-09-28 | 2020-09-30 | 2021-10-30 | Silfab | SIL330HL | Solar Panels |  | 0.33 | 12 | 194 | 22 |  | Fixed | Roof
NJSTRE1545637797 |  | Transition Incentive Program | Newark | 7108 | 9 | 3.96 | Residential | No | Behind the Meter | Net-metered residential rooftop and canopy |  | None | Posigen NJ LLC | PSE&G | Accepted | 2020-09-28 | 2020-09-30 | 2021-10-30 | SolarEdge | SE3800H-US | Inverters | 3800 |  | 1 |  |  | 0.99 |  | Outside | within ten feet of meter
NJSTRE1545637797 |  | Transition Incentive Program | Newark | 7108 | 9 | 3.96 | Residential | No | Behind the Meter | Net-metered residential rooftop and canopy |  | None | Posigen NJ LLC | PSE&G | Accepted | 2020-09-28 | 2020-09-30 | 2021-10-30 | Silfab | SIL330HL | Solar Panels |  | 0.33 | 12 | 14194 | 22 |  | Fixed | Roof
NJSTRE1545637806 |  | Transition Incentive Program | LIVINGSTON | 7039 | 9 | 4.23 | Residential | Yes | Behind the Meter | Net-metered residential rooftop and canopy |  | None | Infinity Solar Systems | PSE&G | Accepted | 2020-09-28 | 2020-09-30 | 2021-10-30 | ENPHASE | IQ7PLUS-72-X-US | Inverters | 290 |  | 13 |  |  | 0.97 |  | Outside | MICROINVERTERS
NJSTRE1545637806 |  | Transition Incentive Program | LIVINGSTON | 7039 | 9 | 4.23 | Residential | Yes | Behind the Meter | Net-metered residential rooftop and canopy |  | None | Infinity Solar Systems | PSE&G | Accepted | 2020-09-28 | 2020-09-30 | 2021-10-30 | CANADIAN SOLAR | CS1H-325-MS | Solar Panels |  | 0.325 | 13 | 227 | 30 |  | Fixed | Roof
NJSTRE1545637821 |  | Transition Incentive Program | Edison Township | 8817 | 11 | 6.84 | Residential | No | Behind the Meter | Net-metered residential rooftop and canopy |  | None | Green Power Energy | PSE&G | Accepted | 2020-09-28 | 2020-09-30 | 2021-10-30 | Enphase Energy | IQ7PLUS-72-2-US | Inverters | 290 |  | 19 |  |  | 0.975 |  | Outside | next to meter
NJSTRE1545637821 |  | Transition Incentive Program | Edison Township | 8817 | 11 | 6.84 | Residential | No | Behind the Meter | Net-metered residential rooftop and canopy |  | None | Green Power Energy | PSE&G | Accepted | 2020-09-28 | 2020-09-30 | 2021-10-30 | LG Electronics | LG360N1C-N5 | Solar Panels |  | 0.36 | 4 | 245 | 25 |  | Fixed | Roof
NJSTRE1545637821 |  | Transition Incentive Program | Edison Township | 8817 | 11 | 6.84 | Residential | No | Behind the Meter | Net-metered residential rooftop and canopy |  | None | Green Power Energy | PSE&G | Accepted | 2020-09-28 | 2020-09-30 | 2021-10-30 | LG Electronics | LG360N1C-N5 | Solar Panels |  | 0.36 | 15 | 243 | 25 |  | Fixed | Roof
NJSTRE1545637834 |  | Transition Incentive Program | Ocean City | 8226 | 21 | 4.58 | Residential | No | Behind the Meter | Net-metered residential rooftop and canopy |  | None | Sunrun Installation Services, Inc. | AC Electric | Accepted | 2020-09-28 | 2020-09-30 | 2021-10-30 | Enphase Energy | IQ7-60-x-US (240V) | Inverters | 240 |  | 15 |  |  | 0.96 |  | Outdoor | Rooftop
NJSTRE1545637834 |  | Transition Incentive Program | Ocean City | 8226 | 21 | 4.58 | Residential | No | Behind the Meter | Net-metered residential rooftop and canopy |  | None | Sunrun Installation Services, Inc. | AC Electric | Accepted | 2020-09-28 | 2020-09-30 | 2021-10-30 | LONGi Green Energy Technology Co Ltd | LR6-60HPB-305M | Solar Panels |  | 0.305 | 15 | 134 | 40 |  | Fixed | Roof
NJSTRE1545637838 |  | Transition Incentive Program | UNION | 7083 | 10 | 4.02 | Residential | Yes | Behind the Meter | Net-metered residential rooftop and canopy |  | None | Vision Solar LLC | PSE&G | Accepted | 2020-09-28 | 2020-09-30 | 2021-10-30 | ENPHASE | IQ7-60-2-US | Inverters | 0.24 |  | 12 |  |  | 0.96 |  | Other | BEHIND EACH PANEL
NJSTRE1545637838 |  | Transition Incentive Program | UNION | 7083 | 10 | 4.02 | Residential | Yes | Behind the Meter | Net-metered residential rooftop and canopy |  | None | Vision Solar LLC | PSE&G | Accepted | 2020-09-28 | 2020-09-30 | 2021-10-30 | HANWHA Q-CELLS | Q.PEAK DUO-G6+ 335 | Solar Panels |  | 0.335 | 12 | 120 | 37 |  | Fixed | Roof
NJSTRE1545637841 |  | Transition Incentive Program | Rockaway | 7866 | 3 | 11.88 | Residential | No | Behind the Meter | Net-metered residential rooftop and canopy |  | None | Sunrun, Inc. | JCP&L | Accepted | 2020-09-28 | 2020-09-30 | 2021-10-30 | Enphase Energy | IQ7-60-x-US (240V) | Inverters | 240 |  | 36 |  |  | 0.96 |  | Outdoor | Rooftop
NJSTRE1545637841 |  | Transition Incentive Program | Rockaway | 7866 | 3 | 11.88 | Residential | No | Behind the Meter | Net-metered residential rooftop and canopy |  | None | Sunrun, Inc. | JCP&L | Accepted | 2020-09-28 | 2020-09-30 | 2021-10-30 | LG Electronics | LG330N1C-A5 | Solar Panels |  | 0.33 | 25 | 136 | 26 |  | Fixed | Roof
NJSTRE1545637841 |  | Transition Incentive Program | Rockaway | 7866 | 3 | 11.88 | Residential | No | Behind the Meter | Net-metered residential rooftop and canopy |  | None | Sunrun, Inc. | JCP&L | Accepted | 2020-09-28 | 2020-09-30 | 2021-10-30 | LG Electronics | LG330N1C-A5 | Solar Panels |  | 0.33 | 11 | 316 | 27 |  | Fixed | Roof
NJSTRE1545637864 |  | Transition Incentive Program | Englishtown | 7726 | 17 | 4.88 | Residential | Yes | Behind the Meter | Net-metered residential rooftop and canopy |  | None | Sunrun Installation Services, Inc. | JCP&L | Accepted | 2020-09-28 | 2020-10-06 | 2021-10-30 | Enphase Energy | IQ7-60-x-US (240V) | Inverters | 240 |  | 16 |  |  | 0.96 |  | Outdoor | Rooftop
NJSTRE1545637864 |  | Transition Incentive Program | Englishtown | 7726 | 17 | 4.88 | Residential | Yes | Behind the Meter | Net-metered residential rooftop and canopy |  | None | Sunrun Installation Services, Inc. | JCP&L | Accepted | 2020-09-28 | 2020-10-06 | 2021-10-30 | LONGi Green Energy Technology Co Ltd | LR6-60HPB-305M | Solar Panels |  | 0.305 | 1 | 111 | 34 |  | Fixed | Roof
NJSTRE1545637864 |  | Transition Incentive Program | Englishtown | 7726 | 17 | 4.88 | Residential | Yes | Behind the Meter | Net-metered residential rooftop and canopy |  | None | Sunrun Installation Services, Inc. | JCP&L | Accepted | 2020-09-28 | 2020-10-06 | 2021-10-30 | LONGi Green Energy Technology Co Ltd | LR6-60HPB-305M | Solar Panels |  | 0.305 | 15 | 203 | 34 |  | Fixed | Roof
NJSTRE1545637886 |  | Transition Incentive Program | Stanhope | 7874 | 1 | 4.58 | Residential | Yes | Behind the Meter | Net-metered residential rooftop and canopy |  | None | Sunrun Installation Services, Inc. | JCP&L | Accepted | 2020-09-28 | 2020-09-30 | 2021-10-30 | Enphase Energy | IQ7-60-x-US (240V) | Inverters | 240 |  | 15 |  |  | 0.96 |  | Outdoor | Rooftop
NJSTRE1545637886 |  | Transition Incentive Program | Stanhope | 7874 | 1 | 4.58 | Residential | Yes | Behind the Meter | Net-metered residential rooftop and canopy |  | None | Sunrun Installation Services, Inc. | JCP&L | Accepted | 2020-09-28 | 2020-09-30 | 2021-10-30 | LONGi Green Energy Technology Co Ltd | LR6-60HPB-305M | Solar Panels |  | 0.305 | 15 | 145 | 20 |  | Fixed | Roof
NJSTRE1545637897 |  | Transition Incentive Program | Parlin | 8859 | 11 | 4.88 | Residential | Yes | Behind the Meter | Net-metered residential rooftop and canopy |  | None | Sunrun Installation Services, Inc. | JCP&L | Accepted | 2020-09-28 | 2020-10-06 | 2021-10-30 | Enphase Energy | IQ7-60-x-US (240V) | Inverters | 240 |  | 16 |  |  | 0.96 |  | Outdoor | Rooftop
NJSTRE1545637897 |  | Transition Incentive Program | Parlin | 8859 | 11 | 4.88 | Residential | Yes | Behind the Meter | Net-metered residential rooftop and canopy |  | None | Sunrun Installation Services, Inc. | JCP&L | Accepted | 2020-09-28 | 2020-10-06 | 2021-10-30 | LONGi Green Energy Technology Co Ltd | LR6-60HPB-305M | Solar Panels |  | 0.305 | 3 | 314 | 18 |  | Fixed | Roof
NJSTRE1545637897 |  | Transition Incentive Program | Parlin | 8859 | 11 | 4.88 | Residential | Yes | Behind the Meter | Net-metered residential rooftop and canopy |  | None | Sunrun Installation Services, Inc. | JCP&L | Accepted | 2020-09-28 | 2020-10-06 | 2021-10-30 | LONGi Green Energy Technology Co Ltd | LR6-60HPB-305M | Solar Panels |  | 0.305 | 3 | 134 | 23 |  | Fixed | Roof
NJSTRE1545637897 |  | Transition Incentive Program | Parlin | 8859 | 11 | 4.88 | Residential | Yes | Behind the Meter | Net-metered residential rooftop and canopy |  | None | Sunrun Installation Services, Inc. | JCP&L | Accepted | 2020-09-28 | 2020-10-06 | 2021-10-30 | LONGi Green Energy Technology Co Ltd | LR6-60HPB-305M | Solar Panels |  | 0.305 | 10 | 224 | 18 |  | Fixed | Roof
NJSTRE1545637906 |  | Transition Incentive Program | Vauxhall | 7088 | 10 | 2.38 | Residential | Yes | Behind the Meter | Net-metered residential rooftop and canopy |  | None | Trinity Solar | PSE&G | Accepted | 2020-09-28 | 2020-09-30 | 2021-10-30 | Enphase | IQ7PLUS-72-2-US | Inverters | 290 |  | 7 |  |  | 0.97 |  | Outside | outside
NJSTRE1545637906 |  | Transition Incentive Program | Vauxhall | 7088 | 10 | 2.38 | Residential | Yes | Behind the Meter | Net-metered residential rooftop and canopy |  | None | Trinity Solar | PSE&G | Accepted | 2020-09-28 | 2020-09-30 | 2021-10-30 | Hanwha | Q.PEAK DUO BLK-G6 340 | Solar Panels |  | 0.34 | 7 | 159 | 30 |  | Fixed | Roof
NJSTRE1545637919 |  | Transition Incentive Program | PATERSON | 7524 | 6 | 6.8 | Residential | Yes | Behind the Meter | Net-metered residential rooftop and canopy |  | None | Trinity Solar | PSE&G | Accepted | 2020-09-28 | 2020-09-30 | 2021-10-30 | Solar Edge | SE6000H-US000BNC4 | Inverters | 6000 |  | 1 |  |  | 0.97 |  | Outdoor | side of home
NJSTRE1545637919 |  | Transition Incentive Program | PATERSON | 7524 | 6 | 6.8 | Residential | Yes | Behind the Meter | Net-metered residential rooftop and canopy |  | None | Trinity Solar | PSE&G | Accepted | 2020-09-28 | 2020-09-30 | 2021-10-30 | HANWHA | Q.PEAK DUO BLK-G6 340 | Solar Panels |  | 0.34 | 5 | 283 | 18 |  | Fixed | Roof
NJSTRE1545637919 |  | Transition Incentive Program | PATERSON | 7524 | 6 | 6.8 | Residential | Yes | Behind the Meter | Net-metered residential rooftop and canopy |  | None | Trinity Solar | PSE&G | Accepted | 2020-09-28 | 2020-09-30 | 2021-10-30 | HANWHA | Q.PEAK DUO BLK-G6 340 | Solar Panels |  | 0.34 | 15 | 283 | 37 |  | Fixed | Roof
NJSTRE1545637927 |  | Transition Incentive Program | Vineland | 8360 | 20 | 6.7 | Residential | Yes | Behind the Meter | Net-metered residential rooftop and canopy |  | None | Vision Solar LLC | Vineland Muni Electric | Accepted | 2020-09-28 | 2020-09-30 | 2021-10-30 | ENPHASE | IQ7-60-2-US | Inverters | 0.24 |  | 20 |  |  | 0.96 |  | Other | BEHIND EAHC PANEL
NJSTRE1545637927 |  | Transition Incentive Program | Vineland | 8360 | 20 | 6.7 | Residential | Yes | Behind the Meter | Net-metered residential rooftop and canopy |  | None | Vision Solar LLC | Vineland Muni Electric | Accepted | 2020-09-28 | 2020-09-30 | 2021-10-30 | IQ7-60-2-US | Q.PEAK DUO-G6+ 335 | Solar Panels |  | 0.335 | 4 | 76 | 20 |  | Fixed | Roof
NJSTRE1545637927 |  | Transition Incentive Program | Vineland | 8360 | 20 | 6.7 | Residential | Yes | Behind the Meter | Net-metered residential rooftop and canopy |  | None | Vision Solar LLC | Vineland Muni Electric | Accepted | 2020-09-28 | 2020-09-30 | 2021-10-30 | HANWHA Q-CELLS | Q.PEAK DUO-G6+ 335 | Solar Panels |  | 0.335 | 9 | 256 | 9 |  | Fixed | Roof
NJSTRE1545637927 |  | Transition Incentive Program | Vineland | 8360 | 20 | 6.7 | Residential | Yes | Behind the Meter | Net-metered residential rooftop and canopy |  | None | Vision Solar LLC | Vineland Muni Electric | Accepted | 2020-09-28 | 2020-09-30 | 2021-10-30 | HANWHA Q-CELLS | Q.PEAK DUO-G6+ 335 | Solar Panels |  | 0.335 | 2 | 166 | 19 |  | Fixed | Roof
NJSTRE1545637927 |  | Transition Incentive Program | Vineland | 8360 | 20 | 6.7 | Residential | Yes | Behind the Meter | Net-metered residential rooftop and canopy |  | None | Vision Solar LLC | Vineland Muni Electric | Accepted | 2020-09-28 | 2020-09-30 | 2021-10-30 | HANWHA Q-CELLS | Q.PEAK DUO-G6+ 335 | Solar Panels |  | 0.335 | 5 | 256 | 20 |  | Fixed | Roof
NJSTRE1545637934 |  | Transition Incentive Program | Raritan | 8869 | 5 | 10.2 | Residential | No | Behind the Meter | Net-metered residential rooftop and canopy |  | None | Solar Mite Solutions LLC | PSE&G | Accepted | 2020-09-28 | 2020-10-06 | 2021-10-30 | Solar Edge | SE10000-H US RGM | Inverters | 10000 |  | 1 |  |  | 0.99 |  | Outdoor | Next to meter
NJSTRE1545637934 |  | Transition Incentive Program | Raritan | 8869 | 5 | 10.2 | Residential | No | Behind the Meter | Net-metered residential rooftop and canopy |  | None | Solar Mite Solutions LLC | PSE&G | Accepted | 2020-09-28 | 2020-10-06 | 2021-10-30 | Hanwha | QPeak DUO Blk-G6 340 | Solar Panels |  | 0.34 | 12 | 265 | 20 |  | Fixed | Roof
NJSTRE1545637934 |  | Transition Incentive Program | Raritan | 8869 | 5 | 10.2 | Residential | No | Behind the Meter | Net-metered residential rooftop and canopy |  | None | Solar Mite Solutions LLC | PSE&G | Accepted | 2020-09-28 | 2020-10-06 | 2021-10-30 | Hanwha | QPeak DUO BLK-G6 340 | Solar Panels |  | 0.34 | 7 | 175 | 20 |  | Fixed | Roof
NJSTRE1545637934 |  | Transition Incentive Program | Raritan | 8869 | 5 | 10.2 | Residential | No | Behind the Meter | Net-metered residential rooftop and canopy |  | None | Solar Mite Solutions LLC | PSE&G | Accepted | 2020-09-28 | 2020-10-06 | 2021-10-30 | Hanwha | QPeak DUO BLK-G6 340 | Solar Panels |  | 0.34 | 11 | 175 | 20 |  | Fixed | Roof
NJSTRE1545637956 |  | Transition Incentive Program | Clifton | 7013 | 6 | 6.71 | Residential | Yes | Behind the Meter | Net-metered residential rooftop and canopy |  | None | Sunrun Installation Services, Inc. | PSE&G | Accepted | 2020-09-28 | 2020-09-30 | 2021-10-30 | Enphase Energy | IQ7-60-x-US (240V) | Inverters | 240 |  | 22 |  |  | 0.96 |  | Outdoor | Rooftop
NJSTRE1545637956 |  | Transition Incentive Program | Clifton | 7013 | 6 | 6.71 | Residential | Yes | Behind the Meter | Net-metered residential rooftop and canopy |  | None | Sunrun Installation Services, Inc. | PSE&G | Accepted | 2020-09-28 | 2020-09-30 | 2021-10-30 | LONGi Green Energy Technology Co Ltd | LR6-60HPB-305M | Solar Panels |  | 0.305 | 16 | 217 | 34 |  | Fixed | Roof
NJSTRE1545637956 |  | Transition Incentive Program | Clifton | 7013 | 6 | 6.71 | Residential | Yes | Behind the Meter | Net-metered residential rooftop and canopy |  | None | Sunrun Installation Services, Inc. | PSE&G | Accepted | 2020-09-28 | 2020-09-30 | 2021-10-30 | LONGi Green Energy Technology Co Ltd | LR6-60HPB-305M | Solar Panels |  | 0.305 | 6 | 37 | 34 |  | Fixed | Roof
NJSTRE1545637963 |  | Transition Incentive Program | GIBBSTOWN | 8027 | 15 | 2.35 | Residential | Yes | Behind the Meter | Net-metered residential rooftop and canopy |  | None | Vision Solar LLC | AC Electric | Accepted | 2020-09-28 | 2020-09-30 | 2021-10-30 | ENPHASE | IQ7-60-2-US | Inverters | 0.24 |  | 7 |  |  | 0.96 |  | Other | BEHIND EACH PANEL
NJSTRE1545637963 |  | Transition Incentive Program | GIBBSTOWN | 8027 | 15 | 2.35 | Residential | Yes | Behind the Meter | Net-metered residential rooftop and canopy |  | None | Vision Solar LLC | AC Electric | Accepted | 2020-09-28 | 2020-09-30 | 2021-10-30 | HANWHA Q-CELLS | Q.PEAK DUO-G6+ 335 | Solar Panels |  | 0.335 | 2 | 354 | 33 |  | Fixed | Roof
NJSTRE1545637963 |  | Transition Incentive Program | GIBBSTOWN | 8027 | 15 | 2.35 | Residential | Yes | Behind the Meter | Net-metered residential rooftop and canopy |  | None | Vision Solar LLC | AC Electric | Accepted | 2020-09-28 | 2020-09-30 | 2021-10-30 | HANWHA Q-CELLS | Q.PEAK DUO-G6+ 335 | Solar Panels |  | 0.335 | 5 | 174 | 29 |  | Fixed | Roof
NJSTRE1545637985 |  | Transition Incentive Program | North Plainfield | 7060 | 10 | 7.93 | Residential | Yes | Behind the Meter | Net-metered residential rooftop and canopy |  | None | Sunrun Installation Services, Inc. | PSE&G | Accepted | 2020-09-28 | 2020-09-30 | 2021-10-30 | Enphase Energy | IQ7-60-x-US | Inverters | 240 |  | 26 |  |  | 0.98 |  | Outdoor | roof
NJSTRE1545637985 |  | Transition Incentive Program | North Plainfield | 7060 | 10 | 7.93 | Residential | Yes | Behind the Meter | Net-metered residential rooftop and canopy |  | None | Sunrun Installation Services, Inc. | PSE&G | Accepted | 2020-09-28 | 2020-09-30 | 2021-10-30 | LONGi Green Energy Technology Co Ltd | LR6-60HPB-305M | Solar Panels |  | 0.305 | 26 | 127 | 15 |  | Fixed | Roof
NJSTRE1545638005 |  | Transition Incentive Program | Elmwood Park | 7410 | 7 | 4.83 | Residential | Yes | Behind the Meter | Net-metered residential rooftop and canopy |  | None | Sunrun Installation Services, Inc. | PSE&G | Accepted | 2020-09-28 | 2020-09-30 | 2021-10-30 | Enphase Energy | IQ7PLUS-72-x-US (240V) | Inverters | 290 |  | 14 |  |  | 0.96 |  | Outdoor | Rooftop
NJSTRE1545638005 |  | Transition Incentive Program | Elmwood Park | 7410 | 7 | 4.83 | Residential | Yes | Behind the Meter | Net-metered residential rooftop and canopy |  | None | Sunrun Installation Services, Inc. | PSE&G | Accepted | 2020-09-28 | 2020-09-30 | 2021-10-30 | LG Electronics | LG345N1C-V5 | Solar Panels |  | 0.345 | 3 | 250 | 33 |  | Fixed | Roof
NJSTRE1545638005 |  | Transition Incentive Program | Elmwood Park | 7410 | 7 | 4.83 | Residential | Yes | Behind the Meter | Net-metered residential rooftop and canopy |  | None | Sunrun Installation Services, Inc. | PSE&G | Accepted | 2020-09-28 | 2020-09-30 | 2021-10-30 | LG Electronics | LG345N1C-V5 | Solar Panels |  | 0.345 | 4 | 160 | 41 |  | Fixed | Roof
NJSTRE1545638005 |  | Transition Incentive Program | Elmwood Park | 7410 | 7 | 4.83 | Residential | Yes | Behind the Meter | Net-metered residential rooftop and canopy |  | None | Sunrun Installation Services, Inc. | PSE&G | Accepted | 2020-09-28 | 2020-09-30 | 2021-10-30 | LG Electronics | LG345N1C-V5 | Solar Panels |  | 0.345 | 2 | 340 | 39 |  | Fixed | Roof
NJSTRE1545638005 |  | Transition Incentive Program | Elmwood Park | 7410 | 7 | 4.83 | Residential | Yes | Behind the Meter | Net-metered residential rooftop and canopy |  | None | Sunrun Installation Services, Inc. | PSE&G | Accepted | 2020-09-28 | 2020-09-30 | 2021-10-30 | LG Electronics | LG345N1C-V5 | Solar Panels |  | 0.345 | 5 | 70 | 33 |  | Fixed | Roof
NJSTRE1545638020 |  | Transition Incentive Program | Nutley | 7110 | 9 | 5.49 | Residential | Yes | Behind the Meter | Net-metered residential rooftop and canopy |  | None | Sunrun Installation Services, Inc. | PSE&G | Accepted | 2020-09-28 | 2020-10-06 | 2021-10-30 | Enphase Energy | IQ7-60-x-US (240V) | Inverters | 240 |  | 18 |  |  | 0.96 |  | Outdoor | Rooftop
NJSTRE1545638020 |  | Transition Incentive Program | Nutley | 7110 | 9 | 5.49 | Residential | Yes | Behind the Meter | Net-metered residential rooftop and canopy |  | None | Sunrun Installation Services, Inc. | PSE&G | Accepted | 2020-09-28 | 2020-10-06 | 2021-10-30 | LONGi Green Energy Technology Co Ltd | LR6-60HPB-305M | Solar Panels |  | 0.305 | 2 | 199 | 10 |  | Fixed | Roof
NJSTRE1545638020 |  | Transition Incentive Program | Nutley | 7110 | 9 | 5.49 | Residential | Yes | Behind the Meter | Net-metered residential rooftop and canopy |  | None | Sunrun Installation Services, Inc. | PSE&G | Accepted | 2020-09-28 | 2020-10-06 | 2021-10-30 | LONGi Green Energy Technology Co Ltd | LR6-60HPB-305M | Solar Panels |  | 0.305 | 2 | 292 | 18 |  | Fixed | Roof
NJSTRE1545638020 |  | Transition Incentive Program | Nutley | 7110 | 9 | 5.49 | Residential | Yes | Behind the Meter | Net-metered residential rooftop and canopy |  | None | Sunrun Installation Services, Inc. | PSE&G | Accepted | 2020-09-28 | 2020-10-06 | 2021-10-30 | LONGi Green Energy Technology Co Ltd | LR6-60HPB-305M | Solar Panels |  | 0.305 | 4 | 200 | 30 |  | Fixed | Roof
NJSTRE1545638020 |  | Transition Incentive Program | Nutley | 7110 | 9 | 5.49 | Residential | Yes | Behind the Meter | Net-metered residential rooftop and canopy |  | None | Sunrun Installation Services, Inc. | PSE&G | Accepted | 2020-09-28 | 2020-10-06 | 2021-10-30 | LONGi Green Energy Technology Co Ltd | LR6-60HPB-305M | Solar Panels |  | 0.305 | 10 | 20 | 30 |  | Fixed | Roof
NJSTRE1545638028 |  | Transition Incentive Program | WYCKOFF | 7481 | 7 | 10.88 | Residential | No | Behind the Meter | Net-metered residential rooftop and canopy |  | None | Infinity Solar Systems | PSE&G | Accepted | 2020-09-28 | 2020-09-30 | 2021-10-30 | ENPHASE | IQ7PLUS-72-X-US | Inverters | 290 |  | 32 |  |  | 0.97 |  | Outside | MICROINVERTERS
NJSTRE1545638028 |  | Transition Incentive Program | WYCKOFF | 7481 | 7 | 10.88 | Residential | No | Behind the Meter | Net-metered residential rooftop and canopy |  | None | Infinity Solar Systems | PSE&G | Accepted | 2020-09-28 | 2020-09-30 | 2021-10-30 | LG | LG340N1K-V5 | Solar Panels |  | 0.34 | 32 | 221 | 30 |  | Fixed | Roof
NJSTRE1545638034 |  | Transition Incentive Program | East Rutherford | 7073 | 7 | 6.12 | Residential | Yes | Behind the Meter | Net-metered residential rooftop and canopy |  | None | Trinity Solar | PSE&G | Accepted | 2020-09-28 | 2020-09-30 | 2021-10-30 | SOLAR REDGE | SE5000H-US | Inverters | 5000 |  | 1 |  |  | 0.97 |  | Outside | SIDE OF HOME
NJSTRE1545638034 |  | Transition Incentive Program | East Rutherford | 7073 | 7 | 6.12 | Residential | Yes | Behind the Meter | Net-metered residential rooftop and canopy |  | None | Trinity Solar | PSE&G | Accepted | 2020-09-28 | 2020-09-30 | 2021-10-30 | HANWHA 335 (Q.PEAK DUO BLK-G6 335) | HANWHA 335 (Q.PEAK DUO BLK-G6 335) | Solar Panels |  | 0.34 | 18 | 217 | 45 |  | Fixed | Roof
NJSTRE1545638052 |  | Transition Incentive Program | ENGLEWOOD | 7631 | 7 | 5.53 | Residential | Yes | Behind the Meter | Net-metered residential rooftop and canopy |  | None | Vivint Solar Developer, LLC | PSE&G | Accepted | 2020-09-28 | 2020-09-30 | 2021-10-30 | Solar Edge | SE7600H-US | Inverters | 7600 |  | 1 |  |  | 0.992 |  | Outdoor | Near the Utility Meter
NJSTRE1545638052 |  | Transition Incentive Program | ENGLEWOOD | 7631 | 7 | 5.53 | Residential | Yes | Behind the Meter | Net-metered residential rooftop and canopy |  | None | Vivint Solar Developer, LLC | PSE&G | Accepted | 2020-09-28 | 2020-09-30 | 2021-10-30 | JINKO SOLAR | JKM325M-60HBL | Solar Panels |  | 0.325 | 12 | 213 | 12 |  | Fixed | Roof
NJSTRE1545638052 |  | Transition Incentive Program | ENGLEWOOD | 7631 | 7 | 5.53 | Residential | Yes | Behind the Meter | Net-metered residential rooftop and canopy |  | None | Vivint Solar Developer, LLC | PSE&G | Accepted | 2020-09-28 | 2020-09-30 | 2021-10-30 | JINKO SOLAR | JKM325M-60HBL | Solar Panels |  | 0.325 | 5 | 303 | 13 |  | Fixed | Roof
NJSTRE1545638079 |  | Transition Incentive Program | Haledon | 7508 | 6 | 10.37 | Residential | Yes | Behind the Meter | Net-metered residential rooftop and canopy |  | None | Sunrun Installation Services, Inc. | PSE&G | Accepted | 2020-09-28 | 2020-10-06 | 2021-10-30 | Tesla | Powerwall 2 AC | Electric Storage Battery |  |  | 1 |  |  |  | Lithium Ion |  | outside
NJSTRE1545638079 |  | Transition Incentive Program | Haledon | 7508 | 6 | 10.37 | Residential | Yes | Behind the Meter | Net-metered residential rooftop and canopy |  | None | Sunrun Installation Services, Inc. | PSE&G | Accepted | 2020-09-28 | 2020-10-06 | 2021-10-30 | Enphase Energy | IQ7-60-x-US (240V) | Inverters | 240 |  | 34 |  |  | 0.96 |  | Outdoor | Rooftop
NJSTRE1545638079 |  | Transition Incentive Program | Haledon | 7508 | 6 | 10.37 | Residential | Yes | Behind the Meter | Net-metered residential rooftop and canopy |  | None | Sunrun Installation Services, Inc. | PSE&G | Accepted | 2020-09-28 | 2020-10-06 | 2021-10-30 | LONGi Green Energy Technology Co Ltd | LR6-60HPB-305M | Solar Panels |  | 0.305 | 12 | 94 | 23 |  | Fixed | Roof
NJSTRE1545638079 |  | Transition Incentive Program | Haledon | 7508 | 6 | 10.37 | Residential | Yes | Behind the Meter | Net-metered residential rooftop and canopy |  | None | Sunrun Installation Services, Inc. | PSE&G | Accepted | 2020-09-28 | 2020-10-06 | 2021-10-30 | LONGi Green Energy Technology Co Ltd | LR6-60HPB-305M | Solar Panels |  | 0.305 | 22 | 274 | 23 |  | Fixed | Roof
NJSTRE1545638080 |  | Transition Incentive Program | Wildwood | 8260 | 21 | 2.38 | Residential | Yes | Behind the Meter | Net-metered residential rooftop and canopy |  | None | Trinity Solar | AC Electric | Accepted | 2020-09-28 | 2020-09-30 | 2021-10-30 | ENPHASE | IQ7PLUS-72-2-US | Inverters | 290 |  | 7 |  |  | 0.97 |  | Outside | UNDER THE PANELS
NJSTRE1545638080 |  | Transition Incentive Program | Wildwood | 8260 | 21 | 2.38 | Residential | Yes | Behind the Meter | Net-metered residential rooftop and canopy |  | None | Trinity Solar | AC Electric | Accepted | 2020-09-28 | 2020-09-30 | 2021-10-30 | HANWHA 340 (Q.PEAK DUO BLK-G6 340) | HANWHA 340 (Q.PEAK DUO BLK-G6 340) | Solar Panels |  | 0.34 | 7 | 136 | 32 |  | Fixed | Roof
NJSTRE1545638092 |  | Transition Incentive Program | Tuckerton | 8087 | 18 | 7.14 | Residential | Yes | Behind the Meter | Net-metered residential rooftop and canopy |  | None | Trinity Solar | AC Electric | Accepted | 2020-09-28 | 2020-09-30 | 2021-10-30 | Solar Edge | SE6000H-US0SHBNC4 | Meters |  |  | 1 |  |  |  | Yes | Outdoor
NJSTRE1545638092 |  | Transition Incentive Program | Tuckerton | 8087 | 18 | 7.14 | Residential | Yes | Behind the Meter | Net-metered residential rooftop and canopy |  | None | Trinity Solar | AC Electric | Accepted | 2020-09-28 | 2020-09-30 | 2021-10-30 | Solar Edge | SE6000H-US | Inverters | 6000 |  | 1 |  |  | 0.97 |  | Outside | side of home
NJSTRE1545638092 |  | Transition Incentive Program | Tuckerton | 8087 | 18 | 7.14 | Residential | Yes | Behind the Meter | Net-metered residential rooftop and canopy |  | None | Trinity Solar | AC Electric | Accepted | 2020-09-28 | 2020-09-30 | 2021-10-30 | Hanwha 340 | Q.PEAK DUO BLK-G6 340 | Solar Panels |  | 0.34 | 9 | 205 | 30 |  | Fixed | Roof
NJSTRE1545638092 |  | Transition Incentive Program | Tuckerton | 8087 | 18 | 7.14 | Residential | Yes | Behind the Meter | Net-metered residential rooftop and canopy |  | None | Trinity Solar | AC Electric | Accepted | 2020-09-28 | 2020-09-30 | 2021-10-30 | Hanwha 340 | Q.PEAK DUO BLK-G6 340 | Solar Panels |  | 0.34 | 12 | 205 | 31 |  | Fixed | Roof
NJSTRE1545638094 |  | Transition Incentive Program | UNION BEACH | 7735 | 17 | 4.88 | Residential | Yes | Behind the Meter | Net-metered residential rooftop and canopy |  | None | Vivint Solar Developer, LLC | JCP&L | Accepted | 2020-09-28 | 2020-09-30 | 2021-10-30 | Solar Edge | SE7600H-US | Inverters | 7600 |  | 1 |  |  | 0.992 |  | Outdoor | Near the Utility Meter
NJSTRE1545638094 |  | Transition Incentive Program | UNION BEACH | 7735 | 17 | 4.88 | Residential | Yes | Behind the Meter | Net-metered residential rooftop and canopy |  | None | Vivint Solar Developer, LLC | JCP&L | Accepted | 2020-09-28 | 2020-09-30 | 2021-10-30 | JINKO SOLAR | JKM325M-60HBL | Solar Panels |  | 0.325 | 15 | 119 | 21 |  | Fixed | Roof
NJSTRE1545638103 |  | Transition Incentive Program | Marlton | 8053 | 13 | 7.71 | Residential | Yes | Behind the Meter | Net-metered residential rooftop and canopy |  | None | Trinity Solar | PSE&G | Accepted | 2020-09-28 | 2020-09-30 | 2021-10-30 | SOLAR EDGE | SE6000H-US | Inverters | 6000 |  | 1 |  |  | 0.97 |  | Outside | SIDE OF HOME
NJSTRE1545638103 |  | Transition Incentive Program | Marlton | 8053 | 13 | 7.71 | Residential | Yes | Behind the Meter | Net-metered residential rooftop and canopy |  | None | Trinity Solar | PSE&G | Accepted | 2020-09-28 | 2020-09-30 | 2021-10-30 | HANWHA 335 (Q.PEAK DUO BLK-G6 335) | HANWHA 335 (Q.PEAK DUO BLK-G6 335) | Solar Panels |  | 0.335 | 12 | 273 | 27 |  | Fixed | Roof
NJSTRE1545638103 |  | Transition Incentive Program | Marlton | 8053 | 13 | 7.71 | Residential | Yes | Behind the Meter | Net-metered residential rooftop and canopy |  | None | Trinity Solar | PSE&G | Accepted | 2020-09-28 | 2020-09-30 | 2021-10-30 | HANWHA 335 (Q.PEAK DUO BLK-G6 335) | HANWHA 335 (Q.PEAK DUO BLK-G6 335) | Solar Panels |  | 0.335 | 11 | 93 | 27 |  | Fixed | Roof
NJSTRE1545638115 |  | Transition Incentive Program | Beverly | 8010 | 13 | 5.28 | Residential | No | Behind the Meter | Net-metered residential rooftop and canopy |  | None | Posigen NJ LLC | PSE&G | Accepted | 2020-09-28 | 2020-09-30 | 2021-10-30 | SolarEdge | SE6000H-US | Inverters | 6000 |  | 1 |  |  | 0.99 |  | Outside | within ten feet of meter
NJSTRE1545638115 |  | Transition Incentive Program | Beverly | 8010 | 13 | 5.28 | Residential | No | Behind the Meter | Net-metered residential rooftop and canopy |  | None | Posigen NJ LLC | PSE&G | Accepted | 2020-09-28 | 2020-09-30 | 2021-10-30 | Silfab | SIL330HL | Solar Panels |  | 0.33 | 16 | 73 | 35 |  | Fixed | Roof
NJSTRE1545638116 |  | Transition Incentive Program | Bergenfield | 7621 | 7 | 13.94 | Residential | No | Behind the Meter | Net-metered residential rooftop and canopy |  | None | ACE Solar, LLC | PSE&G | Accepted | 2020-10-06 | 2020-10-07 | 2021-10-30 | Enphase | Enlighten | Meters |  |  | 1 |  |  |  | Yes | Outdoor
NJSTRE1545638116 |  | Transition Incentive Program | Bergenfield | 7621 | 7 | 13.94 | Residential | No | Behind the Meter | Net-metered residential rooftop and canopy |  | None | ACE Solar, LLC | PSE&G | Accepted | 2020-10-06 | 2020-10-07 | 2021-10-30 | Enphase | IQ7X | Inverters | 315 |  | 41 |  |  | 0.98 |  | Outdoor | Rooftop
NJSTRE1545638116 |  | Transition Incentive Program | Bergenfield | 7621 | 7 | 13.94 | Residential | No | Behind the Meter | Net-metered residential rooftop and canopy |  | None | ACE Solar, LLC | PSE&G | Accepted | 2020-10-06 | 2020-10-07 | 2021-10-30 | Panasonic | VHBN340SA17 | Solar Panels |  | 0.34 | 21 | 107 | 25 |  | Fixed | Roof | East
NJSTRE1545638116 |  | Transition Incentive Program | Bergenfield | 7621 | 7 | 13.94 | Residential | No | Behind the Meter | Net-metered residential rooftop and canopy |  | None | ACE Solar, LLC | PSE&G | Accepted | 2020-10-06 | 2020-10-07 | 2021-10-30 | Panasonic | VHBN340SA17 | Solar Panels |  | 0.34 | 20 | 287 | 25 |  | Fixed | Roof | West
NJSTRE1545638127 |  | Transition Incentive Program | Willingboro | 8046 | 13 | 9.15 | Residential | Yes | Behind the Meter | Net-metered residential rooftop and canopy |  | None | Sunrun Installation Services, Inc. | PSE&G | Accepted | 2020-09-28 | 2020-10-06 | 2021-10-30 | Enphase Energy | IQ7-60-x-US (240V) | Inverters | 240 |  | 30 |  |  | 0.96 |  | Outdoor | Rooftop
NJSTRE1545638127 |  | Transition Incentive Program | Willingboro | 8046 | 13 | 9.15 | Residential | Yes | Behind the Meter | Net-metered residential rooftop and canopy |  | None | Sunrun Installation Services, Inc. | PSE&G | Accepted | 2020-09-28 | 2020-10-06 | 2021-10-30 | LONGi Green Energy Technology Co Ltd | LR6-60HPB-305M | Solar Panels |  | 0.305 | 30 | 198 | 27 |  | Fixed | Roof
NJSTRE1545638134 |  | Transition Incentive Program | South Amboy | 8879 | 11 | 4.48 | Residential | Yes | Behind the Meter | Net-metered residential rooftop and canopy |  | None | Vivint Solar Developer, LLC | JCP&L | Accepted | 2020-09-28 | 2020-09-30 | 2021-10-30 | Solar Edge | SE3800H-US | Inverters | 3800 |  | 1 |  |  | 0.992 |  | Outdoor | Near the Utility Meter
NJSTRE1545638134 |  | Transition Incentive Program | South Amboy | 8879 | 11 | 4.48 | Residential | Yes | Behind the Meter | Net-metered residential rooftop and canopy |  | None | Vivint Solar Developer, LLC | JCP&L | Accepted | 2020-09-28 | 2020-09-30 | 2021-10-30 | JINKO SOLAR | JKM320M-60HBL | Solar Panels |  | 0.32 | 10 | 145 | 22 |  | Fixed | Roof
NJSTRE1545638134 |  | Transition Incentive Program | South Amboy | 8879 | 11 | 4.48 | Residential | Yes | Behind the Meter | Net-metered residential rooftop and canopy |  | None | Vivint Solar Developer, LLC | JCP&L | Accepted | 2020-09-28 | 2020-09-30 | 2021-10-30 | JINKO SOLAR | JKM320M-60HBL | Solar Panels |  | 0.32 | 4 | 325 | 22 |  | Fixed | Roof
NJSTRE1545638160 |  | Transition Incentive Program | TOMS RIVER | 8755 | 18 | 5.76 | Residential | Yes | Behind the Meter | Net-metered residential rooftop and canopy |  | None | Vivint Solar Developer, LLC | JCP&L | Accepted | 2020-09-29 | 2020-09-30 | 2021-10-30 | Solar Edge | SE3800H-US | Inverters | 3800 |  | 1 |  |  | 0.992 |  | Outdoor | Near the Utility Meter
NJSTRE1545638160 |  | Transition Incentive Program | TOMS RIVER | 8755 | 18 | 5.76 | Residential | Yes | Behind the Meter | Net-metered residential rooftop and canopy |  | None | Vivint Solar Developer, LLC | JCP&L | Accepted | 2020-09-29 | 2020-09-30 | 2021-10-30 | JINKO SOLAR | JKM320M-60HBL | Solar Panels |  | 0.32 | 18 | 307 | 19 |  | Fixed | Roof
NJSTRE1545638170 |  | Transition Incentive Program | MONROE | 8831 | 11 | 9.48 | Residential | Yes | Behind the Meter | Net-metered residential rooftop and canopy |  | None | Sea Bright Solar, LLC | JCP&L | Accepted | 2020-09-28 | 2020-09-30 | 2021-10-30 | SUNPOWER | SPR-327-AC | Inverters | 320 |  | 29 |  |  | 0.96 |  | Outside | BENEATH ARRAY
NJSTRE1545638170 |  | Transition Incentive Program | MONROE | 8831 | 11 | 9.48 | Residential | Yes | Behind the Meter | Net-metered residential rooftop and canopy |  | None | Sea Bright Solar, LLC | JCP&L | Accepted | 2020-09-28 | 2020-09-30 | 2021-10-30 | SUNPOWER | SPR-327-AC | Solar Panels |  | 0.327 | 21 | 93 | 26 |  | Fixed | Roof | EAST
NJSTRE1545638170 |  | Transition Incentive Program | MONROE | 8831 | 11 | 9.48 | Residential | Yes | Behind the Meter | Net-metered residential rooftop and canopy |  | None | Sea Bright Solar, LLC | JCP&L | Accepted | 2020-09-28 | 2020-09-30 | 2021-10-30 | SUNPOWER | SPR-327-AC | Solar Panels |  | 0.327 | 8 | 183 | 40 |  | Fixed | Roof | SOUTH
NJSTRE1545638178 |  | Transition Incentive Program | WALL TOWNSHIP | 7719 | 17 | 5.53 | Residential | Yes | Behind the Meter | Net-metered residential rooftop and canopy |  | None | Vivint Solar Developer, LLC | JCP&L | Accepted | 2020-09-29 | 2020-09-30 | 2021-10-30 | Solar Edge | SE3800H-US | Inverters | 3800 |  | 1 |  |  | 0.992 |  | Outdoor | Near the Utility Meter
NJSTRE1545638178 |  | Transition Incentive Program | WALL TOWNSHIP | 7719 | 17 | 5.53 | Residential | Yes | Behind the Meter | Net-metered residential rooftop and canopy |  | None | Vivint Solar Developer, LLC | JCP&L | Accepted | 2020-09-29 | 2020-09-30 | 2021-10-30 | JINKO SOLAR | JKM325M-60HBL | Solar Panels |  | 0.325 | 7 | 6 | 23 |  | Fixed | Roof
NJSTRE1545638178 |  | Transition Incentive Program | WALL TOWNSHIP | 7719 | 17 | 5.53 | Residential | Yes | Behind the Meter | Net-metered residential rooftop and canopy |  | None | Vivint Solar Developer, LLC | JCP&L | Accepted | 2020-09-29 | 2020-09-30 | 2021-10-30 | JINKO SOLAR | JKM325M-60HBL | Solar Panels |  | 0.325 | 4 | 96 | 23 |  | Fixed | Roof
NJSTRE1545638178 |  | Transition Incentive Program | WALL TOWNSHIP | 7719 | 17 | 5.53 | Residential | Yes | Behind the Meter | Net-metered residential rooftop and canopy |  | None | Vivint Solar Developer, LLC | JCP&L | Accepted | 2020-09-29 | 2020-09-30 | 2021-10-30 | JINKO SOLAR | JKM325M-60HBL | Solar Panels |  | 0.325 | 6 | 276 | 23 |  | Fixed | Roof
NJSTRE1545638198 |  | Transition Incentive Program | PATERSON | 7514 | 6 | 4.48 | Residential | Yes | Behind the Meter | Net-metered residential rooftop and canopy |  | None | Trinity Solar | PSE&G | Accepted | 2020-09-28 | 2020-09-30 | 2021-10-30 | Solar Edge | SE3800H-US000BNC4 | Inverters | 3800 |  | 1 |  |  | 0.97 |  | Outdoor | side of home
NJSTRE1545638198 |  | Transition Incentive Program | PATERSON | 7514 | 6 | 4.48 | Residential | Yes | Behind the Meter | Net-metered residential rooftop and canopy |  | None | Trinity Solar | PSE&G | Accepted | 2020-09-28 | 2020-09-30 | 2021-10-30 | HANWHA | Q.PEAK DUO BLK-G5 320 | Solar Panels |  | 0.32 | 14 | 98 | 35 |  | Fixed | Roof
NJSTRE1545638199 |  | Transition Incentive Program | Egg Harbor Township | 8234 | 19 | 15.3 | Residential | No | Behind the Meter | Net-metered residential rooftop and canopy |  | None | Castle Energy, LLC | AC Electric | Accepted | 2020-09-28 | 2020-09-30 | 2021-10-30 | Enphase Energy | IQ7-60-2-US | Inverters | 240 |  | 45 |  |  | 0.967 |  | Outdoor | on the rooftop under each solar panel
NJSTRE1545638199 |  | Transition Incentive Program | Egg Harbor Township | 8234 | 19 | 15.3 | Residential | No | Behind the Meter | Net-metered residential rooftop and canopy |  | None | Castle Energy, LLC | AC Electric | Accepted | 2020-09-28 | 2020-09-30 | 2021-10-30 | Hanwha Q-Cells | Q.Peak DUO BLK-G6 340 | Solar Panels |  | 0.34 | 6 | 201 | 20 |  | Fixed | Roof
NJSTRE1545638199 |  | Transition Incentive Program | Egg Harbor Township | 8234 | 19 | 15.3 | Residential | No | Behind the Meter | Net-metered residential rooftop and canopy |  | None | Castle Energy, LLC | AC Electric | Accepted | 2020-09-28 | 2020-09-30 | 2021-10-30 | Hanwha Q-Cells | Q.Peak DUO BLK-G6 340 | Solar Panels |  | 0.34 | 8 | 201 | 25 |  | Fixed | Roof
NJSTRE1545638199 |  | Transition Incentive Program | Egg Harbor Township | 8234 | 19 | 15.3 | Residential | No | Behind the Meter | Net-metered residential rooftop and canopy |  | None | Castle Energy, LLC | AC Electric | Accepted | 2020-09-28 | 2020-09-30 | 2021-10-30 | Hanwha Q-Cells | Q.Peak DUO BLK-G6 340 | Solar Panels |  | 0.34 | 15 | 21 | 25 |  | Fixed | Roof
NJSTRE1545638199 |  | Transition Incentive Program | Egg Harbor Township | 8234 | 19 | 15.3 | Residential | No | Behind the Meter | Net-metered residential rooftop and canopy |  | None | Castle Energy, LLC | AC Electric | Accepted | 2020-09-28 | 2020-09-30 | 2021-10-30 | Hanwha Q-Cells | Q.Peak DUO BLK-G6 340 | Solar Panels |  | 0.34 | 16 | 201 | 25 |  | Fixed | Roof
NJSTRE1545638216 |  | Transition Incentive Program | Piscatway | 8854 | 11 | 15.19 | Residential | Yes | Behind the Meter | Net-metered residential rooftop and canopy |  | None | Bright Planet Solar | PSE&G | Accepted | 2020-09-28 | 2020-09-30 | 2021-10-30 | SOLAR EDGE | SE6000H-USRGM | Inverters | 6000 |  | 2 |  |  | 0.98 |  | Outdoor | OUTSIDE
NJSTRE1545638216 |  | Transition Incentive Program | Piscatway | 8854 | 11 | 15.19 | Residential | Yes | Behind the Meter | Net-metered residential rooftop and canopy |  | None | Bright Planet Solar | PSE&G | Accepted | 2020-09-28 | 2020-09-30 | 2021-10-30 | HANWHA Q-CELLS | Q.PEAK DUO BLK-G5 310W | Solar Panels |  | 0.31 | 36 | 144 | 22 |  | Fixed | Roof
NJSTRE1545638216 |  | Transition Incentive Program | Piscatway | 8854 | 11 | 15.19 | Residential | Yes | Behind the Meter | Net-metered residential rooftop and canopy |  | None | Bright Planet Solar | PSE&G | Accepted | 2020-09-28 | 2020-09-30 | 2021-10-30 | HANWHA Q-CELLS | Q.PEAK DUO BLK-G5 310W | Solar Panels |  | 0.31 | 13 | 324 | 22 |  | Fixed | Roof
NJSTRE1545638222 |  | Transition Incentive Program | Eastampton | 8060 | 13 | 10.2 | Residential | No | Behind the Meter | Net-metered residential rooftop and canopy |  | None | NJ Solar Power, LLC | PSE&G | Accepted | 2020-09-28 | 2020-09-30 | 2021-10-30 | solaredge | SE7600H-US energy hub | Inverters | 7600 |  | 1 |  |  | 0.99 |  | Outdoor | garage
NJSTRE1545638222 |  | Transition Incentive Program | Eastampton | 8060 | 13 | 10.2 | Residential | No | Behind the Meter | Net-metered residential rooftop and canopy |  | None | NJ Solar Power, LLC | PSE&G | Accepted | 2020-09-28 | 2020-09-30 | 2021-10-30 | solaredge | SE3000H-US | Inverters | 3000 |  | 1 |  |  | 0.99 |  | Outdoor | garage
NJSTRE1545638222 |  | Transition Incentive Program | Eastampton | 8060 | 13 | 10.2 | Residential | No | Behind the Meter | Net-metered residential rooftop and canopy |  | None | NJ Solar Power, LLC | PSE&G | Accepted | 2020-09-28 | 2020-09-30 | 2021-10-30 | panasonic | VBHN340SA17 | Solar Panels |  | 0.34 | 10 | 222 | 14 |  | Fixed | Roof
NJSTRE1545638222 |  | Transition Incentive Program | Eastampton | 8060 | 13 | 10.2 | Residential | No | Behind the Meter | Net-metered residential rooftop and canopy |  | None | NJ Solar Power, LLC | PSE&G | Accepted | 2020-09-28 | 2020-09-30 | 2021-10-30 | panasonic | Vbhn340sA17 | Solar Panels |  | 0.34 | 10 | 222 | 18 |  | Fixed | Pole
NJSTRE1545638222 |  | Transition Incentive Program | Eastampton | 8060 | 13 | 10.2 | Residential | No | Behind the Meter | Net-metered residential rooftop and canopy |  | None | NJ Solar Power, LLC | PSE&G | Accepted | 2020-09-28 | 2020-09-30 | 2021-10-30 | panasonic | VBHN340SA17 | Solar Panels |  | 0.34 | 10 | 132 | 14 |  | Fixed | Roof
NJSTRE1545638384 |  | Transition Incentive Program | Plainfield | 7063 | 10 | 12.92 | Residential | No | Behind the Meter | Net-metered residential rooftop and canopy |  | None | Castle Energy, LLC | PSE&G | Accepted | 2020-09-28 | 2020-10-08 | 2021-10-30 | Enphase Energy | IQ7-60-2-US | Inverters | 240 |  | 38 |  |  | 0.967 |  | Outdoor | on the rooftop under each solar module
NJSTRE1545638384 |  | Transition Incentive Program | Plainfield | 7063 | 10 | 12.92 | Residential | No | Behind the Meter | Net-metered residential rooftop and canopy |  | None | Castle Energy, LLC | PSE&G | Accepted | 2020-09-28 | 2020-10-08 | 2021-10-30 | Hanwha Q-Cells | Q.Peak DUO BLK-G6 340 | Solar Panels |  | 0.34 | 8 | 141 | 5 |  | Fixed | Roof
NJSTRE1545638384 |  | Transition Incentive Program | Plainfield | 7063 | 10 | 12.92 | Residential | No | Behind the Meter | Net-metered residential rooftop and canopy |  | None | Castle Energy, LLC | PSE&G | Accepted | 2020-09-28 | 2020-10-08 | 2021-10-30 | Hanwha Q-Cells | Q.Peak DUO BLK-G6 340 | Solar Panels |  | 0.34 | 7 | 50 | 45 |  | Fixed | Roof
NJSTRE1545638384 |  | Transition Incentive Program | Plainfield | 7063 | 10 | 12.92 | Residential | No | Behind the Meter | Net-metered residential rooftop and canopy |  | None | Castle Energy, LLC | PSE&G | Accepted | 2020-09-28 | 2020-10-08 | 2021-10-30 | Hanwha Q-Cells | Q.Peak DUO BLK-G6 340 | Solar Panels |  | 0.34 | 4 | 140 | 41 |  | Fixed | Roof
NJSTRE1545638384 |  | Transition Incentive Program | Plainfield | 7063 | 10 | 12.92 | Residential | No | Behind the Meter | Net-metered residential rooftop and canopy |  | None | Castle Energy, LLC | PSE&G | Accepted | 2020-09-28 | 2020-10-08 | 2021-10-30 | Hanwha Q-Cells | Q.Peak DUO BLK-G6 340 | Solar Panels |  | 0.34 | 19 | 230 | 45 |  | Fixed | Roof
NJSTRE1545638391 |  | Transition Incentive Program | Newark | 7107 | 9 | 9.6 | Residential | No | Behind the Meter | Net-metered residential rooftop and canopy |  | None | New Jersey Suntech | PSE&G | Accepted | 2020-09-28 | 2020-09-30 | 2021-10-30 | Solaredge | SE76000-US | Inverters | 7600 |  | 1 |  |  | 0.98 |  | Outside | Side of house
NJSTRE1545638391 |  | Transition Incentive Program | Newark | 7107 | 9 | 9.6 | Residential | No | Behind the Meter | Net-metered residential rooftop and canopy |  | None | New Jersey Suntech | PSE&G | Accepted | 2020-09-28 | 2020-09-30 | 2021-10-30 | Hanwha | Q.Peak Duo 320M | Solar Panels |  | 0.32 | 30 | 197 | 27 |  | Fixed | Roof
NJSTRE1545638419 |  | Transition Incentive Program | Perth Amboy | 8861 | 11 | 8.75 | Residential | Yes | Behind the Meter | Net-metered residential rooftop and canopy |  | None | Pro Custom Solar dba Momentum Solar | PSE&G | Accepted | 2020-09-28 | 2020-09-30 | 2021-10-30 | Enphase | IQ7Plus-72-2-US | Inverters | 290 |  | 25 |  |  | 0.97 |  | Outdoor | Roof
NJSTRE1545638419 |  | Transition Incentive Program | Perth Amboy | 8861 | 11 | 8.75 | Residential | Yes | Behind the Meter | Net-metered residential rooftop and canopy |  | None | Pro Custom Solar dba Momentum Solar | PSE&G | Accepted | 2020-09-28 | 2020-09-30 | 2021-10-30 | LG ELECTRONICS | LG 350N1C-V5 | Solar Panels |  | 0.35 | 5 | 107 | 18 |  | Fixed | Roof
NJSTRE1545638419 |  | Transition Incentive Program | Perth Amboy | 8861 | 11 | 8.75 | Residential | Yes | Behind the Meter | Net-metered residential rooftop and canopy |  | None | Pro Custom Solar dba Momentum Solar | PSE&G | Accepted | 2020-09-28 | 2020-09-30 | 2021-10-30 | LG ELECTRONICS | LG 350N1C-V5 | Solar Panels |  | 0.35 | 6 | 197 | 18 |  | Fixed | Roof
NJSTRE1545638419 |  | Transition Incentive Program | Perth Amboy | 8861 | 11 | 8.75 | Residential | Yes | Behind the Meter | Net-metered residential rooftop and canopy |  | None | Pro Custom Solar dba Momentum Solar | PSE&G | Accepted | 2020-09-28 | 2020-09-30 | 2021-10-30 | LG ELECTRONICS | LG 350N1C-V5 | Solar Panels |  | 0.35 | 5 | 287 | 19 |  | Fixed | Roof
NJSTRE1545638419 |  | Transition Incentive Program | Perth Amboy | 8861 | 11 | 8.75 | Residential | Yes | Behind the Meter | Net-metered residential rooftop and canopy |  | None | Pro Custom Solar dba Momentum Solar | PSE&G | Accepted | 2020-09-28 | 2020-09-30 | 2021-10-30 | LG ELECTRONICS | LG 350N1C-V5 | Solar Panels |  | 0.35 | 2 | 107 | 25 |  | Fixed | Roof
NJSTRE1545638419 |  | Transition Incentive Program | Perth Amboy | 8861 | 11 | 8.75 | Residential | Yes | Behind the Meter | Net-metered residential rooftop and canopy |  | None | Pro Custom Solar dba Momentum Solar | PSE&G | Accepted | 2020-09-28 | 2020-09-30 | 2021-10-30 | LG ELECTRONICS | LG 350N1C-V5 | Solar Panels |  | 0.35 | 4 | 287 | 25 |  | Fixed | Roof
NJSTRE1545638419 |  | Transition Incentive Program | Perth Amboy | 8861 | 11 | 8.75 | Residential | Yes | Behind the Meter | Net-metered residential rooftop and canopy |  | None | Pro Custom Solar dba Momentum Solar | PSE&G | Accepted | 2020-09-28 | 2020-09-30 | 2021-10-30 | LG ELECTRONICS | LG 350N1C-V5 | Solar Panels |  | 0.35 | 3 | 17 | 19 |  | Fixed | Roof
NJSTRE1545638439 |  | Transition Incentive Program | Pleasantville | 8232 | 19 | 18.5 | Residential | Yes | Behind the Meter | Net-metered residential rooftop and canopy |  | None | Bright Planet Solar | AC Electric | Accepted | 2020-09-28 | 2020-09-30 | 2021-10-30 | SOLAR EDGE | SE5000H-USRGM | Inverters | 5000 |  | 1 |  |  | 0.98 |  | Outdoor | OUTSIDE
NJSTRE1545638439 |  | Transition Incentive Program | Pleasantville | 8232 | 19 | 18.5 | Residential | Yes | Behind the Meter | Net-metered residential rooftop and canopy |  | None | Bright Planet Solar | AC Electric | Accepted | 2020-09-28 | 2020-09-30 | 2021-10-30 | SOLAR EDGE | SE10000H-USRGM | Inverters | 10000 |  | 1 |  |  | 0.98 |  | Outdoor | OUTSIDE
NJSTRE1545638439 |  | Transition Incentive Program | Pleasantville | 8232 | 19 | 18.5 | Residential | Yes | Behind the Meter | Net-metered residential rooftop and canopy |  | None | Bright Planet Solar | AC Electric | Accepted | 2020-09-28 | 2020-09-30 | 2021-10-30 | SUNPOWER | SPRX22-370 | Solar Panels |  | 0.37 | 16 | 278 | 30 |  | Fixed | Roof
NJSTRE1545638439 |  | Transition Incentive Program | Pleasantville | 8232 | 19 | 18.5 | Residential | Yes | Behind the Meter | Net-metered residential rooftop and canopy |  | None | Bright Planet Solar | AC Electric | Accepted | 2020-09-28 | 2020-09-30 | 2021-10-30 | SUNPOWER | SPRX22-370 | Solar Panels |  | 0.37 | 4 | 98 | 33 |  | Fixed | Roof
NJSTRE1545638439 |  | Transition Incentive Program | Pleasantville | 8232 | 19 | 18.5 | Residential | Yes | Behind the Meter | Net-metered residential rooftop and canopy |  | None | Bright Planet Solar | AC Electric | Accepted | 2020-09-28 | 2020-09-30 | 2021-10-30 | SUNPOWER | SPRX22-370 | Solar Panels |  | 0.37 | 4 | 278 | 30 |  | Fixed | Roof
NJSTRE1545638439 |  | Transition Incentive Program | Pleasantville | 8232 | 19 | 18.5 | Residential | Yes | Behind the Meter | Net-metered residential rooftop and canopy |  | None | Bright Planet Solar | AC Electric | Accepted | 2020-09-28 | 2020-09-30 | 2021-10-30 | SUNPOWER | SPRX22-370 | Solar Panels |  | 0.37 | 4 | 278 | 33 |  | Fixed | Roof
NJSTRE1545638439 |  | Transition Incentive Program | Pleasantville | 8232 | 19 | 18.5 | Residential | Yes | Behind the Meter | Net-metered residential rooftop and canopy |  | None | Bright Planet Solar | AC Electric | Accepted | 2020-09-28 | 2020-09-30 | 2021-10-30 | SUNPOWER | SPRX22-370 | Solar Panels |  | 0.37 | 22 | 98 | 30 |  | Fixed | Roof
NJSTRE1545638469 |  | Transition Incentive Program | Willingboro | 8046 | 13 | 9.8 | Residential | Yes | Behind the Meter | Net-metered residential rooftop and canopy |  | None | Pro Custom Solar dba Momentum Solar | PSE&G | Accepted | 2020-09-28 | 2020-09-30 | 2021-10-30 | Enphase | IQ7Plus-72-2-US | Inverters | 290 |  | 28 |  |  | 0.97 |  | Outdoor | Roof
NJSTRE1545638469 |  | Transition Incentive Program | Willingboro | 8046 | 13 | 9.8 | Residential | Yes | Behind the Meter | Net-metered residential rooftop and canopy |  | None | Pro Custom Solar dba Momentum Solar | PSE&G | Accepted | 2020-09-28 | 2020-09-30 | 2021-10-30 | LG ELECTRONICS | LG 350N1C-V5 | Solar Panels |  | 0.35 | 8 | 22 | 17 |  | Fixed | Roof
NJSTRE1545638469 |  | Transition Incentive Program | Willingboro | 8046 | 13 | 9.8 | Residential | Yes | Behind the Meter | Net-metered residential rooftop and canopy |  | None | Pro Custom Solar dba Momentum Solar | PSE&G | Accepted | 2020-09-28 | 2020-09-30 | 2021-10-30 | LG ELECTRONICS | LG 350N1C-V5 | Solar Panels |  | 0.35 | 6 | 112 | 27 |  | Fixed | Roof
NJSTRE1545638469 |  | Transition Incentive Program | Willingboro | 8046 | 13 | 9.8 | Residential | Yes | Behind the Meter | Net-metered residential rooftop and canopy |  | None | Pro Custom Solar dba Momentum Solar | PSE&G | Accepted | 2020-09-28 | 2020-09-30 | 2021-10-30 | LG ELECTRONICS | LG 350N1C-V5 | Solar Panels |  | 0.35 | 10 | 202 | 11 |  | Fixed | Roof
NJSTRE1545638469 |  | Transition Incentive Program | Willingboro | 8046 | 13 | 9.8 | Residential | Yes | Behind the Meter | Net-metered residential rooftop and canopy |  | None | Pro Custom Solar dba Momentum Solar | PSE&G | Accepted | 2020-09-28 | 2020-09-30 | 2021-10-30 | LG ELECTRONICS | LG 350N1C-V5 | Solar Panels |  | 0.35 | 4 | 202 | 17 |  | Fixed | Roof
NJSTRE1545638479 |  | Transition Incentive Program | Lindenwold | 8021 | 14 | 3.72 | Residential | Yes | Behind the Meter | Net-metered residential rooftop and canopy |  | None | Bright Planet Solar | AC Electric | Accepted | 2020-09-28 | 2020-09-30 | 2021-10-30 | SOLAR EDGE | SE3000H-USRGM | Inverters | 3000 |  | 1 |  |  | 0.98 |  | Outdoor | OUTSIDE
NJSTRE1545638479 |  | Transition Incentive Program | Lindenwold | 8021 | 14 | 3.72 | Residential | Yes | Behind the Meter | Net-metered residential rooftop and canopy |  | None | Bright Planet Solar | AC Electric | Accepted | 2020-09-28 | 2020-09-30 | 2021-10-30 | HANWHA Q-CELLS | Q.PEAK DUO BLK-G5 310W | Solar Panels |  | 0.31 | 12 | 204 | 22 |  | Fixed | Roof
NJSTRE1545638484 |  | Transition Incentive Program | Franklinville | 8322 | 15 | 8.4 | Residential | Yes | Behind the Meter | Net-metered residential rooftop and canopy |  | None | Pro Custom Solar dba Momentum Solar | AC Electric | Accepted | 2020-09-28 | 2020-09-30 | 2021-10-30 | Enphase | IQ7Plus-72-2-US | Inverters | 290 |  | 24 |  |  | 0.97 |  | Outdoor | Roof
NJSTRE1545638484 |  | Transition Incentive Program | Franklinville | 8322 | 15 | 8.4 | Residential | Yes | Behind the Meter | Net-metered residential rooftop and canopy |  | None | Pro Custom Solar dba Momentum Solar | AC Electric | Accepted | 2020-09-28 | 2020-09-30 | 2021-10-30 | LG ELECTRONICS | LG 350N1C-V5 | Solar Panels |  | 0.35 | 10 | 243 | 36 |  | Fixed | Roof
NJSTRE1545638484 |  | Transition Incentive Program | Franklinville | 8322 | 15 | 8.4 | Residential | Yes | Behind the Meter | Net-metered residential rooftop and canopy |  | None | Pro Custom Solar dba Momentum Solar | AC Electric | Accepted | 2020-09-28 | 2020-09-30 | 2021-10-30 | LG ELECTRONICS | LG 350N1C-V5 | Solar Panels |  | 0.35 | 14 | 153 | 36 |  | Fixed | Roof
NJSTRE1545638505 |  | Transition Incentive Program | Washington TWP | 8080 | 15 | 15.12 | Residential | Yes | Behind the Meter | Net-metered residential rooftop and canopy |  | None | Freedom Forever New Jersey, LLC | AC Electric | Accepted | 2020-09-30 | 2020-10-02 | 2021-10-30 | Solar Edge | SE10000H-US [SI1] RGM | Inverters | 42 |  | 1 |  |  | 0.99 |  | Outdoor | N/A
NJSTRE1545638505 |  | Transition Incentive Program | Washington TWP | 8080 | 15 | 15.12 | Residential | Yes | Behind the Meter | Net-metered residential rooftop and canopy |  | None | Freedom Forever New Jersey, LLC | AC Electric | Accepted | 2020-09-30 | 2020-10-02 | 2021-10-30 | Solar Edge | SE3000H-US [SI1] RGM | Inverters | 12.5 |  | 1 |  |  | 0.99 |  | Outdoor | N/A
NJSTRE1545638505 |  | Transition Incentive Program | Washington TWP | 8080 | 15 | 15.12 | Residential | Yes | Behind the Meter | Net-metered residential rooftop and canopy |  | None | Freedom Forever New Jersey, LLC | AC Electric | Accepted | 2020-09-30 | 2020-10-02 | 2021-10-30 | Longi | LR6-60HPB-315M | Solar Panels |  | 0.315 | 7 | 41 | 20 |  | Fixed | Roof | Roof
NJSTRE1545638505 |  | Transition Incentive Program | Washington TWP | 8080 | 15 | 15.12 | Residential | Yes | Behind the Meter | Net-metered residential rooftop and canopy |  | None | Freedom Forever New Jersey, LLC | AC Electric | Accepted | 2020-09-30 | 2020-10-02 | 2021-10-30 | Longi | LR6-60HPB-315M | Solar Panels |  | 0.315 | 3 | 131 | 20 |  | Fixed | Roof | Roof
NJSTRE1545638505 |  | Transition Incentive Program | Washington TWP | 8080 | 15 | 15.12 | Residential | Yes | Behind the Meter | Net-metered residential rooftop and canopy |  | None | Freedom Forever New Jersey, LLC | AC Electric | Accepted | 2020-09-30 | 2020-10-02 | 2021-10-30 | Longi | LR6-60HPB-315M | Solar Panels |  | 0.315 | 9 | 222 | 20 |  | Fixed | Roof | Roof
NJSTRE1545638505 |  | Transition Incentive Program | Washington TWP | 8080 | 15 | 15.12 | Residential | Yes | Behind the Meter | Net-metered residential rooftop and canopy |  | None | Freedom Forever New Jersey, LLC | AC Electric | Accepted | 2020-09-30 | 2020-10-02 | 2021-10-30 | Longi | LR6-60HPB-315M | Solar Panels |  | 0.315 | 16 | 220 | 20 |  | Fixed | Roof | Roof
NJSTRE1545638505 |  | Transition Incentive Program | Washington TWP | 8080 | 15 | 15.12 | Residential | Yes | Behind the Meter | Net-metered residential rooftop and canopy |  | None | Freedom Forever New Jersey, LLC | AC Electric | Accepted | 2020-09-30 | 2020-10-02 | 2021-10-30 | Longi | LR6-60HPB-315M | Solar Panels |  | 0.315 | 2 | 41 | 20 |  | Fixed | Roof | Roof
NJSTRE1545638505 |  | Transition Incentive Program | Washington TWP | 8080 | 15 | 15.12 | Residential | Yes | Behind the Meter | Net-metered residential rooftop and canopy |  | None | Freedom Forever New Jersey, LLC | AC Electric | Accepted | 2020-09-30 | 2020-10-02 | 2021-10-30 | Longi | LR6-60HPB-315M | Solar Panels |  | 0.315 | 11 | 40 | 20 |  | Fixed | Roof | Roof
NJSTRE1545638526 |  | Transition Incentive Program | Piscatway Twp | 8854 | 11 | 9.61 | Residential | Yes | Behind the Meter | Net-metered residential rooftop and canopy |  | None | Bright Planet Solar | PSE&G | Accepted | 2020-09-28 | 2020-09-30 | 2021-10-30 | SOLAR EDGE | SE7600H-USRGM | Inverters | 7600 |  | 1 |  |  | 0.98 |  | Outdoor | OUTSIDE
NJSTRE1545638526 |  | Transition Incentive Program | Piscatway Twp | 8854 | 11 | 9.61 | Residential | Yes | Behind the Meter | Net-metered residential rooftop and canopy |  | None | Bright Planet Solar | PSE&G | Accepted | 2020-09-28 | 2020-09-30 | 2021-10-30 | HANWHA Q-CELLS | Q.PEAK DUO BLK-G5 310W | Solar Panels |  | 0.31 | 2 | 167 | 22 |  | Fixed | Roof
NJSTRE1545638526 |  | Transition Incentive Program | Piscatway Twp | 8854 | 11 | 9.61 | Residential | Yes | Behind the Meter | Net-metered residential rooftop and canopy |  | None | Bright Planet Solar | PSE&G | Accepted | 2020-09-28 | 2020-09-30 | 2021-10-30 | HANWHA Q-CELLS | Q.PEAK DUO BLK-G5 310W | Solar Panels |  | 0.31 | 13 | 77 | 26 |  | Fixed | Roof
NJSTRE1545638526 |  | Transition Incentive Program | Piscatway Twp | 8854 | 11 | 9.61 | Residential | Yes | Behind the Meter | Net-metered residential rooftop and canopy |  | None | Bright Planet Solar | PSE&G | Accepted | 2020-09-28 | 2020-09-30 | 2021-10-30 | HANWHA Q-CELLS | Q.PEAK DUO BLK-G5 310W | Solar Panels |  | 0.31 | 16 | 257 | 26 |  | Fixed | Roof
NJSTRE1545638534 |  | Transition Incentive Program | North Brunswick Township | 8902 | 11 | 12.6 | Residential | Yes | Behind the Meter | Net-metered residential rooftop and canopy |  | None | Pro Custom Solar dba Momentum Solar | PSE&G | Accepted | 2020-09-28 | 2020-09-30 | 2021-10-30 | Enphase | IQ7Plus-72-2-US | Inverters | 290 |  | 36 |  |  | 0.97 |  | Outdoor | Roof
NJSTRE1545638534 |  | Transition Incentive Program | North Brunswick Township | 8902 | 11 | 12.6 | Residential | Yes | Behind the Meter | Net-metered residential rooftop and canopy |  | None | Pro Custom Solar dba Momentum Solar | PSE&G | Accepted | 2020-09-28 | 2020-09-30 | 2021-10-30 | LG ELECTRONICS | LG 350N1C-V5 | Solar Panels |  | 0.35 | 9 | 274 | 45 |  | Fixed | Roof
NJSTRE1545638534 |  | Transition Incentive Program | North Brunswick Township | 8902 | 11 | 12.6 | Residential | Yes | Behind the Meter | Net-metered residential rooftop and canopy |  | None | Pro Custom Solar dba Momentum Solar | PSE&G | Accepted | 2020-09-28 | 2020-09-30 | 2021-10-30 | LG ELECTRONICS | LG 350N1C-V5 | Solar Panels |  | 0.35 | 27 | 184 | 30 |  | Fixed | Roof
NJSTRE1545638541 |  | Transition Incentive Program | Wayne TWP | 7470 | 6 | 8.06 | Residential | Yes | Behind the Meter | Net-metered residential rooftop and canopy |  | None | Freedom Forever New Jersey, LLC | PSE&G | Accepted | 2020-10-02 | 2020-10-05 | 2021-10-30 | Solar Edge | SE7600H-US [SI1] RGM | Inverters | 32 |  | 1 |  |  | 0.99 |  | Outdoor | N/A
NJSTRE1545638541 |  | Transition Incentive Program | Wayne TWP | 7470 | 6 | 8.06 | Residential | Yes | Behind the Meter | Net-metered residential rooftop and canopy |  | None | Freedom Forever New Jersey, LLC | PSE&G | Accepted | 2020-10-02 | 2020-10-05 | 2021-10-30 | Rec Solar | REC310TP2M | Solar Panels |  | 0.31 | 10 | 185 | 18 |  | Fixed | Roof | Roof
NJSTRE1545638541 |  | Transition Incentive Program | Wayne TWP | 7470 | 6 | 8.06 | Residential | Yes | Behind the Meter | Net-metered residential rooftop and canopy |  | None | Freedom Forever New Jersey, LLC | PSE&G | Accepted | 2020-10-02 | 2020-10-05 | 2021-10-30 | Rec Solar | REC310TP2M | Solar Panels |  | 0.31 | 4 | 95 | 24 |  | Fixed | Roof | Roof
NJSTRE1545638541 |  | Transition Incentive Program | Wayne TWP | 7470 | 6 | 8.06 | Residential | Yes | Behind the Meter | Net-metered residential rooftop and canopy |  | None | Freedom Forever New Jersey, LLC | PSE&G | Accepted | 2020-10-02 | 2020-10-05 | 2021-10-30 | Rec Solar | REC310TP2M | Solar Panels |  | 0.31 | 4 | 275 | 23 |  | Fixed | Roof | Roof
NJSTRE1545638541 |  | Transition Incentive Program | Wayne TWP | 7470 | 6 | 8.06 | Residential | Yes | Behind the Meter | Net-metered residential rooftop and canopy |  | None | Freedom Forever New Jersey, LLC | PSE&G | Accepted | 2020-10-02 | 2020-10-05 | 2021-10-30 | Rec Solar | REC310TP2M | Solar Panels |  | 0.31 | 8 | 5 | 38 |  | Fixed | Roof | Roof
NJSTRE1545638552 |  | Transition Incentive Program | Willingboro | 8046 | 13 | 7 | Residential | Yes | Behind the Meter | Net-metered residential rooftop and canopy |  | None | Pro Custom Solar dba Momentum Solar | PSE&G | Accepted | 2020-09-28 | 2020-09-30 | 2021-10-30 | Enphase | IQ7Plus-72-2-US | Inverters | 290 |  | 20 |  |  | 0.97 |  | Outdoor | Roof
NJSTRE1545638552 |  | Transition Incentive Program | Willingboro | 8046 | 13 | 7 | Residential | Yes | Behind the Meter | Net-metered residential rooftop and canopy |  | None | Pro Custom Solar dba Momentum Solar | PSE&G | Accepted | 2020-09-28 | 2020-09-30 | 2021-10-30 | LG ELECTRONICS | LG 350N1C-V5 | Solar Panels |  | 0.35 | 3 | 186 | 28 |  | Fixed | Roof
NJSTRE1545638552 |  | Transition Incentive Program | Willingboro | 8046 | 13 | 7 | Residential | Yes | Behind the Meter | Net-metered residential rooftop and canopy |  | None | Pro Custom Solar dba Momentum Solar | PSE&G | Accepted | 2020-09-28 | 2020-09-30 | 2021-10-30 | LG ELECTRONICS | LG 350N1C-V5 | Solar Panels |  | 0.35 | 5 | 276 | 29 |  | Fixed | Roof
NJSTRE1545638552 |  | Transition Incentive Program | Willingboro | 8046 | 13 | 7 | Residential | Yes | Behind the Meter | Net-metered residential rooftop and canopy |  | None | Pro Custom Solar dba Momentum Solar | PSE&G | Accepted | 2020-09-28 | 2020-09-30 | 2021-10-30 | LG ELECTRONICS | LG 350N1C-V5 | Solar Panels |  | 0.35 | 9 | 186 | 20 |  | Fixed | Roof
NJSTRE1545638552 |  | Transition Incentive Program | Willingboro | 8046 | 13 | 7 | Residential | Yes | Behind the Meter | Net-metered residential rooftop and canopy |  | None | Pro Custom Solar dba Momentum Solar | PSE&G | Accepted | 2020-09-28 | 2020-09-30 | 2021-10-30 | LG ELECTRONICS | LG 350N1C-V5 | Solar Panels |  | 0.35 | 3 | 96 | 29 |  | Fixed | Roof
NJSTRE1545638559 |  | Transition Incentive Program | Howell | 7731 | 17 | 8.99 | Residential | No | Behind the Meter | Net-metered residential rooftop and canopy |  | None | Freedom Forever New Jersey, LLC | JCP&L | Accepted | 2020-10-05 | 2020-10-06 | 2021-10-30 | Solar Edge | SE7600H-US [SI1] | Inverters | 25 |  | 1 |  |  | 0.99 |  | Outdoor | N/A
NJSTRE1545638559 |  | Transition Incentive Program | Howell | 7731 | 17 | 8.99 | Residential | No | Behind the Meter | Net-metered residential rooftop and canopy |  | None | Freedom Forever New Jersey, LLC | JCP&L | Accepted | 2020-10-05 | 2020-10-06 | 2021-10-30 | Rec Solar | REC310TP2M | Solar Panels |  | 0.31 | 2 | 334 | 19 |  | Fixed | Roof | Roof
NJSTRE1545638559 |  | Transition Incentive Program | Howell | 7731 | 17 | 8.99 | Residential | No | Behind the Meter | Net-metered residential rooftop and canopy |  | None | Freedom Forever New Jersey, LLC | JCP&L | Accepted | 2020-10-05 | 2020-10-06 | 2021-10-30 | Rec Solar | REC310TP2M | Solar Panels |  | 0.31 | 11 | 154 | 19 |  | Fixed | Roof | Roof
NJSTRE1545638559 |  | Transition Incentive Program | Howell | 7731 | 17 | 8.99 | Residential | No | Behind the Meter | Net-metered residential rooftop and canopy |  | None | Freedom Forever New Jersey, LLC | JCP&L | Accepted | 2020-10-05 | 2020-10-06 | 2021-10-30 | Rec Solar | REC310TP2M | Solar Panels |  | 0.31 | 6 | 154 | 19 |  | Fixed | Roof | Roof
NJSTRE1545638559 |  | Transition Incentive Program | Howell | 7731 | 17 | 8.99 | Residential | No | Behind the Meter | Net-metered residential rooftop and canopy |  | None | Freedom Forever New Jersey, LLC | JCP&L | Accepted | 2020-10-05 | 2020-10-06 | 2021-10-30 | Rec Solar | REC310TP2M | Solar Panels |  | 0.31 | 2 | 154 | 19 |  | Fixed | Roof | Roof
NJSTRE1545638559 |  | Transition Incentive Program | Howell | 7731 | 17 | 8.99 | Residential | No | Behind the Meter | Net-metered residential rooftop and canopy |  | None | Freedom Forever New Jersey, LLC | JCP&L | Accepted | 2020-10-05 | 2020-10-06 | 2021-10-30 | Rec Solar | REC310TP2M | Solar Panels |  | 0.31 | 8 | 334 | 19 |  | Fixed | Roof | Roof
NJSTRE1545638572 |  | Transition Incentive Program | Bridgewater | 8807 | 5 | 18.76 | Residential | No | Behind the Meter | Net-metered residential rooftop and canopy |  | None | NJ Solar Power, LLC | PSE&G | Accepted | 2020-09-28 | 2020-09-30 | 2021-10-30 | solaredge | SE7600H-US | Inverters | 15200 |  | 2 |  |  | 0.99 |  | Outdoor | garage
NJSTRE1545638572 |  | Transition Incentive Program | Bridgewater | 8807 | 5 | 18.76 | Residential | No | Behind the Meter | Net-metered residential rooftop and canopy |  | None | NJ Solar Power, LLC | PSE&G | Accepted | 2020-09-28 | 2020-09-30 | 2021-10-30 | LG | LG 335N1K-V5 | Solar Panels |  | 0.335 | 18 | 87 | 34 |  | Fixed | Roof
NJSTRE1545638572 |  | Transition Incentive Program | Bridgewater | 8807 | 5 | 18.76 | Residential | No | Behind the Meter | Net-metered residential rooftop and canopy |  | None | NJ Solar Power, LLC | PSE&G | Accepted | 2020-09-28 | 2020-09-30 | 2021-10-30 | LG | LG 335N1K-V5 | Solar Panels |  | 0.335 | 5 | 177 | 34 |  | Fixed | Roof
NJSTRE1545638572 |  | Transition Incentive Program | Bridgewater | 8807 | 5 | 18.76 | Residential | No | Behind the Meter | Net-metered residential rooftop and canopy |  | None | NJ Solar Power, LLC | PSE&G | Accepted | 2020-09-28 | 2020-09-30 | 2021-10-30 | LG | LG335N1K-V5 | Solar Panels |  | 0.335 | 17 | 267 | 34 |  | Fixed | Roof
NJSTRE1545638572 |  | Transition Incentive Program | Bridgewater | 8807 | 5 | 18.76 | Residential | No | Behind the Meter | Net-metered residential rooftop and canopy |  | None | NJ Solar Power, LLC | PSE&G | Accepted | 2020-09-28 | 2020-09-30 | 2021-10-30 | LG | LG 335N1K-V5 | Solar Panels |  | 0.335 | 4 | 87 | 34 |  | Fixed | Roof
NJSTRE1545638572 |  | Transition Incentive Program | Bridgewater | 8807 | 5 | 18.76 | Residential | No | Behind the Meter | Net-metered residential rooftop and canopy |  | None | NJ Solar Power, LLC | PSE&G | Accepted | 2020-09-28 | 2020-09-30 | 2021-10-30 | LG | LG 335N1K-V5 | Solar Panels |  | 0.335 | 12 | 267 | 34 |  | Fixed | Roof
NJSTRE1545638575 |  | Transition Incentive Program | Brick | 8724 | 18 | 6.09 | Residential | No | Behind the Meter | Net-metered residential rooftop and canopy |  | None | Freedom Forever New Jersey, LLC | JCP&L | Accepted | 2020-10-23 | 2020-10-23 | 2021-10-30 | Solar Edge | SE6000H-USRGM [SI1] | Inverters | 25 |  | 1 |  |  | 0.99 |  | Outdoor | N/A
NJSTRE1545638575 |  | Transition Incentive Program | Brick | 8724 | 18 | 6.09 | Residential | No | Behind the Meter | Net-metered residential rooftop and canopy |  | None | Freedom Forever New Jersey, LLC | JCP&L | Accepted | 2020-10-23 | 2020-10-23 | 2021-10-30 | Hanwha Qcell | Q.PLUS BFR-G4.1- 290 | Solar Panels |  | 0.29 | 21 | 195 | 20 |  | Fixed | Roof | Roof
NJSTRE1545641226 |  | Transition Incentive Program | Burlington | 8016 | 13 | 12.3 | Residential | No | Behind the Meter | Net-metered residential rooftop and canopy |  | None | SunPower Corporation, Systems | PSE&G | Accepted | 2020-09-29 | 2020-10-01 | 2021-10-30 | SunPower | SPR-A410-G-AC | Inverters | 349 |  | 30 |  |  | 0.97 |  | Other | under each panel
NJSTRE1545641226 |  | Transition Incentive Program | Burlington | 8016 | 13 | 12.3 | Residential | No | Behind the Meter | Net-metered residential rooftop and canopy |  | None | SunPower Corporation, Systems | PSE&G | Accepted | 2020-09-29 | 2020-10-01 | 2021-10-30 | SunPower | SPR-A410-G-AC | Solar Panels |  | 0.41 | 21 | 247 | 33 |  | Fixed | Roof
NJSTRE1545641226 |  | Transition Incentive Program | Burlington | 8016 | 13 | 12.3 | Residential | No | Behind the Meter | Net-metered residential rooftop and canopy |  | None | SunPower Corporation, Systems | PSE&G | Accepted | 2020-09-29 | 2020-10-01 | 2021-10-30 | SunPower | SPR-A410-G-AC | Solar Panels |  | 0.41 | 9 | 247 | 33 |  | Fixed | Roof
NJSTRE1545641228 |  | Transition Incentive Program | NORTH PLAINFIELD BORO | 7063 | 10 | 6.93 | Residential | No | Behind the Meter | Net-metered residential rooftop and canopy |  | None | Suntuity Solar LLC | PSE&G | Accepted | 2020-09-29 | 2020-09-30 | 2021-10-30 | Enphase Energy | IQ7-60-2-US | Inverters | 240 |  | 22 |  |  | 0.97 |  | Outdoor | Behind the PV Modules
NJSTRE1545641228 |  | Transition Incentive Program | NORTH PLAINFIELD BORO | 7063 | 10 | 6.93 | Residential | No | Behind the Meter | Net-metered residential rooftop and canopy |  | None | Suntuity Solar LLC | PSE&G | Accepted | 2020-09-29 | 2020-09-30 | 2021-10-30 | Longi | LR6-60HPB-315M | Solar Panels |  | 0.315 | 16 | 141 | 14 |  | Fixed | Roof
NJSTRE1545641228 |  | Transition Incentive Program | NORTH PLAINFIELD BORO | 7063 | 10 | 6.93 | Residential | No | Behind the Meter | Net-metered residential rooftop and canopy |  | None | Suntuity Solar LLC | PSE&G | Accepted | 2020-09-29 | 2020-09-30 | 2021-10-30 | Longi | LR6-60HPB-315M | Solar Panels |  | 0.315 | 6 | 321 | 34 |  | Fixed | Roof
NJSTRE1545641229 |  | Transition Incentive Program | WILLIAMSTOWN | 8094 | 15 | 10.08 | Residential | No | Behind the Meter | Net-metered residential rooftop and canopy |  | None | Suntuity Solar LLC | AC Electric | Accepted | 2020-09-29 | 2020-09-30 | 2021-10-30 | Enphase Energy | IQ7-60-2-US | Inverters | 240 |  | 32 |  |  | 0.97 |  | Outdoor | Behind the PV Modules
NJSTRE1545641229 |  | Transition Incentive Program | WILLIAMSTOWN | 8094 | 15 | 10.08 | Residential | No | Behind the Meter | Net-metered residential rooftop and canopy |  | None | Suntuity Solar LLC | AC Electric | Accepted | 2020-09-29 | 2020-09-30 | 2021-10-30 | Longi | LR6-60HPB-315M | Solar Panels |  | 0.315 | 9 | 282 | 30 |  | Fixed | Roof
NJSTRE1545641229 |  | Transition Incentive Program | WILLIAMSTOWN | 8094 | 15 | 10.08 | Residential | No | Behind the Meter | Net-metered residential rooftop and canopy |  | None | Suntuity Solar LLC | AC Electric | Accepted | 2020-09-29 | 2020-09-30 | 2021-10-30 | Longi | LR6-60HPB-315M | Solar Panels |  | 0.315 | 3 | 102 | 36 |  | Fixed | Roof
NJSTRE1545641229 |  | Transition Incentive Program | WILLIAMSTOWN | 8094 | 15 | 10.08 | Residential | No | Behind the Meter | Net-metered residential rooftop and canopy |  | None | Suntuity Solar LLC | AC Electric | Accepted | 2020-09-29 | 2020-09-30 | 2021-10-30 | Longi | LR6-60HPB-315M | Solar Panels |  | 0.315 | 20 | 102 | 29 |  | Fixed | Pole
NJSTRE1545641230 |  | Transition Incentive Program | VINELAND | 8360 | 20 | 11.03 | Residential | No | Behind the Meter | Net-metered residential rooftop and canopy |  | None | Suntuity Solar LLC | Vineland Muni Electric | Accepted | 2020-09-30 | 2020-09-30 | 2021-10-30 | Enphase Energy | IQ7-60-2-US | Inverters | 240 |  | 35 |  |  | 0.97 |  | Outdoor | Behind the PV Modules
NJSTRE1545641230 |  | Transition Incentive Program | VINELAND | 8360 | 20 | 11.03 | Residential | No | Behind the Meter | Net-metered residential rooftop and canopy |  | None | Suntuity Solar LLC | Vineland Muni Electric | Accepted | 2020-09-30 | 2020-09-30 | 2021-10-30 | Longi | LR6-60HPB-315M | Solar Panels |  | 0.315 | 11 | 273 | 25 |  | Fixed | Roof
NJSTRE1545641230 |  | Transition Incentive Program | VINELAND | 8360 | 20 | 11.03 | Residential | No | Behind the Meter | Net-metered residential rooftop and canopy |  | None | Suntuity Solar LLC | Vineland Muni Electric | Accepted | 2020-09-30 | 2020-09-30 | 2021-10-30 | Longi | LR6-60HPB-315M | Solar Panels |  | 0.315 | 24 | 93 | 25 |  | Fixed | Roof
NJSTRE1545641231 |  | Transition Incentive Program | BELLMAWR | 8031 | 14 | 7.56 | Residential | No | Behind the Meter | Net-metered residential rooftop and canopy |  | None | Suntuity Solar LLC | PSE&G | Accepted | 2020-09-29 | 2020-10-01 | 2021-10-30 | Enphase Energy | IQ7-60-2-US | Inverters | 240 |  | 24 |  |  | 0.97 |  | Outdoor | Behind the PV Modules
NJSTRE1545641231 |  | Transition Incentive Program | BELLMAWR | 8031 | 14 | 7.56 | Residential | No | Behind the Meter | Net-metered residential rooftop and canopy |  | None | Suntuity Solar LLC | PSE&G | Accepted | 2020-09-29 | 2020-10-01 | 2021-10-30 | Longi | LR6-60HPB-315M | Solar Panels |  | 0.315 | 24 | 158 | 22 |  | Fixed | Roof
NJSTRE1545641232 |  | Transition Incentive Program | Buena | 8310 | 19 | 8.51 | Residential | No | Behind the Meter | Net-metered residential rooftop and canopy |  | None | Suntuity Solar LLC | AC Electric | Accepted | 2020-09-29 | 2020-10-01 | 2021-10-30 | Enphase Energy | IQ7-60-2-US | Inverters | 240 |  | 27 |  |  | 0.97 |  | Outdoor | Behind the PV Modules
NJSTRE1545641232 |  | Transition Incentive Program | Buena | 8310 | 19 | 8.51 | Residential | No | Behind the Meter | Net-metered residential rooftop and canopy |  | None | Suntuity Solar LLC | AC Electric | Accepted | 2020-09-29 | 2020-10-01 | 2021-10-30 | Longi | LR6-60HPB-315M | Solar Panels |  | 0.315 | 6 | 334 | 23 |  | Fixed | Roof
NJSTRE1545641232 |  | Transition Incentive Program | Buena | 8310 | 19 | 8.51 | Residential | No | Behind the Meter | Net-metered residential rooftop and canopy |  | None | Suntuity Solar LLC | AC Electric | Accepted | 2020-09-29 | 2020-10-01 | 2021-10-30 | Longi | LR6-60HPB-315M | Solar Panels |  | 0.315 | 21 | 154 | 23 |  | Fixed | Roof
NJSTRE1545641251 |  | Transition Incentive Program | FAIR LAWN | 7410 | 7 | 6.83 | Residential | No | Behind the Meter | Net-metered residential rooftop and canopy |  | None | Infinity Solar Systems | PSE&G | Accepted | 2020-09-29 | 2020-10-01 | 2021-10-30 | ENPHASE | IQ7-60-X-US | Inverters | 240 |  | 21 |  |  | 0.97 |  | Outside | MICROINVERTERS
NJSTRE1545641251 |  | Transition Incentive Program | FAIR LAWN | 7410 | 7 | 6.83 | Residential | No | Behind the Meter | Net-metered residential rooftop and canopy |  | None | Infinity Solar Systems | PSE&G | Accepted | 2020-09-29 | 2020-10-01 | 2021-10-30 | CANADIAN SOLAR | CS1H-325-MS | Solar Panels |  | 0.325 | 12 | 252 | 20 |  | Fixed | Roof
NJSTRE1545641251 |  | Transition Incentive Program | FAIR LAWN | 7410 | 7 | 6.83 | Residential | No | Behind the Meter | Net-metered residential rooftop and canopy |  | None | Infinity Solar Systems | PSE&G | Accepted | 2020-09-29 | 2020-10-01 | 2021-10-30 | CANADIAN SOLAR | CS1H-325-MS | Solar Panels |  | 0.325 | 6 | 162 | 20 |  | Fixed | Roof
NJSTRE1545641251 |  | Transition Incentive Program | FAIR LAWN | 7410 | 7 | 6.83 | Residential | No | Behind the Meter | Net-metered residential rooftop and canopy |  | None | Infinity Solar Systems | PSE&G | Accepted | 2020-09-29 | 2020-10-01 | 2021-10-30 | CANADIAN SOLAR | CS1H-325-MS | Solar Panels |  | 0.325 | 3 | 75 | 20 |  | Fixed | Roof
NJSTRE1545641261 |  | Transition Incentive Program | Haddonfield | 8033 | 14 | 5.44 | Commercial | No | Behind the Meter | Net-metered non-residential rooftop and canopy |  | None | Solar Mite Solutions LLC | PSE&G | Accepted | 2020-09-29 | 2020-10-05 | 2021-10-30 | Solar Edge | SE5000H-US RGM | Inverters | 5000 |  | 1 |  |  | 0.98 |  | Indoor | In basement next to meter
NJSTRE1545641261 |  | Transition Incentive Program | Haddonfield | 8033 | 14 | 5.44 | Commercial | No | Behind the Meter | Net-metered non-residential rooftop and canopy |  | None | Solar Mite Solutions LLC | PSE&G | Accepted | 2020-09-29 | 2020-10-05 | 2021-10-30 | Hanwha | QPeak Duo Blk-G6 340 | Solar Panels |  | 0.34 | 16 | 136 | 0 |  | Fixed | Roof
NJSTRE1545641262 |  | Transition Incentive Program | Mount Royal | 8061 | 15 | 7.26 | Residential | No | Behind the Meter | Net-metered residential rooftop and canopy |  | None | Posigen NJ LLC | AC Electric | Accepted | 2020-09-29 | 2020-10-01 | 2021-10-30 | SolarEdge | SE7600H-US | Inverters | 7600 |  | 1 |  |  | 0.99 |  | Outside | within ten feet of meter
NJSTRE1545641262 |  | Transition Incentive Program | Mount Royal | 8061 | 15 | 7.26 | Residential | No | Behind the Meter | Net-metered residential rooftop and canopy |  | None | Posigen NJ LLC | AC Electric | Accepted | 2020-09-29 | 2020-10-01 | 2021-10-30 | Silfab | SIL330HL | Solar Panels |  | 0.33 | 22 | 230 | 32 |  | Fixed | Roof
NJSTRE1545641270 |  | Transition Incentive Program | Egg Harbor | 8215 | 19 | 7.26 | Residential | No | Behind the Meter | Net-metered residential rooftop and canopy |  | None | Posigen NJ LLC | AC Electric | Accepted | 2020-09-29 | 2020-10-01 | 2021-10-30 | SolarEdge | SE7600H-US | Inverters | 7600 |  | 1 |  |  | 0.99 |  | Outside | within ten feet of meter
NJSTRE1545641270 |  | Transition Incentive Program | Egg Harbor | 8215 | 19 | 7.26 | Residential | No | Behind the Meter | Net-metered residential rooftop and canopy |  | None | Posigen NJ LLC | AC Electric | Accepted | 2020-09-29 | 2020-10-01 | 2021-10-30 | Silfab | SIL330HL | Solar Panels |  | 0.33 | 22 | 132 | 36 |  | Fixed | Roof
NJSTRE1545641279 |  | Transition Incentive Program | Haddonfield | 8033 | 14 | 4.08 | Residential | No | Behind the Meter | Net-metered residential rooftop and canopy |  | None | Solar Mite Solutions LLC | PSE&G | Accepted | 2020-09-29 | 2020-10-05 | 2021-10-30 | Solar Edge | SE3800H-US RGM | Inverters | 3800 |  | 1 |  |  | 0.98 |  | Indoor | basement next to meter
NJSTRE1545641279 |  | Transition Incentive Program | Haddonfield | 8033 | 14 | 4.08 | Residential | No | Behind the Meter | Net-metered residential rooftop and canopy |  | None | Solar Mite Solutions LLC | PSE&G | Accepted | 2020-09-29 | 2020-10-05 | 2021-10-30 | Hanwha | QPeak Duo Blk-G6 340 | Solar Panels |  | 0.34 | 12 | 136 | 0 |  | Fixed | Roof
NJSTRE1545641304 |  | Transition Incentive Program | Florence Twp | 8505 | 13 | 17 | Residential | No | Behind the Meter | Net-metered residential rooftop and canopy |  | None | Green Power energy | PSE&G | Accepted | 2020-09-29 | 2020-10-01 | 2021-10-30 | Enphase Energy | IQ7PLUS-72-2-US | Inverters | 290 |  | 50 |  |  | 0.975 |  | Outside | next to meter
NJSTRE1545641304 |  | Transition Incentive Program | Florence Twp | 8505 | 13 | 17 | Residential | No | Behind the Meter | Net-metered residential rooftop and canopy |  | None | Green Power energy | PSE&G | Accepted | 2020-09-29 | 2020-10-01 | 2021-10-30 | LG Electronics | LG340N1K-L5 | Solar Panels |  | 0.34 | 25 | 289 | 35 |  | Fixed | Roof
NJSTRE1545641304 |  | Transition Incentive Program | Florence Twp | 8505 | 13 | 17 | Residential | No | Behind the Meter | Net-metered residential rooftop and canopy |  | None | Green Power energy | PSE&G | Accepted | 2020-09-29 | 2020-10-01 | 2021-10-30 | LG Electronics | LG340N1K-L5 | Solar Panels |  | 0.34 | 20 | 109 | 35 |  | Fixed | Roof
NJSTRE1545641304 |  | Transition Incentive Program | Florence Twp | 8505 | 13 | 17 | Residential | No | Behind the Meter | Net-metered residential rooftop and canopy |  | None | Green Power energy | PSE&G | Accepted | 2020-09-29 | 2020-10-01 | 2021-10-30 | LG Electronics | LG340N1K-L5 | Solar Panels |  | 0.34 | 5 | 109 | 32 |  | Fixed | Roof
NJSTRE1545641374 |  | Transition Incentive Program | West Windsor Twp | 8550 | 12 | 11.47 | Residential | No | Behind the Meter | Net-metered residential rooftop and canopy |  | None | Green Power Energy | PSE&G | Accepted | 2020-09-29 | 2020-10-01 | 2021-10-30 | Solar Edge | SE10000H-US | Inverters | 10000 |  | 1 |  |  | 0.97 |  | Outside | next to meter
NJSTRE1545641374 |  | Transition Incentive Program | West Windsor Twp | 8550 | 12 | 11.47 | Residential | No | Behind the Meter | Net-metered residential rooftop and canopy |  | None | Green Power Energy | PSE&G | Accepted | 2020-09-29 | 2020-10-01 | 2021-10-30 | Solaria | PowerXT-370R-PD | Solar Panels |  | 0.37 | 23 | 99 | 30 |  | Fixed | Roof
NJSTRE1545641374 |  | Transition Incentive Program | West Windsor Twp | 8550 | 12 | 11.47 | Residential | No | Behind the Meter | Net-metered residential rooftop and canopy |  | None | Green Power Energy | PSE&G | Accepted | 2020-09-29 | 2020-10-01 | 2021-10-30 | Solaria | PowerXT-370R-PD | Solar Panels |  | 0.37 | 8 | 99 | 30 |  | Fixed | Roof
NJSTRE1545641382 |  | Transition Incentive Program | Lawrence Township | 8648 | 12 | 11.84 | Residential | Yes | Behind the Meter | Net-metered residential rooftop and canopy |  | None | Trinity Solar | PSE&G | Accepted | 2020-09-29 | 2020-10-01 | 2021-10-30 | solar edge | SE10000 | Inverters | 10000 |  | 1 |  |  | 0.97 |  | Outside | side of home
NJSTRE1545641382 |  | Transition Incentive Program | Lawrence Township | 8648 | 12 | 11.84 | Residential | Yes | Behind the Meter | Net-metered residential rooftop and canopy |  | None | Trinity Solar | PSE&G | Accepted | 2020-09-29 | 2020-10-01 | 2021-10-30 | Hanwha | Q.PEAK DUO BLK-G5 320 | Solar Panels |  | 0.32 | 11 | 253 | 23 |  | Fixed | Roof
NJSTRE1545641382 |  | Transition Incentive Program | Lawrence Township | 8648 | 12 | 11.84 | Residential | Yes | Behind the Meter | Net-metered residential rooftop and canopy |  | None | Trinity Solar | PSE&G | Accepted | 2020-09-29 | 2020-10-01 | 2021-10-30 | Hanwha | Q.PEAK DUO BLK-G5 320 | Solar Panels |  | 0.32 | 5 | 73 | 23 |  | Fixed | Roof
NJSTRE1545641382 |  | Transition Incentive Program | Lawrence Township | 8648 | 12 | 11.84 | Residential | Yes | Behind the Meter | Net-metered residential rooftop and canopy |  | None | Trinity Solar | PSE&G | Accepted | 2020-09-29 | 2020-10-01 | 2021-10-30 | Hanwha | Q.PEAK DUO BLK-G5 320 | Solar Panels |  | 0.32 | 17 | 163 | 23 |  | Fixed | Roof
NJSTRE1545641382 |  | Transition Incentive Program | Lawrence Township | 8648 | 12 | 11.84 | Residential | Yes | Behind the Meter | Net-metered residential rooftop and canopy |  | None | Trinity Solar | PSE&G | Accepted | 2020-09-29 | 2020-10-01 | 2021-10-30 | Hanwha | Q.PEAK DUO BLK-G5 320 | Solar Panels |  | 0.32 | 4 | 163 | 23 |  | Fixed | Roof
NJSTRE1545641386 |  | Transition Incentive Program | Westville | 8093 | 15 | 2.72 | Residential | Yes | Behind the Meter | Net-metered residential rooftop and canopy |  | None | Trinity Solar | PSE&G | Accepted | 2020-09-29 | 2020-10-01 | 2021-10-30 | Solar Edge | SE3000H-US0SHBNC4 | Meters |  |  | 1 |  |  |  | Yes | Outdoor
NJSTRE1545641386 |  | Transition Incentive Program | Westville | 8093 | 15 | 2.72 | Residential | Yes | Behind the Meter | Net-metered residential rooftop and canopy |  | None | Trinity Solar | PSE&G | Accepted | 2020-09-29 | 2020-10-01 | 2021-10-30 | Solar Edge | SE3000H-US | Inverters | 3000 |  | 1 |  |  | 0.97 |  | Outside | side of home
NJSTRE1545641386 |  | Transition Incentive Program | Westville | 8093 | 15 | 2.72 | Residential | Yes | Behind the Meter | Net-metered residential rooftop and canopy |  | None | Trinity Solar | PSE&G | Accepted | 2020-09-29 | 2020-10-01 | 2021-10-30 | Hanwha 340 | Q.PEAK DUO BLK-G6 340 | Solar Panels |  | 0.34 | 8 | 171 | 40 |  | Fixed | Roof
NJSTRE1545641389 |  | Transition Incentive Program | Glendora | 8029 | 14 | 7.82 | Residential | Yes | Behind the Meter | Net-metered residential rooftop and canopy |  | None | Trinity Solar | PSE&G | Accepted | 2020-09-29 | 2020-10-01 | 2021-10-30 | Solar Edge | SE6000 | Inverters | 6000 |  | 1 |  |  | 0.97 |  | Outside | side of home
NJSTRE1545641389 |  | Transition Incentive Program | Glendora | 8029 | 14 | 7.82 | Residential | Yes | Behind the Meter | Net-metered residential rooftop and canopy |  | None | Trinity Solar | PSE&G | Accepted | 2020-09-29 | 2020-10-01 | 2021-10-30 | Hanwha | Q.PEAK DUO BLK-G6 340 | Solar Panels |  | 0.34 | 9 | 262 | 38 |  | Fixed | Roof
NJSTRE1545641389 |  | Transition Incentive Program | Glendora | 8029 | 14 | 7.82 | Residential | Yes | Behind the Meter | Net-metered residential rooftop and canopy |  | None | Trinity Solar | PSE&G | Accepted | 2020-09-29 | 2020-10-01 | 2021-10-30 | Hanwha | Q.PEAK DUO BLK-G6 340 | Solar Panels |  | 0.34 | 10 | 82 | 41 |  | Fixed | Roof
NJSTRE1545641389 |  | Transition Incentive Program | Glendora | 8029 | 14 | 7.82 | Residential | Yes | Behind the Meter | Net-metered residential rooftop and canopy |  | None | Trinity Solar | PSE&G | Accepted | 2020-09-29 | 2020-10-01 | 2021-10-30 | Hanwha | Q.PEAK DUO BLK-G6 340 | Solar Panels |  | 0.34 | 4 | 262 | 38 |  | Fixed | Roof
NJSTRE1545641410 |  | Transition Incentive Program | Southampton Township | 8088 | 13 | 11.88 | Residential | No | Behind the Meter | Net-metered residential rooftop and canopy |  | None | Green Power Energy | PSE&G | Accepted | 2020-09-29 | 2020-10-01 | 2021-10-30 | Enphase Energy | IQ7PLUS-72-2-US | Inverters | 290 |  | 36 |  |  | 0.975 |  | Outside | next to meter
NJSTRE1545641410 |  | Transition Incentive Program | Southampton Township | 8088 | 13 | 11.88 | Residential | No | Behind the Meter | Net-metered residential rooftop and canopy |  | None | Green Power Energy | PSE&G | Accepted | 2020-09-29 | 2020-10-01 | 2021-10-30 | LG Electronics | LG330N1K-V5 | Solar Panels |  | 0.33 | 3 | 221 | 18 |  | Fixed | Roof
NJSTRE1545641410 |  | Transition Incentive Program | Southampton Township | 8088 | 13 | 11.88 | Residential | No | Behind the Meter | Net-metered residential rooftop and canopy |  | None | Green Power Energy | PSE&G | Accepted | 2020-09-29 | 2020-10-01 | 2021-10-30 | LG Electronics | LG330N1K-V5 | Solar Panels |  | 0.33 | 24 | 131 | 18 |  | Fixed | Roof
NJSTRE1545641410 |  | Transition Incentive Program | Southampton Township | 8088 | 13 | 11.88 | Residential | No | Behind the Meter | Net-metered residential rooftop and canopy |  | None | Green Power Energy | PSE&G | Accepted | 2020-09-29 | 2020-10-01 | 2021-10-30 | LG Electronics | LG330N1K-V5 | Solar Panels |  | 0.33 | 9 | 131 | 9 |  | Fixed | Roof
NJSTRE1545641413 |  | Transition Incentive Program | BELLEVILLE | 7109 | 9 | 6.08 | Residential | Yes | Behind the Meter | Net-metered residential rooftop and canopy |  | None | Vivint Solar Developer, LLC | PSE&G | Accepted | 2020-09-30 | 2020-10-01 | 2021-10-30 | Solar Edge | SE7600H-US | Inverters | 7600 |  | 1 |  |  | 0.992 |  | Outdoor | Near the Utility Meter
NJSTRE1545641413 |  | Transition Incentive Program | BELLEVILLE | 7109 | 9 | 6.08 | Residential | Yes | Behind the Meter | Net-metered residential rooftop and canopy |  | None | Vivint Solar Developer, LLC | PSE&G | Accepted | 2020-09-30 | 2020-10-01 | 2021-10-30 | JINKO SOLAR | JKM320M-60HBL | Solar Panels |  | 0.32 | 16 | 214 | 15 |  | Fixed | Roof
NJSTRE1545641413 |  | Transition Incentive Program | BELLEVILLE | 7109 | 9 | 6.08 | Residential | Yes | Behind the Meter | Net-metered residential rooftop and canopy |  | None | Vivint Solar Developer, LLC | PSE&G | Accepted | 2020-09-30 | 2020-10-01 | 2021-10-30 | JINKO SOLAR | JKM320M-60HBL | Solar Panels |  | 0.32 | 3 | 124 | 35 |  | Fixed | Roof
NJSTRE1545641452 |  | Transition Incentive Program | Bloomfield | 7003 | 9 | 9.52 | Residential | Yes | Behind the Meter | Net-metered residential rooftop and canopy |  | None | Trinity Solar | PSE&G | Accepted | 2020-09-29 | 2020-10-01 | 2021-10-30 | SOLAR EDGE | SE7600H-US | Inverters | 7600 |  | 1 |  |  | 0.97 |  | Outdoor | SIDE OF HOME
NJSTRE1545641452 |  | Transition Incentive Program | Bloomfield | 7003 | 9 | 9.52 | Residential | Yes | Behind the Meter | Net-metered residential rooftop and canopy |  | None | Trinity Solar | PSE&G | Accepted | 2020-09-29 | 2020-10-01 | 2021-10-30 | HANWHA 340 (Q.PEAK DUO BLK-G6 340) | HANWHA 340 (Q.PEAK DUO BLK-G6 340) | Solar Panels |  | 0.34 | 13 | 27 | 23 |  | Fixed | Roof
NJSTRE1545641452 |  | Transition Incentive Program | Bloomfield | 7003 | 9 | 9.52 | Residential | Yes | Behind the Meter | Net-metered residential rooftop and canopy |  | None | Trinity Solar | PSE&G | Accepted | 2020-09-29 | 2020-10-01 | 2021-10-30 | HANWHA 340 (Q.PEAK DUO BLK-G6 340) | HANWHA 340 (Q.PEAK DUO BLK-G6 340) | Solar Panels |  | 0.34 | 9 | 207 | 23 |  | Fixed | Roof
NJSTRE1545641452 |  | Transition Incentive Program | Bloomfield | 7003 | 9 | 9.52 | Residential | Yes | Behind the Meter | Net-metered residential rooftop and canopy |  | None | Trinity Solar | PSE&G | Accepted | 2020-09-29 | 2020-10-01 | 2021-10-30 | HANWHA 340 (Q.PEAK DUO BLK-G6 340) | HANWHA 340 (Q.PEAK DUO BLK-G6 340) | Solar Panels |  | 0.34 | 6 | 207 | 19 |  | Fixed | Roof
NJSTRE1545641483 |  | Transition Incentive Program | Little Ferry | 7643 | 7 | 15.3 | Residential | Yes | Behind the Meter | Net-metered residential rooftop and canopy |  | None | Trinity Solar | PSE&G | Accepted | 2020-09-29 | 2020-10-06 | 2021-10-30 | SOLAR EDGE | SE11400H-US | Inverters | 11400 |  | 1 |  |  | 0.97 |  | Outside | SIDE OF HOME
NJSTRE1545641483 |  | Transition Incentive Program | Little Ferry | 7643 | 7 | 15.3 | Residential | Yes | Behind the Meter | Net-metered residential rooftop and canopy |  | None | Trinity Solar | PSE&G | Accepted | 2020-09-29 | 2020-10-06 | 2021-10-30 | HANWHA 340 (Q.PEAK DUO BLK-G6 340) | HANWHA 340 (Q.PEAK DUO BLK-G6 340) | Solar Panels |  | 0.34 | 12 | 293 | 23 |  | Fixed | Roof
NJSTRE1545641483 |  | Transition Incentive Program | Little Ferry | 7643 | 7 | 15.3 | Residential | Yes | Behind the Meter | Net-metered residential rooftop and canopy |  | None | Trinity Solar | PSE&G | Accepted | 2020-09-29 | 2020-10-06 | 2021-10-30 | HANWHA 340 (Q.PEAK DUO BLK-G6 340) | HANWHA 340 (Q.PEAK DUO BLK-G6 340) | Solar Panels |  | 0.34 | 19 | 113 | 23 |  | Fixed | Roof
NJSTRE1545641483 |  | Transition Incentive Program | Little Ferry | 7643 | 7 | 15.3 | Residential | Yes | Behind the Meter | Net-metered residential rooftop and canopy |  | None | Trinity Solar | PSE&G | Accepted | 2020-09-29 | 2020-10-06 | 2021-10-30 | HANWHA 340 (Q.PEAK DUO BLK-G6 340) | HANWHA 340 (Q.PEAK DUO BLK-G6 340) | Solar Panels |  | 0.34 | 6 | 23 | 23 |  | Fixed | Roof
NJSTRE1545641483 |  | Transition Incentive Program | Little Ferry | 7643 | 7 | 15.3 | Residential | Yes | Behind the Meter | Net-metered residential rooftop and canopy |  | None | Trinity Solar | PSE&G | Accepted | 2020-09-29 | 2020-10-06 | 2021-10-30 | HANWHA 340 (Q.PEAK DUO BLK-G6 340) | HANWHA 340 (Q.PEAK DUO BLK-G6 340) | Solar Panels |  | 0.34 | 8 | 203 | 23 |  | Fixed | Roof
NJSTRE1545641505 |  | Transition Incentive Program | Hasbrouck Heights | 7604 | 7 | 11.56 | Residential | No | Behind the Meter | Net-metered residential rooftop and canopy |  | None | Maier Solar Engineering dba Solar Me | PSE&G | Accepted | 2020-09-29 | 2020-10-01 | 2021-10-30 | Enphase | IQ7+ | Inverters | 290 |  | 34 |  |  | 0.96 |  | Outdoor | Next to meter
NJSTRE1545641505 |  | Transition Incentive Program | Hasbrouck Heights | 7604 | 7 | 11.56 | Residential | No | Behind the Meter | Net-metered residential rooftop and canopy |  | None | Maier Solar Engineering dba Solar Me | PSE&G | Accepted | 2020-09-29 | 2020-10-01 | 2021-10-30 | Hanwha | Q.CELL DUO BLK-G6 340W | Solar Panels |  | 0.34 | 34 | 216 | 23 |  | Fixed | Roof
NJSTRE1545641519 |  | Transition Incentive Program | Vauxhall | 7088 | 10 | 6.12 | Residential | Yes | Behind the Meter | Net-metered residential rooftop and canopy |  | None | Trinity Solar | PSE&G | Accepted | 2020-09-29 | 2020-10-01 | 2021-10-30 | Solar Edge | SE5000 | Inverters | 5000 |  | 1 |  |  | 0.97 |  | Outside | side of home
NJSTRE1545641519 |  | Transition Incentive Program | Vauxhall | 7088 | 10 | 6.12 | Residential | Yes | Behind the Meter | Net-metered residential rooftop and canopy |  | None | Trinity Solar | PSE&G | Accepted | 2020-09-29 | 2020-10-01 | 2021-10-30 | Hanwha | Q.PEAK DUO BLK-G6 340 | Solar Panels |  | 0.34 | 2 | 159 | 30 |  | Fixed | Roof
NJSTRE1545641519 |  | Transition Incentive Program | Vauxhall | 7088 | 10 | 6.12 | Residential | Yes | Behind the Meter | Net-metered residential rooftop and canopy |  | None | Trinity Solar | PSE&G | Accepted | 2020-09-29 | 2020-10-01 | 2021-10-30 | Hanwha | Q.PEAK DUO BLK-G6 340 | Solar Panels |  | 0.34 | 16 | 159 | 5 |  | Fixed | Roof
NJSTRE1545641600 |  | Transition Incentive Program | Egg Harbor | 8234 | 19 | 9.9 | Residential | No | Behind the Meter | Net-metered residential rooftop and canopy |  | None | Posigen NJ LLC | AC Electric | Accepted | 2020-09-29 | 2020-10-01 | 2021-10-30 | SolarEdge | SE10000H-US | Inverters | 10000 |  | 1 |  |  | 0.99 |  | Outside | within ten feet of meter
NJSTRE1545641600 |  | Transition Incentive Program | Egg Harbor | 8234 | 19 | 9.9 | Residential | No | Behind the Meter | Net-metered residential rooftop and canopy |  | None | Posigen NJ LLC | AC Electric | Accepted | 2020-09-29 | 2020-10-01 | 2021-10-30 | Silfab | SIL330HL | Solar Panels |  | 0.33 | 30 | 111291 | 16 |  | Fixed | Roof
NJSTRE1545641637 |  | Transition Incentive Program | Galloway | 8205 | 19 | 6.8 | Residential | No | Behind the Meter | Net-metered residential rooftop and canopy |  | None | Castle Energy, LLC | AC Electric | Accepted | 2020-09-29 | 2020-10-01 | 2021-10-30 | Enphase Energy | IQ7-60-2-US | Inverters | 240 |  | 20 |  |  | 0.967 |  | Outdoor | on the rooftop under each solar panel
NJSTRE1545641637 |  | Transition Incentive Program | Galloway | 8205 | 19 | 6.8 | Residential | No | Behind the Meter | Net-metered residential rooftop and canopy |  | None | Castle Energy, LLC | AC Electric | Accepted | 2020-09-29 | 2020-10-01 | 2021-10-30 | Hanwha Q-Cells | Q.Peak DUO BLK-G6 340 | Solar Panels |  | 0.34 | 20 | 243 | 35 |  | Fixed | Roof
NJSTRE1545641659 |  | Transition Incentive Program | Vineland | 8360 | 20 | 6.72 | Residential | Yes | Behind the Meter | Net-metered residential rooftop and canopy |  | None | Trinity Solar | Vineland Muni Electric | Accepted | 2020-09-29 | 2020-10-01 | 2021-10-30 | SOLAR EDGE | SE6000H-US | Inverters | 6000 |  | 1 |  |  | 0.97 |  | Outside | SIDE OF HOME
NJSTRE1545641659 |  | Transition Incentive Program | Vineland | 8360 | 20 | 6.72 | Residential | Yes | Behind the Meter | Net-metered residential rooftop and canopy |  | None | Trinity Solar | Vineland Muni Electric | Accepted | 2020-09-29 | 2020-10-01 | 2021-10-30 | HANWHA 320 (Q.PEAK DUO BLK-G5 320) | HANWHA 320 (Q.PEAK DUO BLK-G5 320) | Solar Panels |  | 0.32 | 5 | 274 | 21 |  | Fixed | Roof
NJSTRE1545641659 |  | Transition Incentive Program | Vineland | 8360 | 20 | 6.72 | Residential | Yes | Behind the Meter | Net-metered residential rooftop and canopy |  | None | Trinity Solar | Vineland Muni Electric | Accepted | 2020-09-29 | 2020-10-01 | 2021-10-30 | HANWHA 320 (Q.PEAK DUO BLK-G5 320) | HANWHA 320 (Q.PEAK DUO BLK-G5 320) | Solar Panels |  | 0.32 | 16 | 94 | 21 |  | Fixed | Roof
NJSTRE1545641663 |  | Transition Incentive Program | Union | 7083 | 10 | 7.04 | Residential | No | Behind the Meter | Net-metered residential rooftop and canopy |  | None | Posigen NJ LLC | PSE&G | Accepted | 2020-09-29 | 2020-10-01 | 2021-10-30 | SolarEdge | SE7600H-US | Inverters | 7600 |  | 1 |  |  | 0.99 |  | Outside | within ten feet of meter
NJSTRE1545641663 |  | Transition Incentive Program | Union | 7083 | 10 | 7.04 | Residential | No | Behind the Meter | Net-metered residential rooftop and canopy |  | None | Posigen NJ LLC | PSE&G | Accepted | 2020-09-29 | 2020-10-01 | 2021-10-30 | Hanwha Q-Cells | Q.PEAK DUO-G5 320 | Solar Panels |  | 0.32 | 22 | 81,82,261 | 32 |  | Fixed | Roof
NJSTRE1545641668 |  | Transition Incentive Program | Piscataway | 8854 | 11 | 6.12 | Residential | No | Behind the Meter | Net-metered residential rooftop and canopy |  | None | SunnyMac LLC | PSE&G | Accepted | 2020-09-29 | 2020-10-01 | 2021-10-30 | Solaredge | SE5000H-US | Inverters | 5000 |  | 1 |  |  | 0.99 |  | Outdoor | Next to meter
NJSTRE1545641668 |  | Transition Incentive Program | Piscataway | 8854 | 11 | 6.12 | Residential | No | Behind the Meter | Net-metered residential rooftop and canopy |  | None | SunnyMac LLC | PSE&G | Accepted | 2020-09-29 | 2020-10-01 | 2021-10-30 | REC | 360AA-Blk | Solar Panels |  | 0.36 | 17 | 150 | 40 |  | Fixed | Roof
NJSTRE1545641672 |  | Transition Incentive Program | Cherry Hill | 8003 | 14 | 8.13 | Residential | No | Behind the Meter | Net-metered residential rooftop and canopy |  | None | EMT Renewables | PSE&G | Accepted | 2020-09-29 | 2020-10-01 | 2021-10-30 | Enphase | IQ7-60-2-US | Inverters | 240 |  | 25 |  |  | 0.97 |  | Outside | under panels
NJSTRE1545641672 |  | Transition Incentive Program | Cherry Hill | 8003 | 14 | 8.13 | Residential | No | Behind the Meter | Net-metered residential rooftop and canopy |  | None | EMT Renewables | PSE&G | Accepted | 2020-09-29 | 2020-10-01 | 2021-10-30 | Trina | 325-BLK | Solar Panels |  | 0.325 | 25 | 225 | 28 |  | Fixed | Roof
NJSTRE1545641704 |  | Transition Incentive Program | Linwood | 8221 | 19 | 9.18 | Residential | Yes | Behind the Meter | Net-metered residential rooftop and canopy |  | None | Trinity Solar | AC Electric | Accepted | 2020-09-29 | 2020-10-01 | 2021-10-30 | Solar Edge | SE7600 | Inverters | 7600 |  | 1 |  |  | 0.97 |  | Outside | side of home
NJSTRE1545641704 |  | Transition Incentive Program | Linwood | 8221 | 19 | 9.18 | Residential | Yes | Behind the Meter | Net-metered residential rooftop and canopy |  | None | Trinity Solar | AC Electric | Accepted | 2020-09-29 | 2020-10-01 | 2021-10-30 | Hanwha | Q.PEAK DUO BLK-G6 340 | Solar Panels |  | 0.34 | 27 | 206 | 18 |  | Fixed | Roof
NJSTRE1545641716 |  | Transition Incentive Program | Clark | 7066 | 10 | 6.12 | Residential | No | Behind the Meter | Net-metered residential rooftop and canopy |  | None | Maier Solar Engineering dba Solar Me | PSE&G | Accepted | 2020-09-29 | 2020-10-01 | 2021-10-30 | Enphase | IQ7+ | Inverters | 290 |  | 18 |  |  | 0.96 |  | Outdoor | Next to meter
NJSTRE1545641716 |  | Transition Incentive Program | Clark | 7066 | 10 | 6.12 | Residential | No | Behind the Meter | Net-metered residential rooftop and canopy |  | None | Maier Solar Engineering dba Solar Me | PSE&G | Accepted | 2020-09-29 | 2020-10-01 | 2021-10-30 | Hanwha | Q.CELL DUO BLK-G6 340W | Solar Panels |  | 0.34 | 18 | 174 | 20 |  | Fixed | Roof
NJSTRE1545641758 |  | Transition Incentive Program | Gibbsboro | 8026 | 14 | 4.55 | Residential | Yes | Behind the Meter | Net-metered residential rooftop and canopy |  | None | SunnyMac LLC | AC Electric | Accepted | 2020-09-29 | 2020-10-01 | 2021-10-30 | Solaredge | SE3800H-US | Inverters | 3800 |  | 1 |  |  | 0.99 |  | Outdoor | Next to Meter
NJSTRE1545641758 |  | Transition Incentive Program | Gibbsboro | 8026 | 14 | 4.55 | Residential | Yes | Behind the Meter | Net-metered residential rooftop and canopy |  | None | SunnyMac LLC | AC Electric | Accepted | 2020-09-29 | 2020-10-01 | 2021-10-30 | REC | TwinPeak 2 Mono | Solar Panels |  | 0.325 | 14 | 176 | 23 |  | Fixed | Roof
NJSTRE1545641792 |  | Transition Incentive Program | Florence Twp | 8518 | 13 | 8.45 | Residential | No | Behind the Meter | Net-metered residential rooftop and canopy |  | None | SunnyMac LLC | PSE&G | Accepted | 2020-09-29 | 2020-10-01 | 2021-10-30 | Solaredge | SE7600H-US | Inverters | 7600 |  | 1 |  |  | 0.99 |  | Outdoor | Next to Meter
NJSTRE1545641792 |  | Transition Incentive Program | Florence Twp | 8518 | 13 | 8.45 | Residential | No | Behind the Meter | Net-metered residential rooftop and canopy |  | None | SunnyMac LLC | PSE&G | Accepted | 2020-09-29 | 2020-10-01 | 2021-10-30 | REC | TwinPeak 2 Mono | Solar Panels |  | 0.325 | 26 | 18 | 198 |  | Fixed | Roof
NJSTRE1545641848 |  | Transition Incentive Program | Monroe | 8831 | 11 | 14.35 | Residential | No | Behind the Meter | Net-metered residential rooftop and canopy |  | None | Pro Custom Solar dba Momentum Solar | JCP&L | Accepted | 2020-09-29 | 2020-10-01 | 2021-10-30 | Enphase | IQ7Plus-72-2-US | Inverters | 290 |  | 41 |  |  | 0.97 |  | Outdoor | Roof
NJSTRE1545641848 |  | Transition Incentive Program | Monroe | 8831 | 11 | 14.35 | Residential | No | Behind the Meter | Net-metered residential rooftop and canopy |  | None | Pro Custom Solar dba Momentum Solar | JCP&L | Accepted | 2020-09-29 | 2020-10-01 | 2021-10-30 | LG ELECTRONICS | LG 350N1C-V5 | Solar Panels |  | 0.35 | 15 | 268 | 44 |  | Fixed | Roof
NJSTRE1545641848 |  | Transition Incentive Program | Monroe | 8831 | 11 | 14.35 | Residential | No | Behind the Meter | Net-metered residential rooftop and canopy |  | None | Pro Custom Solar dba Momentum Solar | JCP&L | Accepted | 2020-09-29 | 2020-10-01 | 2021-10-30 | LG ELECTRONICS | LG 350N1C-V5 | Solar Panels |  | 0.35 | 11 | 178 | 31 |  | Fixed | Roof
NJSTRE1545641848 |  | Transition Incentive Program | Monroe | 8831 | 11 | 14.35 | Residential | No | Behind the Meter | Net-metered residential rooftop and canopy |  | None | Pro Custom Solar dba Momentum Solar | JCP&L | Accepted | 2020-09-29 | 2020-10-01 | 2021-10-30 | LG ELECTRONICS | LG 350N1C-V5 | Solar Panels |  | 0.35 | 9 | 178 | 34 |  | Fixed | Roof
NJSTRE1545641848 |  | Transition Incentive Program | Monroe | 8831 | 11 | 14.35 | Residential | No | Behind the Meter | Net-metered residential rooftop and canopy |  | None | Pro Custom Solar dba Momentum Solar | JCP&L | Accepted | 2020-09-29 | 2020-10-01 | 2021-10-30 | LG ELECTRONICS | LG 350N1C-V5 | Solar Panels |  | 0.35 | 6 | 178 | 31 |  | Fixed | Roof
NJSTRE1545641927 |  | Transition Incentive Program | GREEN BROOK | 8812 | 11 | 10.88 | Residential | No | Behind the Meter | Net-metered residential rooftop and canopy |  | None | Orbit Energy & Power, LLC | PSE&G | Accepted | 2020-09-29 | 2020-10-01 | 2021-10-30 | ENPHASE | X-IQ-AM1-240-3 | Meters |  |  | 1 |  |  |  | Yes | Outdoor
NJSTRE1545641927 |  | Transition Incentive Program | GREEN BROOK | 8812 | 11 | 10.88 | Residential | No | Behind the Meter | Net-metered residential rooftop and canopy |  | None | Orbit Energy & Power, LLC | PSE&G | Accepted | 2020-09-29 | 2020-10-01 | 2021-10-30 | ENPHASE ENERGY | IQ7-60-2-US | Inverters | 240 |  | 34 |  |  | 0.96 |  | Other | UNDER EACH APNEL
NJSTRE1545641927 |  | Transition Incentive Program | GREEN BROOK | 8812 | 11 | 10.88 | Residential | No | Behind the Meter | Net-metered residential rooftop and canopy |  | None | Orbit Energy & Power, LLC | PSE&G | Accepted | 2020-09-29 | 2020-10-01 | 2021-10-30 | HANWHA | Q PEAK CELLS 320 W | Solar Panels |  | 0.32 | 18 | 147 | 18 |  | Fixed | Roof
NJSTRE1545641927 |  | Transition Incentive Program | GREEN BROOK | 8812 | 11 | 10.88 | Residential | No | Behind the Meter | Net-metered residential rooftop and canopy |  | None | Orbit Energy & Power, LLC | PSE&G | Accepted | 2020-09-29 | 2020-10-01 | 2021-10-30 | HANWHA | Q PEAK CELLS 320 W | Solar Panels |  | 0.32 | 9 | 237 | 18 |  | Fixed | Roof
NJSTRE1545641927 |  | Transition Incentive Program | GREEN BROOK | 8812 | 11 | 10.88 | Residential | No | Behind the Meter | Net-metered residential rooftop and canopy |  | None | Orbit Energy & Power, LLC | PSE&G | Accepted | 2020-09-29 | 2020-10-01 | 2021-10-30 | HANWHA | Q PEAK CELLS | Solar Panels |  | 0.32 | 7 | 147 | 18 |  | Fixed | Roof
NJSTRE1545641959 |  | Transition Incentive Program | Swedesboro | 8085 | 15 | 14 | Residential | Yes | Behind the Meter | Net-metered residential rooftop and canopy |  | None | Pro Custom Solar dba Momentum Solar | AC Electric | Accepted | 2020-09-29 | 2020-10-01 | 2021-10-30 | Enphase | IQ7Plus-72-2-US | Inverters | 290 |  | 40 |  |  | 0.97 |  | Outdoor | Roof
NJSTRE1545641959 |  | Transition Incentive Program | Swedesboro | 8085 | 15 | 14 | Residential | Yes | Behind the Meter | Net-metered residential rooftop and canopy |  | None | Pro Custom Solar dba Momentum Solar | AC Electric | Accepted | 2020-09-29 | 2020-10-01 | 2021-10-30 | LG ELECTRONICS | LG 350N1C-V5 | Solar Panels |  | 0.35 | 3 | 212 | 17 |  | Fixed | Roof
NJSTRE1545641959 |  | Transition Incentive Program | Swedesboro | 8085 | 15 | 14 | Residential | Yes | Behind the Meter | Net-metered residential rooftop and canopy |  | None | Pro Custom Solar dba Momentum Solar | AC Electric | Accepted | 2020-09-29 | 2020-10-01 | 2021-10-30 | LG ELECTRONICS | LG 350N1C-V5 | Solar Panels |  | 0.35 | 3 | 32 | 17 |  | Fixed | Roof
NJSTRE1545641959 |  | Transition Incentive Program | Swedesboro | 8085 | 15 | 14 | Residential | Yes | Behind the Meter | Net-metered residential rooftop and canopy |  | None | Pro Custom Solar dba Momentum Solar | AC Electric | Accepted | 2020-09-29 | 2020-10-01 | 2021-10-30 | LG ELECTRONICS | LG 350N1C-V5 | Solar Panels |  | 0.35 | 20 | 212 | 17 |  | Fixed | Roof
NJSTRE1545641959 |  | Transition Incentive Program | Swedesboro | 8085 | 15 | 14 | Residential | Yes | Behind the Meter | Net-metered residential rooftop and canopy |  | None | Pro Custom Solar dba Momentum Solar | AC Electric | Accepted | 2020-09-29 | 2020-10-01 | 2021-10-30 | LG ELECTRONICS | LG 350N1C-V5 | Solar Panels |  | 0.35 | 14 | 122 | 17 |  | Fixed | Roof
NJSTRE1545641971 | NJSRRE1544326264 | Transition Incentive Program | North Brunswick Township | 8902 | 11 | 10.85 | Residential | Yes | Behind The Meter | Behind the Meter |  | None | Sunrun Installation Services, Inc. | PSE&G | Eligible for TI Program | 2020-01-29 | 2020-01-31 | 2021-10-30 | Enphase Energy | IQ7-60-x-US (240V) | Inverters | 240 |  | 35 |  |  | 0.96 |  | Outdoor | Rooftop
NJSTRE1545641971 | NJSRRE1544326264 | Transition Incentive Program | North Brunswick Township | 8902 | 11 | 10.85 | Residential | Yes | Behind The Meter | Behind the Meter |  | None | Sunrun Installation Services, Inc. | PSE&G | Eligible for TI Program | 2020-01-29 | 2020-01-31 | 2021-10-30 | REC Solar | REC310TP2M | Solar Panels |  | 0.31 | 19 | 153 | 18 |  | Fixed | Roof
NJSTRE1545641971 | NJSRRE1544326264 | Transition Incentive Program | North Brunswick Township | 8902 | 11 | 10.85 | Residential | Yes | Behind The Meter | Behind the Meter |  | None | Sunrun Installation Services, Inc. | PSE&G | Eligible for TI Program | 2020-01-29 | 2020-01-31 | 2021-10-30 | REC Solar | REC310TP2M | Solar Panels |  | 0.31 | 16 | 333 | 18 |  | Fixed | Roof
NJSTRE1545641981 |  | Transition Incentive Program | Freehold | 7728 | 17 | 21.44 | Residential | Yes | Behind the Meter | Net-metered residential rooftop and canopy |  | None | Trinity Solar | JCP&L | Accepted | 2020-09-29 | 2020-10-01 | 2021-10-30 | SOLAR EDGE | SE7600H-US | Inverters | 7600 |  | 1 |  |  | 0.97 |  | Outside | SIDE OF HOME
NJSTRE1545641981 |  | Transition Incentive Program | Freehold | 7728 | 17 | 21.44 | Residential | Yes | Behind the Meter | Net-metered residential rooftop and canopy |  | None | Trinity Solar | JCP&L | Accepted | 2020-09-29 | 2020-10-01 | 2021-10-30 | SOLAR EDGE | SE10000H-US | Inverters | 10000 |  | 1 |  |  | 0.97 |  | Outdoor | SIDE OF HOME
NJSTRE1545641981 |  | Transition Incentive Program | Freehold | 7728 | 17 | 21.44 | Residential | Yes | Behind the Meter | Net-metered residential rooftop and canopy |  | None | Trinity Solar | JCP&L | Accepted | 2020-09-29 | 2020-10-01 | 2021-10-30 | HANWHA 335 (Q.PEAK DUO BLK-G6 335) | HANWHA 335 (Q.PEAK DUO BLK-G6 335) | Solar Panels |  | 0.335 | 22 | 345 | 18 |  | Fixed | Roof
NJSTRE1545641981 |  | Transition Incentive Program | Freehold | 7728 | 17 | 21.44 | Residential | Yes | Behind the Meter | Net-metered residential rooftop and canopy |  | None | Trinity Solar | JCP&L | Accepted | 2020-09-29 | 2020-10-01 | 2021-10-30 | HANWHA 335 (Q.PEAK DUO BLK-G6 335) | HANWHA 335 (Q.PEAK DUO BLK-G6 335) | Solar Panels |  | 0.335 | 30 | 255 | 40 |  | Fixed | Roof
NJSTRE1545641981 |  | Transition Incentive Program | Freehold | 7728 | 17 | 21.44 | Residential | Yes | Behind the Meter | Net-metered residential rooftop and canopy |  | None | Trinity Solar | JCP&L | Accepted | 2020-09-29 | 2020-10-01 | 2021-10-30 | HANWHA 335 (Q.PEAK DUO BLK-G6 335) | HANWHA 335 (Q.PEAK DUO BLK-G6 335) | Solar Panels |  | 0.335 | 12 | 165 | 18 |  | Fixed | Roof
NJSTRE1545641988 | NJSRRE1544431429 | Transition Incentive Program | Woodbridge Township | 7001 | 11 | 4.34 | Residential | No | Behind The Meter | Behind the Meter |  | None | Sunrun Installation Services, Inc. | PSE&G | Eligible for TI Program | 2020-02-11 | 2020-02-13 | 2021-10-30 | LG Chem | RESU 10H SEG | Electric Storage Battery |  |  | 1 |  |  |  | Lithium Ion |  | outside
NJSTRE1545641988 | NJSRRE1544431429 | Transition Incentive Program | Woodbridge Township | 7001 | 11 | 4.34 | Residential | No | Behind The Meter | Behind the Meter |  | None | Sunrun Installation Services, Inc. | PSE&G | Eligible for TI Program | 2020-02-11 | 2020-02-13 | 2021-10-30 | SolarEdge Technologies | SE3800A-USS2RGM | Inverters | 3800 |  | 1 |  |  | 0.96 |  | Outdoor | Next To Meter
NJSTRE1545641988 | NJSRRE1544431429 | Transition Incentive Program | Woodbridge Township | 7001 | 11 | 4.34 | Residential | No | Behind The Meter | Behind the Meter |  | None | Sunrun Installation Services, Inc. | PSE&G | Eligible for TI Program | 2020-02-11 | 2020-02-13 | 2021-10-30 | REC Solar | REC310TP2M | Solar Panels |  | 0.31 | 14 | 351 | 37 |  | Fixed | Roof
NJSTRE1545642019 | NJSRRE1544429030 | Transition Incentive Program | Garfield City | 7026 | 7 | 3.41 | Residential | Yes | Behind The Meter | Behind the Meter |  | None | Sunrun Installation Services, Inc. | PSE&G | Eligible for TI Program | 2020-02-10 | 2020-02-13 | 2021-10-30 | Delta Electronics | M4-TL-US | Inverters | 3840 |  | 1 |  |  | 0.96 |  | Outdoor | Next To Meter
NJSTRE1545642019 | NJSRRE1544429030 | Transition Incentive Program | Garfield City | 7026 | 7 | 3.41 | Residential | Yes | Behind The Meter | Behind the Meter |  | None | Sunrun Installation Services, Inc. | PSE&G | Eligible for TI Program | 2020-02-10 | 2020-02-13 | 2021-10-30 | REC Solar | REC310TP2M | Solar Panels |  | 0.31 | 11 | 185 | 43 |  | Fixed | Roof
NJSTRE1545642030 |  | Transition Incentive Program | Delran | 8075 | 13 | 5.78 | Residential | Yes | Behind the Meter | Net-metered residential rooftop and canopy |  | None | Trinity Solar | PSE&G | Accepted | 2020-09-29 | 2020-10-01 | 2021-10-30 | SOLAR EDGE | SE5000H-US | Inverters | 5000 |  | 1 |  |  | 0.97 |  | Outside | SIDE OF HOME
NJSTRE1545642030 |  | Transition Incentive Program | Delran | 8075 | 13 | 5.78 | Residential | Yes | Behind the Meter | Net-metered residential rooftop and canopy |  | None | Trinity Solar | PSE&G | Accepted | 2020-09-29 | 2020-10-01 | 2021-10-30 | HANWHA 340 (Q.PEAK DUO BLK-G6 340) | HANWHA 340 (Q.PEAK DUO BLK-G6 340) | Solar Panels |  | 0.34 | 13 | 121 | 30 |  | Fixed | Roof
NJSTRE1545642030 |  | Transition Incentive Program | Delran | 8075 | 13 | 5.78 | Residential | Yes | Behind the Meter | Net-metered residential rooftop and canopy |  | None | Trinity Solar | PSE&G | Accepted | 2020-09-29 | 2020-10-01 | 2021-10-30 | HANWHA 340 (Q.PEAK DUO BLK-G6 340) | HANWHA 340 (Q.PEAK DUO BLK-G6 340) | Solar Panels |  | 0.34 | 4 | 210 | 23 |  | Fixed | Roof
NJSTRE1545642083 |  | Transition Incentive Program | Beach Haven | 8008 | 18 | 4.27 | Residential | No | Behind the Meter | Net-metered residential rooftop and canopy |  | None | Sunrun Installation Services, Inc. | AC Electric | Accepted | 2020-09-29 | 2020-10-01 | 2021-10-30 | Tesla | Powerwall 2 AC | Electric Storage Battery |  |  | 2 |  |  |  | Lithium Ion |  | outside
NJSTRE1545642083 |  | Transition Incentive Program | Beach Haven | 8008 | 18 | 4.27 | Residential | No | Behind the Meter | Net-metered residential rooftop and canopy |  | None | Sunrun Installation Services, Inc. | AC Electric | Accepted | 2020-09-29 | 2020-10-01 | 2021-10-30 | Enphase Energy | IQ7-60-x-US (240V) | Inverters | 240 |  | 14 |  |  | 0.96 |  | Outdoor | Rooftop
NJSTRE1545642083 |  | Transition Incentive Program | Beach Haven | 8008 | 18 | 4.27 | Residential | No | Behind the Meter | Net-metered residential rooftop and canopy |  | None | Sunrun Installation Services, Inc. | AC Electric | Accepted | 2020-09-29 | 2020-10-01 | 2021-10-30 | LONGi Green Energy Technology Co Ltd | LR6-60HPB-305M | Solar Panels |  | 0.305 | 9 | 298 | 18 |  | Fixed | Roof
NJSTRE1545642083 |  | Transition Incentive Program | Beach Haven | 8008 | 18 | 4.27 | Residential | No | Behind the Meter | Net-metered residential rooftop and canopy |  | None | Sunrun Installation Services, Inc. | AC Electric | Accepted | 2020-09-29 | 2020-10-01 | 2021-10-30 | LONGi Green Energy Technology Co Ltd | LR6-60HPB-305M | Solar Panels |  | 0.305 | 5 | 118 | 18 |  | Fixed | Roof
NJSTRE1545642124 |  | Transition Incentive Program | Moorestown | 8057 | 13 | 236.4 | Commercial | No | Behind the Meter | Net-metered non-residential rooftop and canopy |  | None | INDEPENDENCE SOLAR, LLC | PSE&G | Accepted | 2020-09-29 | 2020-09-30 | 2021-10-30 | tbd | tbd | Meters |  |  | 1 |  |  |  | Yes | Outdoor
NJSTRE1545642124 |  | Transition Incentive Program | Moorestown | 8057 | 13 | 236.4 | Commercial | No | Behind the Meter | Net-metered non-residential rooftop and canopy |  | None | INDEPENDENCE SOLAR, LLC | PSE&G | Accepted | 2020-09-29 | 2020-09-30 | 2021-10-30 | SolarEdge | 100KUS | Inverters | 166.6 |  | 2 |  |  | 0.936 |  | Outdoor | oudoor
NJSTRE1545642124 |  | Transition Incentive Program | Moorestown | 8057 | 13 | 236.4 | Commercial | No | Behind the Meter | Net-metered non-residential rooftop and canopy |  | None | INDEPENDENCE SOLAR, LLC | PSE&G | Accepted | 2020-09-29 | 2020-09-30 | 2021-10-30 | Hanwha QCells | Q.Peak Duo L-G5.2 | Solar Panels |  | 0.4 | 591 | 216 | 5 |  | Fixed | Roof
NJSTRE1545642134 |  | Transition Incentive Program | FRANKLINVILLE | 8322 | 15 | 5.25 | Residential | Yes | Behind the Meter | Net-metered residential rooftop and canopy |  | None | Pro Custom Solar dba Momentum Solar | AC Electric | Accepted | 2020-09-29 | 2020-10-01 | 2021-10-30 | Enphase | IQ7Plus-72-2-US | Inverters | 290 |  | 15 |  |  | 0.97 |  | Outdoor | Roof
NJSTRE1545642134 |  | Transition Incentive Program | FRANKLINVILLE | 8322 | 15 | 5.25 | Residential | Yes | Behind the Meter | Net-metered residential rooftop and canopy |  | None | Pro Custom Solar dba Momentum Solar | AC Electric | Accepted | 2020-09-29 | 2020-10-01 | 2021-10-30 | LG ELECTRONICS | LG 350N1C-V5 | Solar Panels |  | 0.35 | 15 | 172 | 20 |  | Fixed | Roof
NJSTRE1545642138 |  | Transition Incentive Program | Pennsville | 8070 | 16 | 7.59 | Residential | Yes | Behind the Meter | Net-metered residential rooftop and canopy |  | None | Sunrun Installation Services, Inc. | AC Electric | Accepted | 2020-09-29 | 2020-10-08 | 2021-10-30 | Tesla | Powerwall 2 AC | Electric Storage Battery |  |  | 1 |  |  |  | Lithium Ion |  | outside
NJSTRE1545642138 |  | Transition Incentive Program | Pennsville | 8070 | 16 | 7.59 | Residential | Yes | Behind the Meter | Net-metered residential rooftop and canopy |  | None | Sunrun Installation Services, Inc. | AC Electric | Accepted | 2020-09-29 | 2020-10-08 | 2021-10-30 | Enphase Energy | IQ7PLUS-72-x-US (240V) | Inverters | 290 |  | 22 |  |  | 0.96 |  | Outdoor | Rooftop
NJSTRE1545642138 |  | Transition Incentive Program | Pennsville | 8070 | 16 | 7.59 | Residential | Yes | Behind the Meter | Net-metered residential rooftop and canopy |  | None | Sunrun Installation Services, Inc. | AC Electric | Accepted | 2020-09-29 | 2020-10-08 | 2021-10-30 | LG Electronics | LG345N1C-V5 | Solar Panels |  | 0.345 | 16 | 112 | 30 |  | Fixed | Roof
NJSTRE1545642138 |  | Transition Incentive Program | Pennsville | 8070 | 16 | 7.59 | Residential | Yes | Behind the Meter | Net-metered residential rooftop and canopy |  | None | Sunrun Installation Services, Inc. | AC Electric | Accepted | 2020-09-29 | 2020-10-08 | 2021-10-30 | LG Electronics | LG345N1C-V5 | Solar Panels |  | 0.345 | 6 | 292 | 18 |  | Fixed | Roof
NJSTRE1545642165 |  | Transition Incentive Program | Egg Harbor City | 8215 | 19 | 9.48 | Residential | Yes | Behind the Meter | Net-metered residential rooftop and canopy |  | None | Castle Energy, LLC | AC Electric | Accepted | 2020-09-29 | 2020-10-01 | 2021-10-30 | SunPower | SPR-E20-327-E-AC | Inverters | 320 |  | 29 |  |  | 0.975 |  | Outdoor | on the rooftop under each solar module
NJSTRE1545642165 |  | Transition Incentive Program | Egg Harbor City | 8215 | 19 | 9.48 | Residential | Yes | Behind the Meter | Net-metered residential rooftop and canopy |  | None | Castle Energy, LLC | AC Electric | Accepted | 2020-09-29 | 2020-10-01 | 2021-10-30 | SunPower | SPR-E20-327-E-AC | Solar Panels |  | 0.327 | 7 | 313 | 23 |  | Fixed | Roof
NJSTRE1545642165 |  | Transition Incentive Program | Egg Harbor City | 8215 | 19 | 9.48 | Residential | Yes | Behind the Meter | Net-metered residential rooftop and canopy |  | None | Castle Energy, LLC | AC Electric | Accepted | 2020-09-29 | 2020-10-01 | 2021-10-30 | SunPower | SPR-E20-327-E-AC | Solar Panels |  | 0.327 | 16 | 133 | 23 |  | Fixed | Roof
NJSTRE1545642165 |  | Transition Incentive Program | Egg Harbor City | 8215 | 19 | 9.48 | Residential | Yes | Behind the Meter | Net-metered residential rooftop and canopy |  | None | Castle Energy, LLC | AC Electric | Accepted | 2020-09-29 | 2020-10-01 | 2021-10-30 | SunPower | SPR-E20-327-E-AC | Solar Panels |  | 0.327 | 6 | 223 | 25 |  | Fixed | Roof
NJSTRE1545642180 |  | Transition Incentive Program | CAMDEN | 8105 | 14 | 5.2 | Residential | Yes | Behind the Meter | Net-metered residential rooftop and canopy |  | None | Vivint Solar Developer, LLC | PSE&G | Accepted | 2020-09-30 | 2020-10-05 | 2021-10-30 | Solar Edge | SE3800H-US | Inverters | 3800 |  | 1 |  |  | 0.992 |  | Outdoor | Near the Utility Meter
NJSTRE1545642180 |  | Transition Incentive Program | CAMDEN | 8105 | 14 | 5.2 | Residential | Yes | Behind the Meter | Net-metered residential rooftop and canopy |  | None | Vivint Solar Developer, LLC | PSE&G | Accepted | 2020-09-30 | 2020-10-05 | 2021-10-30 | JINKO SOLAR | JKM325M-60HBL | Solar Panels |  | 0.325 | 16 | 0 | 0 |  | Fixed | Roof
NJSTRE1545642185 |  | Transition Incentive Program | Somers Point | 8244 | 19 | 7.15 | Residential | No | Behind the Meter | Net-metered residential rooftop and canopy |  | None | EMT Renewables | AC Electric | Accepted | 2020-09-29 | 2020-10-01 | 2021-10-30 | Enphase | IQ7-60-2-US | Inverters | 240 |  | 22 |  |  | 0.97 |  | Outside | under panels
NJSTRE1545642185 |  | Transition Incentive Program | Somers Point | 8244 | 19 | 7.15 | Residential | No | Behind the Meter | Net-metered residential rooftop and canopy |  | None | EMT Renewables | AC Electric | Accepted | 2020-09-29 | 2020-10-01 | 2021-10-30 | Trina | 325-BLK | Solar Panels |  | 0.325 | 7 | 143 | 19 |  | Fixed | Roof
NJSTRE1545642185 |  | Transition Incentive Program | Somers Point | 8244 | 19 | 7.15 | Residential | No | Behind the Meter | Net-metered residential rooftop and canopy |  | None | EMT Renewables | AC Electric | Accepted | 2020-09-29 | 2020-10-01 | 2021-10-30 | Trina | 325-BLK | Solar Panels |  | 0.325 | 15 | 143 | 18 |  | Fixed | Roof
NJSTRE1545642189 |  | Transition Incentive Program | Berkeley Heights | 7922 | 10 | 8.24 | Residential | Yes | Behind the Meter | Net-metered residential rooftop and canopy |  | None | Sunrun Installation Services, Inc. | JCP&L | Accepted | 2020-09-29 | 2020-10-01 | 2021-10-30 | Enphase Energy | IQ7-60-x-US (240V) | Inverters | 240 |  | 27 |  |  | 0.96 |  | Outdoor | Rooftop
NJSTRE1545642189 |  | Transition Incentive Program | Berkeley Heights | 7922 | 10 | 8.24 | Residential | Yes | Behind the Meter | Net-metered residential rooftop and canopy |  | None | Sunrun Installation Services, Inc. | JCP&L | Accepted | 2020-09-29 | 2020-10-01 | 2021-10-30 | LONGi Green Energy Technology Co Ltd | LR6-60HPB-305M | Solar Panels |  | 0.305 | 12 | 3 | 18 |  | Fixed | Roof
NJSTRE1545642189 |  | Transition Incentive Program | Berkeley Heights | 7922 | 10 | 8.24 | Residential | Yes | Behind the Meter | Net-metered residential rooftop and canopy |  | None | Sunrun Installation Services, Inc. | JCP&L | Accepted | 2020-09-29 | 2020-10-01 | 2021-10-30 | LONGi Green Energy Technology Co Ltd | LR6-60HPB-305M | Solar Panels |  | 0.305 | 15 | 183 | 18 |  | Fixed | Roof
NJSTRE1545642198 |  | Transition Incentive Program | Mystic Islands | 8087 | 18 | 6.4 | Residential | Yes | Behind the Meter | Net-metered residential rooftop and canopy |  | None | All Season Solar | AC Electric | Accepted | 2020-09-29 | 2020-10-01 | 2021-10-30 | Enphase | IQ7 | Inverters | 240 |  | 20 |  |  | 0.97 |  | Outdoor | under the module
NJSTRE1545642198 |  | Transition Incentive Program | Mystic Islands | 8087 | 18 | 6.4 | Residential | Yes | Behind the Meter | Net-metered residential rooftop and canopy |  | None | All Season Solar | AC Electric | Accepted | 2020-09-29 | 2020-10-01 | 2021-10-30 | Trina | TSMDD06M.05II | Solar Panels |  | 0.32 | 4 | 122 | 33 |  | Fixed | Roof
NJSTRE1545642198 |  | Transition Incentive Program | Mystic Islands | 8087 | 18 | 6.4 | Residential | Yes | Behind the Meter | Net-metered residential rooftop and canopy |  | None | All Season Solar | AC Electric | Accepted | 2020-09-29 | 2020-10-01 | 2021-10-30 | Trina | TSMDD06M.05II | Solar Panels |  | 0.32 | 16 | 2121 | 26 |  | Fixed | Roof
NJSTRE1545642221 |  | Transition Incentive Program | PARLIN | 8859 | 11 | 2.93 | Residential | Yes | Behind the Meter | Net-metered residential rooftop and canopy |  | None | Vivint Solar Developer, LLC | JCP&L | Accepted | 2020-09-30 | 2020-10-01 | 2021-10-30 | Solar Edge | SE3800H-US | Inverters | 3800 |  | 1 |  |  | 0.992 |  | Outdoor | Near the Utility Meter
NJSTRE1545642221 |  | Transition Incentive Program | PARLIN | 8859 | 11 | 2.93 | Residential | Yes | Behind the Meter | Net-metered residential rooftop and canopy |  | None | Vivint Solar Developer, LLC | JCP&L | Accepted | 2020-09-30 | 2020-10-01 | 2021-10-30 | JINKO SOLAR | JKM325M-60HBL | Solar Panels |  | 0.325 | 9 | 271 | 24 |  | Fixed | Roof
NJSTRE1545642226 |  | Transition Incentive Program | Lawrence Township | 8648 | 12 | 3.97 | Residential | Yes | Behind the Meter | Net-metered residential rooftop and canopy |  | None | Sunrun, Inc. | PSE&G | Accepted | 2020-09-29 | 2020-10-01 | 2021-10-30 | Tesla | Powerwall 2 AC | Electric Storage Battery |  |  | 1 |  |  |  | Lithium Ion |  | outside
NJSTRE1545642226 |  | Transition Incentive Program | Lawrence Township | 8648 | 12 | 3.97 | Residential | Yes | Behind the Meter | Net-metered residential rooftop and canopy |  | None | Sunrun, Inc. | PSE&G | Accepted | 2020-09-29 | 2020-10-01 | 2021-10-30 | Enphase Energy | IQ7-60-x-US (240V) | Inverters | 240 |  | 13 |  |  | 0.96 |  | Outdoor | Rooftop
NJSTRE1545642226 |  | Transition Incentive Program | Lawrence Township | 8648 | 12 | 3.97 | Residential | Yes | Behind the Meter | Net-metered residential rooftop and canopy |  | None | Sunrun, Inc. | PSE&G | Accepted | 2020-09-29 | 2020-10-01 | 2021-10-30 | LONGi Green Energy Technology Co Ltd | LR6-60HPB-305M | Solar Panels |  | 0.305 | 13 | 138 | 18 |  | Fixed | Roof
NJSTRE1545642239 |  | Transition Incentive Program | Mantua | 8051 | 15 | 8.4 | Residential | Yes | Behind the Meter | Net-metered residential rooftop and canopy |  | None | Pro Custom Solar dba Momentum Solar | AC Electric | Accepted | 2020-09-29 | 2020-10-01 | 2021-10-30 | Enphase | IQ7Plus-72-2-US | Inverters | 290 |  | 24 |  |  | 0.97 |  | Outdoor | Roof
NJSTRE1545642239 |  | Transition Incentive Program | Mantua | 8051 | 15 | 8.4 | Residential | Yes | Behind the Meter | Net-metered residential rooftop and canopy |  | None | Pro Custom Solar dba Momentum Solar | AC Electric | Accepted | 2020-09-29 | 2020-10-01 | 2021-10-30 | LG ELECTRONICS | LG 350N1C-V5 | Solar Panels |  | 0.35 | 6 | 14 | 22 |  | Fixed | Roof
NJSTRE1545642239 |  | Transition Incentive Program | Mantua | 8051 | 15 | 8.4 | Residential | Yes | Behind the Meter | Net-metered residential rooftop and canopy |  | None | Pro Custom Solar dba Momentum Solar | AC Electric | Accepted | 2020-09-29 | 2020-10-01 | 2021-10-30 | LG ELECTRONICS | LG 350N1C-V5 | Solar Panels |  | 0.35 | 10 | 194 | 23 |  | Fixed | Roof
NJSTRE1545642239 |  | Transition Incentive Program | Mantua | 8051 | 15 | 8.4 | Residential | Yes | Behind the Meter | Net-metered residential rooftop and canopy |  | None | Pro Custom Solar dba Momentum Solar | AC Electric | Accepted | 2020-09-29 | 2020-10-01 | 2021-10-30 | LG ELECTRONICS | LG 350N1C-V5 | Solar Panels |  | 0.35 | 4 | 194 | 9 |  | Fixed | Roof
NJSTRE1545642239 |  | Transition Incentive Program | Mantua | 8051 | 15 | 8.4 | Residential | Yes | Behind the Meter | Net-metered residential rooftop and canopy |  | None | Pro Custom Solar dba Momentum Solar | AC Electric | Accepted | 2020-09-29 | 2020-10-01 | 2021-10-30 | LG ELECTRONICS | LG 350N1C-V5 | Solar Panels |  | 0.35 | 4 | 194 | 17 |  | Fixed | Roof
NJSTRE1545642251 |  | Transition Incentive Program | laurel springs | 8021 | 14 | 3.5 | Residential | Yes | Behind the Meter | Net-metered residential rooftop and canopy |  | None | Pro Custom Solar dba Momentum Solar | AC Electric | Accepted | 2020-09-29 | 2020-10-01 | 2021-10-30 | Enphase | IQ7Plus-72-2-US | Inverters | 290 |  | 10 |  |  | 0.97 |  | Outdoor | Roof
NJSTRE1545642251 |  | Transition Incentive Program | laurel springs | 8021 | 14 | 3.5 | Residential | Yes | Behind the Meter | Net-metered residential rooftop and canopy |  | None | Pro Custom Solar dba Momentum Solar | AC Electric | Accepted | 2020-09-29 | 2020-10-01 | 2021-10-30 | LG ELECTRONICS | LG 350N1C-V5 | Solar Panels |  | 0.35 | 10 | 108 | 28 |  | Fixed | Roof
NJSTRE1545642253 |  | Transition Incentive Program | Gloucester City | 8030 | 14 | 10.68 | Residential | Yes | Behind the Meter | Net-metered residential rooftop and canopy |  | None | Sunrun Installation Services, Inc. | PSE&G | Accepted | 2020-09-29 | 2020-10-01 | 2021-10-30 | Enphase Energy | IQ7-60-x-US (240V) | Inverters | 240 |  | 35 |  |  | 0.96 |  | Outdoor | Rooftop
NJSTRE1545642253 |  | Transition Incentive Program | Gloucester City | 8030 | 14 | 10.68 | Residential | Yes | Behind the Meter | Net-metered residential rooftop and canopy |  | None | Sunrun Installation Services, Inc. | PSE&G | Accepted | 2020-09-29 | 2020-10-01 | 2021-10-30 | LONGi Green Energy Technology Co Ltd | LR6-60HPB-305M | Solar Panels |  | 0.305 | 13 | 186 | 13 |  | Fixed | Roof
NJSTRE1545642253 |  | Transition Incentive Program | Gloucester City | 8030 | 14 | 10.68 | Residential | Yes | Behind the Meter | Net-metered residential rooftop and canopy |  | None | Sunrun Installation Services, Inc. | PSE&G | Accepted | 2020-09-29 | 2020-10-01 | 2021-10-30 | LONGi Green Energy Technology Co Ltd | LR6-60HPB-305M | Solar Panels |  | 0.305 | 22 | 6 | 11 |  | Fixed | Roof
NJSTRE1545642267 |  | Transition Incentive Program | Haddon Heights | 8035 | 14 | 13.33 | Residential | Yes | Behind the Meter | Net-metered residential rooftop and canopy |  | None | Vivint Solar Developer, LLC | PSE&G | Accepted | 2020-09-30 | 2020-10-01 | 2021-10-30 | Solar Edge | SE3800H-US | Inverters | 3800 |  | 1 |  |  | 0.992 |  | Outdoor | Near the Utility Meter
NJSTRE1545642267 |  | Transition Incentive Program | Haddon Heights | 8035 | 14 | 13.33 | Residential | Yes | Behind the Meter | Net-metered residential rooftop and canopy |  | None | Vivint Solar Developer, LLC | PSE&G | Accepted | 2020-09-30 | 2020-10-01 | 2021-10-30 | Solar Edge | SE7600H-US | Inverters | 7600 |  | 1 |  |  | 0.992 |  | Outdoor | Near the Utility Meter
NJSTRE1545642267 |  | Transition Incentive Program | Haddon Heights | 8035 | 14 | 13.33 | Residential | Yes | Behind the Meter | Net-metered residential rooftop and canopy |  | None | Vivint Solar Developer, LLC | PSE&G | Accepted | 2020-09-30 | 2020-10-01 | 2021-10-30 | JINKO SOLAR | JKM325M-60HBL | Solar Panels |  | 0.325 | 3 | 348 | 16 |  | Fixed | Roof
NJSTRE1545642267 |  | Transition Incentive Program | Haddon Heights | 8035 | 14 | 13.33 | Residential | Yes | Behind the Meter | Net-metered residential rooftop and canopy |  | None | Vivint Solar Developer, LLC | PSE&G | Accepted | 2020-09-30 | 2020-10-01 | 2021-10-30 | JINKO SOLAR | JKM325M-60HBL | Solar Panels |  | 0.325 | 25 | 258 | 27 |  | Fixed | Roof
NJSTRE1545642267 |  | Transition Incentive Program | Haddon Heights | 8035 | 14 | 13.33 | Residential | Yes | Behind the Meter | Net-metered residential rooftop and canopy |  | None | Vivint Solar Developer, LLC | PSE&G | Accepted | 2020-09-30 | 2020-10-01 | 2021-10-30 | JINKO SOLAR | JKM325M-60HBL | Solar Panels |  | 0.325 | 13 | 78 | 27 |  | Fixed | Roof
NJSTRE1545642663 |  | Transition Incentive Program | MAPLE SHADE | 8052 | 13 | 5.85 | Residential | Yes | Behind the Meter | Net-metered residential rooftop and canopy |  | None | Vivint Solar Developer, LLC | PSE&G | Accepted | 2020-09-30 | 2020-10-05 | 2021-10-30 | Solar Edge | SE3800H-US | Inverters | 3800 |  | 1 |  |  | 0.992 |  | Outdoor | Near the Utility Meter
NJSTRE1545642663 |  | Transition Incentive Program | MAPLE SHADE | 8052 | 13 | 5.85 | Residential | Yes | Behind the Meter | Net-metered residential rooftop and canopy |  | None | Vivint Solar Developer, LLC | PSE&G | Accepted | 2020-09-30 | 2020-10-05 | 2021-10-30 | JINKO SOLAR | JKM325M-60HBL | Solar Panels |  | 0.325 | 9 | 220 | 40 |  | Fixed | Roof
NJSTRE1545642663 |  | Transition Incentive Program | MAPLE SHADE | 8052 | 13 | 5.85 | Residential | Yes | Behind the Meter | Net-metered residential rooftop and canopy |  | None | Vivint Solar Developer, LLC | PSE&G | Accepted | 2020-09-30 | 2020-10-05 | 2021-10-30 | JINKO SOLAR | JKM325M-60HBL | Solar Panels |  | 0.325 | 9 | 40 | 40 |  | Fixed | Roof
NJSTRE1545642667 |  | Transition Incentive Program | Bridgewater | 8807 | 5 | 8.07 | Residential | Yes | Behind the Meter | Net-metered residential rooftop and canopy |  | None | Tesla Energy Operations Inc. | JCP&L | Accepted | 2020-09-29 | 2020-10-08 | 2021-10-30 | Delta Electronics | M8-TL-US [240V] | Inverters | 7680 |  | 1 |  |  | 0.975 |  | Outside | Outside
NJSTRE1545642667 |  | Transition Incentive Program | Bridgewater | 8807 | 5 | 8.07 | Residential | Yes | Behind the Meter | Net-metered residential rooftop and canopy |  | None | Tesla Energy Operations Inc. | JCP&L | Accepted | 2020-09-29 | 2020-10-08 | 2021-10-30 | Tesla | SR60T1 | Solar Panels |  | 0.05847 | 74 | 264 | 19 |  | Fixed | Roof
NJSTRE1545642667 |  | Transition Incentive Program | Bridgewater | 8807 | 5 | 8.07 | Residential | Yes | Behind the Meter | Net-metered residential rooftop and canopy |  | None | Tesla Energy Operations Inc. | JCP&L | Accepted | 2020-09-29 | 2020-10-08 | 2021-10-30 | Tesla | SR60T1 | Solar Panels |  | 0.05847 | 64 | 84 | 19 |  | Fixed | Roof
NJSTRE1545642713 |  | Transition Incentive Program | Swedesboro | 8085 | 15 | 7.88 | Residential | No | Behind the Meter | Net-metered residential rooftop and canopy |  | None | Advanced Renewable Solutions | AC Electric | Accepted | 2020-09-29 | 2020-10-01 | 2021-10-30 | ENPHASE | IQ7-60-2-US | Inverters | 6000 |  | 25 |  |  | 0.976 |  | Outdoor | Micro-inverters are mounted to underside of every solar
NJSTRE1545642713 |  | Transition Incentive Program | Swedesboro | 8085 | 15 | 7.88 | Residential | No | Behind the Meter | Net-metered residential rooftop and canopy |  | None | Advanced Renewable Solutions | AC Electric | Accepted | 2020-09-29 | 2020-10-01 | 2021-10-30 | CertainTeed | CT315M11-02 | Solar Panels |  | 0.315 | 7 | 214 | 31 |  | Fixed | Roof
NJSTRE1545642713 |  | Transition Incentive Program | Swedesboro | 8085 | 15 | 7.88 | Residential | No | Behind the Meter | Net-metered residential rooftop and canopy |  | None | Advanced Renewable Solutions | AC Electric | Accepted | 2020-09-29 | 2020-10-01 | 2021-10-30 | CertainTeed | CT315M11-02 | Solar Panels |  | 0.315 | 18 | 214 | 30 |  | Fixed | Roof
NJSTRE1545642719 |  | Transition Incentive Program | Woodbury Heights | 8097 | 15 | 9.45 | Residential | No | Behind the Meter | Net-metered residential rooftop and canopy |  | None | Advanced Renewable Solutions | PSE&G | Accepted | 2020-09-29 | 2020-10-01 | 2021-10-30 | ENPHASE | IQ7-60-2-US | Inverters | 7200 |  | 30 |  |  | 0.976 |  | Outdoor | Micro-inverters are mounted to underside of every solar
NJSTRE1545642719 |  | Transition Incentive Program | Woodbury Heights | 8097 | 15 | 9.45 | Residential | No | Behind the Meter | Net-metered residential rooftop and canopy |  | None | Advanced Renewable Solutions | PSE&G | Accepted | 2020-09-29 | 2020-10-01 | 2021-10-30 | CertainTeed | CT315M11-02 | Solar Panels |  | 0.315 | 16 | 176 | 20 |  | Fixed | Roof
NJSTRE1545642719 |  | Transition Incentive Program | Woodbury Heights | 8097 | 15 | 9.45 | Residential | No | Behind the Meter | Net-metered residential rooftop and canopy |  | None | Advanced Renewable Solutions | PSE&G | Accepted | 2020-09-29 | 2020-10-01 | 2021-10-30 | CertainTeed | CT315M11-02 | Solar Panels |  | 0.315 | 14 | 177 | 20 |  | Fixed | Roof
NJSTRE1545642723 |  | Transition Incentive Program | Stratford | 8084 | 14 | 6.15 | Residential | No | Behind the Meter | Net-metered residential rooftop and canopy |  | None | SunPower Corporation, Systems | AC Electric | Accepted | 2020-09-29 | 2020-10-05 | 2021-10-30 | SunPower | SPR-A410-G-AC | Inverters | 349 |  | 15 |  |  | 0.97 |  | Other | under each panel
NJSTRE1545642723 |  | Transition Incentive Program | Stratford | 8084 | 14 | 6.15 | Residential | No | Behind the Meter | Net-metered residential rooftop and canopy |  | None | SunPower Corporation, Systems | AC Electric | Accepted | 2020-09-29 | 2020-10-05 | 2021-10-30 | SunPower | SPR-A410-G-AC | Solar Panels |  | 0.41 | 15 | 270 | 23 |  | Fixed | Roof
NJSTRE1545644676 |  | Transition Incentive Program | Dayton | 8810 | 11 | 9.9 | Residential | No | Behind the Meter | Net-metered residential rooftop and canopy |  | None | Whitman Construction, LLC | PSE&G | Accepted | 2020-09-30 | 2020-10-01 | 2021-10-30 | Enphase energy | IQ7X-96-2-US | Inverters | 0.315 |  | 30 |  |  | 0.97 |  | Outdoor | MICROINVERTERS LOCATED UNDER MODULES
NJSTRE1545644676 |  | Transition Incentive Program | Dayton | 8810 | 11 | 9.9 | Residential | No | Behind the Meter | Net-metered residential rooftop and canopy |  | None | Whitman Construction, LLC | PSE&G | Accepted | 2020-09-30 | 2020-10-01 | 2021-10-30 | PANASONIC | VBHN330SA16 | Solar Panels |  | 0.33 | 15 | 234 | 29 |  | Fixed | Roof
NJSTRE1545644676 |  | Transition Incentive Program | Dayton | 8810 | 11 | 9.9 | Residential | No | Behind the Meter | Net-metered residential rooftop and canopy |  | None | Whitman Construction, LLC | PSE&G | Accepted | 2020-09-30 | 2020-10-01 | 2021-10-30 | Panasonic | VBHN330SA16 | Solar Panels |  | 0.33 | 3 | 144 | 31 |  | Fixed | Roof
NJSTRE1545644676 |  | Transition Incentive Program | Dayton | 8810 | 11 | 9.9 | Residential | No | Behind the Meter | Net-metered residential rooftop and canopy |  | None | Whitman Construction, LLC | PSE&G | Accepted | 2020-09-30 | 2020-10-01 | 2021-10-30 | PANASONIC | VBHN330SA16 | Solar Panels |  | 0.33 | 12 | 54 | 29 |  | Fixed | Roof
NJSTRE1545644679 |  | Transition Incentive Program | BELLMAWR BORO | 8031 | 14 | 10.4 | Residential | No | Behind the Meter | Net-metered residential rooftop and canopy |  | None | Suntuity Solar LLC | PSE&G | Accepted | 2020-09-30 | 2020-10-01 | 2021-10-30 | Enphase Energy | IQ7-60-2-US | Inverters | 240 |  | 33 |  |  | 0.97 |  | Outdoor | Behind the PV Modules
NJSTRE1545644679 |  | Transition Incentive Program | BELLMAWR BORO | 8031 | 14 | 10.4 | Residential | No | Behind the Meter | Net-metered residential rooftop and canopy |  | None | Suntuity Solar LLC | PSE&G | Accepted | 2020-09-30 | 2020-10-01 | 2021-10-30 | Longi | LR6-60HPB-315M | Solar Panels |  | 0.315 | 28 | 182 | 35 |  | Fixed | Roof
NJSTRE1545644679 |  | Transition Incentive Program | BELLMAWR BORO | 8031 | 14 | 10.4 | Residential | No | Behind the Meter | Net-metered residential rooftop and canopy |  | None | Suntuity Solar LLC | PSE&G | Accepted | 2020-09-30 | 2020-10-01 | 2021-10-30 | Longi | LR6-60HPB-315M | Solar Panels |  | 0.315 | 5 | 2 | 35 |  | Fixed | Roof
NJSTRE1545644680 |  | Transition Incentive Program | Vineland | 8360 | 20 | 5.99 | Residential | No | Behind the Meter | Net-metered residential rooftop and canopy |  | None | Suntuity Solar LLC | Vineland Muni Electric | Accepted | 2020-09-30 | 2020-10-01 | 2021-10-30 | Enphase Energy | IQ7-60-2-US | Inverters | 240 |  | 19 |  |  | 0.97 |  | Outdoor | Behind the PV Modules
NJSTRE1545644680 |  | Transition Incentive Program | Vineland | 8360 | 20 | 5.99 | Residential | No | Behind the Meter | Net-metered residential rooftop and canopy |  | None | Suntuity Solar LLC | Vineland Muni Electric | Accepted | 2020-09-30 | 2020-10-01 | 2021-10-30 | Longi | LR6-60HPB-315M | Solar Panels |  | 0.315 | 5 | 55 | 24 |  | Fixed | Roof
NJSTRE1545644680 |  | Transition Incentive Program | Vineland | 8360 | 20 | 5.99 | Residential | No | Behind the Meter | Net-metered residential rooftop and canopy |  | None | Suntuity Solar LLC | Vineland Muni Electric | Accepted | 2020-09-30 | 2020-10-01 | 2021-10-30 | Longi | LR6-60HPB-315M | Solar Panels |  | 0.315 | 14 | 234 | 24 |  | Fixed | Roof
NJSTRE1545644683 |  | Transition Incentive Program | Trenton | 8629 | 12 | 5.12 | Residential | No | Behind the Meter | Net-metered residential rooftop and canopy |  | None | Posigen NJ LLC | PSE&G | Accepted | 2020-09-30 | 2020-10-01 | 2021-10-30 | SolarEdge | SE6000H-US | Inverters | 6000 |  | 1 |  |  | 0.99 |  | Outside | 0.99
NJSTRE1545644683 |  | Transition Incentive Program | Trenton | 8629 | 12 | 5.12 | Residential | No | Behind the Meter | Net-metered residential rooftop and canopy |  | None | Posigen NJ LLC | PSE&G | Accepted | 2020-09-30 | 2020-10-01 | 2021-10-30 | Silfab | SLA320M | Solar Panels |  | 0.32 | 16 | 54234 | 26 |  | Fixed | Roof
NJSTRE1545644686 |  | Transition Incentive Program | Kendall Park | 8824 | 11 | 5.28 | Residential | No | Behind the Meter | Net-metered residential rooftop and canopy |  | None | Whitman Construction, LLC | PSE&G | Accepted | 2020-09-30 | 2020-10-01 | 2021-10-30 | enphase energy | iq7x-96-2-us | Inverters | 315 |  | 16 |  |  | 0.975 |  | Outdoor | microinverters located under modules
NJSTRE1545644686 |  | Transition Incentive Program | Kendall Park | 8824 | 11 | 5.28 | Residential | No | Behind the Meter | Net-metered residential rooftop and canopy |  | None | Whitman Construction, LLC | PSE&G | Accepted | 2020-09-30 | 2020-10-01 | 2021-10-30 | panasonic | vbhn330sa16 | Solar Panels |  | 0.33 | 16 | 244 | 30 |  | Fixed | Roof
NJSTRE1545644687 |  | Transition Incentive Program | Waldwick | 7463 | 7 | 3.02 | Residential | No | Behind the Meter | Net-metered residential rooftop and canopy |  | None | Vision Solar LLC | PSE&G | Accepted | 2020-09-30 | 2020-10-01 | 2021-10-30 | ENPHASE | IQ7-60-2-US | Inverters | 0.24 |  | 9 |  |  | 0.96 |  | Other | BEHIND EACH PANEL
NJSTRE1545644687 |  | Transition Incentive Program | Waldwick | 7463 | 7 | 3.02 | Residential | No | Behind the Meter | Net-metered residential rooftop and canopy |  | None | Vision Solar LLC | PSE&G | Accepted | 2020-09-30 | 2020-10-01 | 2021-10-30 | HANWHA Q-CELLS | Q.PEAK DUO-G6+ 335 | Solar Panels |  | 0.335 | 4 | 347 | 35 |  | Fixed | Roof
NJSTRE1545644687 |  | Transition Incentive Program | Waldwick | 7463 | 7 | 3.02 | Residential | No | Behind the Meter | Net-metered residential rooftop and canopy |  | None | Vision Solar LLC | PSE&G | Accepted | 2020-09-30 | 2020-10-01 | 2021-10-30 | HANWHA Q-CELLS | Q.PEAK DUO-G6+ 335 | Solar Panels |  | 0.335 | 4 | 167 | 35 |  | Fixed | Roof
NJSTRE1545644687 |  | Transition Incentive Program | Waldwick | 7463 | 7 | 3.02 | Residential | No | Behind the Meter | Net-metered residential rooftop and canopy |  | None | Vision Solar LLC | PSE&G | Accepted | 2020-09-30 | 2020-10-01 | 2021-10-30 | HANWHA Q-CELLS | Q.PEAK DUO-G6+ 335 | Solar Panels |  | 0.335 | 1 | 167 | 35 |  | Fixed | Roof
NJSTRE1545644693 |  | Transition Incentive Program | ESTELLE MANOR | 8319 | 19 | 19.1 | Residential | Yes | Behind the Meter | Net-metered residential ground mount |  | None | Vision Solar LLC | PSE&G | Accepted | 2020-09-30 | 2020-10-01 | 2021-10-30 | ENPHASE | IQ7-60-2-US | Inverters | 0.24 |  | 57 |  |  | 0.96 |  | Other | BEHIND EACH PANEL
NJSTRE1545644693 |  | Transition Incentive Program | ESTELLE MANOR | 8319 | 19 | 19.1 | Residential | Yes | Behind the Meter | Net-metered residential ground mount |  | None | Vision Solar LLC | PSE&G | Accepted | 2020-09-30 | 2020-10-01 | 2021-10-30 | HANWHA Q-CELLS | Q.PEAK DUO-G6+ 335 | Solar Panels |  | 0.335 | 57 | 178 | 30 |  | Fixed | Ground
NJSTRE1545644694 |  | Transition Incentive Program | Erial | 8081 | 14 | 9.43 | Residential | Yes | Behind the Meter | Net-metered residential rooftop and canopy |  | None | SunnyMac LLC | AC Electric | Accepted | 2020-09-30 | 2020-10-01 | 2021-10-30 | Solaredge | SE7600H-US | Inverters | 7600 |  | 1 |  |  | 0.99 |  | Outdoor | Next to Meter
NJSTRE1545644694 |  | Transition Incentive Program | Erial | 8081 | 14 | 9.43 | Residential | Yes | Behind the Meter | Net-metered residential rooftop and canopy |  | None | SunnyMac LLC | AC Electric | Accepted | 2020-09-30 | 2020-10-01 | 2021-10-30 | REC | TwinPeak 2 Mono | Solar Panels |  | 0.325 | 29 | 217 | 26 |  | Fixed | Roof
NJSTRE1545644700 |  | Transition Incentive Program | Turnersville | 8012 | 14 | 11.39 | Residential | Yes | Behind the Meter | Net-metered residential rooftop and canopy |  | None | Vision Solar LLC | AC Electric | Accepted | 2020-09-30 | 2020-10-01 | 2021-10-30 | ENPHASE | ENPHASE | Inverters | 0.24 |  | 34 |  |  | 0.96 |  | Other | BEHIND EACH PANEL
NJSTRE1545644700 |  | Transition Incentive Program | Turnersville | 8012 | 14 | 11.39 | Residential | Yes | Behind the Meter | Net-metered residential rooftop and canopy |  | None | Vision Solar LLC | AC Electric | Accepted | 2020-09-30 | 2020-10-01 | 2021-10-30 | HANWHA Q-CELLS | Q.PEAK DUO-G6+ 335 | Solar Panels |  | 0.335 | 12 | 32 | 24 |  | Fixed | Roof
NJSTRE1545644700 |  | Transition Incentive Program | Turnersville | 8012 | 14 | 11.39 | Residential | Yes | Behind the Meter | Net-metered residential rooftop and canopy |  | None | Vision Solar LLC | AC Electric | Accepted | 2020-09-30 | 2020-10-01 | 2021-10-30 | HANWHA Q-CELLS | Q.PEAK DUO-G6+ 335 | Solar Panels |  | 0.335 | 10 | 212 | 24 |  | Fixed | Roof
NJSTRE1545644700 |  | Transition Incentive Program | Turnersville | 8012 | 14 | 11.39 | Residential | Yes | Behind the Meter | Net-metered residential rooftop and canopy |  | None | Vision Solar LLC | AC Electric | Accepted | 2020-09-30 | 2020-10-01 | 2021-10-30 | HANWHA Q-CELLS | Q.PEAK DUO-G6+ 335 | Solar Panels |  | 0.335 | 3 | 33 | 20 |  | Fixed | Roof
NJSTRE1545644700 |  | Transition Incentive Program | Turnersville | 8012 | 14 | 11.39 | Residential | Yes | Behind the Meter | Net-metered residential rooftop and canopy |  | None | Vision Solar LLC | AC Electric | Accepted | 2020-09-30 | 2020-10-01 | 2021-10-30 | HANWHA Q-CELLS | HANWHA Q-CELLS | Solar Panels |  | 0.335 | 6 | 124 | 24 |  | Fixed | Roof
NJSTRE1545644700 |  | Transition Incentive Program | Turnersville | 8012 | 14 | 11.39 | Residential | Yes | Behind the Meter | Net-metered residential rooftop and canopy |  | None | Vision Solar LLC | AC Electric | Accepted | 2020-09-30 | 2020-10-01 | 2021-10-30 | HANWHA Q-CELLS | Q.PEAK DUO-G6+ 335 | Solar Panels |  | 0.335 | 3 | 213 | 20 |  | Fixed | Roof
NJSTRE1545644701 |  | Transition Incentive Program | Port Murray | 7865 | 2 | 10.08 | Residential | No | Behind the Meter | Net-metered residential rooftop and canopy |  | None | Posigen NJ LLC | JCP&L | Accepted | 2020-09-30 | 2020-10-01 | 2021-10-30 | SolarEdge | SE10000H-US | Inverters | 10000 |  | 1 |  |  | 0.99 |  | Outside | within ten feet of meter
NJSTRE1545644701 |  | Transition Incentive Program | Port Murray | 7865 | 2 | 10.08 | Residential | No | Behind the Meter | Net-metered residential rooftop and canopy |  | None | Posigen NJ LLC | JCP&L | Accepted | 2020-09-30 | 2020-10-01 | 2021-10-30 | Solaria | PowerXT-360R-PD | Solar Panels |  | 0.36 | 28 | 93273 | 21 |  | Fixed | Roof
NJSTRE1545644704 |  | Transition Incentive Program | West Orange | 7052 | 9 | 5.1 | Residential | No | Behind the Meter | Net-metered residential rooftop and canopy |  | None | Trinity Solar | PSE&G | Accepted | 2020-09-30 | 2020-10-01 | 2021-10-30 | SOLAR EDGE | SE3800H-US | Inverters | 3800 |  | 1 |  |  | 0.97 |  | Outside | SIDE OF HOME
NJSTRE1545644704 |  | Transition Incentive Program | West Orange | 7052 | 9 | 5.1 | Residential | No | Behind the Meter | Net-metered residential rooftop and canopy |  | None | Trinity Solar | PSE&G | Accepted | 2020-09-30 | 2020-10-01 | 2021-10-30 | HANWHA 340 (Q.PEAK DUO BLK-G6 340) | HANWHA 340 (Q.PEAK DUO BLK-G6 340) | Solar Panels |  | 0.34 | 15 | 119 | 27 |  | Fixed | Roof
NJSTRE1545644717 |  | Transition Incentive Program | Oaklyn | 8107 | 14 | 8.78 | Residential | No | Behind the Meter | Net-metered residential rooftop and canopy |  | None | Whitman Construction, LLC | PSE&G | Accepted | 2020-09-30 | 2020-10-01 | 2021-10-30 | enphase | iq7-60-2-us | Inverters | 240 |  | 27 |  |  | 0.975 |  | Outdoor | microinverters located under modules
NJSTRE1545644717 |  | Transition Incentive Program | Oaklyn | 8107 | 14 | 8.78 | Residential | No | Behind the Meter | Net-metered residential rooftop and canopy |  | None | Whitman Construction, LLC | PSE&G | Accepted | 2020-09-30 | 2020-10-01 | 2021-10-30 | trina | tsm 325 de06m | Solar Panels |  | 0.325 | 6 | 237 | 15 |  | Fixed | Roof
NJSTRE1545644717 |  | Transition Incentive Program | Oaklyn | 8107 | 14 | 8.78 | Residential | No | Behind the Meter | Net-metered residential rooftop and canopy |  | None | Whitman Construction, LLC | PSE&G | Accepted | 2020-09-30 | 2020-10-01 | 2021-10-30 | trina | tsm 325 de06m | Solar Panels |  | 0.325 | 21 | 237 | 35 |  | Fixed | Roof
NJSTRE1545644718 |  | Transition Incentive Program | Lanoka Harbor | 8734 | 18 | 5.7 | Residential | No | Behind the Meter | Net-metered residential rooftop and canopy |  | None | Vision Solar LLC | JCP&L | Accepted | 2020-09-30 | 2020-10-01 | 2021-10-30 | ENPHASE | IQ7-60-2-US | Inverters | 0.24 |  | 17 |  |  | 0.96 |  | Other | BEHIND EACH PANEL
NJSTRE1545644718 |  | Transition Incentive Program | Lanoka Harbor | 8734 | 18 | 5.7 | Residential | No | Behind the Meter | Net-metered residential rooftop and canopy |  | None | Vision Solar LLC | JCP&L | Accepted | 2020-09-30 | 2020-10-01 | 2021-10-30 | IQ7-60-2-US | Q.PEAK DUO-G6+ 335 | Solar Panels |  | 0.335 | 17 | 119 | 20 |  | Fixed | Roof
NJSTRE1545644724 |  | Transition Incentive Program | Paterson | 7513 | 6 | 4.76 | Residential | Yes | Behind the Meter | Net-metered residential rooftop and canopy |  | None | Trinity Solar | PSE&G | Accepted | 2020-09-30 | 2020-10-01 | 2021-10-30 | SOLAR EDGE | SE3800H-US | Inverters | 3800 |  | 1 |  |  | 0.97 |  | Outside | SIDE OF HOME
NJSTRE1545644724 |  | Transition Incentive Program | Paterson | 7513 | 6 | 4.76 | Residential | Yes | Behind the Meter | Net-metered residential rooftop and canopy |  | None | Trinity Solar | PSE&G | Accepted | 2020-09-30 | 2020-10-01 | 2021-10-30 | HANWHA 340 (Q.PEAK DUO BLK-G6 340) | HANWHA 340 (Q.PEAK DUO BLK-G6 340) | Solar Panels |  | 0.34 | 8 | 279 | 43 |  | Fixed | Roof
NJSTRE1545644724 |  | Transition Incentive Program | Paterson | 7513 | 6 | 4.76 | Residential | Yes | Behind the Meter | Net-metered residential rooftop and canopy |  | None | Trinity Solar | PSE&G | Accepted | 2020-09-30 | 2020-10-01 | 2021-10-30 | HANWHA 340 (Q.PEAK DUO BLK-G6 340) | HANWHA 340 (Q.PEAK DUO BLK-G6 340) | Solar Panels |  | 0.34 | 4 | 99 | 43 |  | Fixed | Roof
NJSTRE1545644724 |  | Transition Incentive Program | Paterson | 7513 | 6 | 4.76 | Residential | Yes | Behind the Meter | Net-metered residential rooftop and canopy |  | None | Trinity Solar | PSE&G | Accepted | 2020-09-30 | 2020-10-01 | 2021-10-30 | HANWHA 340 (Q.PEAK DUO BLK-G6 340) | HANWHA 340 (Q.PEAK DUO BLK-G6 340) | Solar Panels |  | 0.34 | 2 | 189 | 30 |  | Fixed | Roof
NJSTRE1545644727 |  | Transition Incentive Program | Mickleton | 8056 | 15 | 15.12 | Residential | No | Behind the Meter | Net-metered residential rooftop and canopy |  | None | Green Power Energy | AC Electric | Accepted | 2020-09-30 | 2020-10-01 | 2021-10-30 | Enphase Energy | IQ7PLUS-72-2-US | Inverters | 290 |  | 42 |  |  | 0.975 |  | Outside | next to meter
NJSTRE1545644727 |  | Transition Incentive Program | Mickleton | 8056 | 15 | 15.12 | Residential | No | Behind the Meter | Net-metered residential rooftop and canopy |  | None | Green Power Energy | AC Electric | Accepted | 2020-09-30 | 2020-10-01 | 2021-10-30 | LG Electronics | LG360Q1K-V5 | Solar Panels |  | 0.36 | 18 | 187 | 35 |  | Fixed | Roof
NJSTRE1545644727 |  | Transition Incentive Program | Mickleton | 8056 | 15 | 15.12 | Residential | No | Behind the Meter | Net-metered residential rooftop and canopy |  | None | Green Power Energy | AC Electric | Accepted | 2020-09-30 | 2020-10-01 | 2021-10-30 | LG Electronics | LG360Q1K-V5 | Solar Panels |  | 0.36 | 19 | 187 | 35 |  | Fixed | Roof
NJSTRE1545644727 |  | Transition Incentive Program | Mickleton | 8056 | 15 | 15.12 | Residential | No | Behind the Meter | Net-metered residential rooftop and canopy |  | None | Green Power Energy | AC Electric | Accepted | 2020-09-30 | 2020-10-01 | 2021-10-30 | LG Electronics | LG360Q1K-V5 | Solar Panels |  | 0.36 | 5 | 277 | 45 |  | Fixed | Roof
NJSTRE1545644730 |  | Transition Incentive Program | Freehold | 7728 | 17 | 3.96 | Residential | No | Behind the Meter | Net-metered residential rooftop and canopy |  | None | Posigen NJ LLC | JCP&L | Accepted | 2020-09-30 | 2020-10-01 | 2021-10-30 | SolarEdge | SE3800H-US | Inverters | 3800 |  | 1 |  |  | 0.99 |  | Outside | within ten feet of meter
NJSTRE1545644730 |  | Transition Incentive Program | Freehold | 7728 | 17 | 3.96 | Residential | No | Behind the Meter | Net-metered residential rooftop and canopy |  | None | Posigen NJ LLC | JCP&L | Accepted | 2020-09-30 | 2020-10-01 | 2021-10-30 | Silfab | SIL330HL | Solar Panels |  | 0.33 | 12 | 219 | 35 |  | Fixed | Roof
NJSTRE1545644733 |  | Transition Incentive Program | Piscataway | 8854 | 11 | 6.8 | Residential | No | Behind the Meter | Net-metered residential rooftop and canopy |  | None | Trinity Solar | PSE&G | Accepted | 2020-09-30 | 2020-10-01 | 2021-10-30 | SOLAR EDGE | SE6000H-US | Inverters | 6000 |  | 1 |  |  | 0.97 |  | Outside | SIDE OF HOME
NJSTRE1545644733 |  | Transition Incentive Program | Piscataway | 8854 | 11 | 6.8 | Residential | No | Behind the Meter | Net-metered residential rooftop and canopy |  | None | Trinity Solar | PSE&G | Accepted | 2020-09-30 | 2020-10-01 | 2021-10-30 | HANWHA 340 (Q.PEAK DUO BLK-G6 340) | HANWHA 340 (Q.PEAK DUO BLK-G6 340) | Solar Panels |  | 0.34 | 4 | 177 | 20 |  | Fixed | Roof
NJSTRE1545644733 |  | Transition Incentive Program | Piscataway | 8854 | 11 | 6.8 | Residential | No | Behind the Meter | Net-metered residential rooftop and canopy |  | None | Trinity Solar | PSE&G | Accepted | 2020-09-30 | 2020-10-01 | 2021-10-30 | HANWHA 340 (Q.PEAK DUO BLK-G6 340) | HANWHA 340 (Q.PEAK DUO BLK-G6 340) | Solar Panels |  | 0.34 | 4 | 178 | 20 |  | Fixed | Roof
NJSTRE1545644733 |  | Transition Incentive Program | Piscataway | 8854 | 11 | 6.8 | Residential | No | Behind the Meter | Net-metered residential rooftop and canopy |  | None | Trinity Solar | PSE&G | Accepted | 2020-09-30 | 2020-10-01 | 2021-10-30 | HANWHA 340 (Q.PEAK DUO BLK-G6 340) | HANWHA 340 (Q.PEAK DUO BLK-G6 340) | Solar Panels |  | 0.34 | 12 | 176 | 20 |  | Fixed | Roof
NJSTRE1545644734 |  | Transition Incentive Program | South Brunswick Twp | 8852 | 11 | 13.65 | Residential | No | Behind the Meter | Net-metered residential rooftop and canopy |  | None | SunnyMac LLC | PSE&G | Accepted | 2020-09-30 | 2020-10-01 | 2021-10-30 | Solaredge | SE11400H-US | Inverters | 11400 |  | 1 |  |  | 0.99 |  | Outdoor | Next to Meter
NJSTRE1545644734 |  | Transition Incentive Program | South Brunswick Twp | 8852 | 11 | 13.65 | Residential | No | Behind the Meter | Net-metered residential rooftop and canopy |  | None | SunnyMac LLC | PSE&G | Accepted | 2020-09-30 | 2020-10-01 | 2021-10-30 | REC | TwinPeak 2 Mono | Solar Panels |  | 0.325 | 42 | 259 | 18 |  | Fixed | Roof
NJSTRE1545644744 |  | Transition Incentive Program | LITTLE FERRY | 7643 | 7 | 4.08 | Residential | Yes | Behind the Meter | Net-metered residential rooftop and canopy |  | None | Trinity Solar | PSE&G | Accepted | 2020-09-30 | 2020-10-01 | 2021-10-30 | Solar Edge | SE3800H-US000BNC4 | Inverters | 3800 |  | 1 |  |  | 0.97 |  | Outdoor | side of home
NJSTRE1545644744 |  | Transition Incentive Program | LITTLE FERRY | 7643 | 7 | 4.08 | Residential | Yes | Behind the Meter | Net-metered residential rooftop and canopy |  | None | Trinity Solar | PSE&G | Accepted | 2020-09-30 | 2020-10-01 | 2021-10-30 | HANWHA | Q.PEAK DUO BLK-G6 340 | Solar Panels |  | 0.34 | 12 | 192 | 19 |  | Fixed | Roof
NJSTRE1545644746 |  | Transition Incentive Program | Pennsauken | 8110 | 14 | 6.12 | Residential | Yes | Behind the Meter | Net-metered residential rooftop and canopy |  | None | Trinity Solar | PSE&G | Accepted | 2020-09-30 | 2020-10-01 | 2021-10-30 | SOLAR EDGE | SE5000H-US | Inverters | 5000 |  | 1 |  |  | 0.97 |  | Outdoor | SIDE OF HOME
NJSTRE1545644746 |  | Transition Incentive Program | Pennsauken | 8110 | 14 | 6.12 | Residential | Yes | Behind the Meter | Net-metered residential rooftop and canopy |  | None | Trinity Solar | PSE&G | Accepted | 2020-09-30 | 2020-10-01 | 2021-10-30 | HANWHA 340 (Q.PEAK DUO BLK-G6 340) | HANWHA 340 (Q.PEAK DUO BLK-G6 340) | Solar Panels |  | 0.34 | 8 | 238 | 16 |  | Fixed | Roof
NJSTRE1545644746 |  | Transition Incentive Program | Pennsauken | 8110 | 14 | 6.12 | Residential | Yes | Behind the Meter | Net-metered residential rooftop and canopy |  | None | Trinity Solar | PSE&G | Accepted | 2020-09-30 | 2020-10-01 | 2021-10-30 | HANWHA 340 (Q.PEAK DUO BLK-G6 340) | HANWHA 340 (Q.PEAK DUO BLK-G6 340) | Solar Panels |  | 0.34 | 10 | 147 | 25 |  | Fixed | Roof
NJSTRE1545644758 |  | Transition Incentive Program | Northfield | 8225 | 19 | 6.37 | Residential | Yes | Behind the Meter | Net-metered residential rooftop and canopy |  | None | Trinity Solar | AC Electric | Accepted | 2020-09-30 | 2020-10-02 | 2021-10-30 | SOLAR EDGE | SE5000H-US | Inverters | 5000 |  | 1 |  |  | 0.97 |  | Outside | SIDE OF HOME
NJSTRE1545644758 |  | Transition Incentive Program | Northfield | 8225 | 19 | 6.37 | Residential | Yes | Behind the Meter | Net-metered residential rooftop and canopy |  | None | Trinity Solar | AC Electric | Accepted | 2020-09-30 | 2020-10-02 | 2021-10-30 | HANWHA 335 (Q.PEAK DUO BLK-G6 335) | HANWHA 335 (Q.PEAK DUO BLK-G6 335) | Solar Panels |  | 0.335 | 14 | 210 | 18 |  | Fixed | Roof
NJSTRE1545644758 |  | Transition Incentive Program | Northfield | 8225 | 19 | 6.37 | Residential | Yes | Behind the Meter | Net-metered residential rooftop and canopy |  | None | Trinity Solar | AC Electric | Accepted | 2020-09-30 | 2020-10-02 | 2021-10-30 | HANWHA 335 (Q.PEAK DUO BLK-G6 335) | HANWHA 335 (Q.PEAK DUO BLK-G6 335) | Solar Panels |  | 0.335 | 5 | 120 | 27 |  | Fixed | Roof
NJSTRE1545644771 |  | Transition Incentive Program | Bellmawr | 8031 | 14 | 6.12 | Residential | Yes | Behind the Meter | Net-metered residential rooftop and canopy |  | None | Trinity Solar | PSE&G | Accepted | 2020-09-30 | 2020-10-01 | 2021-10-30 | Solar Edge | SE5000H-US | Inverters | 5000 |  | 1 |  |  | 0.97 |  | Outside | side of home
NJSTRE1545644771 |  | Transition Incentive Program | Bellmawr | 8031 | 14 | 6.12 | Residential | Yes | Behind the Meter | Net-metered residential rooftop and canopy |  | None | Trinity Solar | PSE&G | Accepted | 2020-09-30 | 2020-10-01 | 2021-10-30 | Hanwha 340 | Q.PEAK DUO BLK-G6 340 | Solar Panels |  | 0.34 | 16 | 103 | 45 |  | Fixed | Roof
NJSTRE1545644771 |  | Transition Incentive Program | Bellmawr | 8031 | 14 | 6.12 | Residential | Yes | Behind the Meter | Net-metered residential rooftop and canopy |  | None | Trinity Solar | PSE&G | Accepted | 2020-09-30 | 2020-10-01 | 2021-10-30 | Hanwha 340 | Q.PEAK DUO BLK-G6 340 | Solar Panels |  | 0.34 | 2 | 103 | 34 |  | Fixed | Roof
NJSTRE1545644776 |  | Transition Incentive Program | Hamilton Twp | 8620 | 12 | 13.2 | Residential | No | Behind the Meter | Net-metered residential rooftop and canopy |  | None | Green Power Energy | PSE&G | Accepted | 2020-09-30 | 2020-10-02 | 2021-10-30 | Enphase Energy | IQ7PLUS-72-2-US | Inverters | 290 |  | 40 |  |  | 0.975 |  | Outside | next to meter
NJSTRE1545644776 |  | Transition Incentive Program | Hamilton Twp | 8620 | 12 | 13.2 | Residential | No | Behind the Meter | Net-metered residential rooftop and canopy |  | None | Green Power Energy | PSE&G | Accepted | 2020-09-30 | 2020-10-02 | 2021-10-30 | LG Electronics | LG330N1K-V5 | Solar Panels |  | 0.33 | 16 | 95 | 27 |  | Fixed | Roof
NJSTRE1545644776 |  | Transition Incentive Program | Hamilton Twp | 8620 | 12 | 13.2 | Residential | No | Behind the Meter | Net-metered residential rooftop and canopy |  | None | Green Power Energy | PSE&G | Accepted | 2020-09-30 | 2020-10-02 | 2021-10-30 | LG Electronics | LG330N1K-V5 | Solar Panels |  | 0.33 | 6 | 279 | 27 |  | Fixed | Roof
NJSTRE1545644776 |  | Transition Incentive Program | Hamilton Twp | 8620 | 12 | 13.2 | Residential | No | Behind the Meter | Net-metered residential rooftop and canopy |  | None | Green Power Energy | PSE&G | Accepted | 2020-09-30 | 2020-10-02 | 2021-10-30 | LG Electronics | LG330N1K-V5 | Solar Panels |  | 0.33 | 18 | 98 | 35 |  | Fixed | Roof
NJSTRE1545644781 |  | Transition Incentive Program | Ocean View | 8230 | 21 | 11.22 | Residential | No | Behind the Meter | Net-metered residential rooftop and canopy |  | None | Maier Solar Engineering dba Solar Me | AC Electric | Accepted | 2020-09-30 | 2020-10-02 | 2021-10-30 | Enphase | IQ7+ | Inverters | 290 |  | 33 |  |  | 0.96 |  | Outdoor | Next to meter
NJSTRE1545644781 |  | Transition Incentive Program | Ocean View | 8230 | 21 | 11.22 | Residential | No | Behind the Meter | Net-metered residential rooftop and canopy |  | None | Maier Solar Engineering dba Solar Me | AC Electric | Accepted | 2020-09-30 | 2020-10-02 | 2021-10-30 | Hanwha | Q.CELL DUO BLK-G6 340W | Solar Panels |  | 0.34 | 8 | 47 | 20 |  | Fixed | Roof
NJSTRE1545644781 |  | Transition Incentive Program | Ocean View | 8230 | 21 | 11.22 | Residential | No | Behind the Meter | Net-metered residential rooftop and canopy |  | None | Maier Solar Engineering dba Solar Me | AC Electric | Accepted | 2020-09-30 | 2020-10-02 | 2021-10-30 | Hanwha | Q.CELL DUO BLK-G6 340W | Solar Panels |  | 0.34 | 25 | 227 | 20 |  | Fixed | Roof
NJSTRE1545644782 |  | Transition Incentive Program | Egg Harbor City | 8215 | 19 | 13.12 | Residential | Yes | Behind the Meter | Net-metered residential rooftop and canopy |  | None | All Season Solar | AC Electric | Accepted | 2020-09-30 | 2020-10-02 | 2021-10-30 | Enphase | IQ7 | Inverters | 240 |  | 41 |  |  | 0.97 |  | Outdoor | under module
NJSTRE1545644782 |  | Transition Incentive Program | Egg Harbor City | 8215 | 19 | 13.12 | Residential | Yes | Behind the Meter | Net-metered residential rooftop and canopy |  | None | All Season Solar | AC Electric | Accepted | 2020-09-30 | 2020-10-02 | 2021-10-30 | Trina | TSMDD06M.05II | Solar Panels |  | 0.32 | 11 | 311 | 22 |  | Fixed | Roof
NJSTRE1545644782 |  | Transition Incentive Program | Egg Harbor City | 8215 | 19 | 13.12 | Residential | Yes | Behind the Meter | Net-metered residential rooftop and canopy |  | None | All Season Solar | AC Electric | Accepted | 2020-09-30 | 2020-10-02 | 2021-10-30 | Trina | TSMDD06M.05II | Solar Panels |  | 0.32 | 28 | 131 | 22 |  | Fixed | Roof
NJSTRE1545644782 |  | Transition Incentive Program | Egg Harbor City | 8215 | 19 | 13.12 | Residential | Yes | Behind the Meter | Net-metered residential rooftop and canopy |  | None | All Season Solar | AC Electric | Accepted | 2020-09-30 | 2020-10-02 | 2021-10-30 | Trina | TSMDD06M.05II | Solar Panels |  | 0.32 | 2 | 221 | 25 |  | Fixed | Roof
NJSTRE1545644802 |  | Transition Incentive Program | Clinton | 8809 | 4 | 8.04 | Residential | No | Behind the Meter | Net-metered residential rooftop and canopy |  | None | Green Power Energy | JCP&L | Accepted | 2020-09-30 | 2020-10-02 | 2021-10-30 | Enphase Energy | IQ7PLUS-72-2-US | Inverters | 290 |  | 24 |  |  | 0.975 |  | Outside | next to meter
NJSTRE1545644802 |  | Transition Incentive Program | Clinton | 8809 | 4 | 8.04 | Residential | No | Behind the Meter | Net-metered residential rooftop and canopy |  | None | Green Power Energy | JCP&L | Accepted | 2020-09-30 | 2020-10-02 | 2021-10-30 | Hanwha | Q.PEAK DUO BLK-G6 335 | Solar Panels |  | 0.335 | 14 | 275 | 37 |  | Fixed | Roof
NJSTRE1545644802 |  | Transition Incentive Program | Clinton | 8809 | 4 | 8.04 | Residential | No | Behind the Meter | Net-metered residential rooftop and canopy |  | None | Green Power Energy | JCP&L | Accepted | 2020-09-30 | 2020-10-02 | 2021-10-30 | Hanwha | Q.PEAK DUO BLK-G6 335 | Solar Panels |  | 0.335 | 3 | 95 | 37 |  | Fixed | Roof
NJSTRE1545644802 |  | Transition Incentive Program | Clinton | 8809 | 4 | 8.04 | Residential | No | Behind the Meter | Net-metered residential rooftop and canopy |  | None | Green Power Energy | JCP&L | Accepted | 2020-09-30 | 2020-10-02 | 2021-10-30 | Hanwha | Q.PEAK DUO BLK-G6 335 | Solar Panels |  | 0.335 | 3 | 185 | 37 |  | Fixed | Roof
NJSTRE1545644802 |  | Transition Incentive Program | Clinton | 8809 | 4 | 8.04 | Residential | No | Behind the Meter | Net-metered residential rooftop and canopy |  | None | Green Power Energy | JCP&L | Accepted | 2020-09-30 | 2020-10-02 | 2021-10-30 | Hanwha | Q.PEAK DUO BLK-G6 335 | Solar Panels |  | 0.335 | 4 | 185 | 37 |  | Fixed | Roof
NJSTRE1545644804 |  | Transition Incentive Program | Belleville | 7109 | 9 | 2.38 | Residential | Yes | Behind the Meter | Net-metered residential rooftop and canopy |  | None | Trinity Solar | PSE&G | Accepted | 2020-09-30 | 2020-10-02 | 2021-10-30 | ENPHASE | IQ7PLUS-72-2-US | Inverters | 290 |  | 7 |  |  | 0.97 |  | Outside | UNDER THE PANELS
NJSTRE1545644804 |  | Transition Incentive Program | Belleville | 7109 | 9 | 2.38 | Residential | Yes | Behind the Meter | Net-metered residential rooftop and canopy |  | None | Trinity Solar | PSE&G | Accepted | 2020-09-30 | 2020-10-02 | 2021-10-30 | HANWHA 340 (Q.PEAK DUO BLK-G6 340) | HANWHA 340 (Q.PEAK DUO BLK-G6 340) | Solar Panels |  | 0.34 | 7 | 128 | 28 |  | Fixed | Roof
NJSTRE1545644808 |  | Transition Incentive Program | SOMERSET | 8873 | 5 | 12.24 | Residential | Yes | Behind the Meter | Net-metered residential rooftop and canopy |  | None | Trinity Solar | PSE&G | Accepted | 2020-09-30 | 2020-10-02 | 2021-10-30 | Solar Edge | SE10000H-US000BNC4 | Inverters | 10000 |  | 1 |  |  | 0.97 |  | Outdoor | side of home
NJSTRE1545644808 |  | Transition Incentive Program | SOMERSET | 8873 | 5 | 12.24 | Residential | Yes | Behind the Meter | Net-metered residential rooftop and canopy |  | None | Trinity Solar | PSE&G | Accepted | 2020-09-30 | 2020-10-02 | 2021-10-30 | HANWHA | Q.PEAK DUO BLK-G6 340 | Solar Panels |  | 0.34 | 3 | 270 | 21 |  | Fixed | Roof
NJSTRE1545644808 |  | Transition Incentive Program | SOMERSET | 8873 | 5 | 12.24 | Residential | Yes | Behind the Meter | Net-metered residential rooftop and canopy |  | None | Trinity Solar | PSE&G | Accepted | 2020-09-30 | 2020-10-02 | 2021-10-30 | HANWHA | Q.PEAK DUO BLK-G6 340 | Solar Panels |  | 0.34 | 3 | 179 | 21 |  | Fixed | Roof
NJSTRE1545644808 |  | Transition Incentive Program | SOMERSET | 8873 | 5 | 12.24 | Residential | Yes | Behind the Meter | Net-metered residential rooftop and canopy |  | None | Trinity Solar | PSE&G | Accepted | 2020-09-30 | 2020-10-02 | 2021-10-30 | HANWHA | Q.PEAK DUO BLK-G6 340 | Solar Panels |  | 0.34 | 15 | 269 | 21 |  | Fixed | Roof
NJSTRE1545644808 |  | Transition Incentive Program | SOMERSET | 8873 | 5 | 12.24 | Residential | Yes | Behind the Meter | Net-metered residential rooftop and canopy |  | None | Trinity Solar | PSE&G | Accepted | 2020-09-30 | 2020-10-02 | 2021-10-30 | HANWHA | Q.PEAK DUO BLK-G6 340 | Solar Panels |  | 0.34 | 15 | 89 | 21 |  | Fixed | Roof
NJSTRE1545644818 |  | Transition Incentive Program | Cherry Hill | 8034 | 14 | 13.94 | Residential | Yes | Behind the Meter | Net-metered residential rooftop and canopy |  | None | Trinity Solar | PSE&G | Accepted | 2020-09-30 | 2020-10-02 | 2021-10-30 | SOLAR EDGE | SE11400H-US | Inverters | 11400 |  | 1 |  |  | 0.97 |  | Outside | SIDE OF HOME
NJSTRE1545644818 |  | Transition Incentive Program | Cherry Hill | 8034 | 14 | 13.94 | Residential | Yes | Behind the Meter | Net-metered residential rooftop and canopy |  | None | Trinity Solar | PSE&G | Accepted | 2020-09-30 | 2020-10-02 | 2021-10-30 | HANWHA 340 (Q.PEAK DUO BLK-G6 340) | HANWHA 340 (Q.PEAK DUO BLK-G6 340) | Solar Panels |  | 0.34 | 29 | 218 | 40 |  | Fixed | Roof
NJSTRE1545644818 |  | Transition Incentive Program | Cherry Hill | 8034 | 14 | 13.94 | Residential | Yes | Behind the Meter | Net-metered residential rooftop and canopy |  | None | Trinity Solar | PSE&G | Accepted | 2020-09-30 | 2020-10-02 | 2021-10-30 | HANWHA 340 (Q.PEAK DUO BLK-G6 340) | HANWHA 340 (Q.PEAK DUO BLK-G6 340) | Solar Panels |  | 0.34 | 12 | 218 | 40 |  | Fixed | Roof
NJSTRE1545644831 |  | Transition Incentive Program | Delanco | 8075 | 13 | 5.76 | Residential | Yes | Behind the Meter | Net-metered residential rooftop and canopy |  | None | Trinity Solar | PSE&G | Accepted | 2020-09-30 | 2020-10-02 | 2021-10-30 | Solar Edge | SE5000H-US | Inverters | 5000 |  | 1 |  |  | 0.97 |  | Outside | side of home
NJSTRE1545644831 |  | Transition Incentive Program | Delanco | 8075 | 13 | 5.76 | Residential | Yes | Behind the Meter | Net-metered residential rooftop and canopy |  | None | Trinity Solar | PSE&G | Accepted | 2020-09-30 | 2020-10-02 | 2021-10-30 | Hanwha 320 | Q.PEAK DUO BLK-G5 320 | Solar Panels |  | 0.32 | 18 | 158 | 14 |  | Fixed | Roof
NJSTRE1545644838 |  | Transition Incentive Program | Bogota | 7603 | 7 | 4.76 | Residential | No | Behind the Meter | Net-metered residential rooftop and canopy |  | None | Trinity Solar | PSE&G | Accepted | 2020-09-30 | 2020-10-02 | 2021-10-30 | SOLAR EDGE | SE3800H-US | Inverters | 3800 |  | 1 |  |  | 0.97 |  | Outside | SIDE OF HOME
NJSTRE1545644838 |  | Transition Incentive Program | Bogota | 7603 | 7 | 4.76 | Residential | No | Behind the Meter | Net-metered residential rooftop and canopy |  | None | Trinity Solar | PSE&G | Accepted | 2020-09-30 | 2020-10-02 | 2021-10-30 | HANWHA 340 (Q.PEAK DUO BLK-G6 340) | HANWHA 340 (Q.PEAK DUO BLK-G6 340) | Solar Panels |  | 0.34 | 2 | 209 | 30 |  | Fixed | Roof
NJSTRE1545644838 |  | Transition Incentive Program | Bogota | 7603 | 7 | 4.76 | Residential | No | Behind the Meter | Net-metered residential rooftop and canopy |  | None | Trinity Solar | PSE&G | Accepted | 2020-09-30 | 2020-10-02 | 2021-10-30 | HANWHA 340 (Q.PEAK DUO BLK-G6 340) | HANWHA 340 (Q.PEAK DUO BLK-G6 340) | Solar Panels |  | 0.34 | 8 | 209 | 14 |  | Fixed | Roof
NJSTRE1545644838 |  | Transition Incentive Program | Bogota | 7603 | 7 | 4.76 | Residential | No | Behind the Meter | Net-metered residential rooftop and canopy |  | None | Trinity Solar | PSE&G | Accepted | 2020-09-30 | 2020-10-02 | 2021-10-30 | HANWHA 340 (Q.PEAK DUO BLK-G6 340) | HANWHA 340 (Q.PEAK DUO BLK-G6 340) | Solar Panels |  | 0.34 | 4 | 29 | 14 |  | Fixed | Roof
NJSTRE1545644867 |  | Transition Incentive Program | Ewing | 8628 | 12 | 13.26 | Residential | No | Behind the Meter | Net-metered residential rooftop and canopy |  | None | Trinity Solar | PSE&G | Accepted | 2020-09-30 | 2020-10-02 | 2021-10-30 | SOLAR EDGE | SE10000H-US | Inverters | 10000 |  | 1 |  |  | 0.97 |  | Outside | SIDE OF HOME
NJSTRE1545644867 |  | Transition Incentive Program | Ewing | 8628 | 12 | 13.26 | Residential | No | Behind the Meter | Net-metered residential rooftop and canopy |  | None | Trinity Solar | PSE&G | Accepted | 2020-09-30 | 2020-10-02 | 2021-10-30 | HANWHA 340 (Q.PEAK DUO BLK-G6 340) | HANWHA 340 (Q.PEAK DUO BLK-G6 340) | Solar Panels |  | 0.34 | 9 | 53 | 28 |  | Fixed | Roof
NJSTRE1545644867 |  | Transition Incentive Program | Ewing | 8628 | 12 | 13.26 | Residential | No | Behind the Meter | Net-metered residential rooftop and canopy |  | None | Trinity Solar | PSE&G | Accepted | 2020-09-30 | 2020-10-02 | 2021-10-30 | HANWHA 340 (Q.PEAK DUO BLK-G6 340) | HANWHA 340 (Q.PEAK DUO BLK-G6 340) | Solar Panels |  | 0.34 | 5 | 232 | 10 |  | Fixed | Roof
NJSTRE1545644867 |  | Transition Incentive Program | Ewing | 8628 | 12 | 13.26 | Residential | No | Behind the Meter | Net-metered residential rooftop and canopy |  | None | Trinity Solar | PSE&G | Accepted | 2020-09-30 | 2020-10-02 | 2021-10-30 | HANWHA 340 (Q.PEAK DUO BLK-G6 340) | HANWHA 340 (Q.PEAK DUO BLK-G6 340) | Solar Panels |  | 0.34 | 2 | 232 | 43 |  | Fixed | Roof
NJSTRE1545644867 |  | Transition Incentive Program | Ewing | 8628 | 12 | 13.26 | Residential | No | Behind the Meter | Net-metered residential rooftop and canopy |  | None | Trinity Solar | PSE&G | Accepted | 2020-09-30 | 2020-10-02 | 2021-10-30 | HANWHA 340 (Q.PEAK DUO BLK-G6 340) | HANWHA 340 (Q.PEAK DUO BLK-G6 340) | Solar Panels |  | 0.34 | 23 | 232 | 28 |  | Fixed | Roof
NJSTRE1545644875 |  | Transition Incentive Program | OCEANPORT | 7757 | 17 | 10.54 | Residential | Yes | Behind the Meter | Net-metered residential rooftop and canopy |  | None | Trinity Solar | JCP&L | Accepted | 2020-09-30 | 2020-10-02 | 2021-10-30 | Solar Edge | SE10000H-US000BNC4 | Inverters | 10000 |  | 1 |  |  | 0.97 |  | Outdoor | side of home
NJSTRE1545644875 |  | Transition Incentive Program | OCEANPORT | 7757 | 17 | 10.54 | Residential | Yes | Behind the Meter | Net-metered residential rooftop and canopy |  | None | Trinity Solar | JCP&L | Accepted | 2020-09-30 | 2020-10-02 | 2021-10-30 | HANWHA | Q.PEAK DUO BLK-G6 340 | Solar Panels |  | 0.34 | 19 | 172 | 40 |  | Fixed | Roof
NJSTRE1545644875 |  | Transition Incentive Program | OCEANPORT | 7757 | 17 | 10.54 | Residential | Yes | Behind the Meter | Net-metered residential rooftop and canopy |  | None | Trinity Solar | JCP&L | Accepted | 2020-09-30 | 2020-10-02 | 2021-10-30 | HANWHA | Q.PEAK DUO BLK-G6 340 | Solar Panels |  | 0.34 | 4 | 172 | 40 |  | Fixed | Roof
NJSTRE1545644875 |  | Transition Incentive Program | OCEANPORT | 7757 | 17 | 10.54 | Residential | Yes | Behind the Meter | Net-metered residential rooftop and canopy |  | None | Trinity Solar | JCP&L | Accepted | 2020-09-30 | 2020-10-02 | 2021-10-30 | HANWHA | Q.PEAK DUO BLK-G6 340 | Solar Panels |  | 0.34 | 8 | 172 | 37 |  | Fixed | Roof
NJSTRE1545644898 |  | Transition Incentive Program | Vineland | 8360 | 20 | 7.04 | Residential | No | Behind the Meter | Net-metered residential rooftop and canopy |  | None | RCL Enterprises Inc. | AC Electric | Accepted | 2020-09-30 | 2020-10-02 | 2021-10-30 | enphase | iq7 | Inverters | 240 |  | 22 |  |  | 0.96 |  | Outdoor | under panels
NJSTRE1545644898 |  | Transition Incentive Program | Vineland | 8360 | 20 | 7.04 | Residential | No | Behind the Meter | Net-metered residential rooftop and canopy |  | None | RCL Enterprises Inc. | AC Electric | Accepted | 2020-09-30 | 2020-10-02 | 2021-10-30 | Canadian Solar | CS1H-320MS | Solar Panels |  | 0.32 | 22 | 183 | 18 |  | Fixed | Roof
NJSTRE1545644903 |  | Transition Incentive Program | Sayreville | 8872 | 11 | 15.84 | Residential | No | Behind the Meter | Net-metered residential rooftop and canopy |  | None | Whitman Construction, LLC | JCP&L | Accepted | 2020-09-30 | 2020-10-02 | 2021-10-30 | enphase energy | IQ7X-96-2-US | Inverters | 315 |  | 48 |  |  | 0.975 |  | Outside | MICROINVERTERS LOCATED UNDER MODULES
NJSTRE1545644903 |  | Transition Incentive Program | Sayreville | 8872 | 11 | 15.84 | Residential | No | Behind the Meter | Net-metered residential rooftop and canopy |  | None | Whitman Construction, LLC | JCP&L | Accepted | 2020-09-30 | 2020-10-02 | 2021-10-30 | panasonic | vbhn330sa16 | Solar Panels |  | 0.33 | 4 | 84 | 32 |  | Fixed | Roof
NJSTRE1545644903 |  | Transition Incentive Program | Sayreville | 8872 | 11 | 15.84 | Residential | No | Behind the Meter | Net-metered residential rooftop and canopy |  | None | Whitman Construction, LLC | JCP&L | Accepted | 2020-09-30 | 2020-10-02 | 2021-10-30 | panasonic | vbhn330sa16 | Solar Panels |  | 0.33 | 1 | 84 | 32 |  | Fixed | Roof
NJSTRE1545644903 |  | Transition Incentive Program | Sayreville | 8872 | 11 | 15.84 | Residential | No | Behind the Meter | Net-metered residential rooftop and canopy |  | None | Whitman Construction, LLC | JCP&L | Accepted | 2020-09-30 | 2020-10-02 | 2021-10-30 | panasonic | vbhn330sa16 | Solar Panels |  | 0.33 | 16 | 264 | 32 |  | Fixed | Roof
NJSTRE1545644903 |  | Transition Incentive Program | Sayreville | 8872 | 11 | 15.84 | Residential | No | Behind the Meter | Net-metered residential rooftop and canopy |  | None | Whitman Construction, LLC | JCP&L | Accepted | 2020-09-30 | 2020-10-02 | 2021-10-30 | panasonic | vbhn330sa16 | Solar Panels |  | 0.33 | 3 | 174 | 32 |  | Fixed | Roof
NJSTRE1545644903 |  | Transition Incentive Program | Sayreville | 8872 | 11 | 15.84 | Residential | No | Behind the Meter | Net-metered residential rooftop and canopy |  | None | Whitman Construction, LLC | JCP&L | Accepted | 2020-09-30 | 2020-10-02 | 2021-10-30 | panasonic | vbhn330sa16 | Solar Panels |  | 0.33 | 3 | 84 | 32 |  | Fixed | Roof
NJSTRE1545644903 |  | Transition Incentive Program | Sayreville | 8872 | 11 | 15.84 | Residential | No | Behind the Meter | Net-metered residential rooftop and canopy |  | None | Whitman Construction, LLC | JCP&L | Accepted | 2020-09-30 | 2020-10-02 | 2021-10-30 | panasonic | vbhn330sa16 | Solar Panels |  | 0.33 | 2 | 174 | 3 |  | Fixed | Roof
NJSTRE1545644903 |  | Transition Incentive Program | Sayreville | 8872 | 11 | 15.84 | Residential | No | Behind the Meter | Net-metered residential rooftop and canopy |  | None | Whitman Construction, LLC | JCP&L | Accepted | 2020-09-30 | 2020-10-02 | 2021-10-30 | panasonic | vbhn330sa16 | Solar Panels |  | 0.33 | 2 | 84 | 32 |  | Fixed | Roof
NJSTRE1545644903 |  | Transition Incentive Program | Sayreville | 8872 | 11 | 15.84 | Residential | No | Behind the Meter | Net-metered residential rooftop and canopy |  | None | Whitman Construction, LLC | JCP&L | Accepted | 2020-09-30 | 2020-10-02 | 2021-10-30 | panasonic | vbhn330sa16 | Solar Panels |  | 0.33 | 12 | 84 | 25 |  | Fixed | Roof
NJSTRE1545644903 |  | Transition Incentive Program | Sayreville | 8872 | 11 | 15.84 | Residential | No | Behind the Meter | Net-metered residential rooftop and canopy |  | None | Whitman Construction, LLC | JCP&L | Accepted | 2020-09-30 | 2020-10-02 | 2021-10-30 | panasonic | vbhn330sa16 | Solar Panels |  | 0.33 | 5 | 354 | 32 |  | Fixed | Roof
NJSTRE1545644909 |  | Transition Incentive Program | SOUTHAMPTON | 8088 | 13 | 13.53 | Residential | No | Behind the Meter | Net-metered residential ground mount |  | None | Amped On Solar LLC | PSE&G | Accepted | 2020-09-30 | 2020-10-02 | 2021-10-30 | ENPHASE | IQ7X | Inverters | 315 |  | 41 |  |  | 0.975 |  | Outdoor | ON MODULES
NJSTRE1545644909 |  | Transition Incentive Program | SOUTHAMPTON | 8088 | 13 | 13.53 | Residential | No | Behind the Meter | Net-metered residential ground mount |  | None | Amped On Solar LLC | PSE&G | Accepted | 2020-09-30 | 2020-10-02 | 2021-10-30 | PANASONIC | VBHN330SA17E | Solar Panels |  | 0.33 | 25 | 141 | 20 |  | Fixed | Ground
NJSTRE1545644909 |  | Transition Incentive Program | SOUTHAMPTON | 8088 | 13 | 13.53 | Residential | No | Behind the Meter | Net-metered residential ground mount |  | None | Amped On Solar LLC | PSE&G | Accepted | 2020-09-30 | 2020-10-02 | 2021-10-30 | PANASONIC | VBHN330SA17E | Solar Panels |  | 0.33 | 16 | 141 | 29 |  | Fixed | Roof
NJSTRE1545644913 |  | Transition Incentive Program | Lincoln Park | 7035 | 3 | 15.25 | Residential | Yes | Behind the Meter | Net-metered residential rooftop and canopy |  | None | Sunrun Installation Services, Inc. | JCP&L | Accepted | 2020-09-30 | 2020-10-06 | 2021-10-30 | Enphase Energy | IQ7-60-x-US (240V) | Inverters | 240 |  | 50 |  |  | 0.96 |  | Outdoor | Rooftop
NJSTRE1545644913 |  | Transition Incentive Program | Lincoln Park | 7035 | 3 | 15.25 | Residential | Yes | Behind the Meter | Net-metered residential rooftop and canopy |  | None | Sunrun Installation Services, Inc. | JCP&L | Accepted | 2020-09-30 | 2020-10-06 | 2021-10-30 | LONGi Green Energy Technology Co Ltd | LR6-60HPB-305M | Solar Panels |  | 0.305 | 32 | 85 | 30 |  | Fixed | Roof
NJSTRE1545644913 |  | Transition Incentive Program | Lincoln Park | 7035 | 3 | 15.25 | Residential | Yes | Behind the Meter | Net-metered residential rooftop and canopy |  | None | Sunrun Installation Services, Inc. | JCP&L | Accepted | 2020-09-30 | 2020-10-06 | 2021-10-30 | LONGi Green Energy Technology Co Ltd | LR6-60HPB-305M | Solar Panels |  | 0.305 | 18 | 265 | 30 |  | Fixed | Roof
NJSTRE1545644929 |  | Transition Incentive Program | Bernardsville | 7924 | 5 | 9.76 | Residential | Yes | Behind the Meter | Net-metered residential rooftop and canopy |  | None | Sunrun Installation Services, Inc. | JCP&L | Accepted | 2020-09-30 | 2020-10-06 | 2021-10-30 | Tesla | Powerwall 2 AC | Electric Storage Battery |  |  | 1 |  |  |  | Lithium Ion |  | outside
NJSTRE1545644929 |  | Transition Incentive Program | Bernardsville | 7924 | 5 | 9.76 | Residential | Yes | Behind the Meter | Net-metered residential rooftop and canopy |  | None | Sunrun Installation Services, Inc. | JCP&L | Accepted | 2020-09-30 | 2020-10-06 | 2021-10-30 | Enphase Energy | IQ7-60-x-US (240V) | Inverters | 240 |  | 32 |  |  | 0.96 |  | Outdoor | Rooftop
NJSTRE1545644929 |  | Transition Incentive Program | Bernardsville | 7924 | 5 | 9.76 | Residential | Yes | Behind the Meter | Net-metered residential rooftop and canopy |  | None | Sunrun Installation Services, Inc. | JCP&L | Accepted | 2020-09-30 | 2020-10-06 | 2021-10-30 | LONGi Green Energy Technology Co Ltd | LR6-60HPB-305M | Solar Panels |  | 0.305 | 21 | 192 | 18 |  | Fixed | Roof
NJSTRE1545644929 |  | Transition Incentive Program | Bernardsville | 7924 | 5 | 9.76 | Residential | Yes | Behind the Meter | Net-metered residential rooftop and canopy |  | None | Sunrun Installation Services, Inc. | JCP&L | Accepted | 2020-09-30 | 2020-10-06 | 2021-10-30 | LONGi Green Energy Technology Co Ltd | LR6-60HPB-305M | Solar Panels |  | 0.305 | 3 | 12 | 18 |  | Fixed | Roof
NJSTRE1545644929 |  | Transition Incentive Program | Bernardsville | 7924 | 5 | 9.76 | Residential | Yes | Behind the Meter | Net-metered residential rooftop and canopy |  | None | Sunrun Installation Services, Inc. | JCP&L | Accepted | 2020-09-30 | 2020-10-06 | 2021-10-30 | LONGi Green Energy Technology Co Ltd | LR6-60HPB-305M | Solar Panels |  | 0.305 | 8 | 12 | 9 |  | Fixed | Roof
NJSTRE1545644938 |  | Transition Incentive Program | Vineland | 8360 | 20 | 7.14 | Residential | Yes | Behind the Meter | Net-metered residential rooftop and canopy |  | None | Castle Energy, LLC | Vineland Muni Electric | Accepted | 2020-09-30 | 2020-10-02 | 2021-10-30 | Enphase Energy | IQ7-60-2-US | Inverters | 240 |  | 21 |  |  | 0.967 |  | Outdoor | on the rooftop under each solar panel
NJSTRE1545644938 |  | Transition Incentive Program | Vineland | 8360 | 20 | 7.14 | Residential | Yes | Behind the Meter | Net-metered residential rooftop and canopy |  | None | Castle Energy, LLC | Vineland Muni Electric | Accepted | 2020-09-30 | 2020-10-02 | 2021-10-30 | Hanwha Q-Cells | Q.Peak DUO BLK-G6 340 | Solar Panels |  | 0.34 | 5 | 93 | 45 |  | Fixed | Roof
NJSTRE1545644938 |  | Transition Incentive Program | Vineland | 8360 | 20 | 7.14 | Residential | Yes | Behind the Meter | Net-metered residential rooftop and canopy |  | None | Castle Energy, LLC | Vineland Muni Electric | Accepted | 2020-09-30 | 2020-10-02 | 2021-10-30 | Hanwha Q-Cells | Q.Peak DUO BLK-G6 340 | Solar Panels |  | 0.34 | 6 | 273 | 45 |  | Fixed | Roof
NJSTRE1545644938 |  | Transition Incentive Program | Vineland | 8360 | 20 | 7.14 | Residential | Yes | Behind the Meter | Net-metered residential rooftop and canopy |  | None | Castle Energy, LLC | Vineland Muni Electric | Accepted | 2020-09-30 | 2020-10-02 | 2021-10-30 | Hanwha Q-Cells | Q.Peak DUO BLK-G6 340 | Solar Panels |  | 0.34 | 10 | 183 | 40 |  | Fixed | Roof
NJSTRE1545644949 |  | Transition Incentive Program | Egg Harbor Township | 8234 | 19 | 9.45 | Residential | No | Behind the Meter | Net-metered residential rooftop and canopy |  | None | Geoscape Solar | AC Electric | Accepted | 2020-09-30 | 2020-10-02 | 2021-10-30 | SolarEdge | SE7600H-US | Inverters | 7600 |  | 1 |  |  | 0.98 |  | Outside | adj. to utility meter
NJSTRE1545644949 |  | Transition Incentive Program | Egg Harbor Township | 8234 | 19 | 9.45 | Residential | No | Behind the Meter | Net-metered residential rooftop and canopy |  | None | Geoscape Solar | AC Electric | Accepted | 2020-09-30 | 2020-10-02 | 2021-10-30 | LG Electronics | LG350N1C-V5 | Solar Panels |  | 0.35 | 6 | 218 | 24 |  | Fixed | Roof
NJSTRE1545644949 |  | Transition Incentive Program | Egg Harbor Township | 8234 | 19 | 9.45 | Residential | No | Behind the Meter | Net-metered residential rooftop and canopy |  | None | Geoscape Solar | AC Electric | Accepted | 2020-09-30 | 2020-10-02 | 2021-10-30 | LG Electronics | LG350N1C-V5 | Solar Panels |  | 0.35 | 4 | 128 | 20 |  | Fixed | Roof
NJSTRE1545644949 |  | Transition Incentive Program | Egg Harbor Township | 8234 | 19 | 9.45 | Residential | No | Behind the Meter | Net-metered residential rooftop and canopy |  | None | Geoscape Solar | AC Electric | Accepted | 2020-09-30 | 2020-10-02 | 2021-10-30 | LG Electronics | LG350N1C-V5 | Solar Panels |  | 0.35 | 17 | 218 | 42 |  | Fixed | Roof
NJSTRE1545644971 |  | Transition Incentive Program | Hackensack | 7601 | 7 | 7.82 | Residential | No | Behind the Meter | Net-metered residential rooftop and canopy |  | None | Trinity Solar | PSE&G | Accepted | 2020-09-30 | 2020-10-02 | 2021-10-30 | Solar Edge | SE6000H-US | Inverters | 6000 |  | 1 |  |  | 0.97 |  | Outside | side of home
NJSTRE1545644971 |  | Transition Incentive Program | Hackensack | 7601 | 7 | 7.82 | Residential | No | Behind the Meter | Net-metered residential rooftop and canopy |  | None | Trinity Solar | PSE&G | Accepted | 2020-09-30 | 2020-10-02 | 2021-10-30 | Hanwha 340 | Q.PEAK DUO BLK-G6 340 | Solar Panels |  | 0.34 | 7 | 128 | 27 |  | Fixed | Roof
NJSTRE1545644971 |  | Transition Incentive Program | Hackensack | 7601 | 7 | 7.82 | Residential | No | Behind the Meter | Net-metered residential rooftop and canopy |  | None | Trinity Solar | PSE&G | Accepted | 2020-09-30 | 2020-10-02 | 2021-10-30 | Hanwha 340 | Q.PEAK DUO BLK-G6 340 | Solar Panels |  | 0.34 | 11 | 218 | 23 |  | Fixed | Roof
NJSTRE1545644971 |  | Transition Incentive Program | Hackensack | 7601 | 7 | 7.82 | Residential | No | Behind the Meter | Net-metered residential rooftop and canopy |  | None | Trinity Solar | PSE&G | Accepted | 2020-09-30 | 2020-10-02 | 2021-10-30 | Hanwha 340 | Q.PEAK DUO BLK-G6 340 | Solar Panels |  | 0.34 | 5 | 218 | 37 |  | Fixed | Roof
NJSTRE1545645080 |  | Transition Incentive Program | PISCATAWAY | 8854 | 11 | 8.16 | Residential | No | Behind the Meter | Net-metered residential rooftop and canopy |  | None | Trinity Solar | PSE&G | Accepted | 2020-09-30 | 2020-10-02 | 2021-10-30 | Solar Edge | SE7600H-US000BNC4 | Inverters | 7600 |  | 1 |  |  | 0.97 |  | Outdoor | side of home
NJSTRE1545645080 |  | Transition Incentive Program | PISCATAWAY | 8854 | 11 | 8.16 | Residential | No | Behind the Meter | Net-metered residential rooftop and canopy |  | None | Trinity Solar | PSE&G | Accepted | 2020-09-30 | 2020-10-02 | 2021-10-30 | HANWHA | Q.PEAK DUO BLK-G6 340 | Solar Panels |  | 0.34 | 24 | 219 | 20 |  | Fixed | Roof
NJSTRE1545645108 |  | Transition Incentive Program | WATCHUNG | 7069 | 5 | 10.73 | Residential | Yes | Behind the Meter | Net-metered residential rooftop and canopy |  | None | Vivint Solar Developer, LLC | PSE&G | Accepted | 2020-09-30 | 2020-10-02 | 2021-10-30 | Solar Edge | SE7600H-US | Inverters | 7600 |  | 1 |  |  | 0.992 |  | Outdoor | Near the Utility Meter
NJSTRE1545645108 |  | Transition Incentive Program | WATCHUNG | 7069 | 5 | 10.73 | Residential | Yes | Behind the Meter | Net-metered residential rooftop and canopy |  | None | Vivint Solar Developer, LLC | PSE&G | Accepted | 2020-09-30 | 2020-10-02 | 2021-10-30 | JINKO SOLAR | JKM325M-60HBL | Solar Panels |  | 0.325 | 19 | 69 | 39 |  | Fixed | Roof
NJSTRE1545645108 |  | Transition Incentive Program | WATCHUNG | 7069 | 5 | 10.73 | Residential | Yes | Behind the Meter | Net-metered residential rooftop and canopy |  | None | Vivint Solar Developer, LLC | PSE&G | Accepted | 2020-09-30 | 2020-10-02 | 2021-10-30 | JINKO SOLAR | JKM325M-60HBL | Solar Panels |  | 0.325 | 7 | 339 | 40 |  | Fixed | Roof
NJSTRE1545645108 |  | Transition Incentive Program | WATCHUNG | 7069 | 5 | 10.73 | Residential | Yes | Behind the Meter | Net-metered residential rooftop and canopy |  | None | Vivint Solar Developer, LLC | PSE&G | Accepted | 2020-09-30 | 2020-10-02 | 2021-10-30 | JINKO SOLAR | JKM325M-60HBL | Solar Panels |  | 0.325 | 7 | 159 | 40 |  | Fixed | Roof
NJSTRE1545645143 |  | Transition Incentive Program | Cape May | 8204 | 21 | 10.95 | Residential | Yes | Behind the Meter | Net-metered residential rooftop and canopy |  | None | Castle Energy, LLC | AC Electric | Accepted | 2020-09-30 | 2020-10-02 | 2021-10-30 | Enphase Energy | IQ7PLUS-72-2-US | Inverters | 290 |  | 30 |  |  | 0.967 |  | Outdoor | on the rooftop under each solar panel
NJSTRE1545645143 |  | Transition Incentive Program | Cape May | 8204 | 21 | 10.95 | Residential | Yes | Behind the Meter | Net-metered residential rooftop and canopy |  | None | Castle Energy, LLC | AC Electric | Accepted | 2020-09-30 | 2020-10-02 | 2021-10-30 | REC Solar | REC365AA | Solar Panels |  | 0.365 | 4 | 262 | 37 |  | Fixed | Roof
NJSTRE1545645143 |  | Transition Incentive Program | Cape May | 8204 | 21 | 10.95 | Residential | Yes | Behind the Meter | Net-metered residential rooftop and canopy |  | None | Castle Energy, LLC | AC Electric | Accepted | 2020-09-30 | 2020-10-02 | 2021-10-30 | REC Solar | REC365AA | Solar Panels |  | 0.365 | 18 | 172 | 38 |  | Fixed | Roof
NJSTRE1545645143 |  | Transition Incentive Program | Cape May | 8204 | 21 | 10.95 | Residential | Yes | Behind the Meter | Net-metered residential rooftop and canopy |  | None | Castle Energy, LLC | AC Electric | Accepted | 2020-09-30 | 2020-10-02 | 2021-10-30 | REC Solar | REC365AA | Solar Panels |  | 0.365 | 4 | 82 | 37 |  | Fixed | Roof
NJSTRE1545645143 |  | Transition Incentive Program | Cape May | 8204 | 21 | 10.95 | Residential | Yes | Behind the Meter | Net-metered residential rooftop and canopy |  | None | Castle Energy, LLC | AC Electric | Accepted | 2020-09-30 | 2020-10-02 | 2021-10-30 | REC Solar | REC365AA | Solar Panels |  | 0.365 | 4 | 262 | 37 |  | Fixed | Roof
NJSTRE1545645178 |  | Transition Incentive Program | Wallington | 7057 | 7 | 4.76 | Residential | Yes | Behind the Meter | Net-metered residential rooftop and canopy |  | None | Trinity Solar | PSE&G | Accepted | 2020-09-30 | 2020-10-02 | 2021-10-30 | SOLAR EDGE | SE3800H-US | Inverters | 3800 |  | 1 |  |  | 0.97 |  | Outdoor | SIDE OF HOME
NJSTRE1545645178 |  | Transition Incentive Program | Wallington | 7057 | 7 | 4.76 | Residential | Yes | Behind the Meter | Net-metered residential rooftop and canopy |  | None | Trinity Solar | PSE&G | Accepted | 2020-09-30 | 2020-10-02 | 2021-10-30 | HANWHA 340 (Q.PEAK DUO BLK-G6 340) | HANWHA 340 (Q.PEAK DUO BLK-G6 340) | Solar Panels |  | 0.34 | 12 | 142 | 43 |  | Fixed | Roof
NJSTRE1545645178 |  | Transition Incentive Program | Wallington | 7057 | 7 | 4.76 | Residential | Yes | Behind the Meter | Net-metered residential rooftop and canopy |  | None | Trinity Solar | PSE&G | Accepted | 2020-09-30 | 2020-10-02 | 2021-10-30 | HANWHA 340 (Q.PEAK DUO BLK-G6 340) | HANWHA 340 (Q.PEAK DUO BLK-G6 340) | Solar Panels |  | 0.34 | 2 | 142 | 13 |  | Fixed | Roof
NJSTRE1545645229 |  | Transition Incentive Program | EDISON | 8820 | 11 | 10.24 | Residential | Yes | Behind the Meter | Net-metered residential rooftop and canopy |  | None | Vivint Solar Developer, LLC | PSE&G | Accepted | 2020-09-30 | 2020-10-02 | 2021-10-30 | Solar Edge | SE7600H-US | Inverters | 7600 |  | 1 |  |  | 0.992 |  | Outdoor | Near the Utility Meter
NJSTRE1545645229 |  | Transition Incentive Program | EDISON | 8820 | 11 | 10.24 | Residential | Yes | Behind the Meter | Net-metered residential rooftop and canopy |  | None | Vivint Solar Developer, LLC | PSE&G | Accepted | 2020-09-30 | 2020-10-02 | 2021-10-30 | JINKO SOLAR | JKM320M-60HBL | Solar Panels |  | 0.32 | 5 | 174 | 44 |  | Fixed | Roof
NJSTRE1545645229 |  | Transition Incentive Program | EDISON | 8820 | 11 | 10.24 | Residential | Yes | Behind the Meter | Net-metered residential rooftop and canopy |  | None | Vivint Solar Developer, LLC | PSE&G | Accepted | 2020-09-30 | 2020-10-02 | 2021-10-30 | JINKO SOLAR | JKM320M-60HBL | Solar Panels |  | 0.32 | 21 | 84 | 35 |  | Fixed | Roof
NJSTRE1545645229 |  | Transition Incentive Program | EDISON | 8820 | 11 | 10.24 | Residential | Yes | Behind the Meter | Net-metered residential rooftop and canopy |  | None | Vivint Solar Developer, LLC | PSE&G | Accepted | 2020-09-30 | 2020-10-02 | 2021-10-30 | JINKO SOLAR | JKM320M-60HBL | Solar Panels |  | 0.32 | 6 | 264 | 35 |  | Fixed | Roof
NJSTRE1545645277 |  | Transition Incentive Program | Union | 7083 | 10 | 5.19 | Residential | Yes | Behind the Meter | Net-metered residential rooftop and canopy |  | None | Sunrun Installation Services, Inc. | PSE&G | Accepted | 2020-09-30 | 2020-10-06 | 2021-10-30 | Enphase Energy | IQ7-60-x-US (240V) | Inverters | 240 |  | 17 |  |  | 0.96 |  | Outdoor | Rooftop
NJSTRE1545645277 |  | Transition Incentive Program | Union | 7083 | 10 | 5.19 | Residential | Yes | Behind the Meter | Net-metered residential rooftop and canopy |  | None | Sunrun Installation Services, Inc. | PSE&G | Accepted | 2020-09-30 | 2020-10-06 | 2021-10-30 | LONGi Green Energy Technology Co Ltd | LR6-60HPB-305M | Solar Panels |  | 0.305 | 4 | 216 | 18 |  | Fixed | Roof
NJSTRE1545645277 |  | Transition Incentive Program | Union | 7083 | 10 | 5.19 | Residential | Yes | Behind the Meter | Net-metered residential rooftop and canopy |  | None | Sunrun Installation Services, Inc. | PSE&G | Accepted | 2020-09-30 | 2020-10-06 | 2021-10-30 | LONGi Green Energy Technology Co Ltd | LR6-60HPB-305M | Solar Panels |  | 0.305 | 11 | 126 | 18 |  | Fixed | Roof
NJSTRE1545645277 |  | Transition Incentive Program | Union | 7083 | 10 | 5.19 | Residential | Yes | Behind the Meter | Net-metered residential rooftop and canopy |  | None | Sunrun Installation Services, Inc. | PSE&G | Accepted | 2020-09-30 | 2020-10-06 | 2021-10-30 | LONGi Green Energy Technology Co Ltd | LR6-60HPB-305M | Solar Panels |  | 0.305 | 2 | 306 | 18 |  | Fixed | Roof
NJSTRE1545645289 |  | Transition Incentive Program | Pennsauken Township | 8109 | 14 | 6.51 | Residential | Yes | Behind the Meter | Net-metered residential rooftop and canopy |  | None | Sunrun Installation Services, Inc. | PSE&G | Accepted | 2020-09-30 | 2020-10-06 | 2021-10-30 | Enphase Energy | IQ7-60-x-US (240V) | Inverters | 240 |  | 21 |  |  | 0.96 |  | Outdoor | Rooftop
NJSTRE1545645289 |  | Transition Incentive Program | Pennsauken Township | 8109 | 14 | 6.51 | Residential | Yes | Behind the Meter | Net-metered residential rooftop and canopy |  | None | Sunrun Installation Services, Inc. | PSE&G | Accepted | 2020-09-30 | 2020-10-06 | 2021-10-30 | LONGi Green Energy Technology Co Ltd | LR6-60HPB-310M | Solar Panels |  | 0.31 | 6 | 214 | 23 |  | Fixed | Roof
NJSTRE1545645289 |  | Transition Incentive Program | Pennsauken Township | 8109 | 14 | 6.51 | Residential | Yes | Behind the Meter | Net-metered residential rooftop and canopy |  | None | Sunrun Installation Services, Inc. | PSE&G | Accepted | 2020-09-30 | 2020-10-06 | 2021-10-30 | LONGi Green Energy Technology Co Ltd | LR6-60HPB-310M | Solar Panels |  | 0.31 | 12 | 34 | 23 |  | Fixed | Roof
NJSTRE1545645289 |  | Transition Incentive Program | Pennsauken Township | 8109 | 14 | 6.51 | Residential | Yes | Behind the Meter | Net-metered residential rooftop and canopy |  | None | Sunrun Installation Services, Inc. | PSE&G | Accepted | 2020-09-30 | 2020-10-06 | 2021-10-30 | LONGi Green Energy Technology Co Ltd | LR6-60HPB-310M | Solar Panels |  | 0.31 | 3 | 303 | 23 |  | Fixed | Roof
NJSTRE1545645308 |  | Transition Incentive Program | Mount Ephraim | 8059 | 14 | 4.42 | Residential | Yes | Behind the Meter | Net-metered residential rooftop and canopy |  | None | Trinity Solar | PSE&G | Accepted | 2020-09-30 | 2020-10-02 | 2021-10-30 | SOLAR EDGE | SE3800H-US | Inverters | 3800 |  | 1 |  |  | 0.97 |  | Outside | SIDE OF HOME
NJSTRE1545645308 |  | Transition Incentive Program | Mount Ephraim | 8059 | 14 | 4.42 | Residential | Yes | Behind the Meter | Net-metered residential rooftop and canopy |  | None | Trinity Solar | PSE&G | Accepted | 2020-09-30 | 2020-10-02 | 2021-10-30 | HANWHA 340 (Q.PEAK DUO BLK-G6 340) | HANWHA 340 (Q.PEAK DUO BLK-G6 340) | Solar Panels |  | 0.34 | 13 | 114 | 31 |  | Fixed | Roof
NJSTRE1545645322 |  | Transition Incentive Program | Neshanic | 8844 | 5 | 8.71 | Residential | Yes | Behind the Meter | Net-metered residential ground mount |  | None | Vision Solar LLC | JCP&L | Accepted | 2020-09-30 | 2020-10-02 | 2021-10-30 | ENPHASE | IQ7-60-2-US | Inverters | 0.24 |  | 26 |  |  | 0.96 |  | Other | BEHIND EACH PANEL
NJSTRE1545645322 |  | Transition Incentive Program | Neshanic | 8844 | 5 | 8.71 | Residential | Yes | Behind the Meter | Net-metered residential ground mount |  | None | Vision Solar LLC | JCP&L | Accepted | 2020-09-30 | 2020-10-02 | 2021-10-30 | HANWHA Q-CELLS | Q.PEAK DUO-G6+ 335 | Solar Panels |  | 0.335 | 26 | 178 | 26 |  | Fixed | Ground
NJSTRE1545645329 |  | Transition Incentive Program | Vineland | 8360 | 20 | 13.08 | Residential | Yes | Behind the Meter | Net-metered residential rooftop and canopy |  | None | Castle Energy, LLC | Vineland Muni Electric | Accepted | 2020-09-30 | 2020-10-02 | 2021-10-30 | SunPower | SPR-E20-327-E-AC | Inverters | 320 |  | 40 |  |  | 0.975 |  | Outdoor | on the rooftop under each solar module
NJSTRE1545645329 |  | Transition Incentive Program | Vineland | 8360 | 20 | 13.08 | Residential | Yes | Behind the Meter | Net-metered residential rooftop and canopy |  | None | Castle Energy, LLC | Vineland Muni Electric | Accepted | 2020-09-30 | 2020-10-02 | 2021-10-30 | SunPower | SPR-E20-327-E-AC | Solar Panels |  | 0.327 | 11 | 93 | 40 |  | Fixed | Roof
NJSTRE1545645329 |  | Transition Incentive Program | Vineland | 8360 | 20 | 13.08 | Residential | Yes | Behind the Meter | Net-metered residential rooftop and canopy |  | None | Castle Energy, LLC | Vineland Muni Electric | Accepted | 2020-09-30 | 2020-10-02 | 2021-10-30 | SunPower | SPR-E20-327-E-AC | Solar Panels |  | 0.327 | 6 | 273 | 40 |  | Fixed | Roof
NJSTRE1545645329 |  | Transition Incentive Program | Vineland | 8360 | 20 | 13.08 | Residential | Yes | Behind the Meter | Net-metered residential rooftop and canopy |  | None | Castle Energy, LLC | Vineland Muni Electric | Accepted | 2020-09-30 | 2020-10-02 | 2021-10-30 | SunPower | SPR-E20-327-E-AC | Solar Panels |  | 0.327 | 10 | 273 | 25 |  | Fixed | Roof
NJSTRE1545645329 |  | Transition Incentive Program | Vineland | 8360 | 20 | 13.08 | Residential | Yes | Behind the Meter | Net-metered residential rooftop and canopy |  | None | Castle Energy, LLC | Vineland Muni Electric | Accepted | 2020-09-30 | 2020-10-02 | 2021-10-30 | SunPower | SPR-E20-327-E-AC | Solar Panels |  | 0.327 | 3 | 183 | 45 |  | Fixed | Roof
NJSTRE1545645329 |  | Transition Incentive Program | Vineland | 8360 | 20 | 13.08 | Residential | Yes | Behind the Meter | Net-metered residential rooftop and canopy |  | None | Castle Energy, LLC | Vineland Muni Electric | Accepted | 2020-09-30 | 2020-10-02 | 2021-10-30 | SunPower | SPR-E20-327-E-AC | Solar Panels |  | 0.327 | 10 | 93 | 25 |  | Fixed | Roof
NJSTRE1545645340 |  | Transition Incentive Program | Galloway | 8205 | 19 | 8.13 | Residential | No | Behind the Meter | Net-metered residential rooftop and canopy |  | None | EMT Renewables | AC Electric | Accepted | 2020-09-30 | 2020-10-02 | 2021-10-30 | Enphase | IQ7-60-2-US | Inverters | 240 |  | 25 |  |  | 0.97 |  | Outside | under panels
NJSTRE1545645340 |  | Transition Incentive Program | Galloway | 8205 | 19 | 8.13 | Residential | No | Behind the Meter | Net-metered residential rooftop and canopy |  | None | EMT Renewables | AC Electric | Accepted | 2020-09-30 | 2020-10-02 | 2021-10-30 | Trina | 325-BLK | Solar Panels |  | 0.325 | 25 | 175 | 20 |  | Fixed | Roof
NJSTRE1545645341 |  | Transition Incentive Program | Avenel | 7001 | 11 | 12.24 | Residential | Yes | Behind the Meter | Net-metered residential rooftop and canopy |  | None | Trinity Solar | PSE&G | Accepted | 2020-09-30 | 2020-10-02 | 2021-10-30 | SOLAR EDGE | SE10000H-US | Inverters | 10000 |  | 1 |  |  | 0.97 |  | Outside | SIDE OF HOME
NJSTRE1545645341 |  | Transition Incentive Program | Avenel | 7001 | 11 | 12.24 | Residential | Yes | Behind the Meter | Net-metered residential rooftop and canopy |  | None | Trinity Solar | PSE&G | Accepted | 2020-09-30 | 2020-10-02 | 2021-10-30 | HANWHA 340 (Q.PEAK DUO BLK-G6 340) | HANWHA 340 (Q.PEAK DUO BLK-G6 340) | Solar Panels |  | 0.34 | 6 | 115 | 18 |  | Fixed | Roof
NJSTRE1545645341 |  | Transition Incentive Program | Avenel | 7001 | 11 | 12.24 | Residential | Yes | Behind the Meter | Net-metered residential rooftop and canopy |  | None | Trinity Solar | PSE&G | Accepted | 2020-09-30 | 2020-10-02 | 2021-10-30 | HANWHA 340 (Q.PEAK DUO BLK-G6 340) | HANWHA 340 (Q.PEAK DUO BLK-G6 340) | Solar Panels |  | 0.34 | 8 | 206 | 5 |  | Fixed | Roof
NJSTRE1545645341 |  | Transition Incentive Program | Avenel | 7001 | 11 | 12.24 | Residential | Yes | Behind the Meter | Net-metered residential rooftop and canopy |  | None | Trinity Solar | PSE&G | Accepted | 2020-09-30 | 2020-10-02 | 2021-10-30 | HANWHA 340 (Q.PEAK DUO BLK-G6 340) | HANWHA 340 (Q.PEAK DUO BLK-G6 340) | Solar Panels |  | 0.34 | 10 | 295 | 18 |  | Fixed | Roof
NJSTRE1545645341 |  | Transition Incentive Program | Avenel | 7001 | 11 | 12.24 | Residential | Yes | Behind the Meter | Net-metered residential rooftop and canopy |  | None | Trinity Solar | PSE&G | Accepted | 2020-09-30 | 2020-10-02 | 2021-10-30 | HANWHA 340 (Q.PEAK DUO BLK-G6 340) | HANWHA 340 (Q.PEAK DUO BLK-G6 340) | Solar Panels |  | 0.34 | 6 | 26 | 23 |  | Fixed | Roof
NJSTRE1545645341 |  | Transition Incentive Program | Avenel | 7001 | 11 | 12.24 | Residential | Yes | Behind the Meter | Net-metered residential rooftop and canopy |  | None | Trinity Solar | PSE&G | Accepted | 2020-09-30 | 2020-10-02 | 2021-10-30 | HANWHA 340 (Q.PEAK DUO BLK-G6 340) | HANWHA 340 (Q.PEAK DUO BLK-G6 340) | Solar Panels |  | 0.34 | 6 | 206 | 23 |  | Fixed | Roof
NJSTRE1545645352 |  | Transition Incentive Program | Teaneck | 7666 | 7 | 6.1 | Residential | Yes | Behind the Meter | Net-metered residential rooftop and canopy |  | None | Sunrun Installation Services, Inc. | PSE&G | Accepted | 2020-09-30 | 2020-10-06 | 2021-10-30 | Enphase Energy | IQ7-60-x-US (240V) | Inverters | 240 |  | 20 |  |  | 0.96 |  | Outdoor | Rooftop
NJSTRE1545645352 |  | Transition Incentive Program | Teaneck | 7666 | 7 | 6.1 | Residential | Yes | Behind the Meter | Net-metered residential rooftop and canopy |  | None | Sunrun Installation Services, Inc. | PSE&G | Accepted | 2020-09-30 | 2020-10-06 | 2021-10-30 | LONGi Green Energy Technology Co Ltd | LR6-60HPB-305M | Solar Panels |  | 0.305 | 8 | 22 | 40 |  | Fixed | Roof
NJSTRE1545645352 |  | Transition Incentive Program | Teaneck | 7666 | 7 | 6.1 | Residential | Yes | Behind the Meter | Net-metered residential rooftop and canopy |  | None | Sunrun Installation Services, Inc. | PSE&G | Accepted | 2020-09-30 | 2020-10-06 | 2021-10-30 | LONGi Green Energy Technology Co Ltd | LR6-60HPB-305M | Solar Panels |  | 0.305 | 12 | 204 | 40 |  | Fixed | Roof
NJSTRE1545645363 |  | Transition Incentive Program | West Deptford | 8096 | 15 | 7.02 | Residential | Yes | Behind the Meter | Net-metered residential rooftop and canopy |  | None | Sunrun Installation Services, Inc. | PSE&G | Accepted | 2020-09-30 | 2020-10-06 | 2021-10-30 | Tesla | Powerwall 2 AC | Electric Storage Battery |  |  | 1 |  |  |  | Lithium Ion |  | outside
NJSTRE1545645363 |  | Transition Incentive Program | West Deptford | 8096 | 15 | 7.02 | Residential | Yes | Behind the Meter | Net-metered residential rooftop and canopy |  | None | Sunrun Installation Services, Inc. | PSE&G | Accepted | 2020-09-30 | 2020-10-06 | 2021-10-30 | Enphase Energy | IQ7-60-x-US (240V) | Inverters | 240 |  | 23 |  |  | 0.96 |  | Outdoor | Rooftop
NJSTRE1545645363 |  | Transition Incentive Program | West Deptford | 8096 | 15 | 7.02 | Residential | Yes | Behind the Meter | Net-metered residential rooftop and canopy |  | None | Sunrun Installation Services, Inc. | PSE&G | Accepted | 2020-09-30 | 2020-10-06 | 2021-10-30 | LONGi Green Energy Technology Co Ltd | LR6-60HPB-305M | Solar Panels |  | 0.305 | 23 | 206 | 23 |  | Fixed | Roof
NJSTRE1545645367 |  | Transition Incentive Program | Manchester | 8759 | 18 | 3.72 | Residential | Yes | Behind the Meter | Net-metered residential rooftop and canopy |  | None | Bright Planet Solar | JCP&L | Accepted | 2020-09-30 | 2020-10-02 | 2021-10-30 | SOLAR EDGE | SE300H-USRGM | Inverters | 3000 |  | 1 |  |  | 0.98 |  | Outdoor | OUTSIDE
NJSTRE1545645367 |  | Transition Incentive Program | Manchester | 8759 | 18 | 3.72 | Residential | Yes | Behind the Meter | Net-metered residential rooftop and canopy |  | None | Bright Planet Solar | JCP&L | Accepted | 2020-09-30 | 2020-10-02 | 2021-10-30 | HANWHA Q-CELLS | Q.PEAK DUO BLK-G5 310W | Solar Panels |  | 0.31 | 12 | 229 | 30 |  | Fixed | Roof
NJSTRE1545645383 |  | Transition Incentive Program | Palmyra Boro | 8065 | 13 | 8.37 | Residential | Yes | Behind the Meter | Net-metered residential rooftop and canopy |  | None | Bright Planet Solar | PSE&G | Accepted | 2020-09-30 | 2020-10-02 | 2021-10-30 | SOLAR EDGE | SE7600H-USRGM | Inverters | 7600 |  | 1 |  |  | 0.98 |  | Outdoor | OUTSIDE
NJSTRE1545645383 |  | Transition Incentive Program | Palmyra Boro | 8065 | 13 | 8.37 | Residential | Yes | Behind the Meter | Net-metered residential rooftop and canopy |  | None | Bright Planet Solar | PSE&G | Accepted | 2020-09-30 | 2020-10-02 | 2021-10-30 | HANWHA Q-CELLS | Q.PEAK DUO BLK-G5 310W | Solar Panels |  | 0.31 | 8 | 143 | 42 |  | Fixed | Roof
NJSTRE1545645383 |  | Transition Incentive Program | Palmyra Boro | 8065 | 13 | 8.37 | Residential | Yes | Behind the Meter | Net-metered residential rooftop and canopy |  | None | Bright Planet Solar | PSE&G | Accepted | 2020-09-30 | 2020-10-02 | 2021-10-30 | HANWHA Q-CELLS | Q.PEAK DUO BLK-G5 310W | Solar Panels |  | 0.31 | 4 | 43 | 42 |  | Fixed | Roof
NJSTRE1545645383 |  | Transition Incentive Program | Palmyra Boro | 8065 | 13 | 8.37 | Residential | Yes | Behind the Meter | Net-metered residential rooftop and canopy |  | None | Bright Planet Solar | PSE&G | Accepted | 2020-09-30 | 2020-10-02 | 2021-10-30 | HANWHA Q-CELLS | Q.PEAK DUO BLK-G5 310W | Solar Panels |  | 0.31 | 15 | 231 | 42 |  | Fixed | Roof
NJSTRE1545645769 |  | Transition Incentive Program | Colts Neck | 7722 | 17 | 12.58 | Residential | No | Behind the Meter | Net-metered residential rooftop and canopy |  | None | Trinity Solar | JCP&L | Accepted | 2020-09-30 | 2020-10-02 | 2021-10-30 | solar edge | SE10000 | Inverters | 10000 |  | 1 |  |  | 0.97 |  | Outside | side of home
NJSTRE1545645769 |  | Transition Incentive Program | Colts Neck | 7722 | 17 | 12.58 | Residential | No | Behind the Meter | Net-metered residential rooftop and canopy |  | None | Trinity Solar | JCP&L | Accepted | 2020-09-30 | 2020-10-02 | 2021-10-30 | Hanwha | Q.PEAK DUO BLK-G6 340 | Solar Panels |  | 0.34 | 6 | 160 | 40 |  | Fixed | Roof
NJSTRE1545645769 |  | Transition Incentive Program | Colts Neck | 7722 | 17 | 12.58 | Residential | No | Behind the Meter | Net-metered residential rooftop and canopy |  | None | Trinity Solar | JCP&L | Accepted | 2020-09-30 | 2020-10-02 | 2021-10-30 | Hanwha | Q.PEAK DUO BLK-G6 340 | Solar Panels |  | 0.34 | 11 | 250 | 40 |  | Fixed | Roof
NJSTRE1545645769 |  | Transition Incentive Program | Colts Neck | 7722 | 17 | 12.58 | Residential | No | Behind the Meter | Net-metered residential rooftop and canopy |  | None | Trinity Solar | JCP&L | Accepted | 2020-09-30 | 2020-10-02 | 2021-10-30 | Hanwha | Q.PEAK DUO BLK-G6 340 | Solar Panels |  | 0.34 | 20 | 250 | 40 |  | Fixed | Roof
NJSTRE1545645786 |  | Transition Incentive Program | Union City | 7087 | 8 | 9.61 | Residential | No | Behind the Meter | Net-metered residential rooftop and canopy |  | None | Bright Planet Solar | PSE&G | Accepted | 2020-09-30 | 2020-10-07 | 2021-10-30 | SOLAR EDGE | SE7600H-USRGM | Inverters | 7600 |  | 1 |  |  | 0.98 |  | Outdoor | OUTSIDE
NJSTRE1545645786 |  | Transition Incentive Program | Union City | 7087 | 8 | 9.61 | Residential | No | Behind the Meter | Net-metered residential rooftop and canopy |  | None | Bright Planet Solar | PSE&G | Accepted | 2020-09-30 | 2020-10-07 | 2021-10-30 | HANWHA Q-CELLS | Q.PEAK DUO BLK-G5 310W | Solar Panels |  | 0.31 | 23 | 115 | 9 |  | Fixed | Roof
NJSTRE1545645786 |  | Transition Incentive Program | Union City | 7087 | 8 | 9.61 | Residential | No | Behind the Meter | Net-metered residential rooftop and canopy |  | None | Bright Planet Solar | PSE&G | Accepted | 2020-09-30 | 2020-10-07 | 2021-10-30 | HANWHA Q-CELLS | Q.PEAK DUO BLK-G5 310W | Solar Panels |  | 0.31 | 8 | 206 | 9 |  | Fixed | Roof
NJSTRE1545645793 |  | Transition Incentive Program | South Bound Brook | 8880 | 5 | 10.07 | Residential | No | Behind the Meter | Net-metered residential rooftop and canopy |  | None | Sunrun Installation Services, Inc. | PSE&G | Accepted | 2020-09-30 | 2020-10-02 | 2021-10-30 | Enphase Energy | IQ7-60-x-US (240V) | Inverters | 240 |  | 33 |  |  | 0.96 |  | Outdoor | Rooftop
NJSTRE1545645793 |  | Transition Incentive Program | South Bound Brook | 8880 | 5 | 10.07 | Residential | No | Behind the Meter | Net-metered residential rooftop and canopy |  | None | Sunrun Installation Services, Inc. | PSE&G | Accepted | 2020-09-30 | 2020-10-02 | 2021-10-30 | LONGi Green Energy Technology Co Ltd | LR6-60HPB-305M | Solar Panels |  | 0.305 | 19 | 188 | 23 |  | Fixed | Roof
NJSTRE1545645793 |  | Transition Incentive Program | South Bound Brook | 8880 | 5 | 10.07 | Residential | No | Behind the Meter | Net-metered residential rooftop and canopy |  | None | Sunrun Installation Services, Inc. | PSE&G | Accepted | 2020-09-30 | 2020-10-02 | 2021-10-30 | LONGi Green Energy Technology Co Ltd | LR6-60HPB-305M | Solar Panels |  | 0.305 | 14 | 8 | 23 |  | Fixed | Roof
NJSTRE1545645799 |  | Transition Incentive Program | Union | 7083 | 10 | 4.83 | Residential | No | Behind the Meter | Net-metered residential rooftop and canopy |  | None | Sunrun Installation Services, Inc. | PSE&G | Accepted | 2020-09-30 | 2020-10-02 | 2021-10-30 | Tesla | Powerwall 2 AC | Electric Storage Battery |  |  | 1 |  |  |  | Lithium Ion |  | outside
NJSTRE1545645799 |  | Transition Incentive Program | Union | 7083 | 10 | 4.83 | Residential | No | Behind the Meter | Net-metered residential rooftop and canopy |  | None | Sunrun Installation Services, Inc. | PSE&G | Accepted | 2020-09-30 | 2020-10-02 | 2021-10-30 | Enphase Energy | IQ7PLUS-72-x-US (240V) | Inverters | 290 |  | 14 |  |  | 0.96 |  | Outdoor | Rooftop
NJSTRE1545645799 |  | Transition Incentive Program | Union | 7083 | 10 | 4.83 | Residential | No | Behind the Meter | Net-metered residential rooftop and canopy |  | None | Sunrun Installation Services, Inc. | PSE&G | Accepted | 2020-09-30 | 2020-10-02 | 2021-10-30 | LG Electronics | LG345N1C-V5 | Solar Panels |  | 0.345 | 6 | 266 | 14 |  | Fixed | Roof
NJSTRE1545645799 |  | Transition Incentive Program | Union | 7083 | 10 | 4.83 | Residential | No | Behind the Meter | Net-metered residential rooftop and canopy |  | None | Sunrun Installation Services, Inc. | PSE&G | Accepted | 2020-09-30 | 2020-10-02 | 2021-10-30 | LG Electronics | LG345N1C-V5 | Solar Panels |  | 0.345 | 7 | 85 | 14 |  | Fixed | Roof
NJSTRE1545645799 |  | Transition Incentive Program | Union | 7083 | 10 | 4.83 | Residential | No | Behind the Meter | Net-metered residential rooftop and canopy |  | None | Sunrun Installation Services, Inc. | PSE&G | Accepted | 2020-09-30 | 2020-10-02 | 2021-10-30 | LG Electronics | LG345N1C-V5 | Solar Panels |  | 0.345 | 1 | 266 | 34 |  | Fixed | Roof
NJSTRE1545645806 |  | Transition Incentive Program | Southampton Township | 8088 | 13 | 15.18 | Residential | Yes | Behind the Meter | Net-metered residential rooftop and canopy |  | None | Sunrun Installation Services, Inc. | PSE&G | Accepted | 2020-09-30 | 2020-10-06 | 2021-10-30 | Tesla | Powerwall 2 AC | Electric Storage Battery |  |  | 1 |  |  |  | Lithium Ion |  | outside
NJSTRE1545645806 |  | Transition Incentive Program | Southampton Township | 8088 | 13 | 15.18 | Residential | Yes | Behind the Meter | Net-metered residential rooftop and canopy |  | None | Sunrun Installation Services, Inc. | PSE&G | Accepted | 2020-09-30 | 2020-10-06 | 2021-10-30 | Delta Electronics | M10-TL-US | Inverters | 10000 |  | 1 |  |  | 0.96 |  | Outdoor | Next To Meter
NJSTRE1545645806 |  | Transition Incentive Program | Southampton Township | 8088 | 13 | 15.18 | Residential | Yes | Behind the Meter | Net-metered residential rooftop and canopy |  | None | Sunrun Installation Services, Inc. | PSE&G | Accepted | 2020-09-30 | 2020-10-06 | 2021-10-30 | Delta Electronics | M4-TL-US | Inverters | 4000 |  | 1 |  |  | 0.96 |  | Outdoor | Next To Meter
NJSTRE1545645806 |  | Transition Incentive Program | Southampton Township | 8088 | 13 | 15.18 | Residential | Yes | Behind the Meter | Net-metered residential rooftop and canopy |  | None | Sunrun Installation Services, Inc. | PSE&G | Accepted | 2020-09-30 | 2020-10-06 | 2021-10-30 | LG Electronics | LG345N1C-V5 | Solar Panels |  | 0.345 | 22 | 317 | 23 |  | Fixed | Roof
NJSTRE1545645806 |  | Transition Incentive Program | Southampton Township | 8088 | 13 | 15.18 | Residential | Yes | Behind the Meter | Net-metered residential rooftop and canopy |  | None | Sunrun Installation Services, Inc. | PSE&G | Accepted | 2020-09-30 | 2020-10-06 | 2021-10-30 | LG Electronics | LG345N1C-V5 | Solar Panels |  | 0.345 | 22 | 317 | 23 |  | Fixed | Roof
NJSTRE1545645819 |  | Transition Incentive Program | Barnegat | 8005 | 18 | 7.56 | Residential | No | Behind the Meter | Net-metered residential rooftop and canopy |  | None | Kopp Electric Company | AC Electric | Accepted | 2020-09-30 | 2020-10-02 | 2021-10-30 | Solar Edge | SE7600H-US | Inverters | 7600 |  | 1 |  |  | 0.975 |  | Outdoor | next to meter
NJSTRE1545645819 |  | Transition Incentive Program | Barnegat | 8005 | 18 | 7.56 | Residential | No | Behind the Meter | Net-metered residential rooftop and canopy |  | None | Kopp Electric Company | AC Electric | Accepted | 2020-09-30 | 2020-10-02 | 2021-10-30 | CertainTeed | CT315HC11-04 | Solar Panels |  | 0.315 | 24 | 260 | 30 |  | Fixed | Roof
NJSTRE1545645844 |  | Transition Incentive Program | Bridgewater Twp | 8807 | 5 | 16.32 | Residential | No | Behind the Meter | Net-metered residential rooftop and canopy |  | None | Tesla | PSE&G | Accepted | 2020-09-30 | 2020-10-08 | 2021-10-30 | SolarEdge Technologies Ltd | SE7600H-US [240V] | Inverters | 7600 |  | 2 |  |  | 0.99 |  | Outdoor | Outside
NJSTRE1545645844 |  | Transition Incentive Program | Bridgewater Twp | 8807 | 5 | 16.32 | Residential | No | Behind the Meter | Net-metered residential rooftop and canopy |  | None | Tesla | PSE&G | Accepted | 2020-09-30 | 2020-10-08 | 2021-10-30 | Hanwha Q-CELLS | Q.Peak DUO BLK-G6+ 340 | Solar Panels |  | 0.34 | 6 | 28 | 37 |  | Fixed | Roof
NJSTRE1545645844 |  | Transition Incentive Program | Bridgewater Twp | 8807 | 5 | 16.32 | Residential | No | Behind the Meter | Net-metered residential rooftop and canopy |  | None | Tesla | PSE&G | Accepted | 2020-09-30 | 2020-10-08 | 2021-10-30 | Hanwha Q-CELLS | Q.Peak DUO BLK-G6+ 340 | Solar Panels |  | 0.34 | 12 | 297 | 37 |  | Fixed | Roof
NJSTRE1545645844 |  | Transition Incentive Program | Bridgewater Twp | 8807 | 5 | 16.32 | Residential | No | Behind the Meter | Net-metered residential rooftop and canopy |  | None | Tesla | PSE&G | Accepted | 2020-09-30 | 2020-10-08 | 2021-10-30 | Hanwha Q-CELLS | Q.Peak DUO BLK-G6+ 340 | Solar Panels |  | 0.34 | 8 | 256 | 45 |  | Fixed | Roof
NJSTRE1545645844 |  | Transition Incentive Program | Bridgewater Twp | 8807 | 5 | 16.32 | Residential | No | Behind the Meter | Net-metered residential rooftop and canopy |  | None | Tesla | PSE&G | Accepted | 2020-09-30 | 2020-10-08 | 2021-10-30 | Hanwha Q-CELLS | Q.Peak DUO BLK-G6+ 340 | Solar Panels |  | 0.34 | 6 | 118 | 37 |  | Fixed | Roof
NJSTRE1545645844 |  | Transition Incentive Program | Bridgewater Twp | 8807 | 5 | 16.32 | Residential | No | Behind the Meter | Net-metered residential rooftop and canopy |  | None | Tesla | PSE&G | Accepted | 2020-09-30 | 2020-10-08 | 2021-10-30 | Hanwha Q-CELLS | Q.Peak DUO BLK-G6+ 340 | Solar Panels |  | 0.34 | 7 | 117 | 37 |  | Fixed | Roof
NJSTRE1545645844 |  | Transition Incentive Program | Bridgewater Twp | 8807 | 5 | 16.32 | Residential | No | Behind the Meter | Net-metered residential rooftop and canopy |  | None | Tesla | PSE&G | Accepted | 2020-09-30 | 2020-10-08 | 2021-10-30 | Hanwha Q-CELLS | Q.Peak DUO BLK-G6+ 340 | Solar Panels |  | 0.34 | 9 | 210 | 37 |  | Fixed | Roof
NJSTRE1545645880 |  | Transition Incentive Program | Newark | 7107 | 9 | 9.1 | Residential | Yes | Behind the Meter | Net-metered residential rooftop and canopy |  | None | Pro Custom Solar dba Momentum Solar | PSE&G | Accepted | 2020-09-30 | 2020-10-02 | 2021-10-30 | Enphase | IQ7PLUS-72-2-US | Inverters | 290 |  | 26 |  |  | 0.97 |  | Outdoor | Roof
NJSTRE1545645880 |  | Transition Incentive Program | Newark | 7107 | 9 | 9.1 | Residential | Yes | Behind the Meter | Net-metered residential rooftop and canopy |  | None | Pro Custom Solar dba Momentum Solar | PSE&G | Accepted | 2020-09-30 | 2020-10-02 | 2021-10-30 | LG | LG 350N1C-V5 | Solar Panels |  | 0.35 | 26 | 112 | 5 |  | Fixed | Roof
NJSTRE1545645895 |  | Transition Incentive Program | Newark City | 7106 | 9 | 5.89 | Residential | Yes | Behind the Meter | Net-metered residential rooftop and canopy |  | None | Bright Planet Solar | PSE&G | Accepted | 2020-09-30 | 2020-10-02 | 2021-10-30 | SOLAR EDGE | SE5000H-USRGM | Inverters | 5000 |  | 1 |  |  | 0.98 |  | Outdoor | OUTSIDE
NJSTRE1545645895 |  | Transition Incentive Program | Newark City | 7106 | 9 | 5.89 | Residential | Yes | Behind the Meter | Net-metered residential rooftop and canopy |  | None | Bright Planet Solar | PSE&G | Accepted | 2020-09-30 | 2020-10-02 | 2021-10-30 | HANWHA Q-CELLS | Q.PEAK DUO BLK-G5 310W | Solar Panels |  | 0.31 | 10 | 197 | 30 |  | Fixed | Roof
NJSTRE1545645895 |  | Transition Incentive Program | Newark City | 7106 | 9 | 5.89 | Residential | Yes | Behind the Meter | Net-metered residential rooftop and canopy |  | None | Bright Planet Solar | PSE&G | Accepted | 2020-09-30 | 2020-10-02 | 2021-10-30 | HANWHA Q-CELLS | Q.PEAK DUO BLK-G5 310W | Solar Panels |  | 0.31 | 9 | 107 | 9 |  | Fixed | Roof
NJSTRE1545645905 |  | Transition Incentive Program | Willingboro | 8046 | 13 | 5.6 | Residential | Yes | Behind the Meter | Net-metered residential rooftop and canopy |  | None | Pro Custom Solar dba Momentum Solar | PSE&G | Accepted | 2020-09-30 | 2020-10-02 | 2021-10-30 | Enphase | IQ7PLUS-72-2-US | Inverters | 290 |  | 16 |  |  | 0.97 |  | Outdoor | Roof
NJSTRE1545645905 |  | Transition Incentive Program | Willingboro | 8046 | 13 | 5.6 | Residential | Yes | Behind the Meter | Net-metered residential rooftop and canopy |  | None | Pro Custom Solar dba Momentum Solar | PSE&G | Accepted | 2020-09-30 | 2020-10-02 | 2021-10-30 | LG | LG 350N1C-V5 | Solar Panels |  | 0.35 | 16 | 247 | 26 |  | Fixed | Roof
NJSTRE1545645923 |  | Transition Incentive Program | River Vale Twp | 7675 | 7 | 10.88 | Residential | Yes | Behind the Meter | Net-metered residential rooftop and canopy |  | None | Bright Planet Solar | PSE&G | Accepted | 2020-09-30 | 2020-10-02 | 2021-10-30 | SOLAR EDGE | SE10000H-USRGM | Inverters | 10000 |  | 1 |  |  | 0.98 |  | Outdoor | OUTSIDE
NJSTRE1545645923 |  | Transition Incentive Program | River Vale Twp | 7675 | 7 | 10.88 | Residential | Yes | Behind the Meter | Net-metered residential rooftop and canopy |  | None | Bright Planet Solar | PSE&G | Accepted | 2020-09-30 | 2020-10-02 | 2021-10-30 | HANWHA Q-CELLS | Q.PEAK DUO BLK 320W | Solar Panels |  | 0.32 | 3 | 174 | 33 |  | Fixed | Roof
NJSTRE1545645923 |  | Transition Incentive Program | River Vale Twp | 7675 | 7 | 10.88 | Residential | Yes | Behind the Meter | Net-metered residential rooftop and canopy |  | None | Bright Planet Solar | PSE&G | Accepted | 2020-09-30 | 2020-10-02 | 2021-10-30 | HANWHA Q-CELLS | Q.PEAK DUO BLK 320W | Solar Panels |  | 0.32 | 5 | 348 | 33 |  | Fixed | Roof
NJSTRE1545645923 |  | Transition Incentive Program | River Vale Twp | 7675 | 7 | 10.88 | Residential | Yes | Behind the Meter | Net-metered residential rooftop and canopy |  | None | Bright Planet Solar | PSE&G | Accepted | 2020-09-30 | 2020-10-02 | 2021-10-30 | HANWHA Q-CELLS | Q.PEAK DUO BLK 320W | Solar Panels |  | 0.32 | 14 | 79 | 33 |  | Fixed | Roof
NJSTRE1545645923 |  | Transition Incentive Program | River Vale Twp | 7675 | 7 | 10.88 | Residential | Yes | Behind the Meter | Net-metered residential rooftop and canopy |  | None | Bright Planet Solar | PSE&G | Accepted | 2020-09-30 | 2020-10-02 | 2021-10-30 | HANWHA Q-CELLS | Q.PEAK DUO BLK 320W | Solar Panels |  | 0.32 | 7 | 261 | 33 |  | Fixed | Roof
NJSTRE1545645923 |  | Transition Incentive Program | River Vale Twp | 7675 | 7 | 10.88 | Residential | Yes | Behind the Meter | Net-metered residential rooftop and canopy |  | None | Bright Planet Solar | PSE&G | Accepted | 2020-09-30 | 2020-10-02 | 2021-10-30 | HANWHA Q-CELLS | Q.PEAK DUO BLK 320W | Solar Panels |  | 0.32 | 5 | 79 | 33 |  | Fixed | Roof
NJSTRE1545645925 |  | Transition Incentive Program | Wayne | 7470 | 6 | 10.85 | Residential | Yes | Behind the Meter | Net-metered residential rooftop and canopy |  | None | Pro Custom Solar dba Momentum Solar | PSE&G | Accepted | 2020-09-30 | 2020-10-02 | 2021-10-30 | Enphase | IQ7Plus-72-2-US | Inverters | 290 |  | 31 |  |  | 0.97 |  | Outdoor | Roof
NJSTRE1545645925 |  | Transition Incentive Program | Wayne | 7470 | 6 | 10.85 | Residential | Yes | Behind the Meter | Net-metered residential rooftop and canopy |  | None | Pro Custom Solar dba Momentum Solar | PSE&G | Accepted | 2020-09-30 | 2020-10-02 | 2021-10-30 | LG ELECTRONICS | LG 350N1C-V5 | Solar Panels |  | 0.35 | 25 | 172 | 19 |  | Fixed | Roof
NJSTRE1545645925 |  | Transition Incentive Program | Wayne | 7470 | 6 | 10.85 | Residential | Yes | Behind the Meter | Net-metered residential rooftop and canopy |  | None | Pro Custom Solar dba Momentum Solar | PSE&G | Accepted | 2020-09-30 | 2020-10-02 | 2021-10-30 | LG ELECTRONICS | LG 350N1C-V5 | Solar Panels |  | 0.35 | 6 | 172 | 17 |  | Fixed | Roof
NJSTRE1545645927 |  | Transition Incentive Program | Hillsborough twp | 8844 | 5 | 8.32 | Residential | No | Behind the Meter | Net-metered residential rooftop and canopy |  | None | Orbit Energy & Power, LLC | PSE&G | Accepted | 2020-09-30 | 2020-10-02 | 2021-10-30 | enphase | iq7-60-2-us | Inverters | 0.24 |  | 26 |  |  | 0.99 |  | Other | behind panels
NJSTRE1545645927 |  | Transition Incentive Program | Hillsborough twp | 8844 | 5 | 8.32 | Residential | No | Behind the Meter | Net-metered residential rooftop and canopy |  | None | Orbit Energy & Power, LLC | PSE&G | Accepted | 2020-09-30 | 2020-10-02 | 2021-10-30 | hanwha qcells | qpeak 320w | Solar Panels |  | 0.32 | 8 | 197 | 24 |  | Fixed | Roof
NJSTRE1545645927 |  | Transition Incentive Program | Hillsborough twp | 8844 | 5 | 8.32 | Residential | No | Behind the Meter | Net-metered residential rooftop and canopy |  | None | Orbit Energy & Power, LLC | PSE&G | Accepted | 2020-09-30 | 2020-10-02 | 2021-10-30 | hanwha qcells | pqeak 320w | Solar Panels |  | 0.32 | 18 | 197 | 29 |  | Fixed | Roof
NJSTRE1545645932 |  | Transition Incentive Program | Woodbridge Twp | 7001 | 11 | 11.52 | Residential | Yes | Behind the Meter | Net-metered residential rooftop and canopy |  | None | All Season Solar | AC Electric | Accepted | 2020-09-30 | 2020-10-02 | 2021-10-30 | Enphase | IQ7 | Inverters | 240 |  | 36 |  |  | 0.97 |  | Outside | under module
NJSTRE1545645932 |  | Transition Incentive Program | Woodbridge Twp | 7001 | 11 | 11.52 | Residential | Yes | Behind the Meter | Net-metered residential rooftop and canopy |  | None | All Season Solar | AC Electric | Accepted | 2020-09-30 | 2020-10-02 | 2021-10-30 | Trina | TSMDD06M.05II | Solar Panels |  | 0.32 | 36 | 205 | 37 |  | Fixed | Roof
NJSTRE1545645936 |  | Transition Incentive Program | Union | 7083 | 10 | 4.9 | Residential | Yes | Behind the Meter | Net-metered residential rooftop and canopy |  | None | Pro Custom Solar dba Momentum Solar | PSE&G | Accepted | 2020-09-30 | 2020-10-02 | 2021-10-30 | Enphase | IQ7PLUS-72-2-US | Inverters | 290 |  | 14 |  |  | 0.97 |  | Outdoor | Roof
NJSTRE1545645936 |  | Transition Incentive Program | Union | 7083 | 10 | 4.9 | Residential | Yes | Behind the Meter | Net-metered residential rooftop and canopy |  | None | Pro Custom Solar dba Momentum Solar | PSE&G | Accepted | 2020-09-30 | 2020-10-02 | 2021-10-30 | LG | LG 350N1C-V5 | Solar Panels |  | 0.35 | 8 | 127 | 27 |  | Fixed | Roof
NJSTRE1545645936 |  | Transition Incentive Program | Union | 7083 | 10 | 4.9 | Residential | Yes | Behind the Meter | Net-metered residential rooftop and canopy |  | None | Pro Custom Solar dba Momentum Solar | PSE&G | Accepted | 2020-09-30 | 2020-10-02 | 2021-10-30 | LG | LG 350N1C-V5 | Solar Panels |  | 0.35 | 6 | 127 | 27 |  | Fixed | Roof
NJSTRE1545645965 |  | Transition Incentive Program | Pomona | 8240 | 19 | 9.28 | Residential | Yes | Behind the Meter | Net-metered residential rooftop and canopy |  | None | All Season Solar | AC Electric | Accepted | 2020-09-30 | 2020-10-02 | 2021-10-30 | Enphase | IQ7 | Inverters | 240 |  | 29 |  |  | 0.97 |  | Outside | under module
NJSTRE1545645965 |  | Transition Incentive Program | Pomona | 8240 | 19 | 9.28 | Residential | Yes | Behind the Meter | Net-metered residential rooftop and canopy |  | None | All Season Solar | AC Electric | Accepted | 2020-09-30 | 2020-10-02 | 2021-10-30 | Trina | TSMDD06M.05II | Solar Panels |  | 0.32 | 9 | 280 | 22 |  | Fixed | Roof
NJSTRE1545645965 |  | Transition Incentive Program | Pomona | 8240 | 19 | 9.28 | Residential | Yes | Behind the Meter | Net-metered residential rooftop and canopy |  | None | All Season Solar | AC Electric | Accepted | 2020-09-30 | 2020-10-02 | 2021-10-30 | Trina | TSMDD06M.05II | Solar Panels |  | 0.32 | 20 | 280 | 25 |  | Fixed | Roof
NJSTRE1545645977 |  | Transition Incentive Program | Garfield | 7026 | 7 | 4.2 | Residential | Yes | Behind the Meter | Net-metered residential rooftop and canopy |  | None | Pro Custom Solar dba Momentum Solar | PSE&G | Accepted | 2020-09-30 | 2020-10-05 | 2021-10-30 | Enphase | IQ7Plus-72-2-US | Inverters | 290 |  | 12 |  |  | 0.97 |  | Outdoor | Roof
NJSTRE1545645977 |  | Transition Incentive Program | Garfield | 7026 | 7 | 4.2 | Residential | Yes | Behind the Meter | Net-metered residential rooftop and canopy |  | None | Pro Custom Solar dba Momentum Solar | PSE&G | Accepted | 2020-09-30 | 2020-10-05 | 2021-10-30 | LG ELECTRONICS | LG 350N1C-V5 | Solar Panels |  | 0.35 | 9 | 64 | 35 |  | Fixed | Roof
NJSTRE1545645977 |  | Transition Incentive Program | Garfield | 7026 | 7 | 4.2 | Residential | Yes | Behind the Meter | Net-metered residential rooftop and canopy |  | None | Pro Custom Solar dba Momentum Solar | PSE&G | Accepted | 2020-09-30 | 2020-10-05 | 2021-10-30 | LG ELECTRONICS | LG 350N1C-V5 | Solar Panels |  | 0.35 | 3 | 244 | 35 |  | Fixed | Roof
NJSTRE1545645995 |  | Transition Incentive Program | Bordentown City | 8505 | 13 | 4.08 | Residential | No | Behind the Meter | Net-metered residential rooftop and canopy |  | None | Tesla Energy Operations Inc. | PSE&G | Accepted | 2020-09-30 | 2020-10-09 | 2021-10-30 | Tesla | AC Powerwall 2.0 | Electric Storage Battery |  |  | 1 |  |  |  | Lithium Ion |  | Outside
NJSTRE1545645995 |  | Transition Incentive Program | Bordentown City | 8505 | 13 | 4.08 | Residential | No | Behind the Meter | Net-metered residential rooftop and canopy |  | None | Tesla Energy Operations Inc. | PSE&G | Accepted | 2020-09-30 | 2020-10-09 | 2021-10-30 | SolarEdge Technologies | SE3800H-US [240V] | Inverters | 3800 |  | 1 |  |  | 0.99 |  | Outside | Outside
NJSTRE1545645995 |  | Transition Incentive Program | Bordentown City | 8505 | 13 | 4.08 | Residential | No | Behind the Meter | Net-metered residential rooftop and canopy |  | None | Tesla Energy Operations Inc. | PSE&G | Accepted | 2020-09-30 | 2020-10-09 | 2021-10-30 | Hanwha Q-CELLS | Q.Peak DUO BLK-G6+ 340 | Solar Panels |  | 0.34 | 12 | 149 | 37 |  | Fixed | Roof
NJSTRE1545646002 |  | Transition Incentive Program | South Plainfield | 7080 | 11 | 4.55 | Residential | Yes | Behind the Meter | Net-metered residential rooftop and canopy |  | None | Pro Custom Solar dba Momentum Solar | PSE&G | Accepted | 2020-09-30 | 2020-10-05 | 2021-10-30 | Enphase | IQ7Plus-72-2-US | Inverters | 290 |  | 13 |  |  | 0.97 |  | Outdoor | Roof
NJSTRE1545646002 |  | Transition Incentive Program | South Plainfield | 7080 | 11 | 4.55 | Residential | Yes | Behind the Meter | Net-metered residential rooftop and canopy |  | None | Pro Custom Solar dba Momentum Solar | PSE&G | Accepted | 2020-09-30 | 2020-10-05 | 2021-10-30 | LG ELECTRONICS | LG 350N1C-V5 | Solar Panels |  | 0.35 | 13 | 73 | 39 |  | Fixed | Roof
NJSTRE1545646012 |  | Transition Incentive Program | Audubon | 8106 | 14 | 6.27 | Residential | No | Behind the Meter | Net-metered residential rooftop and canopy |  | None | Bortman | PSE&G | Accepted | 2020-09-30 | 2020-10-05 | 2021-10-30 | Enphase | IQ7+ | Inverters | 0.29 |  | 19 |  |  | 0.97 |  | Outdoor | under panels
NJSTRE1545646012 |  | Transition Incentive Program | Audubon | 8106 | 14 | 6.27 | Residential | No | Behind the Meter | Net-metered residential rooftop and canopy |  | None | Bortman | PSE&G | Accepted | 2020-09-30 | 2020-10-05 | 2021-10-30 | Axitec | AC-330MH/120S | Solar Panels |  | 0.33 | 19 | 230 | 25 |  | Fixed | Roof
NJSTRE1545647356 |  | Transition Incentive Program | DELRAN | 8075 | 13 | 12.48 | Residential | Yes | Behind the Meter | Net-metered residential rooftop and canopy |  | None | Vivint Solar Developer, LLC | PSE&G | Accepted | 2020-10-01 | 2020-10-05 | 2021-10-30 | Solar Edge | SE7600H-US | Inverters | 7600 |  | 1 |  |  | 0.992 |  | Outdoor | Near the Utility Meter
NJSTRE1545647356 |  | Transition Incentive Program | DELRAN | 8075 | 13 | 12.48 | Residential | Yes | Behind the Meter | Net-metered residential rooftop and canopy |  | None | Vivint Solar Developer, LLC | PSE&G | Accepted | 2020-10-01 | 2020-10-05 | 2021-10-30 | JINKO SOLAR | JKM320M-60HBL | Solar Panels |  | 0.32 | 25 | 248 | 21 |  | Fixed | Roof
NJSTRE1545647356 |  | Transition Incentive Program | DELRAN | 8075 | 13 | 12.48 | Residential | Yes | Behind the Meter | Net-metered residential rooftop and canopy |  | None | Vivint Solar Developer, LLC | PSE&G | Accepted | 2020-10-01 | 2020-10-05 | 2021-10-30 | JINKO SOLAR | JKM320M-60HBL | Solar Panels |  | 0.32 | 14 | 68 | 21 |  | Fixed | Roof
NJSTRE1545648597 |  | Transition Incentive Program | Mount Laurel Township | 8054 | 13 | 10.66 | Residential | No | Behind the Meter | Net-metered residential rooftop and canopy |  | None | SunPower Corporation, Systems | PSE&G | Accepted | 2020-09-30 | 2020-10-05 | 2021-10-30 | SunPower | SPR-A410-G-AC | Inverters | 349 |  | 26 |  |  | 0.97 |  | Other | under each panel
NJSTRE1545648597 |  | Transition Incentive Program | Mount Laurel Township | 8054 | 13 | 10.66 | Residential | No | Behind the Meter | Net-metered residential rooftop and canopy |  | None | SunPower Corporation, Systems | PSE&G | Accepted | 2020-09-30 | 2020-10-05 | 2021-10-30 | SunPower | SPR-A410-G-AC | Solar Panels |  | 0.41 | 7 | 138 | 25 |  | Fixed | Roof
NJSTRE1545648597 |  | Transition Incentive Program | Mount Laurel Township | 8054 | 13 | 10.66 | Residential | No | Behind the Meter | Net-metered residential rooftop and canopy |  | None | SunPower Corporation, Systems | PSE&G | Accepted | 2020-09-30 | 2020-10-05 | 2021-10-30 | SunPower | SPR-A410-G-AC | Solar Panels |  | 0.41 | 17 | 228 | 25 |  | Fixed | Roof
NJSTRE1545648597 |  | Transition Incentive Program | Mount Laurel Township | 8054 | 13 | 10.66 | Residential | No | Behind the Meter | Net-metered residential rooftop and canopy |  | None | SunPower Corporation, Systems | PSE&G | Accepted | 2020-09-30 | 2020-10-05 | 2021-10-30 | SunPower | SPR-A410-G-AC | Solar Panels |  | 0.41 | 2 | 138 | 5 |  | Fixed | Roof
NJSTRE1545648603 |  | Transition Incentive Program | Elizabeth | 7202 | 10 | 2.94 | Residential | No | Behind the Meter | Net-metered residential rooftop and canopy |  | None | SunPower Corporation, Systems | PSE&G | Accepted | 2020-09-30 | 2020-10-05 | 2021-10-30 | SunPower | SPR-E20-327-E-AC | Inverters | 320 |  | 9 |  |  | 0.96 |  | Other | under each panel
NJSTRE1545648603 |  | Transition Incentive Program | Elizabeth | 7202 | 10 | 2.94 | Residential | No | Behind the Meter | Net-metered residential rooftop and canopy |  | None | SunPower Corporation, Systems | PSE&G | Accepted | 2020-09-30 | 2020-10-05 | 2021-10-30 | SunPower | SPR-E20-327-E-AC | Solar Panels |  | 0.327 | 9 | 274 | 30 |  | Fixed | Roof
NJSTRE1545648612 |  | Transition Incentive Program | Jersey City | 7305 | 8 | 12.71 | Residential | No | Behind the Meter | Net-metered residential rooftop and canopy |  | None | SunPower Corporation, Systems | PSE&G | Accepted | 2020-10-16 | 2020-10-16 | 2021-10-30 | SunPower | SPR-A410-G-AC | Inverters | 349 |  | 31 |  |  | 0.97 |  | Other | under each panel
NJSTRE1545648612 |  | Transition Incentive Program | Jersey City | 7305 | 8 | 12.71 | Residential | No | Behind the Meter | Net-metered residential rooftop and canopy |  | None | SunPower Corporation, Systems | PSE&G | Accepted | 2020-10-16 | 2020-10-16 | 2021-10-30 | SunPower | SPR-A410-G-AC | Solar Panels |  | 0.41 | 17 | 311 | 20 |  | Fixed | Roof
NJSTRE1545648612 |  | Transition Incentive Program | Jersey City | 7305 | 8 | 12.71 | Residential | No | Behind the Meter | Net-metered residential rooftop and canopy |  | None | SunPower Corporation, Systems | PSE&G | Accepted | 2020-10-16 | 2020-10-16 | 2021-10-30 | SunPower | SPR-A410-G-AC | Solar Panels |  | 0.41 | 14 | 131 | 20 |  | Fixed | Roof
NJSTRE1545648619 |  | Transition Incentive Program | South Brunswick Township | 8852 | 11 | 3.96 | Residential | No | Behind the Meter | Net-metered residential rooftop and canopy |  | None | SunPower Corporation, Systems | PSE&G | Accepted | 2020-10-04 | 2020-10-21 | 2021-10-30 | SunPower | SPR-X22-360-E-AC | Inverters | 320 |  | 11 |  |  | 0.96 |  | Other | under each panel
NJSTRE1545648619 |  | Transition Incentive Program | South Brunswick Township | 8852 | 11 | 3.96 | Residential | No | Behind the Meter | Net-metered residential rooftop and canopy |  | None | SunPower Corporation, Systems | PSE&G | Accepted | 2020-10-04 | 2020-10-21 | 2021-10-30 | SunPower | SPR-X22-360-E-AC | Solar Panels |  | 0.36 | 8 | 181 | 28 |  | Fixed | Roof
NJSTRE1545648619 |  | Transition Incentive Program | South Brunswick Township | 8852 | 11 | 3.96 | Residential | No | Behind the Meter | Net-metered residential rooftop and canopy |  | None | SunPower Corporation, Systems | PSE&G | Accepted | 2020-10-04 | 2020-10-21 | 2021-10-30 | SunPower | SPR-X22-360-E-AC | Solar Panels |  | 0.36 | 3 | 181 | 28 |  | Fixed | Roof
NJSTRE1545648624 |  | Transition Incentive Program | Westville | 8093 | 15 | 11.34 | Residential | No | Behind the Meter | Net-metered residential rooftop and canopy |  | None | Advanced Renewable Solutions | PSE&G | Accepted | 2020-09-30 | 2020-10-05 | 2021-10-30 | ENPHASE | IQ7-60-2-US | Inverters | 8640 |  | 36 |  |  | 0.976 |  | Outdoor | Micro-inverters are mounted to the underside of every s
NJSTRE1545648624 |  | Transition Incentive Program | Westville | 8093 | 15 | 11.34 | Residential | No | Behind the Meter | Net-metered residential rooftop and canopy |  | None | Advanced Renewable Solutions | PSE&G | Accepted | 2020-09-30 | 2020-10-05 | 2021-10-30 | CertainTeed | CT315M11-02 | Solar Panels |  | 0.315 | 22 | 170 | 28 |  | Fixed | Roof
NJSTRE1545648624 |  | Transition Incentive Program | Westville | 8093 | 15 | 11.34 | Residential | No | Behind the Meter | Net-metered residential rooftop and canopy |  | None | Advanced Renewable Solutions | PSE&G | Accepted | 2020-09-30 | 2020-10-05 | 2021-10-30 | CertainTeed | CT315M11-02 | Solar Panels |  | 0.315 | 10 | 180 | 30 |  | Fixed | Roof
NJSTRE1545648624 |  | Transition Incentive Program | Westville | 8093 | 15 | 11.34 | Residential | No | Behind the Meter | Net-metered residential rooftop and canopy |  | None | Advanced Renewable Solutions | PSE&G | Accepted | 2020-09-30 | 2020-10-05 | 2021-10-30 | CertainTeed | CT315M11-02 | Solar Panels |  | 0.315 | 4 | 181 | 28 |  | Fixed | Roof
NJSTRE1545653441 |  | Transition Incentive Program | Egg Harbor Township | 8234 | 19 | 8.82 | Residential | No | Behind the Meter | Net-metered residential rooftop and canopy |  | None | Suntuity Solar LLC | AC Electric | Accepted | 2020-10-01 | 2020-10-05 | 2021-10-30 | Enphase Energy | IQ7-60-2-US | Inverters | 240 |  | 28 |  |  | 0.97 |  | Outdoor | Behind the PV Modules
NJSTRE1545653441 |  | Transition Incentive Program | Egg Harbor Township | 8234 | 19 | 8.82 | Residential | No | Behind the Meter | Net-metered residential rooftop and canopy |  | None | Suntuity Solar LLC | AC Electric | Accepted | 2020-10-01 | 2020-10-05 | 2021-10-30 | Longi | LR6-60HPB-315M | Solar Panels |  | 0.315 | 6 | 111 | 43 |  | Fixed | Roof
NJSTRE1545653441 |  | Transition Incentive Program | Egg Harbor Township | 8234 | 19 | 8.82 | Residential | No | Behind the Meter | Net-metered residential rooftop and canopy |  | None | Suntuity Solar LLC | AC Electric | Accepted | 2020-10-01 | 2020-10-05 | 2021-10-30 | Longi | LR6-60HPB-315M | Solar Panels |  | 0.315 | 22 | 201 | 37 |  | Fixed | Roof
NJSTRE1545653442 |  | Transition Incentive Program | MILFORD | 8848 | 4 | 9.14 | Residential | No | Behind the Meter | Net-metered residential rooftop and canopy |  | None | Suntuity Solar LLC | JCP&L | Accepted | 2020-10-01 | 2020-10-05 | 2021-10-30 | Enphase Energy | IQ7-60-2-US | Inverters | 240 |  | 29 |  |  | 0.97 |  | Outdoor | Behind the PV Modules
NJSTRE1545653442 |  | Transition Incentive Program | MILFORD | 8848 | 4 | 9.14 | Residential | No | Behind the Meter | Net-metered residential rooftop and canopy |  | None | Suntuity Solar LLC | JCP&L | Accepted | 2020-10-01 | 2020-10-05 | 2021-10-30 | Longi | LR6-60HPB-315M | Solar Panels |  | 0.315 | 12 | 301 | 30 |  | Fixed | Roof
NJSTRE1545653442 |  | Transition Incentive Program | MILFORD | 8848 | 4 | 9.14 | Residential | No | Behind the Meter | Net-metered residential rooftop and canopy |  | None | Suntuity Solar LLC | JCP&L | Accepted | 2020-10-01 | 2020-10-05 | 2021-10-30 | Longi | LR6-60HPB-315M | Solar Panels |  | 0.315 | 7 | 121 | 30 |  | Fixed | Roof
NJSTRE1545653442 |  | Transition Incentive Program | MILFORD | 8848 | 4 | 9.14 | Residential | No | Behind the Meter | Net-metered residential rooftop and canopy |  | None | Suntuity Solar LLC | JCP&L | Accepted | 2020-10-01 | 2020-10-05 | 2021-10-30 | Longi | LR6-60HPB-315M | Solar Panels |  | 0.315 | 10 | 210 | 25 |  | Fixed | Roof
NJSTRE1545653443 |  | Transition Incentive Program | WILLIAMSTOWN | 8094 | 15 | 11.34 | Residential | No | Behind the Meter | Net-metered residential rooftop and canopy |  | None | Suntuity Solar LLC | AC Electric | Accepted | 2020-10-01 | 2020-10-05 | 2021-10-30 | Enphase Energy | IQ7-60-2-US | Inverters | 240 |  | 36 |  |  | 0.97 |  | Outdoor | Behind the PV Modules
NJSTRE1545653443 |  | Transition Incentive Program | WILLIAMSTOWN | 8094 | 15 | 11.34 | Residential | No | Behind the Meter | Net-metered residential rooftop and canopy |  | None | Suntuity Solar LLC | AC Electric | Accepted | 2020-10-01 | 2020-10-05 | 2021-10-30 | Longi | LR6-60HPB-315M | Solar Panels |  | 0.315 | 9 | 92 | 32 |  | Fixed | Roof
NJSTRE1545653443 |  | Transition Incentive Program | WILLIAMSTOWN | 8094 | 15 | 11.34 | Residential | No | Behind the Meter | Net-metered residential rooftop and canopy |  | None | Suntuity Solar LLC | AC Electric | Accepted | 2020-10-01 | 2020-10-05 | 2021-10-30 | Longi | LR6-60HPB-315M | Solar Panels |  | 0.315 | 3 | 92 | 20 |  | Fixed | Roof
NJSTRE1545653443 |  | Transition Incentive Program | WILLIAMSTOWN | 8094 | 15 | 11.34 | Residential | No | Behind the Meter | Net-metered residential rooftop and canopy |  | None | Suntuity Solar LLC | AC Electric | Accepted | 2020-10-01 | 2020-10-05 | 2021-10-30 | Longi | LR6-60HPB-315M | Solar Panels |  | 0.315 | 3 | 272 | 32 |  | Fixed | Roof
NJSTRE1545653443 |  | Transition Incentive Program | WILLIAMSTOWN | 8094 | 15 | 11.34 | Residential | No | Behind the Meter | Net-metered residential rooftop and canopy |  | None | Suntuity Solar LLC | AC Electric | Accepted | 2020-10-01 | 2020-10-05 | 2021-10-30 | Longi | LR6-60HPB-315M | Solar Panels |  | 0.315 | 3 | 182 | 44 |  | Fixed | Roof
NJSTRE1545653443 |  | Transition Incentive Program | WILLIAMSTOWN | 8094 | 15 | 11.34 | Residential | No | Behind the Meter | Net-metered residential rooftop and canopy |  | None | Suntuity Solar LLC | AC Electric | Accepted | 2020-10-01 | 2020-10-05 | 2021-10-30 | Longi | LR6-60HPB-315M | Solar Panels |  | 0.315 | 18 | 92 | 18 |  | Fixed | Roof
NJSTRE1545653477 |  | Transition Incentive Program | Bayville | 8721 | 18 | 6.46 | Residential | Yes | Behind the Meter | Net-metered residential rooftop and canopy |  | None | Trinity Solar | JCP&L | Accepted | 2020-10-01 | 2020-10-05 | 2021-10-30 | Solar Edge | SE5000 | Inverters | 5000 |  | 1 |  |  | 0.97 |  | Outside | side of home
NJSTRE1545653477 |  | Transition Incentive Program | Bayville | 8721 | 18 | 6.46 | Residential | Yes | Behind the Meter | Net-metered residential rooftop and canopy |  | None | Trinity Solar | JCP&L | Accepted | 2020-10-01 | 2020-10-05 | 2021-10-30 | Hanwha | Q.PEAK DUO BLK-G6 340 | Solar Panels |  | 0.34 | 10 | 104 | 23 |  | Fixed | Roof
NJSTRE1545653477 |  | Transition Incentive Program | Bayville | 8721 | 18 | 6.46 | Residential | Yes | Behind the Meter | Net-metered residential rooftop and canopy |  | None | Trinity Solar | JCP&L | Accepted | 2020-10-01 | 2020-10-05 | 2021-10-30 | Hanwha | Q.PEAK DUO BLK-G6 340 | Solar Panels |  | 0.34 | 9 | 284 | 23 |  | Fixed | Roof
NJSTRE1545653483 |  | Transition Incentive Program | BLACKWOOD | 8012 | 14 | 5.76 | Residential | No | Behind the Meter | Net-metered residential rooftop and canopy |  | None | Orbit Energy & Power, LLC | AC Electric | Accepted | 2020-10-01 | 2020-10-05 | 2021-10-30 | ENPHASE ENERGY | IQ7-60-2-US | Inverters | 240 |  | 18 |  |  | 0.99 |  | Other | UNDER EACH PANEL
NJSTRE1545653483 |  | Transition Incentive Program | BLACKWOOD | 8012 | 14 | 5.76 | Residential | No | Behind the Meter | Net-metered residential rooftop and canopy |  | None | Orbit Energy & Power, LLC | AC Electric | Accepted | 2020-10-01 | 2020-10-05 | 2021-10-30 | HANWHA | Q PEAK CELLS 320 | Solar Panels |  | 0.32 | 7 | 85 | 22 |  | Fixed | Roof
NJSTRE1545653483 |  | Transition Incentive Program | BLACKWOOD | 8012 | 14 | 5.76 | Residential | No | Behind the Meter | Net-metered residential rooftop and canopy |  | None | Orbit Energy & Power, LLC | AC Electric | Accepted | 2020-10-01 | 2020-10-05 | 2021-10-30 | HANWHA | Q PEAK CELLS 320 | Solar Panels |  | 0.32 | 11 | 175 | 17 |  | Fixed | Roof
NJSTRE1545653562 |  | Transition Incentive Program | Wildwood | 8260 | 21 | 5.12 | Residential | Yes | Behind the Meter | Net-metered residential rooftop and canopy |  | None | All Season Solar | AC Electric | Accepted | 2020-10-01 | 2020-10-05 | 2021-10-30 | Enphase | IQ7 | Inverters | 240 |  | 16 |  |  | 0.97 |  | Outdoor | under module
NJSTRE1545653562 |  | Transition Incentive Program | Wildwood | 8260 | 21 | 5.12 | Residential | Yes | Behind the Meter | Net-metered residential rooftop and canopy |  | None | All Season Solar | AC Electric | Accepted | 2020-10-01 | 2020-10-05 | 2021-10-30 | Trina | TSMDD06M.05II | Solar Panels |  | 0.32 | 16 | 137 | 31 |  | Fixed | Roof
NJSTRE1545653570 |  | Transition Incentive Program | Bridgeton | 8302 | 20 | 7.26 | Residential | No | Behind the Meter | Net-metered residential rooftop and canopy |  | None | Posigen NJ LLC | AC Electric | Accepted | 2020-10-01 | 2020-10-06 | 2021-10-30 | SolarEdge | SE7600H-US | Inverters | 7600 |  | 1 |  |  | 0.99 |  | Outside | within ten feet of meter
NJSTRE1545653570 |  | Transition Incentive Program | Bridgeton | 8302 | 20 | 7.26 | Residential | No | Behind the Meter | Net-metered residential rooftop and canopy |  | None | Posigen NJ LLC | AC Electric | Accepted | 2020-10-01 | 2020-10-06 | 2021-10-30 | Silfab | SIL330NL | Solar Panels |  | 0.33 | 22 | 74254 | 19 |  | Fixed | Roof
NJSTRE1545653593 |  | Transition Incentive Program | Somerset | 8873 | 5 | 9.6 | Residential | Yes | Behind the Meter | Net-metered residential rooftop and canopy |  | None | Posigen NJ LLC | PSE&G | Accepted | 2020-10-01 | 2020-10-05 | 2021-10-30 | SolarEdge | SE10000H-US | Inverters | 10000 |  | 1 |  |  | 0.99 |  | Outside | within ten feet of meter
NJSTRE1545653593 |  | Transition Incentive Program | Somerset | 8873 | 5 | 9.6 | Residential | Yes | Behind the Meter | Net-metered residential rooftop and canopy |  | None | Posigen NJ LLC | PSE&G | Accepted | 2020-10-01 | 2020-10-05 | 2021-10-30 | Silfab | SLA320M | Solar Panels |  | 0.32 | 30 | 127 | 22 |  | Fixed | Roof
NJSTRE1545653607 |  | Transition Incentive Program | Pennsville | 8070 | 16 | 6.51 | Residential | No | Behind the Meter | Net-metered residential rooftop and canopy |  | None | Posigen NJ LLC | AC Electric | Accepted | 2020-10-01 | 2020-10-05 | 2021-10-30 | SolarEdge | SE7600H-US | Inverters | 7600 |  | 1 |  |  | 0.99 |  | Outside | within ten feet of meter
NJSTRE1545653607 |  | Transition Incentive Program | Pennsville | 8070 | 16 | 6.51 | Residential | No | Behind the Meter | Net-metered residential rooftop and canopy |  | None | Posigen NJ LLC | AC Electric | Accepted | 2020-10-01 | 2020-10-05 | 2021-10-30 | Silfab | SLA310M | Solar Panels |  | 0.31 | 21 | 111291 | 22 |  | Fixed | Roof
NJSTRE1545653682 |  | Transition Incentive Program | NUTLEY | 7110 | 9 | 5.76 | Residential | Yes | Behind the Meter | Net-metered residential rooftop and canopy |  | None | Vivint Solar Developer, LLC | PSE&G | Accepted | 2020-10-01 | 2020-10-05 | 2021-10-30 | Solar Edge | SE7600H-US | Inverters | 7600 |  | 1 |  |  | 0.992 |  | Outdoor | Near the Utility Meter
NJSTRE1545653682 |  | Transition Incentive Program | NUTLEY | 7110 | 9 | 5.76 | Residential | Yes | Behind the Meter | Net-metered residential rooftop and canopy |  | None | Vivint Solar Developer, LLC | PSE&G | Accepted | 2020-10-01 | 2020-10-05 | 2021-10-30 | JINKO SOLAR | JKM320M-60HBL | Solar Panels |  | 0.32 | 8 | 292 | 24 |  | Fixed | Roof
NJSTRE1545653682 |  | Transition Incentive Program | NUTLEY | 7110 | 9 | 5.76 | Residential | Yes | Behind the Meter | Net-metered residential rooftop and canopy |  | None | Vivint Solar Developer, LLC | PSE&G | Accepted | 2020-10-01 | 2020-10-05 | 2021-10-30 | JINKO SOLAR | JKM320M-60HBL | Solar Panels |  | 0.32 | 3 | 202 | 9 |  | Fixed | Roof
NJSTRE1545653682 |  | Transition Incentive Program | NUTLEY | 7110 | 9 | 5.76 | Residential | Yes | Behind the Meter | Net-metered residential rooftop and canopy |  | None | Vivint Solar Developer, LLC | PSE&G | Accepted | 2020-10-01 | 2020-10-05 | 2021-10-30 | JINKO SOLAR | JKM320M-60HBL | Solar Panels |  | 0.32 | 7 | 112 | 24 |  | Fixed | Roof
NJSTRE1545653689 |  | Transition Incentive Program | Old Bridge | 8857 | 11 | 15.5 | Residential | Yes | Behind the Meter | Net-metered residential rooftop and canopy |  | None | Posigen NJ LLC | JCP&L | Accepted | 2020-10-01 | 2020-10-05 | 2021-10-30 | SolarEdge | SE10000H-US | Inverters | 10000 |  | 1 |  |  | 0.99 |  | Outside | within ten feet of meter
NJSTRE1545653689 |  | Transition Incentive Program | Old Bridge | 8857 | 11 | 15.5 | Residential | Yes | Behind the Meter | Net-metered residential rooftop and canopy |  | None | Posigen NJ LLC | JCP&L | Accepted | 2020-10-01 | 2020-10-05 | 2021-10-30 | Silfab | SLA310M | Solar Panels |  | 0.31 | 50 | 86176266 | 50 |  | Fixed | Roof
NJSTRE1545653697 |  | Transition Incentive Program | MAGNOLIA BORO | 8049 | 14 | 6.46 | Residential | Yes | Behind the Meter | Net-metered residential rooftop and canopy |  | None | Trinity Solar | PSE&G | Accepted | 2020-10-01 | 2020-10-05 | 2021-10-30 | Solar Edge | SE5000H-US000BNC4 | Inverters | 5000 |  | 1 |  |  | 0.97 |  | Outdoor | side of home
NJSTRE1545653697 |  | Transition Incentive Program | MAGNOLIA BORO | 8049 | 14 | 6.46 | Residential | Yes | Behind the Meter | Net-metered residential rooftop and canopy |  | None | Trinity Solar | PSE&G | Accepted | 2020-10-01 | 2020-10-05 | 2021-10-30 | HANWHA | Q.PEAK DUO BLK-G6 340 | Solar Panels |  | 0.34 | 3 | 246 | 5 |  | Fixed | Roof
NJSTRE1545653697 |  | Transition Incentive Program | MAGNOLIA BORO | 8049 | 14 | 6.46 | Residential | Yes | Behind the Meter | Net-metered residential rooftop and canopy |  | None | Trinity Solar | PSE&G | Accepted | 2020-10-01 | 2020-10-05 | 2021-10-30 | HANWHA | Q.PEAK DUO BLK-G6 340 | Solar Panels |  | 0.34 | 6 | 246 | 27 |  | Fixed | Roof
NJSTRE1545653697 |  | Transition Incentive Program | MAGNOLIA BORO | 8049 | 14 | 6.46 | Residential | Yes | Behind the Meter | Net-metered residential rooftop and canopy |  | None | Trinity Solar | PSE&G | Accepted | 2020-10-01 | 2020-10-05 | 2021-10-30 | HANWHA | Q.PEAK DUO BLK-G6 340 | Solar Panels |  | 0.34 | 10 | 244 | 27 |  | Fixed | Roof
NJSTRE1545653720 |  | Transition Incentive Program | SECAUCUS | 7094 | 8 | 9.28 | Residential | Yes | Behind the Meter | Net-metered residential rooftop and canopy |  | None | Vivint Solar Developer, LLC | PSE&G | Accepted | 2020-10-01 | 2020-10-05 | 2021-10-30 | Solar Edge | SE7600H-US | Inverters | 7600 |  | 1 |  |  | 0.992 |  | Outdoor | Near the Utility Meter
NJSTRE1545653720 |  | Transition Incentive Program | SECAUCUS | 7094 | 8 | 9.28 | Residential | Yes | Behind the Meter | Net-metered residential rooftop and canopy |  | None | Vivint Solar Developer, LLC | PSE&G | Accepted | 2020-10-01 | 2020-10-05 | 2021-10-30 | JINKO SOLAR | JKM320M-60HBL | Solar Panels |  | 0.32 | 12 | 242 | 23 |  | Fixed | Roof
NJSTRE1545653720 |  | Transition Incentive Program | SECAUCUS | 7094 | 8 | 9.28 | Residential | Yes | Behind the Meter | Net-metered residential rooftop and canopy |  | None | Vivint Solar Developer, LLC | PSE&G | Accepted | 2020-10-01 | 2020-10-05 | 2021-10-30 | JINKO SOLAR | JKM320M-60HBL | Solar Panels |  | 0.32 | 6 | 62 | 23 |  | Fixed | Roof
NJSTRE1545653720 |  | Transition Incentive Program | SECAUCUS | 7094 | 8 | 9.28 | Residential | Yes | Behind the Meter | Net-metered residential rooftop and canopy |  | None | Vivint Solar Developer, LLC | PSE&G | Accepted | 2020-10-01 | 2020-10-05 | 2021-10-30 | JINKO SOLAR | JKM320M-60HBL | Solar Panels |  | 0.32 | 4 | 152 | 23 |  | Fixed | Roof
NJSTRE1545653720 |  | Transition Incentive Program | SECAUCUS | 7094 | 8 | 9.28 | Residential | Yes | Behind the Meter | Net-metered residential rooftop and canopy |  | None | Vivint Solar Developer, LLC | PSE&G | Accepted | 2020-10-01 | 2020-10-05 | 2021-10-30 | JINKO SOLAR | JKM320M-60HBL | Solar Panels |  | 0.32 | 7 | 152 | 23 |  | Fixed | Roof
NJSTRE1545653808 |  | Transition Incentive Program | Passaic | 7055 | 6 | 6.12 | Residential | No | Behind the Meter | Net-metered residential rooftop and canopy |  | None | Trinity Solar | PSE&G | Accepted | 2020-10-01 | 2020-10-05 | 2021-10-30 | Solar Edge | SE5000H-US000BNC4 | Inverters | 5000 |  | 1 |  |  | 0.97 |  | Outdoor | side of home
NJSTRE1545653808 |  | Transition Incentive Program | Passaic | 7055 | 6 | 6.12 | Residential | No | Behind the Meter | Net-metered residential rooftop and canopy |  | None | Trinity Solar | PSE&G | Accepted | 2020-10-01 | 2020-10-05 | 2021-10-30 | HANWHA | Q.PEAK DUO BLK-G6 340 | Solar Panels |  | 0.34 | 2 | 159 | 40 |  | Fixed | Roof
NJSTRE1545653808 |  | Transition Incentive Program | Passaic | 7055 | 6 | 6.12 | Residential | No | Behind the Meter | Net-metered residential rooftop and canopy |  | None | Trinity Solar | PSE&G | Accepted | 2020-10-01 | 2020-10-05 | 2021-10-30 | HANWHA | Q.PEAK DUO BLK-G6 340 | Solar Panels |  | 0.34 | 13 | 249 | 40 |  | Fixed | Roof
NJSTRE1545653808 |  | Transition Incentive Program | Passaic | 7055 | 6 | 6.12 | Residential | No | Behind the Meter | Net-metered residential rooftop and canopy |  | None | Trinity Solar | PSE&G | Accepted | 2020-10-01 | 2020-10-05 | 2021-10-30 | HANWHA | Q.PEAK DUO BLK-G6 340 | Solar Panels |  | 0.34 | 3 | 159 | 18 |  | Fixed | Roof
NJSTRE1545653812 |  | Transition Incentive Program | Tuckerton | 8087 | 18 | 5.76 | Residential | Yes | Behind the Meter | Net-metered residential rooftop and canopy |  | None | All Season Solar | AC Electric | Accepted | 2020-10-01 | 2020-10-05 | 2021-10-30 | Enphase | IQ7 | Inverters | 240 |  | 18 |  |  | 0.97 |  | Outdoor | under module
NJSTRE1545653812 |  | Transition Incentive Program | Tuckerton | 8087 | 18 | 5.76 | Residential | Yes | Behind the Meter | Net-metered residential rooftop and canopy |  | None | All Season Solar | AC Electric | Accepted | 2020-10-01 | 2020-10-05 | 2021-10-30 | Trina | TSMDD06M.05II | Solar Panels |  | 0.32 | 10 | 192 | 26 |  | Fixed | Roof
NJSTRE1545653812 |  | Transition Incentive Program | Tuckerton | 8087 | 18 | 5.76 | Residential | Yes | Behind the Meter | Net-metered residential rooftop and canopy |  | None | All Season Solar | AC Electric | Accepted | 2020-10-01 | 2020-10-05 | 2021-10-30 | Trina | TSMDD06M.05II | Solar Panels |  | 0.32 | 8 | 102 | 26 |  | Fixed | Roof
NJSTRE1545654540 |  | Transition Incentive Program | TURNERSVILLE | 8012 | 14 | 13.76 | Residential | No | Behind the Meter | Net-metered residential rooftop and canopy |  | None | Orbit Energy & Power, LLC | AC Electric | Accepted | 2020-10-01 | 2020-10-05 | 2021-10-30 | ENPHASE | IQ7-60-2-US | Inverters | 0.24 |  | 43 |  |  | 0.96 |  | Other | BEHIND PANELS
NJSTRE1545654540 |  | Transition Incentive Program | TURNERSVILLE | 8012 | 14 | 13.76 | Residential | No | Behind the Meter | Net-metered residential rooftop and canopy |  | None | Orbit Energy & Power, LLC | AC Electric | Accepted | 2020-10-01 | 2020-10-05 | 2021-10-30 | HANWHA QCELLS | QPEAK 320W | Solar Panels |  | 0.32 | 16 | 260 | 29 |  | Fixed | Roof
NJSTRE1545654540 |  | Transition Incentive Program | TURNERSVILLE | 8012 | 14 | 13.76 | Residential | No | Behind the Meter | Net-metered residential rooftop and canopy |  | None | Orbit Energy & Power, LLC | AC Electric | Accepted | 2020-10-01 | 2020-10-05 | 2021-10-30 | HANWHA QCELLS | QPEAK 320W | Solar Panels |  | 0.32 | 10 | 260 | 21 |  | Fixed | Roof
NJSTRE1545654540 |  | Transition Incentive Program | TURNERSVILLE | 8012 | 14 | 13.76 | Residential | No | Behind the Meter | Net-metered residential rooftop and canopy |  | None | Orbit Energy & Power, LLC | AC Electric | Accepted | 2020-10-01 | 2020-10-05 | 2021-10-30 | HANWHA QCELLS | QPEAK 320W | Solar Panels |  | 0.32 | 2 | 80 | 21 |  | Fixed | Roof
NJSTRE1545654540 |  | Transition Incentive Program | TURNERSVILLE | 8012 | 14 | 13.76 | Residential | No | Behind the Meter | Net-metered residential rooftop and canopy |  | None | Orbit Energy & Power, LLC | AC Electric | Accepted | 2020-10-01 | 2020-10-05 | 2021-10-30 | HANWHA QCELLS | QPEAK 320W | Solar Panels |  | 0.32 | 2 | 80 | 21 |  | Fixed | Roof
NJSTRE1545654540 |  | Transition Incentive Program | TURNERSVILLE | 8012 | 14 | 13.76 | Residential | No | Behind the Meter | Net-metered residential rooftop and canopy |  | None | Orbit Energy & Power, LLC | AC Electric | Accepted | 2020-10-01 | 2020-10-05 | 2021-10-30 | HANWHA QCELLS | QPEAK 320 | Solar Panels |  | 0.32 | 13 | 80 | 29 |  | Fixed | Roof
NJSTRE1545654546 |  | Transition Incentive Program | Leonardo | 7737 | 17 | 10.98 | Residential | Yes | Behind the Meter | Net-metered residential rooftop and canopy |  | None | Sunrun Installation Services, Inc. | JCP&L | Accepted | 2020-10-01 | 2020-10-05 | 2021-10-30 | Tesla | Powerwall 2 AC | Electric Storage Battery |  |  | 2 |  |  |  | Lithium Ion |  | outside
NJSTRE1545654546 |  | Transition Incentive Program | Leonardo | 7737 | 17 | 10.98 | Residential | Yes | Behind the Meter | Net-metered residential rooftop and canopy |  | None | Sunrun Installation Services, Inc. | JCP&L | Accepted | 2020-10-01 | 2020-10-05 | 2021-10-30 | Enphase Energy | IQ7-60-x-US (240V) | Inverters | 240 |  | 36 |  |  | 0.96 |  | Outdoor | Rooftop
NJSTRE1545654546 |  | Transition Incentive Program | Leonardo | 7737 | 17 | 10.98 | Residential | Yes | Behind the Meter | Net-metered residential rooftop and canopy |  | None | Sunrun Installation Services, Inc. | JCP&L | Accepted | 2020-10-01 | 2020-10-05 | 2021-10-30 | LONGi Green Energy Technology Co Ltd | LR6-60HPB-305M | Solar Panels |  | 0.305 | 3 | 102 | 34 |  | Fixed | Roof
NJSTRE1545654546 |  | Transition Incentive Program | Leonardo | 7737 | 17 | 10.98 | Residential | Yes | Behind the Meter | Net-metered residential rooftop and canopy |  | None | Sunrun Installation Services, Inc. | JCP&L | Accepted | 2020-10-01 | 2020-10-05 | 2021-10-30 | LONGi Green Energy Technology Co Ltd | LR6-60HPB-305M | Solar Panels |  | 0.305 | 20 | 13 | 18 |  | Fixed | Roof
NJSTRE1545654546 |  | Transition Incentive Program | Leonardo | 7737 | 17 | 10.98 | Residential | Yes | Behind the Meter | Net-metered residential rooftop and canopy |  | None | Sunrun Installation Services, Inc. | JCP&L | Accepted | 2020-10-01 | 2020-10-05 | 2021-10-30 | LONGi Green Energy Technology Co Ltd | LR6-60HPB-305M | Solar Panels |  | 0.305 | 2 | 193 | 34 |  | Fixed | Roof
NJSTRE1545654546 |  | Transition Incentive Program | Leonardo | 7737 | 17 | 10.98 | Residential | Yes | Behind the Meter | Net-metered residential rooftop and canopy |  | None | Sunrun Installation Services, Inc. | JCP&L | Accepted | 2020-10-01 | 2020-10-05 | 2021-10-30 | LONGi Green Energy Technology Co Ltd | LR6-60HPB-305M | Solar Panels |  | 0.305 | 4 | 193 | 42 |  | Fixed | Roof
NJSTRE1545654546 |  | Transition Incentive Program | Leonardo | 7737 | 17 | 10.98 | Residential | Yes | Behind the Meter | Net-metered residential rooftop and canopy |  | None | Sunrun Installation Services, Inc. | JCP&L | Accepted | 2020-10-01 | 2020-10-05 | 2021-10-30 | LONGi Green Energy Technology Co Ltd | LR6-60HPB-305M | Solar Panels |  | 0.305 | 7 | 282 | 18 |  | Fixed | Roof
NJSTRE1545654553 |  | Transition Incentive Program | PARSIPPANY | 7054 | 3 | 5.2 | Residential | Yes | Behind the Meter | Net-metered residential rooftop and canopy |  | None | Vivint Solar Developer, LLC | JCP&L | Accepted | 2020-10-01 | 2020-10-05 | 2021-10-30 | Solar Edge | SE3800H-US | Inverters | 3800 |  | 1 |  |  | 0.992 |  | Outdoor | Near the Utility Meter
NJSTRE1545654553 |  | Transition Incentive Program | PARSIPPANY | 7054 | 3 | 5.2 | Residential | Yes | Behind the Meter | Net-metered residential rooftop and canopy |  | None | Vivint Solar Developer, LLC | JCP&L | Accepted | 2020-10-01 | 2020-10-05 | 2021-10-30 | JINKO SOLAR | JKM325M-60HBL | Solar Panels |  | 0.325 | 6 | 263 | 18 |  | Fixed | Roof
NJSTRE1545654553 |  | Transition Incentive Program | PARSIPPANY | 7054 | 3 | 5.2 | Residential | Yes | Behind the Meter | Net-metered residential rooftop and canopy |  | None | Vivint Solar Developer, LLC | JCP&L | Accepted | 2020-10-01 | 2020-10-05 | 2021-10-30 | JINKO SOLAR | JKM325M-60HBL | Solar Panels |  | 0.325 | 6 | 263 | 32 |  | Fixed | Roof
NJSTRE1545654553 |  | Transition Incentive Program | PARSIPPANY | 7054 | 3 | 5.2 | Residential | Yes | Behind the Meter | Net-metered residential rooftop and canopy |  | None | Vivint Solar Developer, LLC | JCP&L | Accepted | 2020-10-01 | 2020-10-05 | 2021-10-30 | JINKO SOLAR | JKM325M-60HBL | Solar Panels |  | 0.325 | 4 | 83 | 18 |  | Fixed | Roof
NJSTRE1545654586 |  | Transition Incentive Program | Colts Neck | 7722 | 17 | 8.85 | Residential | No | Behind the Meter | Net-metered residential rooftop and canopy |  | None | Sunrun Installation Services, Inc. | JCP&L | Accepted | 2020-10-01 | 2020-10-05 | 2021-10-30 | Enphase Energy | IQ7-60-x-US (240V) | Inverters | 240 |  | 29 |  |  | 0.96 |  | Outdoor | Rooftop
NJSTRE1545654586 |  | Transition Incentive Program | Colts Neck | 7722 | 17 | 8.85 | Residential | No | Behind the Meter | Net-metered residential rooftop and canopy |  | None | Sunrun Installation Services, Inc. | JCP&L | Accepted | 2020-10-01 | 2020-10-05 | 2021-10-30 | LONGi Green Energy Technology Co Ltd | LR6-60HPB-305M | Solar Panels |  | 0.305 | 5 | 237 | 40 |  | Fixed | Roof
NJSTRE1545654586 |  | Transition Incentive Program | Colts Neck | 7722 | 17 | 8.85 | Residential | No | Behind the Meter | Net-metered residential rooftop and canopy |  | None | Sunrun Installation Services, Inc. | JCP&L | Accepted | 2020-10-01 | 2020-10-05 | 2021-10-30 | LONGi Green Energy Technology Co Ltd | LR6-60HPB-305M | Solar Panels |  | 0.305 | 24 | 148 | 38 |  | Fixed | Roof
NJSTRE1545654605 |  | Transition Incentive Program | Hopatcong | 7843 | 1 | 10.35 | Residential | Yes | Behind the Meter | Net-metered residential rooftop and canopy |  | None | Sunrun Installation Services, Inc. | JCP&L | Accepted | 2020-10-01 | 2020-10-05 | 2021-10-30 | Enphase Energy | IQ7PLUS-72-x-US (240V) | Inverters | 290 |  | 30 |  |  | 0.96 |  | Outdoor | Rooftop
NJSTRE1545654605 |  | Transition Incentive Program | Hopatcong | 7843 | 1 | 10.35 | Residential | Yes | Behind the Meter | Net-metered residential rooftop and canopy |  | None | Sunrun Installation Services, Inc. | JCP&L | Accepted | 2020-10-01 | 2020-10-05 | 2021-10-30 | LG Electronics | LG345N1C-V5 | Solar Panels |  | 0.345 | 12 | 258 | 23 |  | Fixed | Roof
NJSTRE1545654605 |  | Transition Incentive Program | Hopatcong | 7843 | 1 | 10.35 | Residential | Yes | Behind the Meter | Net-metered residential rooftop and canopy |  | None | Sunrun Installation Services, Inc. | JCP&L | Accepted | 2020-10-01 | 2020-10-05 | 2021-10-30 | LG Electronics | LG345N1C-V5 | Solar Panels |  | 0.345 | 6 | 169 | 33 |  | Fixed | Roof
NJSTRE1545654605 |  | Transition Incentive Program | Hopatcong | 7843 | 1 | 10.35 | Residential | Yes | Behind the Meter | Net-metered residential rooftop and canopy |  | None | Sunrun Installation Services, Inc. | JCP&L | Accepted | 2020-10-01 | 2020-10-05 | 2021-10-30 | LG Electronics | LG345N1C-V5 | Solar Panels |  | 0.345 | 9 | 78 | 22 |  | Fixed | Roof
NJSTRE1545654605 |  | Transition Incentive Program | Hopatcong | 7843 | 1 | 10.35 | Residential | Yes | Behind the Meter | Net-metered residential rooftop and canopy |  | None | Sunrun Installation Services, Inc. | JCP&L | Accepted | 2020-10-01 | 2020-10-05 | 2021-10-30 | LG Electronics | LG345N1C-V5 | Solar Panels |  | 0.345 | 3 | 349 | 28 |  | Fixed | Roof
NJSTRE1545654616 |  | Transition Incentive Program | Frenchtown | 8825 | 4 | 5.52 | Residential | Yes | Behind the Meter | Net-metered residential rooftop and canopy |  | None | Sunrun Installation Services, Inc. | JCP&L | Accepted | 2020-10-01 | 2020-10-05 | 2021-10-30 | Tesla | Powerwall 2 AC | Electric Storage Battery |  |  | 1 |  |  |  | Lithium Ion |  | outside
NJSTRE1545654616 |  | Transition Incentive Program | Frenchtown | 8825 | 4 | 5.52 | Residential | Yes | Behind the Meter | Net-metered residential rooftop and canopy |  | None | Sunrun Installation Services, Inc. | JCP&L | Accepted | 2020-10-01 | 2020-10-05 | 2021-10-30 | Enphase Energy | IQ7PLUS-72-x-US (240V) | Inverters | 290 |  | 16 |  |  | 0.96 |  | Outdoor | Rooftop
NJSTRE1545654616 |  | Transition Incentive Program | Frenchtown | 8825 | 4 | 5.52 | Residential | Yes | Behind the Meter | Net-metered residential rooftop and canopy |  | None | Sunrun Installation Services, Inc. | JCP&L | Accepted | 2020-10-01 | 2020-10-05 | 2021-10-30 | LG Electronics | LG345N1C-V5 | Solar Panels |  | 0.345 | 4 | 204 | 14 |  | Fixed | Roof
NJSTRE1545654616 |  | Transition Incentive Program | Frenchtown | 8825 | 4 | 5.52 | Residential | Yes | Behind the Meter | Net-metered residential rooftop and canopy |  | None | Sunrun Installation Services, Inc. | JCP&L | Accepted | 2020-10-01 | 2020-10-05 | 2021-10-30 | LG Electronics | LG345N1C-V5 | Solar Panels |  | 0.345 | 2 | 24 | 40 |  | Fixed | Roof
NJSTRE1545654616 |  | Transition Incentive Program | Frenchtown | 8825 | 4 | 5.52 | Residential | Yes | Behind the Meter | Net-metered residential rooftop and canopy |  | None | Sunrun Installation Services, Inc. | JCP&L | Accepted | 2020-10-01 | 2020-10-05 | 2021-10-30 | LG Electronics | LG345N1C-V5 | Solar Panels |  | 0.345 | 10 | 204 | 40 |  | Fixed | Roof
NJSTRE1545654619 |  | Transition Incentive Program | Cherry Hill | 8002 | 14 | 8.5 | Residential | Yes | Behind the Meter | Net-metered residential rooftop and canopy |  | None | Trinity Solar | PSE&G | Accepted | 2020-10-01 | 2020-10-05 | 2021-10-30 | Solar Edge | SE7600H-US | Inverters | 7600 |  | 1 |  |  | 0.97 |  | Outside | side of home
NJSTRE1545654619 |  | Transition Incentive Program | Cherry Hill | 8002 | 14 | 8.5 | Residential | Yes | Behind the Meter | Net-metered residential rooftop and canopy |  | None | Trinity Solar | PSE&G | Accepted | 2020-10-01 | 2020-10-05 | 2021-10-30 | Hanwha 340 | SE7600H-US | Solar Panels |  | 0.34 | 25 | 128 | 27 |  | Fixed | Roof
NJSTRE1545654622 |  | Transition Incentive Program | North Brunswick | 8902 | 11 | 8.32 | Residential | No | Behind the Meter | Net-metered residential rooftop and canopy |  | None | Vivint Solar Developer, LLC | PSE&G | Accepted | 2020-10-01 | 2020-10-05 | 2021-10-30 | Solar Edge | SE7600H-US | Inverters | 7600 |  | 1 |  |  | 0.992 |  | Outdoor | Near the Utility Meter
NJSTRE1545654622 |  | Transition Incentive Program | North Brunswick | 8902 | 11 | 8.32 | Residential | No | Behind the Meter | Net-metered residential rooftop and canopy |  | None | Vivint Solar Developer, LLC | PSE&G | Accepted | 2020-10-01 | 2020-10-05 | 2021-10-30 | JINKO SOLAR | JKM320M-60HBL | Solar Panels |  | 0.32 | 10 | 318 | 31 |  | Fixed | Roof
NJSTRE1545654622 |  | Transition Incentive Program | North Brunswick | 8902 | 11 | 8.32 | Residential | No | Behind the Meter | Net-metered residential rooftop and canopy |  | None | Vivint Solar Developer, LLC | PSE&G | Accepted | 2020-10-01 | 2020-10-05 | 2021-10-30 | JINKO SOLAR | JKM320M-60HBL | Solar Panels |  | 0.32 | 7 | 48 | 31 |  | Fixed | Roof
NJSTRE1545654622 |  | Transition Incentive Program | North Brunswick | 8902 | 11 | 8.32 | Residential | No | Behind the Meter | Net-metered residential rooftop and canopy |  | None | Vivint Solar Developer, LLC | PSE&G | Accepted | 2020-10-01 | 2020-10-05 | 2021-10-30 | JINKO SOLAR | JKM320M-60HBL | Solar Panels |  | 0.32 | 9 | 138 | 31 |  | Fixed | Roof
NJSTRE1545654625 |  | Transition Incentive Program | Vineland | 8361 | 20 | 6.83 | Residential | No | Behind the Meter | Net-metered residential rooftop and canopy |  | None | All Season Solar | Vineland Muni Electric | Accepted | 2020-10-01 | 2020-10-05 | 2021-10-30 | Enphase | IQ7 | Inverters | 240 |  | 21 |  |  | 0.97 |  | Outdoor | under module
NJSTRE1545654625 |  | Transition Incentive Program | Vineland | 8361 | 20 | 6.83 | Residential | No | Behind the Meter | Net-metered residential rooftop and canopy |  | None | All Season Solar | Vineland Muni Electric | Accepted | 2020-10-01 | 2020-10-05 | 2021-10-30 | Certainteed | CT325HC11-04 | Solar Panels |  | 0.325 | 21 | 104 | 29 |  | Fixed | Roof
NJSTRE1545654627 |  | Transition Incentive Program | Franklin Township | 8873 | 5 | 8.75 | Residential | Yes | Behind the Meter | Net-metered residential rooftop and canopy |  | None | Pro Custom Solar dba Momentum Solar | PSE&G | Accepted | 2020-10-01 | 2020-10-05 | 2021-10-30 | Enphase | IQ7PLUS-72-2-US | Inverters | 290 |  | 25 |  |  | 0.97 |  | Outdoor | Roof
NJSTRE1545654627 |  | Transition Incentive Program | Franklin Township | 8873 | 5 | 8.75 | Residential | Yes | Behind the Meter | Net-metered residential rooftop and canopy |  | None | Pro Custom Solar dba Momentum Solar | PSE&G | Accepted | 2020-10-01 | 2020-10-05 | 2021-10-30 | LG | LG 350N1C-V5 | Solar Panels |  | 0.35 | 25 | 197 | 31 |  | Fixed | Roof
NJSTRE1545654639 |  | Transition Incentive Program | Williamstown | 8094 | 15 | 9.72 | Residential | No | Behind the Meter | Net-metered residential rooftop and canopy |  | None | Vision Solar LLC | AC Electric | Accepted | 2020-10-01 | 2020-10-05 | 2021-10-30 | ENPHASE | ENPHASE | Inverters | 0.24 |  | 29 |  |  | 0.96 |  | Other | BEHIND EACH PANEL
NJSTRE1545654639 |  | Transition Incentive Program | Williamstown | 8094 | 15 | 9.72 | Residential | No | Behind the Meter | Net-metered residential rooftop and canopy |  | None | Vision Solar LLC | AC Electric | Accepted | 2020-10-01 | 2020-10-05 | 2021-10-30 | HANWHA Q-CELLS | Q.PEAK DUO-G6+ 335 | Solar Panels |  | 0.335 | 2 | 209 | 17 |  | Fixed | Roof
NJSTRE1545654639 |  | Transition Incentive Program | Williamstown | 8094 | 15 | 9.72 | Residential | No | Behind the Meter | Net-metered residential rooftop and canopy |  | None | Vision Solar LLC | AC Electric | Accepted | 2020-10-01 | 2020-10-05 | 2021-10-30 | HANWHA Q-CELLS | Q.PEAK DUO-G6+ 335 | Solar Panels |  | 0.335 | 18 | 29 | 23 |  | Fixed | Roof
NJSTRE1545654639 |  | Transition Incentive Program | Williamstown | 8094 | 15 | 9.72 | Residential | No | Behind the Meter | Net-metered residential rooftop and canopy |  | None | Vision Solar LLC | AC Electric | Accepted | 2020-10-01 | 2020-10-05 | 2021-10-30 | HANWHA Q-CELLS | Q.PEAK DUO-G6+ 335 | Solar Panels |  | 0.335 | 9 | 209 | 20 |  | Fixed | Roof
NJSTRE1545654647 |  | Transition Incentive Program | North Arlington | 7031 | 7 | 5.44 | Residential | Yes | Behind the Meter | Net-metered residential rooftop and canopy |  | None | Trinity Solar | PSE&G | Accepted | 2020-10-01 | 2020-10-05 | 2021-10-30 | solar edge | SE5000 | Inverters | 5000 |  | 1 |  |  | 0.97 |  | Outside | side of home
NJSTRE1545654647 |  | Transition Incentive Program | North Arlington | 7031 | 7 | 5.44 | Residential | Yes | Behind the Meter | Net-metered residential rooftop and canopy |  | None | Trinity Solar | PSE&G | Accepted | 2020-10-01 | 2020-10-05 | 2021-10-30 | Hanwha | Q.PEAK DUO BLK-G6 340 | Solar Panels |  | 0.34 | 16 | 213 | 30 |  | Fixed | Roof
NJSTRE1545654648 |  | Transition Incentive Program | PISCATAWAY | 8854 | 11 | 5.12 | Residential | No | Behind the Meter | Net-metered residential rooftop and canopy |  | None | Vivint Solar Developer, LLC | PSE&G | Accepted | 2020-10-01 | 2020-10-05 | 2021-10-30 | Solar Edge | SE3800H-US | Inverters | 3800 |  | 1 |  |  | 0.992 |  | Outdoor | Near the Utility Meter
NJSTRE1545654648 |  | Transition Incentive Program | PISCATAWAY | 8854 | 11 | 5.12 | Residential | No | Behind the Meter | Net-metered residential rooftop and canopy |  | None | Vivint Solar Developer, LLC | PSE&G | Accepted | 2020-10-01 | 2020-10-05 | 2021-10-30 | JINKO SOLAR | JKM320M-60HBL | Solar Panels |  | 0.32 | 8 | 244 | 18 |  | Fixed | Roof
NJSTRE1545654648 |  | Transition Incentive Program | PISCATAWAY | 8854 | 11 | 5.12 | Residential | No | Behind the Meter | Net-metered residential rooftop and canopy |  | None | Vivint Solar Developer, LLC | PSE&G | Accepted | 2020-10-01 | 2020-10-05 | 2021-10-30 | JINKO SOLAR | JKM320M-60HBL | Solar Panels |  | 0.32 | 8 | 334 | 18 |  | Fixed | Roof
NJSTRE1545654654 |  | Transition Incentive Program | Toms River | 8757 | 18 | 6.1 | Residential | No | Behind the Meter | Net-metered residential rooftop and canopy |  | None | Sunrun Installation Services, Inc. | JCP&L | Accepted | 2020-10-01 | 2020-10-05 | 2021-10-30 | Enphase Energy | IQ7-60-x-US (240V) | Inverters | 240 |  | 20 |  |  | 0.96 |  | Outdoor | Rooftop
NJSTRE1545654654 |  | Transition Incentive Program | Toms River | 8757 | 18 | 6.1 | Residential | No | Behind the Meter | Net-metered residential rooftop and canopy |  | None | Sunrun Installation Services, Inc. | JCP&L | Accepted | 2020-10-01 | 2020-10-05 | 2021-10-30 | LONGi Green Energy Technology Co Ltd | LR6-60HPB-305M | Solar Panels |  | 0.305 | 20 | 249 | 30 |  | Fixed | Roof
NJSTRE1545654656 |  | Transition Incentive Program | Linden | 7036 | 10 | 8.05 | Residential | Yes | Behind the Meter | Net-metered residential rooftop and canopy |  | None | Pro Custom Solar dba Momentum Solar | PSE&G | Accepted | 2020-10-01 | 2020-10-05 | 2021-10-30 | Enphase | IQ7PLUS-72-2-US | Inverters | 290 |  | 23 |  |  | 0.97 |  | Outdoor | Roof
NJSTRE1545654656 |  | Transition Incentive Program | Linden | 7036 | 10 | 8.05 | Residential | Yes | Behind the Meter | Net-metered residential rooftop and canopy |  | None | Pro Custom Solar dba Momentum Solar | PSE&G | Accepted | 2020-10-01 | 2020-10-05 | 2021-10-30 | LG | LG 350N1C-V5 | Solar Panels |  | 0.35 | 6 | 198 | 18 |  | Fixed | Roof
NJSTRE1545654656 |  | Transition Incentive Program | Linden | 7036 | 10 | 8.05 | Residential | Yes | Behind the Meter | Net-metered residential rooftop and canopy |  | None | Pro Custom Solar dba Momentum Solar | PSE&G | Accepted | 2020-10-01 | 2020-10-05 | 2021-10-30 | LG | LG 350N1C-V5 | Solar Panels |  | 0.35 | 17 | 18 | 14 |  | Fixed | Roof
NJSTRE1545654676 |  | Transition Incentive Program | Absecon | 8201 | 19 | 10.39 | Residential | Yes | Behind the Meter | Net-metered residential rooftop and canopy |  | None | Vision Solar LLC | AC Electric | Accepted | 2020-10-01 | 2020-10-05 | 2021-10-30 | ENPHASE | IQ7-60-2-US | Inverters | 0.24 |  | 31 |  |  | 0.96 |  | Other | BEHIND EACH PANEL
NJSTRE1545654676 |  | Transition Incentive Program | Absecon | 8201 | 19 | 10.39 | Residential | Yes | Behind the Meter | Net-metered residential rooftop and canopy |  | None | Vision Solar LLC | AC Electric | Accepted | 2020-10-01 | 2020-10-05 | 2021-10-30 | LG SOLAR | LG335N1K-V5 | Solar Panels |  | 0.335 | 14 | 356 | 27 |  | Fixed | Roof
NJSTRE1545654676 |  | Transition Incentive Program | Absecon | 8201 | 19 | 10.39 | Residential | Yes | Behind the Meter | Net-metered residential rooftop and canopy |  | None | Vision Solar LLC | AC Electric | Accepted | 2020-10-01 | 2020-10-05 | 2021-10-30 | LG SOLAR | LG335N1K-V5 | Solar Panels |  | 0.335 | 6 | 176 | 27 |  | Fixed | Roof
NJSTRE1545654676 |  | Transition Incentive Program | Absecon | 8201 | 19 | 10.39 | Residential | Yes | Behind the Meter | Net-metered residential rooftop and canopy |  | None | Vision Solar LLC | AC Electric | Accepted | 2020-10-01 | 2020-10-05 | 2021-10-30 | LG SOLAR | LG335N1K-V5 | Solar Panels |  | 0.335 | 11 | 176 | 28 |  | Fixed | Roof
NJSTRE1545654678 |  | Transition Incentive Program | Secaucus Town | 7094 | 8 | 11.1 | Residential | No | Behind the Meter | Net-metered residential rooftop and canopy |  | None | Green Power Energy | PSE&G | Accepted | 2020-10-01 | 2020-10-05 | 2021-10-30 | Enphase Energy | IQ7PLUS-72-2-US | Inverters | 290 |  | 30 |  |  | 0.975 |  | Outside | next to meter
NJSTRE1545654678 |  | Transition Incentive Program | Secaucus Town | 7094 | 8 | 11.1 | Residential | No | Behind the Meter | Net-metered residential rooftop and canopy |  | None | Green Power Energy | PSE&G | Accepted | 2020-10-01 | 2020-10-05 | 2021-10-30 | Solaria | PowerXT-370R-PD | Solar Panels |  | 0.37 | 4 | 161 | 15 |  | Fixed | Roof
NJSTRE1545654678 |  | Transition Incentive Program | Secaucus Town | 7094 | 8 | 11.1 | Residential | No | Behind the Meter | Net-metered residential rooftop and canopy |  | None | Green Power Energy | PSE&G | Accepted | 2020-10-01 | 2020-10-05 | 2021-10-30 | Solaria | PowerXT-370R-PD | Solar Panels |  | 0.37 | 18 | 70 | 10 |  | Fixed | Roof
NJSTRE1545654678 |  | Transition Incentive Program | Secaucus Town | 7094 | 8 | 11.1 | Residential | No | Behind the Meter | Net-metered residential rooftop and canopy |  | None | Green Power Energy | PSE&G | Accepted | 2020-10-01 | 2020-10-05 | 2021-10-30 | Solaria | PowerXT-370R-PD | Solar Panels |  | 0.37 | 8 | 341 | 15 |  | Fixed | Roof
NJSTRE1545654679 |  | Transition Incentive Program | Florence Township | 8554 | 13 | 10.98 | Residential | Yes | Behind the Meter | Net-metered residential rooftop and canopy |  | None | Sunrun Installation Services, Inc. | PSE&G | Accepted | 2020-10-01 | 2020-10-09 | 2021-10-30 | Enphase Energy | IQ7-60-x-US (240V) | Inverters | 240 |  | 36 |  |  | 0.96 |  | Outdoor | Rooftop
NJSTRE1545654679 |  | Transition Incentive Program | Florence Township | 8554 | 13 | 10.98 | Residential | Yes | Behind the Meter | Net-metered residential rooftop and canopy |  | None | Sunrun Installation Services, Inc. | PSE&G | Accepted | 2020-10-01 | 2020-10-09 | 2021-10-30 | LONGi Green Energy Technology Co Ltd | LR6-60HPB-305M | Solar Panels |  | 0.305 | 7 | 264 | 43 |  | Fixed | Roof
NJSTRE1545654679 |  | Transition Incentive Program | Florence Township | 8554 | 13 | 10.98 | Residential | Yes | Behind the Meter | Net-metered residential rooftop and canopy |  | None | Sunrun Installation Services, Inc. | PSE&G | Accepted | 2020-10-01 | 2020-10-09 | 2021-10-30 | LONGi Green Energy Technology Co Ltd | LR6-60HPB-305M | Solar Panels |  | 0.305 | 7 | 84 | 27 |  | Fixed | Roof
NJSTRE1545654679 |  | Transition Incentive Program | Florence Township | 8554 | 13 | 10.98 | Residential | Yes | Behind the Meter | Net-metered residential rooftop and canopy |  | None | Sunrun Installation Services, Inc. | PSE&G | Accepted | 2020-10-01 | 2020-10-09 | 2021-10-30 | LONGi Green Energy Technology Co Ltd | LR6-60HPB-305M | Solar Panels |  | 0.305 | 22 | 173 | 34 |  | Fixed | Roof
NJSTRE1545654682 |  | Transition Incentive Program | Blackwood | 8012 | 14 | 10.05 | Residential | Yes | Behind the Meter | Net-metered residential rooftop and canopy |  | None | Trinity Solar | AC Electric | Accepted | 2020-10-01 | 2020-10-05 | 2021-10-30 | Solar Edge | SE7600H-US | Inverters | 7600 |  | 1 |  |  | 0.97 |  | Outside | side of home
NJSTRE1545654682 |  | Transition Incentive Program | Blackwood | 8012 | 14 | 10.05 | Residential | Yes | Behind the Meter | Net-metered residential rooftop and canopy |  | None | Trinity Solar | AC Electric | Accepted | 2020-10-01 | 2020-10-05 | 2021-10-30 | Hanwha 335 | Q.PEAK DUO BLK-G6 335 | Solar Panels |  | 0.335 | 20 | 182 | 23 |  | Fixed | Roof
NJSTRE1545654682 |  | Transition Incentive Program | Blackwood | 8012 | 14 | 10.05 | Residential | Yes | Behind the Meter | Net-metered residential rooftop and canopy |  | None | Trinity Solar | AC Electric | Accepted | 2020-10-01 | 2020-10-05 | 2021-10-30 | Hanwha 335 | Q.PEAK DUO BLK-G6 335 | Solar Panels |  | 0.335 | 10 | 2 | 5 |  | Fixed | Roof
NJSTRE1545654693 |  | Transition Incentive Program | Pennsville | 8070 | 16 | 5.7 | Residential | Yes | Behind the Meter | Net-metered residential rooftop and canopy |  | None | Vision Solar LLC | AC Electric | Accepted | 2020-10-01 | 2020-10-05 | 2021-10-30 | ENPHASE | IQ7-60-2-US | Inverters | 0.24 |  | 17 |  |  | 0.96 |  | Other | BEHIND EAHC PANEL
NJSTRE1545654693 |  | Transition Incentive Program | Pennsville | 8070 | 16 | 5.7 | Residential | Yes | Behind the Meter | Net-metered residential rooftop and canopy |  | None | Vision Solar LLC | AC Electric | Accepted | 2020-10-01 | 2020-10-05 | 2021-10-30 | HANWHA Q-CELLS | Q.PEAK DUO-G6+ 335 | Solar Panels |  | 0.335 | 12 | 267 | 20 |  | Fixed | Roof
NJSTRE1545654693 |  | Transition Incentive Program | Pennsville | 8070 | 16 | 5.7 | Residential | Yes | Behind the Meter | Net-metered residential rooftop and canopy |  | None | Vision Solar LLC | AC Electric | Accepted | 2020-10-01 | 2020-10-05 | 2021-10-30 | HANWHA Q-CELLS | Q.PEAK DUO-G6+ 335 | Solar Panels |  | 0.335 | 5 | 87 | 20 |  | Fixed | Roof
NJSTRE1545654694 |  | Transition Incentive Program | Evesham Township | 8053 | 13 | 11.9 | Residential | No | Behind the Meter | Net-metered residential rooftop and canopy |  | None | Public Service Solar | PSE&G | Accepted | 2020-10-01 | 2020-10-05 | 2021-10-30 | Enphase | iQ7+ | Inverters | 0.29 |  | 35 |  |  | 0.98 |  | Outdoor | Roof mounted under panels
NJSTRE1545654694 |  | Transition Incentive Program | Evesham Township | 8053 | 13 | 11.9 | Residential | No | Behind the Meter | Net-metered residential rooftop and canopy |  | None | Public Service Solar | PSE&G | Accepted | 2020-10-01 | 2020-10-05 | 2021-10-30 | LG | N1K-L5 | Solar Panels |  | 0.34 | 13 | 253 | 33 |  | Fixed | Roof
NJSTRE1545654694 |  | Transition Incentive Program | Evesham Township | 8053 | 13 | 11.9 | Residential | No | Behind the Meter | Net-metered residential rooftop and canopy |  | None | Public Service Solar | PSE&G | Accepted | 2020-10-01 | 2020-10-05 | 2021-10-30 | LG | N1K-L5 | Solar Panels |  | 0.34 | 15 | 72 | 32 |  | Fixed | Roof
NJSTRE1545654694 |  | Transition Incentive Program | Evesham Township | 8053 | 13 | 11.9 | Residential | No | Behind the Meter | Net-metered residential rooftop and canopy |  | None | Public Service Solar | PSE&G | Accepted | 2020-10-01 | 2020-10-05 | 2021-10-30 | LG | N1K-L5 | Solar Panels |  | 0.34 | 6 | 164 | 32 |  | Fixed | Roof
NJSTRE1545654694 |  | Transition Incentive Program | Evesham Township | 8053 | 13 | 11.9 | Residential | No | Behind the Meter | Net-metered residential rooftop and canopy |  | None | Public Service Solar | PSE&G | Accepted | 2020-10-01 | 2020-10-05 | 2021-10-30 | LG | N1K-L5 | Solar Panels |  | 0.34 | 1 | 164 | 32 |  | Fixed | Roof
NJSTRE1545654695 |  | Transition Incentive Program | Secaucus Town | 7094 | 8 | 11.1 | Residential | No | Behind the Meter | Net-metered residential rooftop and canopy |  | None | Green Power Energy | PSE&G | Accepted | 2020-10-01 | 2020-10-05 | 2021-10-30 | Enphase Energy | IQ7PLUS-72-2-US | Inverters | 290 |  | 30 |  |  | 0.975 |  | Outside | next to meter
NJSTRE1545654695 |  | Transition Incentive Program | Secaucus Town | 7094 | 8 | 11.1 | Residential | No | Behind the Meter | Net-metered residential rooftop and canopy |  | None | Green Power Energy | PSE&G | Accepted | 2020-10-01 | 2020-10-05 | 2021-10-30 | Solaria | PowerXT-370R-PD | Solar Panels |  | 0.37 | 4 | 161 | 15 |  | Fixed | Roof
NJSTRE1545654695 |  | Transition Incentive Program | Secaucus Town | 7094 | 8 | 11.1 | Residential | No | Behind the Meter | Net-metered residential rooftop and canopy |  | None | Green Power Energy | PSE&G | Accepted | 2020-10-01 | 2020-10-05 | 2021-10-30 | Solaria | PowerXT-370R-PD | Solar Panels |  | 0.37 | 8 | 341 | 15 |  | Fixed | Roof
NJSTRE1545654695 |  | Transition Incentive Program | Secaucus Town | 7094 | 8 | 11.1 | Residential | No | Behind the Meter | Net-metered residential rooftop and canopy |  | None | Green Power Energy | PSE&G | Accepted | 2020-10-01 | 2020-10-05 | 2021-10-30 | Solaria | PowerXT-370R-PD | Solar Panels |  | 0.37 | 18 | 250 | 10 |  | Fixed | Roof
NJSTRE1545654701 |  | Transition Incentive Program | Barnegat | 8005 | 18 | 9.6 | Residential | Yes | Behind the Meter | Net-metered residential rooftop and canopy |  | None | Sun Up Zero Down | JCP&L | Accepted | 2020-10-01 | 2020-10-05 | 2021-10-30 | enphase | X-IQ-AM1-240-3 | Meters |  |  | 1 |  |  |  | Yes | Outdoor
NJSTRE1545654701 |  | Transition Incentive Program | Barnegat | 8005 | 18 | 9.6 | Residential | Yes | Behind the Meter | Net-metered residential rooftop and canopy |  | None | Sun Up Zero Down | JCP&L | Accepted | 2020-10-01 | 2020-10-05 | 2021-10-30 | Enphase | IQ7-60-2-US | Inverters | 240 |  | 30 |  |  | 0.976 |  | Outside | behind panel
NJSTRE1545654701 |  | Transition Incentive Program | Barnegat | 8005 | 18 | 9.6 | Residential | Yes | Behind the Meter | Net-metered residential rooftop and canopy |  | None | Sun Up Zero Down | JCP&L | Accepted | 2020-10-01 | 2020-10-05 | 2021-10-30 | trina | TSM320DD05H.05(II) | Solar Panels |  | 0.32 | 30 | 94 | 26 |  | Fixed | Roof
NJSTRE1545654703 |  | Transition Incentive Program | South Orange | 7079 | 9 | 10.68 | Residential | Yes | Behind the Meter | Net-metered residential rooftop and canopy |  | None | Sunrun Installation Services, Inc. | PSE&G | Accepted | 2020-10-01 | 2020-10-09 | 2021-10-30 | Tesla | Powerwall 2 AC | Electric Storage Battery |  |  | 2 |  |  |  | Lithium Ion |  | outside
NJSTRE1545654703 |  | Transition Incentive Program | South Orange | 7079 | 9 | 10.68 | Residential | Yes | Behind the Meter | Net-metered residential rooftop and canopy |  | None | Sunrun Installation Services, Inc. | PSE&G | Accepted | 2020-10-01 | 2020-10-09 | 2021-10-30 | Enphase Energy | IQ7-60-x-US (240V) | Inverters | 240 |  | 35 |  |  | 0.96 |  | Outdoor | Rooftop
NJSTRE1545654703 |  | Transition Incentive Program | South Orange | 7079 | 9 | 10.68 | Residential | Yes | Behind the Meter | Net-metered residential rooftop and canopy |  | None | Sunrun Installation Services, Inc. | PSE&G | Accepted | 2020-10-01 | 2020-10-09 | 2021-10-30 | LONGi Green Energy Technology Co Ltd | LR6-60HPB-305M | Solar Panels |  | 0.305 | 10 | 106 | 40 |  | Fixed | Roof
NJSTRE1545654703 |  | Transition Incentive Program | South Orange | 7079 | 9 | 10.68 | Residential | Yes | Behind the Meter | Net-metered residential rooftop and canopy |  | None | Sunrun Installation Services, Inc. | PSE&G | Accepted | 2020-10-01 | 2020-10-09 | 2021-10-30 | LONGi Green Energy Technology Co Ltd | LR6-60HPB-305M | Solar Panels |  | 0.305 | 25 | 196 | 40 |  | Fixed | Roof
NJSTRE1545654708 |  | Transition Incentive Program | Beachwood | 8722 | 18 | 10.05 | Residential | No | Behind the Meter | Net-metered residential rooftop and canopy |  | None | Vision Solar LLC | JCP&L | Accepted | 2020-10-01 | 2020-10-05 | 2021-10-30 | ENPHASE | ENPHASE | Inverters | 0.24 |  | 30 |  |  | 0.96 |  | Other | BEHIND EACH PANEL
NJSTRE1545654708 |  | Transition Incentive Program | Beachwood | 8722 | 18 | 10.05 | Residential | No | Behind the Meter | Net-metered residential rooftop and canopy |  | None | Vision Solar LLC | JCP&L | Accepted | 2020-10-01 | 2020-10-05 | 2021-10-30 | HANWHA Q-CELLS | Q.PEAK DUO-G6+ 335 | Solar Panels |  | 0.335 | 14 | 214 | 16 |  | Fixed | Roof
NJSTRE1545654708 |  | Transition Incentive Program | Beachwood | 8722 | 18 | 10.05 | Residential | No | Behind the Meter | Net-metered residential rooftop and canopy |  | None | Vision Solar LLC | JCP&L | Accepted | 2020-10-01 | 2020-10-05 | 2021-10-30 | Q.PEAK DUO-G6+ 335 | Q.PEAK DUO-G6+ 335 | Solar Panels |  | 0.335 | 13 | 34 | 14 |  | Fixed | Roof
NJSTRE1545654708 |  | Transition Incentive Program | Beachwood | 8722 | 18 | 10.05 | Residential | No | Behind the Meter | Net-metered residential rooftop and canopy |  | None | Vision Solar LLC | JCP&L | Accepted | 2020-10-01 | 2020-10-05 | 2021-10-30 | HANWHA Q-CELLS | Q.PEAK DUO-G6+ 335 | Solar Panels |  | 0.335 | 3 | 305 | 20 |  | Fixed | Roof
NJSTRE1545654711 |  | Transition Incentive Program | Blackwood | 8012 | 14 | 5.03 | Residential | Yes | Behind the Meter | Net-metered residential rooftop and canopy |  | None | Trinity Solar | PSE&G | Accepted | 2020-10-01 | 2020-10-05 | 2021-10-30 | solar edge | SE3800 | Inverters | 3800 |  | 1 |  |  | 0.97 |  | Outside | side of home
NJSTRE1545654711 |  | Transition Incentive Program | Blackwood | 8012 | 14 | 5.03 | Residential | Yes | Behind the Meter | Net-metered residential rooftop and canopy |  | None | Trinity Solar | PSE&G | Accepted | 2020-10-01 | 2020-10-05 | 2021-10-30 | Hanwha | Q.PEAK DUO BLK-G6 335 | Solar Panels |  | 0.335 | 10 | 183 | 33 |  | Fixed | Roof
NJSTRE1545654711 |  | Transition Incentive Program | Blackwood | 8012 | 14 | 5.03 | Residential | Yes | Behind the Meter | Net-metered residential rooftop and canopy |  | None | Trinity Solar | PSE&G | Accepted | 2020-10-01 | 2020-10-05 | 2021-10-30 | Hanwha | Q.PEAK DUO BLK-G6 335 | Solar Panels |  | 0.335 | 5 | 93 | 33 |  | Fixed | Roof
NJSTRE1545654714 |  | Transition Incentive Program | Millburn | 7041 | 9 | 5.61 | Residential | No | Behind the Meter | Net-metered residential rooftop and canopy |  | None | Green Power energy | JCP&L | Accepted | 2020-10-01 | 2020-10-06 | 2021-10-30 | Enphase Energy | IQ7PLUS-72-2-US | Inverters | 290 |  | 17 |  |  | 0.975 |  | Outside | next to meter
NJSTRE1545654714 |  | Transition Incentive Program | Millburn | 7041 | 9 | 5.61 | Residential | No | Behind the Meter | Net-metered residential rooftop and canopy |  | None | Green Power energy | JCP&L | Accepted | 2020-10-01 | 2020-10-06 | 2021-10-30 | LG Electronics | LG330N1K-V5 | Solar Panels |  | 0.33 | 10 | 98 | 20 |  | Fixed | Roof
NJSTRE1545654714 |  | Transition Incentive Program | Millburn | 7041 | 9 | 5.61 | Residential | No | Behind the Meter | Net-metered residential rooftop and canopy |  | None | Green Power energy | JCP&L | Accepted | 2020-10-01 | 2020-10-06 | 2021-10-30 | LG Electronics | LG330N1K-V5 | Solar Panels |  | 0.33 | 7 | 188 | 20 |  | Fixed | Roof
NJSTRE1545654715 |  | Transition Incentive Program | Egg Harbor Township | 8234 | 19 | 5.12 | Residential | Yes | Behind the Meter | Net-metered residential rooftop and canopy |  | None | Vivint Solar Developer, LLC | AC Electric | Accepted | 2020-10-01 | 2020-10-06 | 2021-10-30 | Solar Edge | SE3800H-US | Inverters | 3800 |  | 1 |  |  | 0.992 |  | Outdoor | Near the Utility Meter
NJSTRE1545654715 |  | Transition Incentive Program | Egg Harbor Township | 8234 | 19 | 5.12 | Residential | Yes | Behind the Meter | Net-metered residential rooftop and canopy |  | None | Vivint Solar Developer, LLC | AC Electric | Accepted | 2020-10-01 | 2020-10-06 | 2021-10-30 | JINKO SOLAR | JKM320M-60HBL | Solar Panels |  | 0.32 | 8 | 22 | 32 |  | Fixed | Roof
NJSTRE1545654715 |  | Transition Incentive Program | Egg Harbor Township | 8234 | 19 | 5.12 | Residential | Yes | Behind the Meter | Net-metered residential rooftop and canopy |  | None | Vivint Solar Developer, LLC | AC Electric | Accepted | 2020-10-01 | 2020-10-06 | 2021-10-30 | JINKO SOLAR | JKM320M-60HBL | Solar Panels |  | 0.32 | 8 | 22 | 32 |  | Fixed | Roof
NJSTRE1545654716 |  | Transition Incentive Program | Lumberton | 8048 | 13 | 16.56 | Residential | No | Behind the Meter | Net-metered residential rooftop and canopy |  | None | Sunrun Installation Services, Inc. | PSE&G | Accepted | 2020-10-01 | 2020-10-05 | 2021-10-30 | Tesla | Powerwall 2 AC | Electric Storage Battery |  |  | 2 |  |  |  | Lithium Ion |  | outside
NJSTRE1545654716 |  | Transition Incentive Program | Lumberton | 8048 | 13 | 16.56 | Residential | No | Behind the Meter | Net-metered residential rooftop and canopy |  | None | Sunrun Installation Services, Inc. | PSE&G | Accepted | 2020-10-01 | 2020-10-05 | 2021-10-30 | Enphase Energy | IQ7PLUS-72-x-US (240V) | Inverters | 290 |  | 48 |  |  | 0.96 |  | Outdoor | Rooftop
NJSTRE1545654716 |  | Transition Incentive Program | Lumberton | 8048 | 13 | 16.56 | Residential | No | Behind the Meter | Net-metered residential rooftop and canopy |  | None | Sunrun Installation Services, Inc. | PSE&G | Accepted | 2020-10-01 | 2020-10-05 | 2021-10-30 | LG Electronics | LG345N1C-V5 | Solar Panels |  | 0.345 | 48 | 179 | 30 |  | Fixed | Roof
NJSTRE1545654718 |  | Transition Incentive Program | Piscataway | 8854 | 11 | 9.52 | Residential | No | Behind the Meter | Net-metered residential rooftop and canopy |  | None | Maier Solar Engineering dba Solar Me | PSE&G | Accepted | 2020-10-01 | 2020-10-06 | 2021-10-30 | Enphase | IQ7+ | Inverters | 290 |  | 28 |  |  | 0.96 |  | Outdoor | Next to meter
NJSTRE1545654718 |  | Transition Incentive Program | Piscataway | 8854 | 11 | 9.52 | Residential | No | Behind the Meter | Net-metered residential rooftop and canopy |  | None | Maier Solar Engineering dba Solar Me | PSE&G | Accepted | 2020-10-01 | 2020-10-06 | 2021-10-30 | Hanwha | Q.PEAK DUO BLK-G6 340W | Solar Panels |  | 0.34 | 3 | 83 | 34 |  | Fixed | Roof
NJSTRE1545654718 |  | Transition Incentive Program | Piscataway | 8854 | 11 | 9.52 | Residential | No | Behind the Meter | Net-metered residential rooftop and canopy |  | None | Maier Solar Engineering dba Solar Me | PSE&G | Accepted | 2020-10-01 | 2020-10-06 | 2021-10-30 | Hanwha | Q.PEAK DUO BLK-G6 340W | Solar Panels |  | 0.34 | 22 | 263 | 34 |  | Fixed | Roof
NJSTRE1545654718 |  | Transition Incentive Program | Piscataway | 8854 | 11 | 9.52 | Residential | No | Behind the Meter | Net-metered residential rooftop and canopy |  | None | Maier Solar Engineering dba Solar Me | PSE&G | Accepted | 2020-10-01 | 2020-10-06 | 2021-10-30 | Hanwha | Q.PEAK DUO BLK-G6 340W | Solar Panels |  | 0.34 | 3 | 173 | 30 |  | Fixed | Roof
NJSTRE1545654725 |  | Transition Incentive Program | WESTWOOD | 7675 | 7 | 5.76 | Residential | No | Behind the Meter | Net-metered residential rooftop and canopy |  | None | Pro Custom Solar dba Momentum Solar | PSE&G | Accepted | 2020-10-01 | 2020-10-05 | 2021-10-30 | Enphase | IQ7PLUS-72-2-US | Inverters | 290 |  | 16 |  |  | 0.97 |  | Outdoor | Roof
NJSTRE1545654725 |  | Transition Incentive Program | WESTWOOD | 7675 | 7 | 5.76 | Residential | No | Behind the Meter | Net-metered residential rooftop and canopy |  | None | Pro Custom Solar dba Momentum Solar | PSE&G | Accepted | 2020-10-01 | 2020-10-05 | 2021-10-30 | REC Solar | REC360AA Black | Solar Panels |  | 0.36 | 16 | 188 | 27 |  | Fixed | Roof
NJSTRE1545654758 |  | Transition Incentive Program | Lodi | 7644 | 7 | 11.16 | Residential | No | Behind the Meter | Net-metered residential rooftop and canopy |  | None | Sunrun Installation Services, Inc. | PSE&G | Accepted | 2020-10-01 | 2020-10-05 | 2021-10-30 | Enphase Energy | IQ7-60-x-US (240V) | Inverters | 240 |  | 36 |  |  | 0.96 |  | Outdoor | Rooftop
NJSTRE1545654758 |  | Transition Incentive Program | Lodi | 7644 | 7 | 11.16 | Residential | No | Behind the Meter | Net-metered residential rooftop and canopy |  | None | Sunrun Installation Services, Inc. | PSE&G | Accepted | 2020-10-01 | 2020-10-05 | 2021-10-30 | LONGi Green Energy Technology Co Ltd | LR6-60HPB-310M | Solar Panels |  | 0.31 | 36 | 199 | 27 |  | Fixed | Roof
NJSTRE1545654761 |  | Transition Incentive Program | East Brunswick | 8816 | 11 | 3.05 | Residential | Yes | Behind the Meter | Net-metered residential rooftop and canopy |  | None | Sunrun Installation Services, Inc. | PSE&G | Accepted | 2020-10-01 | 2020-10-09 | 2021-10-30 | Enphase Energy | IQ7-60-x-US (240V) | Inverters | 240 |  | 10 |  |  | 0.96 |  | Outdoor | Rooftop
NJSTRE1545654761 |  | Transition Incentive Program | East Brunswick | 8816 | 11 | 3.05 | Residential | Yes | Behind the Meter | Net-metered residential rooftop and canopy |  | None | Sunrun Installation Services, Inc. | PSE&G | Accepted | 2020-10-01 | 2020-10-09 | 2021-10-30 | LONGi Green Energy Technology Co Ltd | LR6-60HPB-305M | Solar Panels |  | 0.305 | 10 | 171 | 40 |  | Fixed | Roof
NJSTRE1545654771 |  | Transition Incentive Program | Franklin Park | 8823 | 5 | 29.4 | Residential | No | Behind the Meter | Net-metered residential rooftop and canopy |  | None | Pro Custom Solar dba Momentum Solar | PSE&G | Accepted | 2020-10-01 | 2020-10-06 | 2021-10-30 | Enphase | IQ7PLUS-72-2-US | Inverters | 290 |  | 84 |  |  | 0.97 |  | Outdoor | Roof
NJSTRE1545654771 |  | Transition Incentive Program | Franklin Park | 8823 | 5 | 29.4 | Residential | No | Behind the Meter | Net-metered residential rooftop and canopy |  | None | Pro Custom Solar dba Momentum Solar | PSE&G | Accepted | 2020-10-01 | 2020-10-06 | 2021-10-30 | LG | LG 350N1C-V5 | Solar Panels |  | 0.35 | 29 | 267 | 16 |  | Fixed | Roof
NJSTRE1545654771 |  | Transition Incentive Program | Franklin Park | 8823 | 5 | 29.4 | Residential | No | Behind the Meter | Net-metered residential rooftop and canopy |  | None | Pro Custom Solar dba Momentum Solar | PSE&G | Accepted | 2020-10-01 | 2020-10-06 | 2021-10-30 | LG | LG 350N1C-V5 | Solar Panels |  | 0.35 | 41 | 177 | 16 |  | Fixed | Roof
NJSTRE1545654771 |  | Transition Incentive Program | Franklin Park | 8823 | 5 | 29.4 | Residential | No | Behind the Meter | Net-metered residential rooftop and canopy |  | None | Pro Custom Solar dba Momentum Solar | PSE&G | Accepted | 2020-10-01 | 2020-10-06 | 2021-10-30 | LG | LG 350N1C-V5 | Solar Panels |  | 0.35 | 14 | 87 | 16 |  | Fixed | Roof
NJSTRE1545654774 |  | Transition Incentive Program | kendall park | 8824 | 11 | 8.14 | Residential | No | Behind the Meter | Net-metered residential rooftop and canopy |  | None | Whitman Construction, LLC | PSE&G | Accepted | 2020-10-01 | 2020-10-06 | 2021-10-30 | enphase | iq7plus-72-2-us | Inverters | 295 |  | 22 |  |  | 0.975 |  | Outdoor | microinverters located under modules
NJSTRE1545654774 |  | Transition Incentive Program | kendall park | 8824 | 11 | 8.14 | Residential | No | Behind the Meter | Net-metered residential rooftop and canopy |  | None | Whitman Construction, LLC | PSE&G | Accepted | 2020-10-01 | 2020-10-06 | 2021-10-30 | solaria power | xt-370r pd | Solar Panels |  | 0.37 | 22 | 30 | 232 |  | Fixed | Roof
NJSTRE1545654795 |  | Transition Incentive Program | Fairview | 7022 | 7 | 5.49 | Residential | Yes | Behind the Meter | Net-metered residential rooftop and canopy |  | None | Sunrun, Inc. | PSE&G | Accepted | 2020-10-01 | 2020-10-09 | 2021-10-30 | Enphase Energy | IQ7-60-x-US (240V) | Inverters | 240 |  | 18 |  |  | 0.96 |  | Outdoor | Rooftop
NJSTRE1545654795 |  | Transition Incentive Program | Fairview | 7022 | 7 | 5.49 | Residential | Yes | Behind the Meter | Net-metered residential rooftop and canopy |  | None | Sunrun, Inc. | PSE&G | Accepted | 2020-10-01 | 2020-10-09 | 2021-10-30 | LONGi Green Energy Technology Co Ltd | LR6-60HPB-305M | Solar Panels |  | 0.305 | 18 | 125 | 40 |  | Fixed | Roof
NJSTRE1545654800 |  | Transition Incentive Program | Bergenfield | 7621 | 7 | 12.6 | Residential | Yes | Behind the Meter | Net-metered residential rooftop and canopy |  | None | Pro Custom Solar dba Momentum Solar | PSE&G | Accepted | 2020-10-01 | 2020-10-06 | 2021-10-30 | Enphase | IQ7PLUS-72-2-US | Inverters | 290 |  | 36 |  |  | 0.97 |  | Outdoor | Roof
NJSTRE1545654800 |  | Transition Incentive Program | Bergenfield | 7621 | 7 | 12.6 | Residential | Yes | Behind the Meter | Net-metered residential rooftop and canopy |  | None | Pro Custom Solar dba Momentum Solar | PSE&G | Accepted | 2020-10-01 | 2020-10-06 | 2021-10-30 | LG | LG 350N1C-V5 | Solar Panels |  | 0.35 | 10 | 176 | 29 |  | Fixed | Roof
NJSTRE1545654800 |  | Transition Incentive Program | Bergenfield | 7621 | 7 | 12.6 | Residential | Yes | Behind the Meter | Net-metered residential rooftop and canopy |  | None | Pro Custom Solar dba Momentum Solar | PSE&G | Accepted | 2020-10-01 | 2020-10-06 | 2021-10-30 | LG | LG 350N1C-V5 | Solar Panels |  | 0.35 | 7 | 356 | 29 |  | Fixed | Roof
NJSTRE1545654800 |  | Transition Incentive Program | Bergenfield | 7621 | 7 | 12.6 | Residential | Yes | Behind the Meter | Net-metered residential rooftop and canopy |  | None | Pro Custom Solar dba Momentum Solar | PSE&G | Accepted | 2020-10-01 | 2020-10-06 | 2021-10-30 | LG | LG 350N1C-V5 | Solar Panels |  | 0.35 | 10 | 178 | 33 |  | Fixed | Roof
NJSTRE1545654800 |  | Transition Incentive Program | Bergenfield | 7621 | 7 | 12.6 | Residential | Yes | Behind the Meter | Net-metered residential rooftop and canopy |  | None | Pro Custom Solar dba Momentum Solar | PSE&G | Accepted | 2020-10-01 | 2020-10-06 | 2021-10-30 | LG | LG 350N1C-V5 | Solar Panels |  | 0.35 | 9 | 358 | 32 |  | Fixed | Roof
NJSTRE1545654823 |  | Transition Incentive Program | South Egg Harbor | 8215 | 19 | 9.9 | Residential | Yes | Behind the Meter | Net-metered residential rooftop and canopy |  | None | Sun Up Zero Down | AC Electric | Accepted | 2020-10-01 | 2020-10-06 | 2021-10-30 | enphase | X-IQ-AM1-240-3 | Meters |  |  | 1 |  |  |  | Yes | Outdoor
NJSTRE1545654823 |  | Transition Incentive Program | South Egg Harbor | 8215 | 19 | 9.9 | Residential | Yes | Behind the Meter | Net-metered residential rooftop and canopy |  | None | Sun Up Zero Down | AC Electric | Accepted | 2020-10-01 | 2020-10-06 | 2021-10-30 | Enphase | IQ7-60-2-US | Inverters | 240 |  | 30 |  |  | 0.976 |  | Outside | behind panel
NJSTRE1545654823 |  | Transition Incentive Program | South Egg Harbor | 8215 | 19 | 9.9 | Residential | Yes | Behind the Meter | Net-metered residential rooftop and canopy |  | None | Sun Up Zero Down | AC Electric | Accepted | 2020-10-01 | 2020-10-06 | 2021-10-30 | REC | REC330NP | Solar Panels |  | 0.33 | 17 | 222 | 27 |  | Fixed | Roof
NJSTRE1545654823 |  | Transition Incentive Program | South Egg Harbor | 8215 | 19 | 9.9 | Residential | Yes | Behind the Meter | Net-metered residential rooftop and canopy |  | None | Sun Up Zero Down | AC Electric | Accepted | 2020-10-01 | 2020-10-06 | 2021-10-30 | REC | REC330NP | Solar Panels |  | 0.33 | 13 | 132 | 29 |  | Fixed | Roof
NJSTRE1545654942 |  | Transition Incentive Program | Mount Laurel | 8054 | 13 | 17.96 | Residential | No | Behind the Meter | Net-metered residential rooftop and canopy |  | None | All Season Solar | PSE&G | Accepted | 2020-10-01 | 2020-10-06 | 2021-10-30 | Enphase | IQ7 | Inverters | 240 |  | 57 |  |  | 0.97 |  | Outside | under module
NJSTRE1545654942 |  | Transition Incentive Program | Mount Laurel | 8054 | 13 | 17.96 | Residential | No | Behind the Meter | Net-metered residential rooftop and canopy |  | None | All Season Solar | PSE&G | Accepted | 2020-10-01 | 2020-10-06 | 2021-10-30 | Certainteed | CT315HC11-04 | Solar Panels |  | 0.315 | 17 | 180 | 18 |  | Fixed | Roof
NJSTRE1545654942 |  | Transition Incentive Program | Mount Laurel | 8054 | 13 | 17.96 | Residential | No | Behind the Meter | Net-metered residential rooftop and canopy |  | None | All Season Solar | PSE&G | Accepted | 2020-10-01 | 2020-10-06 | 2021-10-30 | Certainteed | CT315HC11-04 | Solar Panels |  | 0.315 | 30 | 180 | 20 |  | Fixed | Roof
NJSTRE1545654942 |  | Transition Incentive Program | Mount Laurel | 8054 | 13 | 17.96 | Residential | No | Behind the Meter | Net-metered residential rooftop and canopy |  | None | All Season Solar | PSE&G | Accepted | 2020-10-01 | 2020-10-06 | 2021-10-30 | Certainteed | CT315HC11-04 | Solar Panels |  | 0.315 | 10 | 0 | 20 |  | Fixed | Roof
NJSTRE1545654949 |  | Transition Incentive Program | Franklin Township | 8873 | 5 | 12.25 | Residential | Yes | Behind the Meter | Net-metered residential rooftop and canopy |  | None | Pro Custom Solar dba Momentum Solar | PSE&G | Accepted | 2020-10-01 | 2020-10-06 | 2021-10-30 | Enphase | IQ7PLUS-72-2-US | Inverters | 290 |  | 35 |  |  | 0.97 |  | Outdoor | Roof
NJSTRE1545654949 |  | Transition Incentive Program | Franklin Township | 8873 | 5 | 12.25 | Residential | Yes | Behind the Meter | Net-metered residential rooftop and canopy |  | None | Pro Custom Solar dba Momentum Solar | PSE&G | Accepted | 2020-10-01 | 2020-10-06 | 2021-10-30 | LG | LG 350N1C-V5 | Solar Panels |  | 0.35 | 6 | 211 | 23 |  | Fixed | Roof
NJSTRE1545654949 |  | Transition Incentive Program | Franklin Township | 8873 | 5 | 12.25 | Residential | Yes | Behind the Meter | Net-metered residential rooftop and canopy |  | None | Pro Custom Solar dba Momentum Solar | PSE&G | Accepted | 2020-10-01 | 2020-10-06 | 2021-10-30 | LG | LG 350N1C-V5 | Solar Panels |  | 0.35 | 12 | 31 | 26 |  | Fixed | Roof
NJSTRE1545654949 |  | Transition Incentive Program | Franklin Township | 8873 | 5 | 12.25 | Residential | Yes | Behind the Meter | Net-metered residential rooftop and canopy |  | None | Pro Custom Solar dba Momentum Solar | PSE&G | Accepted | 2020-10-01 | 2020-10-06 | 2021-10-30 | LG | LG 350N1C-V5 | Solar Panels |  | 0.35 | 14 | 211 | 25 |  | Fixed | Roof
NJSTRE1545654949 |  | Transition Incentive Program | Franklin Township | 8873 | 5 | 12.25 | Residential | Yes | Behind the Meter | Net-metered residential rooftop and canopy |  | None | Pro Custom Solar dba Momentum Solar | PSE&G | Accepted | 2020-10-01 | 2020-10-06 | 2021-10-30 | LG | LG 350N1C-V5 | Solar Panels |  | 0.35 | 3 | 301 | 44 |  | Fixed | Roof
NJSTRE1545654975 |  | Transition Incentive Program | Pleasantville | 8232 | 19 | 9.52 | Residential | No | Behind the Meter | Net-metered residential rooftop and canopy |  | None | Castle Energy, LLC | AC Electric | Accepted | 2020-10-01 | 2020-10-06 | 2021-10-30 | Enphase Energy | IQ7-60-2-US | Inverters | 240 |  | 28 |  |  | 0.967 |  | Outdoor | on the rooftop under each solar panel
NJSTRE1545654975 |  | Transition Incentive Program | Pleasantville | 8232 | 19 | 9.52 | Residential | No | Behind the Meter | Net-metered residential rooftop and canopy |  | None | Castle Energy, LLC | AC Electric | Accepted | 2020-10-01 | 2020-10-06 | 2021-10-30 | Hanwha Q-Cells | Q.Peak DUO BLK-G6 340 | Solar Panels |  | 0.34 | 5 | 115 | 15 |  | Fixed | Roof
NJSTRE1545654975 |  | Transition Incentive Program | Pleasantville | 8232 | 19 | 9.52 | Residential | No | Behind the Meter | Net-metered residential rooftop and canopy |  | None | Castle Energy, LLC | AC Electric | Accepted | 2020-10-01 | 2020-10-06 | 2021-10-30 | Hanwha Q-Cells | Q.Peak DUO BLK-G6 340 | Solar Panels |  | 0.34 | 5 | 115 | 20 |  | Fixed | Roof
NJSTRE1545654975 |  | Transition Incentive Program | Pleasantville | 8232 | 19 | 9.52 | Residential | No | Behind the Meter | Net-metered residential rooftop and canopy |  | None | Castle Energy, LLC | AC Electric | Accepted | 2020-10-01 | 2020-10-06 | 2021-10-30 | Hanwha Q-Cells | Q.Peak DUO BLK-G6 340 | Solar Panels |  | 0.34 | 5 | 295 | 35 |  | Fixed | Roof
NJSTRE1545654975 |  | Transition Incentive Program | Pleasantville | 8232 | 19 | 9.52 | Residential | No | Behind the Meter | Net-metered residential rooftop and canopy |  | None | Castle Energy, LLC | AC Electric | Accepted | 2020-10-01 | 2020-10-06 | 2021-10-30 | Hanwha Q-Cells | Q.Peak DUO BLK-G6 340 | Solar Panels |  | 0.34 | 13 | 115 | 35 |  | Fixed | Roof
NJSTRE1545654979 |  | Transition Incentive Program | Long Branch | 7740 | 17 | 7.56 | Residential | No | Behind the Meter | Net-metered residential rooftop and canopy |  | None | Vivint Solar Developer, LLC | JCP&L | Accepted | 2020-10-06 | 2020-10-06 | 2021-10-30 | Solar Edge | SE7600H-US | Inverters | 7600 |  | 1 |  |  | 0.992 |  | Outdoor | Near the Utility Meter
NJSTRE1545654979 |  | Transition Incentive Program | Long Branch | 7740 | 17 | 7.56 | Residential | No | Behind the Meter | Net-metered residential rooftop and canopy |  | None | Vivint Solar Developer, LLC | JCP&L | Accepted | 2020-10-06 | 2020-10-06 | 2021-10-30 | Hanwha Solar | Q.PEAK DUO BLK-G5 315w | Solar Panels |  | 0.315 | 24 | 211 | 8 |  | Fixed | Roof
NJSTRE1545655010 |  | Transition Incentive Program | Watchung Boro | 7069 | 5 | 15.54 | Residential | No | Behind the Meter | Net-metered residential rooftop and canopy |  | None |  | PSE&G | Accepted | 2020-10-01 | 2020-10-06 | 2021-10-30 | Enphase Energy | IQ7PLUS-72-2-US | Inverters | 290 |  | 42 |  |  | 0.975 |  | Outside | next to meter
NJSTRE1545655010 |  | Transition Incentive Program | Watchung Boro | 7069 | 5 | 15.54 | Residential | No | Behind the Meter | Net-metered residential rooftop and canopy |  | None |  | PSE&G | Accepted | 2020-10-01 | 2020-10-06 | 2021-10-30 | Solaria | PowerXT-370R-PD | Solar Panels |  | 0.37 | 17 | 82 | 40 |  | Fixed | Roof
NJSTRE1545655010 |  | Transition Incentive Program | Watchung Boro | 7069 | 5 | 15.54 | Residential | No | Behind the Meter | Net-metered residential rooftop and canopy |  | None |  | PSE&G | Accepted | 2020-10-01 | 2020-10-06 | 2021-10-30 | Solaria | PowerXT-370R-PD | Solar Panels |  | 0.37 | 6 | 82 | 45 |  | Fixed | Roof
NJSTRE1545655010 |  | Transition Incentive Program | Watchung Boro | 7069 | 5 | 15.54 | Residential | No | Behind the Meter | Net-metered residential rooftop and canopy |  | None |  | PSE&G | Accepted | 2020-10-01 | 2020-10-06 | 2021-10-30 | Solaria | PowerXT-370R-PD | Solar Panels |  | 0.37 | 16 | 172 | 45 |  | Fixed | Roof
NJSTRE1545655010 |  | Transition Incentive Program | Watchung Boro | 7069 | 5 | 15.54 | Residential | No | Behind the Meter | Net-metered residential rooftop and canopy |  | None |  | PSE&G | Accepted | 2020-10-01 | 2020-10-06 | 2021-10-30 | Solaria | PowerXT-370R-PD | Solar Panels |  | 0.37 | 3 | 172 | 45 |  | Fixed | Roof
NJSTRE1545655023 |  | Transition Incentive Program | Franklin | 7416 | 1 | 12.35 | Residential | No | Behind the Meter | Net-metered residential rooftop and canopy |  | None | EMT Renewables | JCP&L | Accepted | 2020-10-01 | 2020-10-06 | 2021-10-30 | Enphase | IQ7-60-2-US | Inverters | 240 |  | 38 |  |  | 0.97 |  | Outside | under panels
NJSTRE1545655023 |  | Transition Incentive Program | Franklin | 7416 | 1 | 12.35 | Residential | No | Behind the Meter | Net-metered residential rooftop and canopy |  | None | EMT Renewables | JCP&L | Accepted | 2020-10-01 | 2020-10-06 | 2021-10-30 | Trina | 325-BLK | Solar Panels |  | 0.325 | 14 | 276 | 34 |  | Fixed | Roof
NJSTRE1545655023 |  | Transition Incentive Program | Franklin | 7416 | 1 | 12.35 | Residential | No | Behind the Meter | Net-metered residential rooftop and canopy |  | None | EMT Renewables | JCP&L | Accepted | 2020-10-01 | 2020-10-06 | 2021-10-30 | Trina | 325-BLK | Solar Panels |  | 0.325 | 6 | 97 | 26 |  | Fixed | Roof
NJSTRE1545655023 |  | Transition Incentive Program | Franklin | 7416 | 1 | 12.35 | Residential | No | Behind the Meter | Net-metered residential rooftop and canopy |  | None | EMT Renewables | JCP&L | Accepted | 2020-10-01 | 2020-10-06 | 2021-10-30 | Trina | 325-BLK | Solar Panels |  | 0.325 | 8 | 277 | 26 |  | Fixed | Roof
NJSTRE1545655023 |  | Transition Incentive Program | Franklin | 7416 | 1 | 12.35 | Residential | No | Behind the Meter | Net-metered residential rooftop and canopy |  | None | EMT Renewables | JCP&L | Accepted | 2020-10-01 | 2020-10-06 | 2021-10-30 | Trina | 325-BLK | Solar Panels |  | 0.325 | 10 | 96 | 34 |  | Fixed | Roof
NJSTRE1545655050 |  | Transition Incentive Program | Old Bridge | 8879 | 11 | 6.72 | Residential | Yes | Behind the Meter | Net-metered residential rooftop and canopy |  | None | All Season Solar | JCP&L | Accepted | 2020-10-06 | 2020-10-06 | 2021-10-30 | Enphase | IQ7 | Inverters | 240 |  | 21 |  |  | 0.97 |  | Outdoor | under module
NJSTRE1545655050 |  | Transition Incentive Program | Old Bridge | 8879 | 11 | 6.72 | Residential | Yes | Behind the Meter | Net-metered residential rooftop and canopy |  | None | All Season Solar | JCP&L | Accepted | 2020-10-06 | 2020-10-06 | 2021-10-30 | Trina | TSMDD06M.056II | Solar Panels |  | 0.32 | 1 | 213 | 21 |  | Fixed | Roof
NJSTRE1545655050 |  | Transition Incentive Program | Old Bridge | 8879 | 11 | 6.72 | Residential | Yes | Behind the Meter | Net-metered residential rooftop and canopy |  | None | All Season Solar | JCP&L | Accepted | 2020-10-06 | 2020-10-06 | 2021-10-30 | Trina | TSMDD06M.056II | Solar Panels |  | 0.32 | 11 | 123 | 21 |  | Fixed | Roof
NJSTRE1545655050 |  | Transition Incentive Program | Old Bridge | 8879 | 11 | 6.72 | Residential | Yes | Behind the Meter | Net-metered residential rooftop and canopy |  | None | All Season Solar | JCP&L | Accepted | 2020-10-06 | 2020-10-06 | 2021-10-30 | Trina | TSMDD06M.056II | Solar Panels |  | 0.32 | 6 | 303 | 21 |  | Fixed | Roof
NJSTRE1545655050 |  | Transition Incentive Program | Old Bridge | 8879 | 11 | 6.72 | Residential | Yes | Behind the Meter | Net-metered residential rooftop and canopy |  | None | All Season Solar | JCP&L | Accepted | 2020-10-06 | 2020-10-06 | 2021-10-30 | Trina | TSMDD06M.056II | Solar Panels |  | 0.32 | 1 | 213 | 21 |  | Fixed | Roof
NJSTRE1545655050 |  | Transition Incentive Program | Old Bridge | 8879 | 11 | 6.72 | Residential | Yes | Behind the Meter | Net-metered residential rooftop and canopy |  | None | All Season Solar | JCP&L | Accepted | 2020-10-06 | 2020-10-06 | 2021-10-30 | Trina | TSMDD06M.056II | Solar Panels |  | 0.32 | 2 | 303 | 21 |  | Fixed | Roof
NJSTRE1545655052 |  | Transition Incentive Program | BARNEGAT | 8005 | 18 | 4.48 | Residential | Yes | Behind the Meter | Net-metered residential rooftop and canopy |  | None | Vivint Solar Developer, LLC | JCP&L | Accepted | 2020-10-06 | 2020-10-06 | 2021-10-30 | Solar Edge | SE3800H-US | Inverters | 3800 |  | 1 |  |  | 0.992 |  | Outdoor | Near the Utility Meter
NJSTRE1545655052 |  | Transition Incentive Program | BARNEGAT | 8005 | 18 | 4.48 | Residential | Yes | Behind the Meter | Net-metered residential rooftop and canopy |  | None | Vivint Solar Developer, LLC | JCP&L | Accepted | 2020-10-06 | 2020-10-06 | 2021-10-30 | JINKO SOLAR | JKM320M-60HBL | Solar Panels |  | 0.32 | 14 | 153 | 19 |  | Fixed | Roof
NJSTRE1545655058 |  | Transition Incentive Program | SEWELL | 8080 | 15 | 10.85 | Residential | Yes | Behind the Meter | Net-metered residential rooftop and canopy |  | None | Pro Custom Solar dba Momentum Solar | AC Electric | Accepted | 2020-10-01 | 2020-10-06 | 2021-10-30 | Enphase | IQ7PLUS-72-2-US | Inverters | 290 |  | 31 |  |  | 0.97 |  | Outdoor | Roof
NJSTRE1545655058 |  | Transition Incentive Program | SEWELL | 8080 | 15 | 10.85 | Residential | Yes | Behind the Meter | Net-metered residential rooftop and canopy |  | None | Pro Custom Solar dba Momentum Solar | AC Electric | Accepted | 2020-10-01 | 2020-10-06 | 2021-10-30 | LG | LG 350N1C-V5 | Solar Panels |  | 0.35 | 9 | 267 | 21 |  | Fixed | Roof
NJSTRE1545655058 |  | Transition Incentive Program | SEWELL | 8080 | 15 | 10.85 | Residential | Yes | Behind the Meter | Net-metered residential rooftop and canopy |  | None | Pro Custom Solar dba Momentum Solar | AC Electric | Accepted | 2020-10-01 | 2020-10-06 | 2021-10-30 | LG | LG 350N1C-V5 | Solar Panels |  | 0.35 | 4 | 87 | 21 |  | Fixed | Roof
NJSTRE1545655058 |  | Transition Incentive Program | SEWELL | 8080 | 15 | 10.85 | Residential | Yes | Behind the Meter | Net-metered residential rooftop and canopy |  | None | Pro Custom Solar dba Momentum Solar | AC Electric | Accepted | 2020-10-01 | 2020-10-06 | 2021-10-30 | LG | LG 350N1C-V5 | Solar Panels |  | 0.35 | 12 | 87 | 21 |  | Fixed | Roof
NJSTRE1545655058 |  | Transition Incentive Program | SEWELL | 8080 | 15 | 10.85 | Residential | Yes | Behind the Meter | Net-metered residential rooftop and canopy |  | None | Pro Custom Solar dba Momentum Solar | AC Electric | Accepted | 2020-10-01 | 2020-10-06 | 2021-10-30 | LG | LG 350N1C-V5 | Solar Panels |  | 0.35 | 6 | 267 | 21 |  | Fixed | Roof
NJSTRE1545655073 |  | Transition Incentive Program | TOMS RIVER | 8753 | 18 | 7.36 | Residential | Yes | Behind the Meter | Net-metered residential rooftop and canopy |  | None | Vivint Solar Developer, LLC | JCP&L | Accepted | 2020-10-06 | 2020-10-07 | 2021-10-30 | Solar Edge | SE7600H-US | Inverters | 7600 |  | 1 |  |  | 0.992 |  | Outdoor | Near the Utility Meter
NJSTRE1545655073 |  | Transition Incentive Program | TOMS RIVER | 8753 | 18 | 7.36 | Residential | Yes | Behind the Meter | Net-metered residential rooftop and canopy |  | None | Vivint Solar Developer, LLC | JCP&L | Accepted | 2020-10-06 | 2020-10-07 | 2021-10-30 | JINKO SOLAR | JKM320M-60HBL | Solar Panels |  | 0.32 | 23 | 338 | 29 |  | Fixed | Roof
NJSTRE1545655095 |  | Transition Incentive Program | Bridgewater Twp | 8807 | 5 | 18.8 | Residential | No | Behind the Meter | Net-metered residential rooftop and canopy |  | None | FAL SOLAR SYSTEMS INC | PSE&G | Accepted | 2020-10-01 | 2020-10-06 | 2021-10-30 | Enphase Energy | IQ7 Plus | Inverters | 290 |  | 47 |  |  | 0.97 |  | Outside | Attached with each panel
NJSTRE1545655095 |  | Transition Incentive Program | Bridgewater Twp | 8807 | 5 | 18.8 | Residential | No | Behind the Meter | Net-metered residential rooftop and canopy |  | None | FAL SOLAR SYSTEMS INC | PSE&G | Accepted | 2020-10-01 | 2020-10-06 | 2021-10-30 | Axitec | Axitec AC-400MH/144S | Solar Panels |  | 0.4 | 47 | 176 | 27 |  | Fixed | Roof
NJSTRE1545655100 |  | Transition Incentive Program | Middlesex | 8846 | 11 | 379.2 | Commercial | No | Behind the Meter | Net-metered non-residential rooftop and canopy |  | None | e2/ECTA, Inc. | PSE&G | Accepted | 2020-10-01 | 2020-10-06 | 2021-10-30 | Electro Industries/Gaugetech | SHARK 100S-60-10-V3-WIFI | Meters |  |  | 1 |  |  |  | Yes | Indoor
NJSTRE1545655100 |  | Transition Incentive Program | Middlesex | 8846 | 11 | 379.2 | Commercial | No | Behind the Meter | Net-metered non-residential rooftop and canopy |  | None | e2/ECTA, Inc. | PSE&G | Accepted | 2020-10-01 | 2020-10-06 | 2021-10-30 | Solaredge Technologies, Inc. | SE43.2KUS | Inverters | 43200 |  | 7 |  |  | 0.97 |  | Indoor | South of building near customer meter
NJSTRE1545655100 |  | Transition Incentive Program | Middlesex | 8846 | 11 | 379.2 | Commercial | No | Behind the Meter | Net-metered non-residential rooftop and canopy |  | None | e2/ECTA, Inc. | PSE&G | Accepted | 2020-10-01 | 2020-10-06 | 2021-10-30 | Axitec | AC-400MH/144S | Solar Panels |  | 0.4 | 28 | 357 | 5 |  | Fixed | Roof
NJSTRE1545655100 |  | Transition Incentive Program | Middlesex | 8846 | 11 | 379.2 | Commercial | No | Behind the Meter | Net-metered non-residential rooftop and canopy |  | None | e2/ECTA, Inc. | PSE&G | Accepted | 2020-10-01 | 2020-10-06 | 2021-10-30 | Axitec | AC-400MH/144S | Solar Panels |  | 0.4 | 449 | 267 | 15 |  | Fixed | Roof
NJSTRE1545655100 |  | Transition Incentive Program | Middlesex | 8846 | 11 | 379.2 | Commercial | No | Behind the Meter | Net-metered non-residential rooftop and canopy |  | None | e2/ECTA, Inc. | PSE&G | Accepted | 2020-10-01 | 2020-10-06 | 2021-10-30 | Axitec | AC-400MH/144S | Solar Panels |  | 0.4 | 459 | 87 | 15 |  | Fixed | Roof
NJSTRE1545655100 |  | Transition Incentive Program | Middlesex | 8846 | 11 | 379.2 | Commercial | No | Behind the Meter | Net-metered non-residential rooftop and canopy |  | None | e2/ECTA, Inc. | PSE&G | Accepted | 2020-10-01 | 2020-10-06 | 2021-10-30 | Axitec | AC-400MH/144S | Solar Panels |  | 0.4 | 12 | 177 | 5 |  | Fixed | Roof
NJSTRE1545657975 |  | Transition Incentive Program | Millville | 8332 | 20 | 11.39 | Residential | No | Behind the Meter | Net-metered residential ground mount |  | None | Vision Solar LLC | AC Electric | Accepted | 2020-10-02 | 2020-10-06 | 2021-10-30 | ENPHASE | IQ7-60-2-US | Inverters | 0.24 |  | 34 |  |  | 0.96 |  | Other | behind each panel
NJSTRE1545657975 |  | Transition Incentive Program | Millville | 8332 | 20 | 11.39 | Residential | No | Behind the Meter | Net-metered residential ground mount |  | None | Vision Solar LLC | AC Electric | Accepted | 2020-10-02 | 2020-10-06 | 2021-10-30 | HANWHA Q-CELLS | Q.PEAK DUO-G6+ 335 | Solar Panels |  | 0.335 | 34 | 203 | 20 |  | Fixed | Ground
NJSTRE1545657982 |  | Transition Incentive Program | Tinton Falls | 7724 | 17 | 12.24 | Residential | Yes | Behind the Meter | Net-metered residential rooftop and canopy |  | None | Trinity Solar | JCP&L | Accepted | 2020-10-02 | 2020-10-06 | 2021-10-30 | SOLAR EDGE | SE10000H-US | Inverters | 10000 |  | 1 |  |  | 0.97 |  | Outside | SIDE OF HOME
NJSTRE1545657982 |  | Transition Incentive Program | Tinton Falls | 7724 | 17 | 12.24 | Residential | Yes | Behind the Meter | Net-metered residential rooftop and canopy |  | None | Trinity Solar | JCP&L | Accepted | 2020-10-02 | 2020-10-06 | 2021-10-30 | HANWHA 340 (Q.PEAK DUO BLK-G6 340) | HANWHA 340 (Q.PEAK DUO BLK-G6 340) | Solar Panels |  | 0.34 | 12 | 217 | 22 |  | Fixed | Roof
NJSTRE1545657982 |  | Transition Incentive Program | Tinton Falls | 7724 | 17 | 12.24 | Residential | Yes | Behind the Meter | Net-metered residential rooftop and canopy |  | None | Trinity Solar | JCP&L | Accepted | 2020-10-02 | 2020-10-06 | 2021-10-30 | HANWHA 340 (Q.PEAK DUO BLK-G6 340) | HANWHA 340 (Q.PEAK DUO BLK-G6 340) | Solar Panels |  | 0.34 | 12 | 217 | 24 |  | Fixed | Roof
NJSTRE1545657982 |  | Transition Incentive Program | Tinton Falls | 7724 | 17 | 12.24 | Residential | Yes | Behind the Meter | Net-metered residential rooftop and canopy |  | None | Trinity Solar | JCP&L | Accepted | 2020-10-02 | 2020-10-06 | 2021-10-30 | HANWHA 340 (Q.PEAK DUO BLK-G6 340) | HANWHA 340 (Q.PEAK DUO BLK-G6 340) | Solar Panels |  | 0.34 | 12 | 217 | 22 |  | Fixed | Roof
NJSTRE1545657991 |  | Transition Incentive Program | Kendall Park | 8824 | 11 | 6.93 | Residential | No | Behind the Meter | Net-metered residential rooftop and canopy |  | None | Whitman Construction, LLC | PSE&G | Accepted | 2020-10-02 | 2020-10-06 | 2021-10-30 | enphase energy | IQ7X-96-2-US | Inverters | 315 |  | 21 |  |  | 0.975 |  | Outdoor | microinverters located under panels
NJSTRE1545657991 |  | Transition Incentive Program | Kendall Park | 8824 | 11 | 6.93 | Residential | No | Behind the Meter | Net-metered residential rooftop and canopy |  | None | Whitman Construction, LLC | PSE&G | Accepted | 2020-10-02 | 2020-10-06 | 2021-10-30 | panasonic | vbhn330sa16 | Solar Panels |  | 0.33 | 21 | 164 | 31 |  | Fixed | Roof
NJSTRE1545658018 |  | Transition Incentive Program | stewartsville | 8886 | 2 | 8.25 | Residential | No | Behind the Meter | Net-metered residential rooftop and canopy |  | None | Whitman Construction, LLC | JCP&L | Accepted | 2020-10-02 | 2020-10-06 | 2021-10-30 | ENPHASE ENERGY | IQ7X-96-2-US | Inverters | 315 |  | 25 |  |  | 0.975 |  | Outdoor | microinverters located under modules
NJSTRE1545658018 |  | Transition Incentive Program | stewartsville | 8886 | 2 | 8.25 | Residential | No | Behind the Meter | Net-metered residential rooftop and canopy |  | None | Whitman Construction, LLC | JCP&L | Accepted | 2020-10-02 | 2020-10-06 | 2021-10-30 | PANASONIC | VBHN330SA16 | Solar Panels |  | 0.33 | 7 | 313 | 30 |  | Fixed | Roof
NJSTRE1545658018 |  | Transition Incentive Program | stewartsville | 8886 | 2 | 8.25 | Residential | No | Behind the Meter | Net-metered residential rooftop and canopy |  | None | Whitman Construction, LLC | JCP&L | Accepted | 2020-10-02 | 2020-10-06 | 2021-10-30 | PANASONIC | VBHN330SA16 | Solar Panels |  | 0.33 | 18 | 223 | 35 |  | Fixed | Roof
NJSTRE1545658024 |  | Transition Incentive Program | Egg Harbor Township | 8234 | 19 | 8.16 | Residential | Yes | Behind the Meter | Net-metered residential rooftop and canopy |  | None | Trinity Solar | AC Electric | Accepted | 2020-10-02 | 2020-10-06 | 2021-10-30 | SOLAR EDGE | SE7600H-US | Inverters | 7600 |  | 1 |  |  | 0.97 |  | Outside | SIDE OF HOME
NJSTRE1545658024 |  | Transition Incentive Program | Egg Harbor Township | 8234 | 19 | 8.16 | Residential | Yes | Behind the Meter | Net-metered residential rooftop and canopy |  | None | Trinity Solar | AC Electric | Accepted | 2020-10-02 | 2020-10-06 | 2021-10-30 | HANWHA 340 (Q.PEAK DUO BLK-G6 340) | HANWHA 340 (Q.PEAK DUO BLK-G6 340) | Solar Panels |  | 0.34 | 9 | 201 | 16 |  | Fixed | Roof
NJSTRE1545658024 |  | Transition Incentive Program | Egg Harbor Township | 8234 | 19 | 8.16 | Residential | Yes | Behind the Meter | Net-metered residential rooftop and canopy |  | None | Trinity Solar | AC Electric | Accepted | 2020-10-02 | 2020-10-06 | 2021-10-30 | HANWHA 340 (Q.PEAK DUO BLK-G6 340) | HANWHA 340 (Q.PEAK DUO BLK-G6 340) | Solar Panels |  | 0.34 | 11 | 201 | 21 |  | Fixed | Roof
NJSTRE1545658024 |  | Transition Incentive Program | Egg Harbor Township | 8234 | 19 | 8.16 | Residential | Yes | Behind the Meter | Net-metered residential rooftop and canopy |  | None | Trinity Solar | AC Electric | Accepted | 2020-10-02 | 2020-10-06 | 2021-10-30 | HANWHA 340 (Q.PEAK DUO BLK-G6 340) | HANWHA 340 (Q.PEAK DUO BLK-G6 340) | Solar Panels |  | 0.34 | 4 | 203 | 21 |  | Fixed | Roof
NJSTRE1545658037 |  | Transition Incentive Program | Paterson | 7513 | 6 | 10.2 | Residential | Yes | Behind the Meter | Net-metered residential rooftop and canopy |  | None | Trinity Solar | PSE&G | Accepted | 2020-10-02 | 2020-10-06 | 2021-10-30 | solar edge | SE7600 | Inverters | 7600 |  | 1 |  |  | 0.97 |  | Outside | side of home
NJSTRE1545658037 |  | Transition Incentive Program | Paterson | 7513 | 6 | 10.2 | Residential | Yes | Behind the Meter | Net-metered residential rooftop and canopy |  | None | Trinity Solar | PSE&G | Accepted | 2020-10-02 | 2020-10-06 | 2021-10-30 | Hanwha | Q.PEAK DUO BLK-G6 340 | Solar Panels |  | 0.34 | 30 | 279 | 45 |  | Fixed | Roof
NJSTRE1545658042 |  | Transition Incentive Program | Rahway | 7065 | 10 | 5.76 | Residential | No | Behind the Meter | Net-metered residential rooftop and canopy |  | None | SunnyMac LLC | PSE&G | Accepted | 2020-10-02 | 2020-10-06 | 2021-10-30 | Solaredge | SE5000H-US | Inverters | 5000 |  | 1 |  |  | 0.99 |  | Outdoor | Next to Meter
NJSTRE1545658042 |  | Transition Incentive Program | Rahway | 7065 | 10 | 5.76 | Residential | No | Behind the Meter | Net-metered residential rooftop and canopy |  | None | SunnyMac LLC | PSE&G | Accepted | 2020-10-02 | 2020-10-06 | 2021-10-30 | REC | 360-AA Blk | Solar Panels |  | 0.36 | 16 | 257 | 21 |  | Fixed | Roof
NJSTRE1545658064 |  | Transition Incentive Program | Metuchen | 8840 | 11 | 10.2 | Residential | Yes | Behind the Meter | Net-metered residential rooftop and canopy |  | None | Trinity Solar | PSE&G | Accepted | 2020-10-02 | 2020-10-06 | 2021-10-30 | Solar Edge | SE7600 | Inverters | 7600 |  | 1 |  |  | 0.97 |  | Outside | side of home
NJSTRE1545658064 |  | Transition Incentive Program | Metuchen | 8840 | 11 | 10.2 | Residential | Yes | Behind the Meter | Net-metered residential rooftop and canopy |  | None | Trinity Solar | PSE&G | Accepted | 2020-10-02 | 2020-10-06 | 2021-10-30 | Hanwha | Q.PEAK DUO BLK-G6 340 | Solar Panels |  | 0.34 | 13 | 93 | 34 |  | Fixed | Roof
NJSTRE1545658064 |  | Transition Incentive Program | Metuchen | 8840 | 11 | 10.2 | Residential | Yes | Behind the Meter | Net-metered residential rooftop and canopy |  | None | Trinity Solar | PSE&G | Accepted | 2020-10-02 | 2020-10-06 | 2021-10-30 | Hanwha | Q.PEAK DUO BLK-G6 340 | Solar Panels |  | 0.34 | 11 | 273 | 34 |  | Fixed | Roof
NJSTRE1545658064 |  | Transition Incentive Program | Metuchen | 8840 | 11 | 10.2 | Residential | Yes | Behind the Meter | Net-metered residential rooftop and canopy |  | None | Trinity Solar | PSE&G | Accepted | 2020-10-02 | 2020-10-06 | 2021-10-30 | Hanwha | Q.PEAK DUO BLK-G6 340 | Solar Panels |  | 0.34 | 6 | 273 | 34 |  | Fixed | Roof
NJSTRE1545658096 |  | Transition Incentive Program | New Brunswick | 8901 | 11 | 3.96 | Residential | Yes | Behind the Meter | Net-metered residential rooftop and canopy |  | None | Posigen NJ LLC | PSE&G | Accepted | 2020-10-02 | 2020-10-06 | 2021-10-30 | SolarEdge | SE3800H-US | Inverters | 3800 |  | 1 |  |  | 0.99 |  | Outside | within ten feet of meter
NJSTRE1545658096 |  | Transition Incentive Program | New Brunswick | 8901 | 11 | 3.96 | Residential | Yes | Behind the Meter | Net-metered residential rooftop and canopy |  | None | Posigen NJ LLC | PSE&G | Accepted | 2020-10-02 | 2020-10-06 | 2021-10-30 | SIlfab | SIL330HL | Solar Panels |  | 0.33 | 12 | 218 | 28 |  | Fixed | Roof
NJSTRE1545658097 |  | Transition Incentive Program | Swedesboro | 8085 | 15 | 16.66 | Residential | No | Behind the Meter | Net-metered residential rooftop and canopy |  | ACE | Maier Solar Engineering dba Solar Me | AC Electric | Accepted | 2020-10-02 | 2020-10-06 | 2021-10-30 | Enphase | IQ7+ | Inverters | 290 |  | 49 |  |  | 0.96 |  | Outdoor | Next to meter
NJSTRE1545658097 |  | Transition Incentive Program | Swedesboro | 8085 | 15 | 16.66 | Residential | No | Behind the Meter | Net-metered residential rooftop and canopy |  | ACE | Maier Solar Engineering dba Solar Me | AC Electric | Accepted | 2020-10-02 | 2020-10-06 | 2021-10-30 | Hanwha | Q.PEAK DUO BLK-G6 340W | Solar Panels |  | 0.34 | 37 | 216 | 36 |  | Fixed | Roof
NJSTRE1545658097 |  | Transition Incentive Program | Swedesboro | 8085 | 15 | 16.66 | Residential | No | Behind the Meter | Net-metered residential rooftop and canopy |  | ACE | Maier Solar Engineering dba Solar Me | AC Electric | Accepted | 2020-10-02 | 2020-10-06 | 2021-10-30 | Hanwha | Q.PEAK DUO BLK-340W | Solar Panels |  | 0.34 | 12 | 36 | 36 |  | Fixed | Roof
NJSTRE1545658107 |  | Transition Incentive Program | Elizabeth | 7208 | 10 | 5.78 | Residential | Yes | Behind the Meter | Net-metered residential rooftop and canopy |  | None | Trinity Solar | PSE&G | Accepted | 2020-10-02 | 2020-10-06 | 2021-10-30 | Solar Edge | SE5000 | Inverters | 5000 |  | 1 |  |  | 0.97 |  | Outside | side of home
NJSTRE1545658107 |  | Transition Incentive Program | Elizabeth | 7208 | 10 | 5.78 | Residential | Yes | Behind the Meter | Net-metered residential rooftop and canopy |  | None | Trinity Solar | PSE&G | Accepted | 2020-10-02 | 2020-10-06 | 2021-10-30 | Hanwha | Q.PEAK DUO BLK-G6 340 | Solar Panels |  | 0.34 | 11 | 123 | 25 |  | Fixed | Roof
NJSTRE1545658107 |  | Transition Incentive Program | Elizabeth | 7208 | 10 | 5.78 | Residential | Yes | Behind the Meter | Net-metered residential rooftop and canopy |  | None | Trinity Solar | PSE&G | Accepted | 2020-10-02 | 2020-10-06 | 2021-10-30 | Hanwha | Q.PEAK DUO BLK-G6 340 | Solar Panels |  | 0.34 | 6 | 213 | 34 |  | Fixed | Roof
NJSTRE1545658120 |  | Transition Incentive Program | Phillipsburg | 8865 | 2 | 20.3 | Residential | Yes | Behind the Meter | Net-metered residential rooftop and canopy |  | None | Pro Custom Solar dba Momentum Solar | JCP&L | Accepted | 2020-10-02 | 2020-10-06 | 2021-10-30 | Enphase | IQ7Plus-72-2-US | Inverters | 290 |  | 58 |  |  | 0.97 |  | Outdoor | Roof
NJSTRE1545658120 |  | Transition Incentive Program | Phillipsburg | 8865 | 2 | 20.3 | Residential | Yes | Behind the Meter | Net-metered residential rooftop and canopy |  | None | Pro Custom Solar dba Momentum Solar | JCP&L | Accepted | 2020-10-02 | 2020-10-06 | 2021-10-30 | LG ELECTRONICS | LG 350N1C-V5 | Solar Panels |  | 0.35 | 36 | 214 | 14 |  | Fixed | Roof
NJSTRE1545658120 |  | Transition Incentive Program | Phillipsburg | 8865 | 2 | 20.3 | Residential | Yes | Behind the Meter | Net-metered residential rooftop and canopy |  | None | Pro Custom Solar dba Momentum Solar | JCP&L | Accepted | 2020-10-02 | 2020-10-06 | 2021-10-30 | LG ELECTRONICS | LG 350N1C-V5 | Solar Panels |  | 0.35 | 22 | 34 | 15 |  | Fixed | Roof
NJSTRE1545658128 |  | Transition Incentive Program | Lawrence TWP | 8648 | 12 | 10.4 | Residential | No | Behind the Meter | Net-metered residential rooftop and canopy |  | None | EMT Renewables | PSE&G | Accepted | 2020-10-02 | 2020-10-06 | 2021-10-30 | Enphase | IQ7-60-2-US | Inverters | 240 |  | 32 |  |  | 0.97 |  | Outside | under panels
NJSTRE1545658128 |  | Transition Incentive Program | Lawrence TWP | 8648 | 12 | 10.4 | Residential | No | Behind the Meter | Net-metered residential rooftop and canopy |  | None | EMT Renewables | PSE&G | Accepted | 2020-10-02 | 2020-10-06 | 2021-10-30 | Trina | 325-BLK | Solar Panels |  | 0.325 | 26 | 226 | 32 |  | Fixed | Roof
NJSTRE1545658128 |  | Transition Incentive Program | Lawrence TWP | 8648 | 12 | 10.4 | Residential | No | Behind the Meter | Net-metered residential rooftop and canopy |  | None | EMT Renewables | PSE&G | Accepted | 2020-10-02 | 2020-10-06 | 2021-10-30 | Trina | 325-BLK | Solar Panels |  | 0.325 | 6 | 225 | 32 |  | Fixed | Roof
NJSTRE1545658131 |  | Transition Incentive Program | Cherry Hill | 8003 | 14 | 12.92 | Residential | No | Behind the Meter | Net-metered residential rooftop and canopy |  | None | Impact Solar LLC | PSE&G | Accepted | 2020-10-02 | 2020-10-06 | 2021-10-30 | solaredge | solaredge direct | Meters |  |  | 1 |  |  |  | Yes | Indoor
NJSTRE1545658131 |  | Transition Incentive Program | Cherry Hill | 8003 | 14 | 12.92 | Residential | No | Behind the Meter | Net-metered residential rooftop and canopy |  | None | Impact Solar LLC | PSE&G | Accepted | 2020-10-02 | 2020-10-06 | 2021-10-30 | solaredge | SE11400H-US | Inverters | 11400 |  | 1 |  |  | 0.96 |  | Indoor | basement
NJSTRE1545658131 |  | Transition Incentive Program | Cherry Hill | 8003 | 14 | 12.92 | Residential | No | Behind the Meter | Net-metered residential rooftop and canopy |  | None | Impact Solar LLC | PSE&G | Accepted | 2020-10-02 | 2020-10-06 | 2021-10-30 | hanwha | Q.PEAKDUO-G5340 | Solar Panels |  | 0.34 | 19 | 66 | 23 |  | Fixed | Roof
NJSTRE1545658131 |  | Transition Incentive Program | Cherry Hill | 8003 | 14 | 12.92 | Residential | No | Behind the Meter | Net-metered residential rooftop and canopy |  | None | Impact Solar LLC | PSE&G | Accepted | 2020-10-02 | 2020-10-06 | 2021-10-30 | hanwha | Q.PEAKDUO-G5340 | Solar Panels |  | 0.34 | 19 | 246 | 23 |  | Fixed | Roof
NJSTRE1545658133 |  | Transition Incentive Program | South Orange | 7079 | 9 | 3.84 | Residential | Yes | Behind the Meter | Net-metered residential rooftop and canopy |  | None | Posigen NJ LLC | PSE&G | Accepted | 2020-10-02 | 2020-10-06 | 2021-10-30 | SolarEdge | SE3800H-US | Inverters | 3800 |  | 1 |  |  | 0.99 |  | Outside | within ten feet of meter
NJSTRE1545658133 |  | Transition Incentive Program | South Orange | 7079 | 9 | 3.84 | Residential | Yes | Behind the Meter | Net-metered residential rooftop and canopy |  | None | Posigen NJ LLC | PSE&G | Accepted | 2020-10-02 | 2020-10-06 | 2021-10-30 | Silfab | SLA320M | Solar Panels |  | 0.32 | 12 | 46226 | 42 |  | Fixed | Roof
NJSTRE1545658138 |  | Transition Incentive Program | Manahawkin | 8050 | 18 | 7.32 | Residential | No | Behind the Meter | Net-metered residential rooftop and canopy |  | None | Sunrun Installation Services, Inc. | AC Electric | Accepted | 2020-10-02 | 2020-10-06 | 2021-10-30 | Tesla | Powerwall 2 AC | Electric Storage Battery |  |  | 1 |  |  |  | Lithium Ion |  | outside
NJSTRE1545658138 |  | Transition Incentive Program | Manahawkin | 8050 | 18 | 7.32 | Residential | No | Behind the Meter | Net-metered residential rooftop and canopy |  | None | Sunrun Installation Services, Inc. | AC Electric | Accepted | 2020-10-02 | 2020-10-06 | 2021-10-30 | Enphase Energy | IQ7-60-x-US (240V) | Inverters | 240 |  | 24 |  |  | 0.96 |  | Outdoor | Rooftop
NJSTRE1545658138 |  | Transition Incentive Program | Manahawkin | 8050 | 18 | 7.32 | Residential | No | Behind the Meter | Net-metered residential rooftop and canopy |  | None | Sunrun Installation Services, Inc. | AC Electric | Accepted | 2020-10-02 | 2020-10-06 | 2021-10-30 | LONGi Green Energy Technology Co Ltd | LR6-60HPB-305M | Solar Panels |  | 0.305 | 24 | 117 | 23 |  | Fixed | Roof
NJSTRE1545658154 |  | Transition Incentive Program | Secaucus Town | 7094 | 8 | 6.8 | Residential | No | Behind the Meter | Net-metered residential rooftop and canopy |  | None | Green Power Energy | PSE&G | Accepted | 2020-10-02 | 2020-10-06 | 2021-10-30 | Enphase Energy | IQ7PLUS-72-2-US | Inverters | 290 |  | 20 |  |  | 0.975 |  | Outside | next to meter
NJSTRE1545658154 |  | Transition Incentive Program | Secaucus Town | 7094 | 8 | 6.8 | Residential | No | Behind the Meter | Net-metered residential rooftop and canopy |  | None | Green Power Energy | PSE&G | Accepted | 2020-10-02 | 2020-10-06 | 2021-10-30 | Hanwha | Q.PEAK DUO BLK-G6 340 | Solar Panels |  | 0.34 | 20 | 217 | 15 |  | Fixed | Roof
NJSTRE1545658159 |  | Transition Incentive Program | PENNSAUKEN | 8109 | 14 | 4.8 | Residential | Yes | Behind the Meter | Net-metered residential rooftop and canopy |  | None | Vivint Solar Developer, LLC | PSE&G | Accepted | 2020-10-06 | 2020-10-16 | 2021-10-30 | Solar Edge | SE7600H-US | Inverters | 7600 |  | 1 |  |  | 0.992 |  | Outdoor | Near the Utility Meter
NJSTRE1545658159 |  | Transition Incentive Program | PENNSAUKEN | 8109 | 14 | 4.8 | Residential | Yes | Behind the Meter | Net-metered residential rooftop and canopy |  | None | Vivint Solar Developer, LLC | PSE&G | Accepted | 2020-10-06 | 2020-10-16 | 2021-10-30 | JINKO SOLAR | JKM320M-60HBL | Solar Panels |  | 0.32 | 7 | 82 | 35 |  | Fixed | Roof
NJSTRE1545658159 |  | Transition Incentive Program | PENNSAUKEN | 8109 | 14 | 4.8 | Residential | Yes | Behind the Meter | Net-metered residential rooftop and canopy |  | None | Vivint Solar Developer, LLC | PSE&G | Accepted | 2020-10-06 | 2020-10-16 | 2021-10-30 | JINKO SOLAR | JKM320M-60HBL | Solar Panels |  | 0.32 | 8 | 262 | 35 |  | Fixed | Roof
NJSTRE1545658183 |  | Transition Incentive Program | Franklinville | 8322 | 15 | 9.6 | Residential | No | Behind the Meter | Net-metered residential rooftop and canopy |  | None | EMT Renewables | AC Electric | Accepted | 2020-10-02 | 2020-10-06 | 2021-10-30 | Enphase | IQ7-60-2-US | Inverters | 240 |  | 30 |  |  | 0.97 |  | Outside | under panels
NJSTRE1545658183 |  | Transition Incentive Program | Franklinville | 8322 | 15 | 9.6 | Residential | No | Behind the Meter | Net-metered residential rooftop and canopy |  | None | EMT Renewables | AC Electric | Accepted | 2020-10-02 | 2020-10-06 | 2021-10-30 | Trina | 320-BLK | Solar Panels |  | 0.32 | 30 | 111 | 30 |  | Fixed | Roof
NJSTRE1545658184 |  | Transition Incentive Program | Piscataway | 8854 | 11 | 7.26 | Residential | Yes | Behind the Meter | Net-metered residential rooftop and canopy |  | None | Posigen NJ LLC | PSE&G | Accepted | 2020-10-02 | 2020-10-06 | 2021-10-30 | SolarEdge | SE7600H-US | Inverters | 7600 |  | 1 |  |  | 0.99 |  | Outside | within ten feet of meter
NJSTRE1545658184 |  | Transition Incentive Program | Piscataway | 8854 | 11 | 7.26 | Residential | Yes | Behind the Meter | Net-metered residential rooftop and canopy |  | None | Posigen NJ LLC | PSE&G | Accepted | 2020-10-02 | 2020-10-06 | 2021-10-30 | Silfab | SIL330NL | Solar Panels |  | 0.33 | 22 | 152242 | 17 |  | Fixed | Roof
NJSTRE1545658204 |  | Transition Incentive Program | Ventnor City | 8406 | 19 | 6.65 | Residential | Yes | Behind the Meter | Net-metered residential rooftop and canopy |  | None | Pro Custom Solar dba Momentum Solar | AC Electric | Accepted | 2020-10-02 | 2020-10-06 | 2021-10-30 | Enphase | IQ7Plus-72-2-US | Inverters | 290 |  | 19 |  |  | 0.97 |  | Outdoor | Roof
NJSTRE1545658204 |  | Transition Incentive Program | Ventnor City | 8406 | 19 | 6.65 | Residential | Yes | Behind the Meter | Net-metered residential rooftop and canopy |  | None | Pro Custom Solar dba Momentum Solar | AC Electric | Accepted | 2020-10-02 | 2020-10-06 | 2021-10-30 | LG ELECTRONICS | LG 350N1C-V5 | Solar Panels |  | 0.35 | 5 | 238 | 31 |  | Fixed | Roof
NJSTRE1545658204 |  | Transition Incentive Program | Ventnor City | 8406 | 19 | 6.65 | Residential | Yes | Behind the Meter | Net-metered residential rooftop and canopy |  | None | Pro Custom Solar dba Momentum Solar | AC Electric | Accepted | 2020-10-02 | 2020-10-06 | 2021-10-30 | LG ELECTRONICS | LG 350N1C-V5 | Solar Panels |  | 0.35 | 9 | 148 | 30 |  | Fixed | Roof
NJSTRE1545658204 |  | Transition Incentive Program | Ventnor City | 8406 | 19 | 6.65 | Residential | Yes | Behind the Meter | Net-metered residential rooftop and canopy |  | None | Pro Custom Solar dba Momentum Solar | AC Electric | Accepted | 2020-10-02 | 2020-10-06 | 2021-10-30 | LG ELECTRONICS | LG 350N1C-V5 | Solar Panels |  | 0.35 | 5 | 328 | 30 |  | Fixed | Roof
NJSTRE1545658227 |  | Transition Incentive Program | Kendall Park | 8824 | 11 | 6.37 | Residential | No | Behind the Meter | Net-metered residential rooftop and canopy |  | None | Whitman Construction, LLC | PSE&G | Accepted | 2020-10-02 | 2020-10-06 | 2021-10-30 | ENPHASE ENERGY | IQ7-60-2-US | Inverters | 240 |  | 19 |  |  | 0.975 |  | Outdoor | microinverters located under modules
NJSTRE1545658227 |  | Transition Incentive Program | Kendall Park | 8824 | 11 | 6.37 | Residential | No | Behind the Meter | Net-metered residential rooftop and canopy |  | None | Whitman Construction, LLC | PSE&G | Accepted | 2020-10-02 | 2020-10-06 | 2021-10-30 | LG 335 | LG335N1C-V5 | Solar Panels |  | 0.335 | 19 | 159 | 30 |  | Fixed | Roof
NJSTRE1545658231 |  | Transition Incentive Program | Somerdale | 8083 | 14 | 8.45 | Residential | Yes | Behind the Meter | Net-metered residential rooftop and canopy |  | None | RCL Enterprises Inc. | PSE&G | Accepted | 2020-10-02 | 2020-10-06 | 2021-10-30 | enphase | iq7 | Inverters | 240 |  | 26 |  |  | 0.96 |  | Outdoor | under panels
NJSTRE1545658231 |  | Transition Incentive Program | Somerdale | 8083 | 14 | 8.45 | Residential | Yes | Behind the Meter | Net-metered residential rooftop and canopy |  | None | RCL Enterprises Inc. | PSE&G | Accepted | 2020-10-02 | 2020-10-06 | 2021-10-30 | Trina Solar | TSM-325DD06M | Solar Panels |  | 0.325 | 18 | 145 | 11 |  | Fixed | Roof
NJSTRE1545658231 |  | Transition Incentive Program | Somerdale | 8083 | 14 | 8.45 | Residential | Yes | Behind the Meter | Net-metered residential rooftop and canopy |  | None | RCL Enterprises Inc. | PSE&G | Accepted | 2020-10-02 | 2020-10-06 | 2021-10-30 | Trina Solar | TSM-325DD06M | Solar Panels |  | 0.325 | 8 | 235 | 11 |  | Fixed | Roof
NJSTRE1545658275 |  | Transition Incentive Program | Newfield | 8344 | 15 | 9.92 | Residential | Yes | Behind the Meter | Net-metered residential rooftop and canopy |  | None | Vivint Solar Developer, LLC | AC Electric | Accepted | 2020-10-06 | 2020-10-06 | 2021-10-30 | Solar Edge | SE7600H-US | Inverters | 7600 |  | 1 |  |  | 0.992 |  | Outdoor | Near the Utility Meter
NJSTRE1545658275 |  | Transition Incentive Program | Newfield | 8344 | 15 | 9.92 | Residential | Yes | Behind the Meter | Net-metered residential rooftop and canopy |  | None | Vivint Solar Developer, LLC | AC Electric | Accepted | 2020-10-06 | 2020-10-06 | 2021-10-30 | JINKO SOLAR | JKM320M-60HBL | Solar Panels |  | 0.32 | 19 | 187 | 23 |  | Fixed | Roof
NJSTRE1545658275 |  | Transition Incentive Program | Newfield | 8344 | 15 | 9.92 | Residential | Yes | Behind the Meter | Net-metered residential rooftop and canopy |  | None | Vivint Solar Developer, LLC | AC Electric | Accepted | 2020-10-06 | 2020-10-06 | 2021-10-30 | JINKO SOLAR | JKM320M-60HBL | Solar Panels |  | 0.32 | 12 | 187 | 18 |  | Fixed | Roof
NJSTRE1545658278 |  | Transition Incentive Program | Rahway | 7065 | 10 | 12.25 | Residential | No | Behind the Meter | Net-metered residential rooftop and canopy |  | None | Pro Custom Solar dba Momentum Solar | PSE&G | Accepted | 2020-10-02 | 2020-10-06 | 2021-10-30 | Enphase | IQ7Plus-72-2-US | Inverters | 290 |  | 35 |  |  | 0.97 |  | Outdoor | Roof
NJSTRE1545658278 |  | Transition Incentive Program | Rahway | 7065 | 10 | 12.25 | Residential | No | Behind the Meter | Net-metered residential rooftop and canopy |  | None | Pro Custom Solar dba Momentum Solar | PSE&G | Accepted | 2020-10-02 | 2020-10-06 | 2021-10-30 | LG ELECTRONICS | LG 350N1C-V5 | Solar Panels |  | 0.35 | 23 | 130 | 21 |  | Fixed | Roof
NJSTRE1545658278 |  | Transition Incentive Program | Rahway | 7065 | 10 | 12.25 | Residential | No | Behind the Meter | Net-metered residential rooftop and canopy |  | None | Pro Custom Solar dba Momentum Solar | PSE&G | Accepted | 2020-10-02 | 2020-10-06 | 2021-10-30 | LG ELECTRONICS | LG 350N1C-V5 | Solar Panels |  | 0.35 | 12 | 310 | 20 |  | Fixed | Roof
NJSTRE1545658431 |  | Transition Incentive Program | Bordentown | 8505 | 13 | 3.96 | Residential | Yes | Behind the Meter | Net-metered residential rooftop and canopy |  | None | Posigen NJ LLC | PSE&G | Accepted | 2020-10-02 | 2020-10-06 | 2021-10-30 | SolarEdge | SE3800H-US | Inverters | 3800 |  | 1 |  |  | 0.99 |  | Outside | within ten feet of meter
NJSTRE1545658431 |  | Transition Incentive Program | Bordentown | 8505 | 13 | 3.96 | Residential | Yes | Behind the Meter | Net-metered residential rooftop and canopy |  | None | Posigen NJ LLC | PSE&G | Accepted | 2020-10-02 | 2020-10-06 | 2021-10-30 | Silfab | SIL330NL | Solar Panels |  | 0.33 | 12 | 149329 | 33 |  | Fixed | Roof
NJSTRE1545658433 |  | Transition Incentive Program | Passaic City | 7055 | 6 | 303.76 | Commercial | No | Behind the Meter | Net-metered non-residential rooftop and canopy |  | None | Intira | PSE&G | Accepted | 2020-10-02 | 2020-10-06 | 2021-10-30 | Continental Control Systems (CCS) | WND-WR-MB | Meters | 4VA |  | 1 |  |  |  | Yes | Outdoor
NJSTRE1545658433 |  | Transition Incentive Program | Passaic City | 7055 | 6 | 303.76 | Commercial | No | Behind the Meter | Net-metered non-residential rooftop and canopy |  | None | Intira | PSE&G | Accepted | 2020-10-02 | 2020-10-06 | 2021-10-30 | CPS | SCA25KTL-DO/US | Inverters | 25000 |  | 2 |  |  | 0.985 |  | Outdoor | Wall Mounted
NJSTRE1545658433 |  | Transition Incentive Program | Passaic City | 7055 | 6 | 303.76 | Commercial | No | Behind the Meter | Net-metered non-residential rooftop and canopy |  | None | Intira | PSE&G | Accepted | 2020-10-02 | 2020-10-06 | 2021-10-30 | CPS | SCA50KTL-DO/US | Inverters | 50000 |  | 3 |  |  | 0.985 |  | Outdoor | Wall Mounted
NJSTRE1545658433 |  | Transition Incentive Program | Passaic City | 7055 | 6 | 303.76 | Commercial | No | Behind the Meter | Net-metered non-residential rooftop and canopy |  | None | Intira | PSE&G | Accepted | 2020-10-02 | 2020-10-06 | 2021-10-30 | CPS | SCA60KTL-DO/US | Inverters | 60000 |  | 1 |  |  | 0.985 |  | Outdoor | Wall Mounted
NJSTRE1545658433 |  | Transition Incentive Program | Passaic City | 7055 | 6 | 303.76 | Commercial | No | Behind the Meter | Net-metered non-residential rooftop and canopy |  | None | Intira | PSE&G | Accepted | 2020-10-02 | 2020-10-06 | 2021-10-30 | Trina | TSM-DE15H(II) [395] | Solar Panels |  | 0.395 | 769 | 215, 305, 125 degrees | 23 |  | Fixed | Roof
NJSTRE1545662246 |  | Transition Incentive Program | South Orange | 7079 | 9 | 5.19 | Residential | Yes | Behind the Meter | Net-metered residential rooftop and canopy |  | None | Sunrun Installation Services, Inc. | PSE&G | Accepted | 2020-10-02 | 2020-10-09 | 2021-10-30 | Enphase Energy | IQ7-60-x-US (240V) | Inverters | 240 |  | 17 |  |  | 0.96 |  | Outdoor | Rooftop
NJSTRE1545662246 |  | Transition Incentive Program | South Orange | 7079 | 9 | 5.19 | Residential | Yes | Behind the Meter | Net-metered residential rooftop and canopy |  | None | Sunrun Installation Services, Inc. | PSE&G | Accepted | 2020-10-02 | 2020-10-09 | 2021-10-30 | LONGi Green Energy Technology Co Ltd | LR6-60HPB-305M | Solar Panels |  | 0.305 | 10 | 36 | 43 |  | Fixed | Roof
NJSTRE1545662246 |  | Transition Incentive Program | South Orange | 7079 | 9 | 5.19 | Residential | Yes | Behind the Meter | Net-metered residential rooftop and canopy |  | None | Sunrun Installation Services, Inc. | PSE&G | Accepted | 2020-10-02 | 2020-10-09 | 2021-10-30 | LONGi Green Energy Technology Co Ltd | LR6-60HPB-305M | Solar Panels |  | 0.305 | 7 | 215 | 43 |  | Fixed | Roof
NJSTRE1545663977 |  | Transition Incentive Program | Cape May | 8204 | 21 | 7.26 | Residential | Yes | Behind the Meter | Net-metered residential rooftop and canopy |  | None | Posigen NJ LLC | AC Electric | Accepted | 2020-10-02 | 2020-10-06 | 2021-10-30 | SolarEdge | SE7600H-US | Inverters | 7600 |  | 1 |  |  | 0.99 |  | Outside | within ten feet of meter
NJSTRE1545663977 |  | Transition Incentive Program | Cape May | 8204 | 21 | 7.26 | Residential | Yes | Behind the Meter | Net-metered residential rooftop and canopy |  | None | Posigen NJ LLC | AC Electric | Accepted | 2020-10-02 | 2020-10-06 | 2021-10-30 | Silfab | SIL330HL | Solar Panels |  | 0.33 | 22 | 73163253 | 26 |  | Fixed | Roof
NJSTRE1545663988 |  | Transition Incentive Program | Kendall Park | 8824 | 11 | 6.6 | Residential | No | Behind the Meter | Net-metered residential rooftop and canopy |  | None | Whitman Construction, LLC | PSE&G | Accepted | 2020-10-02 | 2020-10-06 | 2021-10-30 | enphase | iq7x-96-2-us | Inverters | 315 |  | 20 |  |  | 0.975 |  | Outdoor | microinverters located under modules
NJSTRE1545663988 |  | Transition Incentive Program | Kendall Park | 8824 | 11 | 6.6 | Residential | No | Behind the Meter | Net-metered residential rooftop and canopy |  | None | Whitman Construction, LLC | PSE&G | Accepted | 2020-10-02 | 2020-10-06 | 2021-10-30 | panasonic | vbh330sa16 | Solar Panels |  | 0.33 | 20 | 172 | 30 |  | Fixed | Roof
NJSTRE1545663997 |  | Transition Incentive Program | Mount Holly | 8060 | 13 | 7.35 | Residential | Yes | Behind the Meter | Net-metered residential rooftop and canopy |  | None | Pro Custom Solar dba Momentum Solar | PSE&G | Accepted | 2020-10-02 | 2020-10-06 | 2021-10-30 | Enphase | IQ7Plus-72-2-US | Inverters | 290 |  | 21 |  |  | 0.97 |  | Outdoor | Roof
NJSTRE1545663997 |  | Transition Incentive Program | Mount Holly | 8060 | 13 | 7.35 | Residential | Yes | Behind the Meter | Net-metered residential rooftop and canopy |  | None | Pro Custom Solar dba Momentum Solar | PSE&G | Accepted | 2020-10-02 | 2020-10-06 | 2021-10-30 | LG ELECTRONICS | LG 350N1C-V5 | Solar Panels |  | 0.35 | 6 | 25 | 25 |  | Fixed | Roof
NJSTRE1545663997 |  | Transition Incentive Program | Mount Holly | 8060 | 13 | 7.35 | Residential | Yes | Behind the Meter | Net-metered residential rooftop and canopy |  | None | Pro Custom Solar dba Momentum Solar | PSE&G | Accepted | 2020-10-02 | 2020-10-06 | 2021-10-30 | LG ELECTRONICS | LG 350N1C-V5 | Solar Panels |  | 0.35 | 6 | 205 | 23 |  | Fixed | Roof
NJSTRE1545663997 |  | Transition Incentive Program | Mount Holly | 8060 | 13 | 7.35 | Residential | Yes | Behind the Meter | Net-metered residential rooftop and canopy |  | None | Pro Custom Solar dba Momentum Solar | PSE&G | Accepted | 2020-10-02 | 2020-10-06 | 2021-10-30 | LG ELECTRONICS | LG 350N1C-V5 | Solar Panels |  | 0.35 | 4 | 115 | 23 |  | Fixed | Roof
NJSTRE1545663997 |  | Transition Incentive Program | Mount Holly | 8060 | 13 | 7.35 | Residential | Yes | Behind the Meter | Net-metered residential rooftop and canopy |  | None | Pro Custom Solar dba Momentum Solar | PSE&G | Accepted | 2020-10-02 | 2020-10-06 | 2021-10-30 | LG ELECTRONICS | LG 350N1C-V5 | Solar Panels |  | 0.35 | 5 | 295 | 24 |  | Fixed | Roof
NJSTRE1545664002 |  | Transition Incentive Program | Vineland | 8360 | 20 | 6.03 | Residential | No | Behind the Meter | Net-metered residential rooftop and canopy |  | None | Vision Solar LLC | AC Electric | Accepted | 2020-10-02 | 2020-10-06 | 2021-10-30 | ENPHASE | IQ7-60-2-US | Inverters | 0.24 |  | 18 |  |  | 0.96 |  | Other | BEHIND EACH PANEL
NJSTRE1545664002 |  | Transition Incentive Program | Vineland | 8360 | 20 | 6.03 | Residential | No | Behind the Meter | Net-metered residential rooftop and canopy |  | None | Vision Solar LLC | AC Electric | Accepted | 2020-10-02 | 2020-10-06 | 2021-10-30 | HANWHA Q-CELLS | Q.PEAK DUO-G6+ 335 | Solar Panels |  | 0.335 | 4 | 317 | 25 |  | Fixed | Roof
NJSTRE1545664002 |  | Transition Incentive Program | Vineland | 8360 | 20 | 6.03 | Residential | No | Behind the Meter | Net-metered residential rooftop and canopy |  | None | Vision Solar LLC | AC Electric | Accepted | 2020-10-02 | 2020-10-06 | 2021-10-30 | HANWHA Q-CELLS | Q.PEAK DUO-G6+ 335 | Solar Panels |  | 0.335 | 14 | 137 | 25 |  | Fixed | Roof
NJSTRE1545664008 |  | Transition Incentive Program | Orange | 7050 | 9 | 7.04 | Residential | Yes | Behind the Meter | Net-metered residential rooftop and canopy |  | None | Vivint Solar Developer, LLC | PSE&G | Accepted | 2020-10-06 | 2020-10-06 | 2021-10-30 | Solar Edge | SE7600H-US | Inverters | 7600 |  | 1 |  |  | 0.992 |  | Outdoor | Near the Utility Meter
NJSTRE1545664008 |  | Transition Incentive Program | Orange | 7050 | 9 | 7.04 | Residential | Yes | Behind the Meter | Net-metered residential rooftop and canopy |  | None | Vivint Solar Developer, LLC | PSE&G | Accepted | 2020-10-06 | 2020-10-06 | 2021-10-30 | JINKO SOLAR | JKM320M-60HBL | Solar Panels |  | 0.32 | 22 | 110 | 34 |  | Fixed | Roof
NJSTRE1545664009 |  | Transition Incentive Program | Paterson | 7503 | 6 | 11.56 | Residential | Yes | Behind the Meter | Net-metered residential rooftop and canopy |  | None | Trinity Solar | PSE&G | Accepted | 2020-10-02 | 2020-10-06 | 2021-10-30 | solar edge | SE10000 | Inverters | 10000 |  | 1 |  |  | 0.97 |  | Outside | side of home
NJSTRE1545664009 |  | Transition Incentive Program | Paterson | 7503 | 6 | 11.56 | Residential | Yes | Behind the Meter | Net-metered residential rooftop and canopy |  | None | Trinity Solar | PSE&G | Accepted | 2020-10-02 | 2020-10-06 | 2021-10-30 | Hanwha | Q.PEAK DUO BLK-G6 340 | Solar Panels |  | 0.34 | 10 | 256 | 40 |  | Fixed | Roof
NJSTRE1545664009 |  | Transition Incentive Program | Paterson | 7503 | 6 | 11.56 | Residential | Yes | Behind the Meter | Net-metered residential rooftop and canopy |  | None | Trinity Solar | PSE&G | Accepted | 2020-10-02 | 2020-10-06 | 2021-10-30 | Hanwha | Q.PEAK DUO BLK-G6 340 | Solar Panels |  | 0.34 | 6 | 166 | 23 |  | Fixed | Roof
NJSTRE1545664009 |  | Transition Incentive Program | Paterson | 7503 | 6 | 11.56 | Residential | Yes | Behind the Meter | Net-metered residential rooftop and canopy |  | None | Trinity Solar | PSE&G | Accepted | 2020-10-02 | 2020-10-06 | 2021-10-30 | Hanwha | Q.PEAK DUO BLK-G6 340 | Solar Panels |  | 0.34 | 18 | 14 | 256 |  | Fixed | Roof
NJSTRE1545664011 |  | Transition Incentive Program | Kendall Park | 8824 | 11 | 7.92 | Residential | No | Behind the Meter | Net-metered residential rooftop and canopy |  | None | Whitman Construction, LLC | PSE&G | Accepted | 2020-10-02 | 2020-10-06 | 2021-10-30 | enphase energy | iq7x-96-2-us | Inverters | 315 |  | 24 |  |  | 0.975 |  | Outdoor | microinverter located under modules
NJSTRE1545664011 |  | Transition Incentive Program | Kendall Park | 8824 | 11 | 7.92 | Residential | No | Behind the Meter | Net-metered residential rooftop and canopy |  | None | Whitman Construction, LLC | PSE&G | Accepted | 2020-10-02 | 2020-10-06 | 2021-10-30 | panasonic | vbhn330sa16 | Solar Panels |  | 0.33 | 24 | 252 | 30 |  | Fixed | Roof
NJSTRE1545664026 |  | Transition Incentive Program | WILLINGBORO | 8046 | 13 | 8.16 | Residential | Yes | Behind the Meter | Net-metered residential rooftop and canopy |  | None | Trinity Solar | PSE&G | Accepted | 2020-10-02 | 2020-10-06 | 2021-10-30 | Solar Edge | SE7600H-US000BNC4 | Inverters | 7600 |  | 1 |  |  | 0.97 |  | Outdoor | side of home
NJSTRE1545664026 |  | Transition Incentive Program | WILLINGBORO | 8046 | 13 | 8.16 | Residential | Yes | Behind the Meter | Net-metered residential rooftop and canopy |  | None | Trinity Solar | PSE&G | Accepted | 2020-10-02 | 2020-10-06 | 2021-10-30 | HANWHA | Q.PEAK DUO BLK-G6 340 | Solar Panels |  | 0.34 | 17 | 141 | 23 |  | Fixed | Roof
NJSTRE1545664026 |  | Transition Incentive Program | WILLINGBORO | 8046 | 13 | 8.16 | Residential | Yes | Behind the Meter | Net-metered residential rooftop and canopy |  | None | Trinity Solar | PSE&G | Accepted | 2020-10-02 | 2020-10-06 | 2021-10-30 | HANWHA | Q.PEAK DUO BLK-G6 340 | Solar Panels |  | 0.34 | 7 | 231 | 23 |  | Fixed | Roof
NJSTRE1545664028 |  | Transition Incentive Program | ELIZABETH | 7206 | 10 | 5.76 | Residential | Yes | Behind the Meter | Net-metered residential rooftop and canopy |  | None | Vivint Solar Developer, LLC | PSE&G | Accepted | 2020-10-06 | 2020-10-06 | 2021-10-30 | Solar Edge | SE7600H-US | Inverters | 7600 |  | 1 |  |  | 0.992 |  | Outdoor | Near the Utility Meter
NJSTRE1545664028 |  | Transition Incentive Program | ELIZABETH | 7206 | 10 | 5.76 | Residential | Yes | Behind the Meter | Net-metered residential rooftop and canopy |  | None | Vivint Solar Developer, LLC | PSE&G | Accepted | 2020-10-06 | 2020-10-06 | 2021-10-30 | JINKO SOLAR | JKM320M-60HBL | Solar Panels |  | 0.32 | 18 | 234 | 41 |  | Fixed | Roof
NJSTRE1545664054 |  | Transition Incentive Program | Williamstown | 8094 | 15 | 9.18 | Residential | No | Behind the Meter | Net-metered residential rooftop and canopy |  | None | Trinity Solar | AC Electric | Accepted | 2020-10-02 | 2020-10-06 | 2021-10-30 | Solar edge | SE7600 | Inverters | 7600 |  | 1 |  |  | 0.97 |  | Outside | side of home
NJSTRE1545664054 |  | Transition Incentive Program | Williamstown | 8094 | 15 | 9.18 | Residential | No | Behind the Meter | Net-metered residential rooftop and canopy |  | None | Trinity Solar | AC Electric | Accepted | 2020-10-02 | 2020-10-06 | 2021-10-30 | Hanwha | Q.PEAK DUO BLK-G6 340 | Solar Panels |  | 0.34 | 12 | 178 | 26 |  | Fixed | Roof
NJSTRE1545664054 |  | Transition Incentive Program | Williamstown | 8094 | 15 | 9.18 | Residential | No | Behind the Meter | Net-metered residential rooftop and canopy |  | None | Trinity Solar | AC Electric | Accepted | 2020-10-02 | 2020-10-06 | 2021-10-30 | Hanwha | Q.PEAK DUO BLK-G6 340 | Solar Panels |  | 0.34 | 11 | 358 | 26 |  | Fixed | Roof
NJSTRE1545664054 |  | Transition Incentive Program | Williamstown | 8094 | 15 | 9.18 | Residential | No | Behind the Meter | Net-metered residential rooftop and canopy |  | None | Trinity Solar | AC Electric | Accepted | 2020-10-02 | 2020-10-06 | 2021-10-30 | Hanwha | Q.PEAK DUO BLK-G6 340 | Solar Panels |  | 0.34 | 4 | 178 | 26 |  | Fixed | Roof
NJSTRE1545664071 |  | Transition Incentive Program | West Creek | 8092 | 18 | 5.76 | Residential | No | Behind the Meter | Net-metered residential rooftop and canopy |  | None | Vivint Solar Developer, LLC | AC Electric | Accepted | 2020-10-06 | 2020-10-07 | 2021-10-30 | Solar Edge | SE3800H-US | Inverters | 3800 |  | 1 |  |  | 0.992 |  | Outdoor | Near the Utility Meter
NJSTRE1545664071 |  | Transition Incentive Program | West Creek | 8092 | 18 | 5.76 | Residential | No | Behind the Meter | Net-metered residential rooftop and canopy |  | None | Vivint Solar Developer, LLC | AC Electric | Accepted | 2020-10-06 | 2020-10-07 | 2021-10-30 | JINKO SOLAR | JKM320M-60HBL | Solar Panels |  | 0.32 | 11 | 217 | 44 |  | Fixed | Roof
NJSTRE1545664071 |  | Transition Incentive Program | West Creek | 8092 | 18 | 5.76 | Residential | No | Behind the Meter | Net-metered residential rooftop and canopy |  | None | Vivint Solar Developer, LLC | AC Electric | Accepted | 2020-10-06 | 2020-10-07 | 2021-10-30 | JINKO SOLAR | JKM320M-60HBL | Solar Panels |  | 0.32 | 7 | 217 | 44 |  | Fixed | Roof
NJSTRE1545664075 |  | Transition Incentive Program | Piscataway | 8854 | 11 | 8.38 | Residential | Yes | Behind the Meter | Net-metered residential rooftop and canopy |  | None | Vision Solar LLC | PSE&G | Accepted | 2020-10-02 | 2020-10-06 | 2021-10-30 | ENPHASE | IQ7-60-2-US | Inverters | 0.24 |  | 25 |  |  | 0.96 |  | Other | BEHIND EACH PANEL
NJSTRE1545664075 |  | Transition Incentive Program | Piscataway | 8854 | 11 | 8.38 | Residential | Yes | Behind the Meter | Net-metered residential rooftop and canopy |  | None | Vision Solar LLC | PSE&G | Accepted | 2020-10-02 | 2020-10-06 | 2021-10-30 | IQ7-60-2-US | Q.PEAK DUO-G6+ 335 | Solar Panels |  | 0.335 | 6 | 233 | 24 |  | Fixed | Roof
NJSTRE1545664075 |  | Transition Incentive Program | Piscataway | 8854 | 11 | 8.38 | Residential | Yes | Behind the Meter | Net-metered residential rooftop and canopy |  | None | Vision Solar LLC | PSE&G | Accepted | 2020-10-02 | 2020-10-06 | 2021-10-30 | Q.PEAK DUO-G6+ 335 | Q.PEAK DUO-G6+ 335 | Solar Panels |  | 0.335 | 1 | 233 | 10 |  | Fixed | Roof
NJSTRE1545664075 |  | Transition Incentive Program | Piscataway | 8854 | 11 | 8.38 | Residential | Yes | Behind the Meter | Net-metered residential rooftop and canopy |  | None | Vision Solar LLC | PSE&G | Accepted | 2020-10-02 | 2020-10-06 | 2021-10-30 | HANWHA Q-CELLS | Q.PEAK DUO-G6+ 335 | Solar Panels |  | 0.335 | 18 | 233 | 24 |  | Fixed | Roof
NJSTRE1545664086 |  | Transition Incentive Program | North Wildwood | 8260 | 21 | 11.22 | Residential | No | Behind the Meter | Net-metered residential rooftop and canopy |  | None | Castle Energy, LLC | AC Electric | Accepted | 2020-10-02 | 2020-10-06 | 2021-10-30 | Enphase Energy | IQ7-60-2-US | Inverters | 240 |  | 33 |  |  | 0.967 |  | Outdoor | on the rooftop under each solar panel
NJSTRE1545664086 |  | Transition Incentive Program | North Wildwood | 8260 | 21 | 11.22 | Residential | No | Behind the Meter | Net-metered residential rooftop and canopy |  | None | Castle Energy, LLC | AC Electric | Accepted | 2020-10-02 | 2020-10-06 | 2021-10-30 | Hanwha Q-Cells | Q.Peak DUO BLK-G6 340 | Solar Panels |  | 0.34 | 16 | 133 | 25 |  | Fixed | Roof
NJSTRE1545664086 |  | Transition Incentive Program | North Wildwood | 8260 | 21 | 11.22 | Residential | No | Behind the Meter | Net-metered residential rooftop and canopy |  | None | Castle Energy, LLC | AC Electric | Accepted | 2020-10-02 | 2020-10-06 | 2021-10-30 | Hanwha Q-Cells | Q.Peak DUO BLK-G6 340 | Solar Panels |  | 0.34 | 10 | 313 | 25 |  | Fixed | Roof
NJSTRE1545664086 |  | Transition Incentive Program | North Wildwood | 8260 | 21 | 11.22 | Residential | No | Behind the Meter | Net-metered residential rooftop and canopy |  | None | Castle Energy, LLC | AC Electric | Accepted | 2020-10-02 | 2020-10-06 | 2021-10-30 | Hanwha Q-Cells | Q.Peak DUO BLK-G6 340 | Solar Panels |  | 0.34 | 7 | 223 | 24 |  | Fixed | Roof
NJSTRE1545664089 |  | Transition Incentive Program | Monroe | 8831 | 11 | 16.1 | Residential | Yes | Behind the Meter | Net-metered residential rooftop and canopy |  | None | Pro Custom Solar dba Momentum Solar | JCP&L | Accepted | 2020-10-02 | 2020-10-06 | 2021-10-30 | Enphase | IQ7Plus-72-2-US | Inverters | 290 |  | 46 |  |  | 0.97 |  | Outdoor | Roof
NJSTRE1545664089 |  | Transition Incentive Program | Monroe | 8831 | 11 | 16.1 | Residential | Yes | Behind the Meter | Net-metered residential rooftop and canopy |  | None | Pro Custom Solar dba Momentum Solar | JCP&L | Accepted | 2020-10-02 | 2020-10-06 | 2021-10-30 | LG ELECTRONICS | LG 350N1C-V5 | Solar Panels |  | 0.35 | 11 | 5 | 31 |  | Fixed | Roof
NJSTRE1545664089 |  | Transition Incentive Program | Monroe | 8831 | 11 | 16.1 | Residential | Yes | Behind the Meter | Net-metered residential rooftop and canopy |  | None | Pro Custom Solar dba Momentum Solar | JCP&L | Accepted | 2020-10-02 | 2020-10-06 | 2021-10-30 | LG ELECTRONICS | LG 350N1C-V5 | Solar Panels |  | 0.35 | 5 | 275 | 37 |  | Fixed | Roof
NJSTRE1545664089 |  | Transition Incentive Program | Monroe | 8831 | 11 | 16.1 | Residential | Yes | Behind the Meter | Net-metered residential rooftop and canopy |  | None | Pro Custom Solar dba Momentum Solar | JCP&L | Accepted | 2020-10-02 | 2020-10-06 | 2021-10-30 | LG ELECTRONICS | LG 350N1C-V5 | Solar Panels |  | 0.35 | 12 | 185 | 32 |  | Fixed | Roof
NJSTRE1545664089 |  | Transition Incentive Program | Monroe | 8831 | 11 | 16.1 | Residential | Yes | Behind the Meter | Net-metered residential rooftop and canopy |  | None | Pro Custom Solar dba Momentum Solar | JCP&L | Accepted | 2020-10-02 | 2020-10-06 | 2021-10-30 | LG ELECTRONICS | LG 350N1C-V5 | Solar Panels |  | 0.35 | 7 | 275 | 39 |  | Fixed | Roof
NJSTRE1545664089 |  | Transition Incentive Program | Monroe | 8831 | 11 | 16.1 | Residential | Yes | Behind the Meter | Net-metered residential rooftop and canopy |  | None | Pro Custom Solar dba Momentum Solar | JCP&L | Accepted | 2020-10-02 | 2020-10-06 | 2021-10-30 | LG ELECTRONICS | LG 350N1C-V5 | Solar Panels |  | 0.35 | 5 | 275 | 37 |  | Fixed | Roof
NJSTRE1545664089 |  | Transition Incentive Program | Monroe | 8831 | 11 | 16.1 | Residential | Yes | Behind the Meter | Net-metered residential rooftop and canopy |  | None | Pro Custom Solar dba Momentum Solar | JCP&L | Accepted | 2020-10-02 | 2020-10-06 | 2021-10-30 | LG ELECTRONICS | LG 350N1C-V5 | Solar Panels |  | 0.35 | 6 | 185 | 32 |  | Fixed | Roof
NJSTRE1545664116 |  | Transition Incentive Program | Manasquan | 8736 | 17 | 12.58 | Residential | No | Behind the Meter | Net-metered residential rooftop and canopy |  | None | Trinity Solar | JCP&L | Accepted | 2020-10-02 | 2020-10-06 | 2021-10-30 | Solar Edge | SE10000 | Inverters | 10000 |  | 1 |  |  | 0.97 |  | Outside | side of home
NJSTRE1545664116 |  | Transition Incentive Program | Manasquan | 8736 | 17 | 12.58 | Residential | No | Behind the Meter | Net-metered residential rooftop and canopy |  | None | Trinity Solar | JCP&L | Accepted | 2020-10-02 | 2020-10-06 | 2021-10-30 | Hanwha | Q.PEAK DUO BLK-G6 340 | Solar Panels |  | 0.34 | 31 | 155 | 16 |  | Fixed | Roof
NJSTRE1545664116 |  | Transition Incentive Program | Manasquan | 8736 | 17 | 12.58 | Residential | No | Behind the Meter | Net-metered residential rooftop and canopy |  | None | Trinity Solar | JCP&L | Accepted | 2020-10-02 | 2020-10-06 | 2021-10-30 | Hanwha | Q.PEAK DUO BLK-G6 340 | Solar Panels |  | 0.34 | 6 | 155 | 7 |  | Fixed | Roof
NJSTRE1545664131 |  | Transition Incentive Program | Clifton | 7013 | 6 | 7.82 | Residential | Yes | Behind the Meter | Net-metered residential rooftop and canopy |  | None | Trinity Solar | PSE&G | Accepted | 2020-10-02 | 2020-10-06 | 2021-10-30 | SOLAR EDGE | SE6000H-US | Inverters | 600 |  | 1 |  |  | 0.97 |  | Outside | SIDE OF HOME
NJSTRE1545664131 |  | Transition Incentive Program | Clifton | 7013 | 6 | 7.82 | Residential | Yes | Behind the Meter | Net-metered residential rooftop and canopy |  | None | Trinity Solar | PSE&G | Accepted | 2020-10-02 | 2020-10-06 | 2021-10-30 | HANWHA 340 (Q.PEAK DUO BLK-G6 340) | HANWHA 340 (Q.PEAK DUO BLK-G6 340) | Solar Panels |  | 0.34 | 23 | 123 | 40 |  | Fixed | Roof
NJSTRE1545664135 |  | Transition Incentive Program | Plainfield | 7063 | 10 | 5.78 | Residential | Yes | Behind the Meter | Net-metered residential rooftop and canopy |  | None | Trinity Solar | PSE&G | Accepted | 2020-10-02 | 2020-10-06 | 2021-10-30 | solar edge | SE5000 | Inverters | 5000 |  | 1 |  |  | 0.97 |  | Outside | side of home
NJSTRE1545664135 |  | Transition Incentive Program | Plainfield | 7063 | 10 | 5.78 | Residential | Yes | Behind the Meter | Net-metered residential rooftop and canopy |  | None | Trinity Solar | PSE&G | Accepted | 2020-10-02 | 2020-10-06 | 2021-10-30 | Hanwha | Q.PEAK DUO BLK-G6 340 | Solar Panels |  | 0.34 | 11 | 129 | 30 |  | Fixed | Roof
NJSTRE1545664135 |  | Transition Incentive Program | Plainfield | 7063 | 10 | 5.78 | Residential | Yes | Behind the Meter | Net-metered residential rooftop and canopy |  | None | Trinity Solar | PSE&G | Accepted | 2020-10-02 | 2020-10-06 | 2021-10-30 | Hanwha | Q.PEAK DUO BLK-G6 340 | Solar Panels |  | 0.34 | 6 | 309 | 30 |  | Fixed | Roof
NJSTRE1545664212 |  | Transition Incentive Program | WILDWOOD | 8260 | 21 | 5.78 | Residential | Yes | Behind the Meter | Net-metered residential rooftop and canopy |  | None | Trinity Solar | AC Electric | Accepted | 2020-10-02 | 2020-10-07 | 2021-10-30 | Solar Edge | SE5000H-US000BNC4 | Inverters | 5000 |  | 1 |  |  | 0.97 |  | Outdoor | side of home
NJSTRE1545664212 |  | Transition Incentive Program | WILDWOOD | 8260 | 21 | 5.78 | Residential | Yes | Behind the Meter | Net-metered residential rooftop and canopy |  | None | Trinity Solar | AC Electric | Accepted | 2020-10-02 | 2020-10-07 | 2021-10-30 | HANWHA | Q.PEAK DUO BLK-G6 340 | Solar Panels |  | 0.34 | 17 | 133 | 38 |  | Fixed | Roof
NJSTRE1545664545 |  | Transition Incentive Program | Edison | 8817 | 11 | 2.38 | Residential | No | Behind the Meter | Net-metered residential rooftop and canopy |  | None | Trinity Solar | PSE&G | Accepted | 2020-10-02 | 2020-10-07 | 2021-10-30 | Enphase | IQ7PLUS-72-2-US | Inverters | 290 |  | 7 |  |  | 0.97 |  | Outdoor | outside
NJSTRE1545664545 |  | Transition Incentive Program | Edison | 8817 | 11 | 2.38 | Residential | No | Behind the Meter | Net-metered residential rooftop and canopy |  | None | Trinity Solar | PSE&G | Accepted | 2020-10-02 | 2020-10-07 | 2021-10-30 | Hanwha | Q.PEAK DUO BLK-G6 340 | Solar Panels |  | 0.34 | 7 | 243 | 24 |  | Fixed | Roof
NJSTRE1545665111 |  | Transition Incentive Program | Camden | 8105 | 14 | 7.14 | Residential | Yes | Behind the Meter | Net-metered residential rooftop and canopy |  | None | Castle Energy, LLC | PSE&G | Accepted | 2020-10-02 | 2020-10-08 | 2021-10-30 | Enphase Energy | IQ7-60-2-US | Inverters | 240 |  | 21 |  |  | 0.967 |  | Outdoor | on the rooftop under each solar panel
NJSTRE1545665111 |  | Transition Incentive Program | Camden | 8105 | 14 | 7.14 | Residential | Yes | Behind the Meter | Net-metered residential rooftop and canopy |  | None | Castle Energy, LLC | PSE&G | Accepted | 2020-10-02 | 2020-10-08 | 2021-10-30 | Hanwha Q-Cells | Q.Peak DUO BLK-G6 340 | Solar Panels |  | 0.34 | 21 | 0 | 0 |  | Fixed | Roof
NJSTRE1545665116 |  | Transition Incentive Program | Egg Harbor City | 8215 | 19 | 68.85 | Commercial | Yes | Behind the Meter | Net-metered non-residential rooftop and canopy |  | None | National Energy Partners LLC | AC Electric | Accepted | 2020-10-02 | 2020-10-07 | 2021-10-30 | SolarEdge | SE20K-US | Inverters | 20000 |  | 1 |  |  | 0.98 |  | Outdoor | Near point of interconnection
NJSTRE1545665116 |  | Transition Incentive Program | Egg Harbor City | 8215 | 19 | 68.85 | Commercial | Yes | Behind the Meter | Net-metered non-residential rooftop and canopy |  | None | National Energy Partners LLC | AC Electric | Accepted | 2020-10-02 | 2020-10-07 | 2021-10-30 | SolarEdge | SE30K-US | Inverters | 30000 |  | 1 |  |  | 0.98 |  | Outdoor | Near point of interconnection
NJSTRE1545665116 |  | Transition Incentive Program | Egg Harbor City | 8215 | 19 | 68.85 | Commercial | Yes | Behind the Meter | Net-metered non-residential rooftop and canopy |  | None | National Energy Partners LLC | AC Electric | Accepted | 2020-10-02 | 2020-10-07 | 2021-10-30 | JINKO | JINKO JKM | Solar Panels |  | 0.405 | 170 | 220 | 5 |  | Fixed | Roof | Rooftop
NJSTRE1545665149 |  | Transition Incentive Program | Berlin | 8009 | 14 | 13.23 | Residential | Yes | Behind the Meter | Net-metered residential rooftop and canopy |  | None | Solar Energy World | AC Electric | Accepted | 2020-10-02 | 2020-10-08 | 2021-10-30 | Solar Edge | SE11400H-USRGM | Inverters | 11400 |  | 1 |  |  | 0.98 |  | Outdoor | near meter
NJSTRE1545665149 |  | Transition Incentive Program | Berlin | 8009 | 14 | 13.23 | Residential | Yes | Behind the Meter | Net-metered residential rooftop and canopy |  | None | Solar Energy World | AC Electric | Accepted | 2020-10-02 | 2020-10-08 | 2021-10-30 | Hanwha Q-cells | Q.PEAK DUO BLK-G5 | Solar Panels |  | 0.315 | 16 | 43 | 23 |  | Fixed | Roof
NJSTRE1545665149 |  | Transition Incentive Program | Berlin | 8009 | 14 | 13.23 | Residential | Yes | Behind the Meter | Net-metered residential rooftop and canopy |  | None | Solar Energy World | AC Electric | Accepted | 2020-10-02 | 2020-10-08 | 2021-10-30 | Hanwha Q-cells | Q.PEAK DUO BLK-G5 | Solar Panels |  | 0.315 | 26 | 223 | 23 |  | Fixed | Roof
NJSTRE1545665156 |  | Transition Incentive Program | MANAHAWKIN | 8050 | 18 | 11.84 | Residential | Yes | Behind the Meter | Net-metered residential rooftop and canopy |  | None | Vivint Solar Developer, LLC | AC Electric | Accepted | 2020-10-06 | 2020-10-07 | 2021-10-30 | Solar Edge | SE7600H-US | Inverters | 7600 |  | 1 |  |  | 0.992 |  | Outdoor | Near the Utility Meter
NJSTRE1545665156 |  | Transition Incentive Program | MANAHAWKIN | 8050 | 18 | 11.84 | Residential | Yes | Behind the Meter | Net-metered residential rooftop and canopy |  | None | Vivint Solar Developer, LLC | AC Electric | Accepted | 2020-10-06 | 2020-10-07 | 2021-10-30 | JINKO SOLAR | JKM320M-60HBL | Solar Panels |  | 0.32 | 13 | 223 | 23 |  | Fixed | Roof
NJSTRE1545665156 |  | Transition Incentive Program | MANAHAWKIN | 8050 | 18 | 11.84 | Residential | Yes | Behind the Meter | Net-metered residential rooftop and canopy |  | None | Vivint Solar Developer, LLC | AC Electric | Accepted | 2020-10-06 | 2020-10-07 | 2021-10-30 | JINKO SOLAR | JKM320M-60HBL | Solar Panels |  | 0.32 | 3 | 313 | 19 |  | Fixed | Roof
NJSTRE1545665156 |  | Transition Incentive Program | MANAHAWKIN | 8050 | 18 | 11.84 | Residential | Yes | Behind the Meter | Net-metered residential rooftop and canopy |  | None | Vivint Solar Developer, LLC | AC Electric | Accepted | 2020-10-06 | 2020-10-07 | 2021-10-30 | JINKO SOLAR | JKM320M-60HBL | Solar Panels |  | 0.32 | 15 | 43 | 23 |  | Fixed | Roof
NJSTRE1545665156 |  | Transition Incentive Program | MANAHAWKIN | 8050 | 18 | 11.84 | Residential | Yes | Behind the Meter | Net-metered residential rooftop and canopy |  | None | Vivint Solar Developer, LLC | AC Electric | Accepted | 2020-10-06 | 2020-10-07 | 2021-10-30 | JINKO SOLAR | JKM320M-60HBL | Solar Panels |  | 0.32 | 6 | 133 | 19 |  | Fixed | Roof
NJSTRE1545665197 |  | Transition Incentive Program | West Berlin | 8091 | 14 | 13.02 | Residential | Yes | Behind the Meter | Net-metered residential rooftop and canopy |  | None | Freedom Forever New Jersey, LLC | AC Electric | Accepted | 2020-10-07 | 2020-10-07 | 2021-10-30 | Solar Edge | SE10000H-US [SI1] RGM | Inverters | 42 |  | 1 |  |  | 0.99 |  | Outdoor | N/A
NJSTRE1545665197 |  | Transition Incentive Program | West Berlin | 8091 | 14 | 13.02 | Residential | Yes | Behind the Meter | Net-metered residential rooftop and canopy |  | None | Freedom Forever New Jersey, LLC | AC Electric | Accepted | 2020-10-07 | 2020-10-07 | 2021-10-30 | Hanwha Qcell | REC310TP2M | Solar Panels |  | 0.31 | 4 | 264 | 23 |  | Fixed | Roof | Roof
NJSTRE1545665197 |  | Transition Incentive Program | West Berlin | 8091 | 14 | 13.02 | Residential | Yes | Behind the Meter | Net-metered residential rooftop and canopy |  | None | Freedom Forever New Jersey, LLC | AC Electric | Accepted | 2020-10-07 | 2020-10-07 | 2021-10-30 | Hanwha Qcell | REC310TP2M | Solar Panels |  | 0.31 | 27 | 174 | 23 |  | Fixed | Roof | Roof
NJSTRE1545665197 |  | Transition Incentive Program | West Berlin | 8091 | 14 | 13.02 | Residential | Yes | Behind the Meter | Net-metered residential rooftop and canopy |  | None | Freedom Forever New Jersey, LLC | AC Electric | Accepted | 2020-10-07 | 2020-10-07 | 2021-10-30 | Hanwha Qcell | REC310TP2M | Solar Panels |  | 0.31 | 7 | 354 | 23 |  | Fixed | Roof | Roof
NJSTRE1545665197 |  | Transition Incentive Program | West Berlin | 8091 | 14 | 13.02 | Residential | Yes | Behind the Meter | Net-metered residential rooftop and canopy |  | None | Freedom Forever New Jersey, LLC | AC Electric | Accepted | 2020-10-07 | 2020-10-07 | 2021-10-30 | Hanwha QCell | REC310TP2M | Solar Panels |  | 0.31 | 4 | 84 | 23 |  | Fixed | Roof | Roof
NJSTRE1545665201 |  | Transition Incentive Program | Freehold | 7728 | 17 | 16.28 | Residential | Yes | Behind the Meter | Net-metered residential rooftop and canopy |  | None | Bright Planet Solar | JCP&L | Accepted | 2020-10-02 | 2020-10-06 | 2021-10-30 | SOLAR EDGE | SE10000H-USRGM | Inverters | 10000 |  | 1 |  |  | 0.98 |  | Outdoor | OUTSIDE
NJSTRE1545665201 |  | Transition Incentive Program | Freehold | 7728 | 17 | 16.28 | Residential | Yes | Behind the Meter | Net-metered residential rooftop and canopy |  | None | Bright Planet Solar | JCP&L | Accepted | 2020-10-02 | 2020-10-06 | 2021-10-30 | SUNPOWER | SPRX22-370 | Solar Panels |  | 0.37 | 8 | 26 | 6 |  | Fixed | Roof
NJSTRE1545665201 |  | Transition Incentive Program | Freehold | 7728 | 17 | 16.28 | Residential | Yes | Behind the Meter | Net-metered residential rooftop and canopy |  | None | Bright Planet Solar | JCP&L | Accepted | 2020-10-02 | 2020-10-06 | 2021-10-30 | SUNPOWER | SPRX22-370 | Solar Panels |  | 0.37 | 23 | 186 | 36 |  | Fixed | Roof
NJSTRE1545665201 |  | Transition Incentive Program | Freehold | 7728 | 17 | 16.28 | Residential | Yes | Behind the Meter | Net-metered residential rooftop and canopy |  | None | Bright Planet Solar | JCP&L | Accepted | 2020-10-02 | 2020-10-06 | 2021-10-30 | SUNPOWER | SPRX22-370 | Solar Panels |  | 0.37 | 13 | 186 | 26 |  | Fixed | Roof
NJSTRE1545665212 |  | Transition Incentive Program | South Amboy | 8879 | 11 | 9.57 | Residential | Yes | Behind the Meter | Net-metered residential rooftop and canopy |  | None | Freedom Forever New Jersey, LLC | JCP&L | Accepted | 2020-10-02 | 2020-10-07 | 2021-10-30 | Milbank | U5929-XL-INS | Meters |  |  | 1 |  |  |  | Yes | Outdoor
NJSTRE1545665212 |  | Transition Incentive Program | South Amboy | 8879 | 11 | 9.57 | Residential | Yes | Behind the Meter | Net-metered residential rooftop and canopy |  | None | Freedom Forever New Jersey, LLC | JCP&L | Accepted | 2020-10-02 | 2020-10-07 | 2021-10-30 | Solar Edge | SE7600H-US [SI1] RGM | Inverters | 32 |  | 1 |  |  | 0.99 |  | Outdoor | N/A
NJSTRE1545665212 |  | Transition Incentive Program | South Amboy | 8879 | 11 | 9.57 | Residential | Yes | Behind the Meter | Net-metered residential rooftop and canopy |  | None | Freedom Forever New Jersey, LLC | JCP&L | Accepted | 2020-10-02 | 2020-10-07 | 2021-10-30 | Hanwha Solar | Q.PLUS BFR-G4.1- 290 | Solar Panels |  | 0.29 | 11 | 2 | 23 |  | Fixed | Roof
NJSTRE1545665212 |  | Transition Incentive Program | South Amboy | 8879 | 11 | 9.57 | Residential | Yes | Behind the Meter | Net-metered residential rooftop and canopy |  | None | Freedom Forever New Jersey, LLC | JCP&L | Accepted | 2020-10-02 | 2020-10-07 | 2021-10-30 | Hanwha Solar | Q.PLUS BFR-G4.1- 290 | Solar Panels |  | 0.29 | 4 | 3 | 23 |  | Fixed | Roof
NJSTRE1545665212 |  | Transition Incentive Program | South Amboy | 8879 | 11 | 9.57 | Residential | Yes | Behind the Meter | Net-metered residential rooftop and canopy |  | None | Freedom Forever New Jersey, LLC | JCP&L | Accepted | 2020-10-02 | 2020-10-07 | 2021-10-30 | Hanwha Solar | Q.PLUS BFR-G4.1- 290 | Solar Panels |  | 0.29 | 18 | 1 | 23 |  | Fixed | Roof
NJSTRE1545665221 |  | Transition Incentive Program | CHERRY HILL | 8002 | 14 | 13 | Residential | Yes | Behind the Meter | Net-metered residential rooftop and canopy |  | None | Vivint Solar Developer, LLC | PSE&G | Accepted | 2020-10-06 | 2020-10-09 | 2021-10-30 | Solar Edge | SE3800H-US | Inverters | 3800 |  | 1 |  |  | 0.992 |  | Outdoor | Near the Utility Meter
NJSTRE1545665221 |  | Transition Incentive Program | CHERRY HILL | 8002 | 14 | 13 | Residential | Yes | Behind the Meter | Net-metered residential rooftop and canopy |  | None | Vivint Solar Developer, LLC | PSE&G | Accepted | 2020-10-06 | 2020-10-09 | 2021-10-30 | Solar Edge | SE7600H-US | Inverters | 7600 |  | 1 |  |  | 0.992 |  | Outdoor | Near the Utility Meter
NJSTRE1545665221 |  | Transition Incentive Program | CHERRY HILL | 8002 | 14 | 13 | Residential | Yes | Behind the Meter | Net-metered residential rooftop and canopy |  | None | Vivint Solar Developer, LLC | PSE&G | Accepted | 2020-10-06 | 2020-10-09 | 2021-10-30 | JINKO SOLAR | JKM325M-60HL | Solar Panels |  | 0.325 | 4 | 280 | 18 |  | Fixed | Roof
NJSTRE1545665221 |  | Transition Incentive Program | CHERRY HILL | 8002 | 14 | 13 | Residential | Yes | Behind the Meter | Net-metered residential rooftop and canopy |  | None | Vivint Solar Developer, LLC | PSE&G | Accepted | 2020-10-06 | 2020-10-09 | 2021-10-30 | JINKO SOLAR | JKM325M-60HL | Solar Panels |  | 0.325 | 15 | 10 | 23 |  | Fixed | Roof
NJSTRE1545665221 |  | Transition Incentive Program | CHERRY HILL | 8002 | 14 | 13 | Residential | Yes | Behind the Meter | Net-metered residential rooftop and canopy |  | None | Vivint Solar Developer, LLC | PSE&G | Accepted | 2020-10-06 | 2020-10-09 | 2021-10-30 | JINKO SOLAR | JKM325M-60HL | Solar Panels |  | 0.325 | 11 | 280 | 40 |  | Fixed | Roof
NJSTRE1545665221 |  | Transition Incentive Program | CHERRY HILL | 8002 | 14 | 13 | Residential | Yes | Behind the Meter | Net-metered residential rooftop and canopy |  | None | Vivint Solar Developer, LLC | PSE&G | Accepted | 2020-10-06 | 2020-10-09 | 2021-10-30 | JINKO SOLAR | JKM325M-60HL | Solar Panels |  | 0.325 | 10 | 190 | 23 |  | Fixed | Roof
NJSTRE1545665232 |  | Transition Incentive Program | Toms River | 8757 | 18 | 4.64 | Residential | Yes | Behind the Meter | Net-metered residential rooftop and canopy |  | None | Freedom Forever New Jersey, LLC | JCP&L | Accepted | 2020-10-02 | 2020-10-07 | 2021-10-30 | Solar Edge | SE3800H-US [SI1] RGM | Inverters | 16 |  | 1 |  |  | 0.99 |  | Outdoor | N/A
NJSTRE1545665232 |  | Transition Incentive Program | Toms River | 8757 | 18 | 4.64 | Residential | Yes | Behind the Meter | Net-metered residential rooftop and canopy |  | None | Freedom Forever New Jersey, LLC | JCP&L | Accepted | 2020-10-02 | 2020-10-07 | 2021-10-30 | Hanwha Solar | Q.PLUS BFR-G4.1- 290 | Solar Panels |  | 0.29 | 16 | 1 | 22 |  | Fixed | Roof | N/A
NJSTRE1545665244 |  | Transition Incentive Program | Gloucester City | 8030 | 14 | 4.93 | Residential | Yes | Behind the Meter | Net-metered residential rooftop and canopy |  | None | Freedom Forever New Jersey, LLC | PSE&G | Accepted | 2020-10-10 | 2020-10-12 | 2021-10-30 | Solar Edge | SE3800H-US [SI1] RGM | Inverters | 16 |  | 1 |  |  | 0.99 |  | Outdoor | N/A
NJSTRE1545665244 |  | Transition Incentive Program | Gloucester City | 8030 | 14 | 4.93 | Residential | Yes | Behind the Meter | Net-metered residential rooftop and canopy |  | None | Freedom Forever New Jersey, LLC | PSE&G | Accepted | 2020-10-10 | 2020-10-12 | 2021-10-30 | Hanwha Solar | Q.PLUS BFR-G4.1- 290 | Solar Panels |  | 0.29 | 9 | 3 | 9 |  | Fixed | Roof | N/A
NJSTRE1545665244 |  | Transition Incentive Program | Gloucester City | 8030 | 14 | 4.93 | Residential | Yes | Behind the Meter | Net-metered residential rooftop and canopy |  | None | Freedom Forever New Jersey, LLC | PSE&G | Accepted | 2020-10-10 | 2020-10-12 | 2021-10-30 | Hanwha Solar | Q.PLUS BFR-G4.1- 290 | Solar Panels |  | 0.29 | 3 | 4 | 10 |  | Fixed | Roof | N/A
NJSTRE1545665244 |  | Transition Incentive Program | Gloucester City | 8030 | 14 | 4.93 | Residential | Yes | Behind the Meter | Net-metered residential rooftop and canopy |  | None | Freedom Forever New Jersey, LLC | PSE&G | Accepted | 2020-10-10 | 2020-10-12 | 2021-10-30 | Hanwha Solar | Q.PLUS BFR-G4.1- 290 | Solar Panels |  | 0.29 | 4 | 1 | 34 |  | Fixed | Roof | N/A
NJSTRE1545665244 |  | Transition Incentive Program | Gloucester City | 8030 | 14 | 4.93 | Residential | Yes | Behind the Meter | Net-metered residential rooftop and canopy |  | None | Freedom Forever New Jersey, LLC | PSE&G | Accepted | 2020-10-10 | 2020-10-12 | 2021-10-30 | Hanwha Solar | Q.PLUS BFR-G4.1- 290 | Solar Panels |  | 0.29 | 1 | 2 | 34 |  | Fixed | Roof | N/A
NJSTRE1545665246 |  | Transition Incentive Program | Emerson Boro | 7630 | 7 | 8.38 | Residential | Yes | Behind the Meter | Net-metered residential rooftop and canopy |  | None | Bright Planet Solar | PSE&G | Accepted | 2020-10-02 | 2020-10-07 | 2021-10-30 | SOLAR EDGE | SE7600H-USRGM | Inverters | 7600 |  | 1 |  |  | 0.98 |  | Outdoor | OUTSIDE
NJSTRE1545665246 |  | Transition Incentive Program | Emerson Boro | 7630 | 7 | 8.38 | Residential | Yes | Behind the Meter | Net-metered residential rooftop and canopy |  | None | Bright Planet Solar | PSE&G | Accepted | 2020-10-02 | 2020-10-07 | 2021-10-30 | LG SOLAR | LG335N1C-A5 | Solar Panels |  | 0.335 | 25 | 103 | 22 |  | Fixed | Roof
NJSTRE1545665261 |  | Transition Incentive Program | Hillsborough Twp | 8844 | 5 | 7.44 | Residential | Yes | Behind the Meter | Net-metered residential rooftop and canopy |  | None | Bright Planet Solar | PSE&G | Accepted | 2020-10-02 | 2020-10-07 | 2021-10-30 | SOLAR EDGE | SE6000H-USRGM | Inverters | 6000 |  | 1 |  |  | 0.98 |  | Outdoor | OUTSIDE
NJSTRE1545665261 |  | Transition Incentive Program | Hillsborough Twp | 8844 | 5 | 7.44 | Residential | Yes | Behind the Meter | Net-metered residential rooftop and canopy |  | None | Bright Planet Solar | PSE&G | Accepted | 2020-10-02 | 2020-10-07 | 2021-10-30 | HANWHA Q-CELLS | Q.PEAK DUO BLK-G5 310W | Solar Panels |  | 0.31 | 13 | 123 | 36 |  | Fixed | Roof
NJSTRE1545665261 |  | Transition Incentive Program | Hillsborough Twp | 8844 | 5 | 7.44 | Residential | Yes | Behind the Meter | Net-metered residential rooftop and canopy |  | None | Bright Planet Solar | PSE&G | Accepted | 2020-10-02 | 2020-10-07 | 2021-10-30 | HANHWA Q-CELLS | Q.PEAK DUO BLK-G5 310W | Solar Panels |  | 0.31 | 11 | 123 | 18 |  | Fixed | Roof
NJSTRE1545665276 |  | Transition Incentive Program | BERGENFIELD | 7621 | 7 | 7.36 | Residential | Yes | Behind the Meter | Net-metered residential rooftop and canopy |  | None | Vivint Solar Developer, LLC | PSE&G | Accepted | 2020-10-06 | 2020-10-07 | 2021-10-30 | Solar Edge | SE7600H-US | Inverters | 7600 |  | 1 |  |  | 0.992 |  | Outdoor | Near the Utility Meter
NJSTRE1545665276 |  | Transition Incentive Program | BERGENFIELD | 7621 | 7 | 7.36 | Residential | Yes | Behind the Meter | Net-metered residential rooftop and canopy |  | None | Vivint Solar Developer, LLC | PSE&G | Accepted | 2020-10-06 | 2020-10-07 | 2021-10-30 | JINKO SOLAR | JKM320M-60HBL | Solar Panels |  | 0.32 | 21 | 178 | 23 |  | Fixed | Roof
NJSTRE1545665276 |  | Transition Incentive Program | BERGENFIELD | 7621 | 7 | 7.36 | Residential | Yes | Behind the Meter | Net-metered residential rooftop and canopy |  | None | Vivint Solar Developer, LLC | PSE&G | Accepted | 2020-10-06 | 2020-10-07 | 2021-10-30 | JINKO SOLAR | JKM320M-60HBL | Solar Panels |  | 0.32 | 2 | 358 | 23 |  | Fixed | Roof
NJSTRE1545665277 |  | Transition Incentive Program | Milford | 8848 | 4 | 8.99 | Residential | Yes | Behind the Meter | Net-metered residential rooftop and canopy |  | None | Freedom Forever, LLC | JCP&L | Accepted | 2020-10-05 | 2020-10-07 | 2021-10-30 | Solar Edge | SE7600H-US [SI1] RGM | Inverters | 7600 |  | 1 |  |  | 0.98 |  | Outdoor | N/A
NJSTRE1545665277 |  | Transition Incentive Program | Milford | 8848 | 4 | 8.99 | Residential | Yes | Behind the Meter | Net-metered residential rooftop and canopy |  | None | Freedom Forever, LLC | JCP&L | Accepted | 2020-10-05 | 2020-10-07 | 2021-10-30 | Hanwha Qcell | Q.PLUS BFR-G4.1- 290 | Solar Panels |  | 0.29 | 10 | 239 | 34 |  | Fixed | Roof
NJSTRE1545665277 |  | Transition Incentive Program | Milford | 8848 | 4 | 8.99 | Residential | Yes | Behind the Meter | Net-metered residential rooftop and canopy |  | None | Freedom Forever, LLC | JCP&L | Accepted | 2020-10-05 | 2020-10-07 | 2021-10-30 | Hanwha Qcell | Q.PLUS BFR-G4.1- 290 | Solar Panels |  | 0.29 | 21 | 33 | 148 |  | Fixed | Roof
NJSTRE1545665278 |  | Transition Incentive Program | Perth Amboy City | 8861 | 11 | 4.34 | Residential | Yes | Behind the Meter | Net-metered residential rooftop and canopy |  | None | Bright Planet Solar | PSE&G | Accepted | 2020-10-02 | 2020-10-07 | 2021-10-30 | SOLAR EDGE | SE3800H-USRGM | Inverters | 3800 |  | 1 |  |  | 0.98 |  | Outdoor | OUTSIDE
NJSTRE1545665278 |  | Transition Incentive Program | Perth Amboy City | 8861 | 11 | 4.34 | Residential | Yes | Behind the Meter | Net-metered residential rooftop and canopy |  | None | Bright Planet Solar | PSE&G | Accepted | 2020-10-02 | 2020-10-07 | 2021-10-30 | HANWHA Q-CELLS | Q.PEAK DUO BLK-G5 310W | Solar Panels |  | 0.31 | 14 | 187 | 9 |  | Fixed | Roof
NJSTRE1545665284 |  | Transition Incentive Program | Hopewell Twp Mer | 8534 | 12 | 6.51 | Residential | Yes | Behind the Meter | Net-metered residential rooftop and canopy |  | None | Bright Planet Solar | PSE&G | Accepted | 2020-10-02 | 2020-10-07 | 2021-10-30 | SOLAR EDGE | SE5000H-USRGM | Inverters | 5000 |  | 1 |  |  | 0.98 |  | Outdoor | OUTSIDE
NJSTRE1545665284 |  | Transition Incentive Program | Hopewell Twp Mer | 8534 | 12 | 6.51 | Residential | Yes | Behind the Meter | Net-metered residential rooftop and canopy |  | None | Bright Planet Solar | PSE&G | Accepted | 2020-10-02 | 2020-10-07 | 2021-10-30 | HANWHA Q-CELLS | Q.PEAK DUO BLK-G5 310W | Solar Panels |  | 0.31 | 9 | 181 | 36 |  | Fixed | Roof
NJSTRE1545665284 |  | Transition Incentive Program | Hopewell Twp Mer | 8534 | 12 | 6.51 | Residential | Yes | Behind the Meter | Net-metered residential rooftop and canopy |  | None | Bright Planet Solar | PSE&G | Accepted | 2020-10-02 | 2020-10-07 | 2021-10-30 | HANWHA Q-CELLS | Q.PEAK DUO BLK-G5 310W | Solar Panels |  | 0.31 | 12 | 181 | 26 |  | Fixed | Roof
NJSTRE1545665287 |  | Transition Incentive Program | TEANECK | 7666 | 7 | 6.72 | Residential | Yes | Behind the Meter | Net-metered residential rooftop and canopy |  | None | Vivint Solar Developer, LLC | PSE&G | Accepted | 2020-10-06 | 2020-10-07 | 2021-10-30 | Solar Edge | SE7600H-US | Inverters | 7600 |  | 1 |  |  | 0.992 |  | Outdoor | Near the Utility Meter
NJSTRE1545665287 |  | Transition Incentive Program | TEANECK | 7666 | 7 | 6.72 | Residential | Yes | Behind the Meter | Net-metered residential rooftop and canopy |  | None | Vivint Solar Developer, LLC | PSE&G | Accepted | 2020-10-06 | 2020-10-07 | 2021-10-30 | JINKO SOLAR | JKM320M-60HBL | Solar Panels |  | 0.32 | 5 | 199 | 31 |  | Fixed | Roof
NJSTRE1545665287 |  | Transition Incentive Program | TEANECK | 7666 | 7 | 6.72 | Residential | Yes | Behind the Meter | Net-metered residential rooftop and canopy |  | None | Vivint Solar Developer, LLC | PSE&G | Accepted | 2020-10-06 | 2020-10-07 | 2021-10-30 | JINKO SOLAR | JKM320M-60HBL | Solar Panels |  | 0.32 | 4 | 19 | 31 |  | Fixed | Roof
NJSTRE1545665287 |  | Transition Incentive Program | TEANECK | 7666 | 7 | 6.72 | Residential | Yes | Behind the Meter | Net-metered residential rooftop and canopy |  | None | Vivint Solar Developer, LLC | PSE&G | Accepted | 2020-10-06 | 2020-10-07 | 2021-10-30 | JINKO SOLAR | JKM320M-60HBL | Solar Panels |  | 0.32 | 12 | 289 | 31 |  | Fixed | Roof
NJSTRE1545665288 |  | Transition Incentive Program | Edison Twp | 8817 | 11 | 5.58 | Residential | Yes | Behind the Meter | Net-metered residential rooftop and canopy |  | None | Bright Planet Solar | PSE&G | Accepted | 2020-10-02 | 2020-10-07 | 2021-10-30 | SOLAR EDGE | SE3800H-USRGM | Inverters | 3800 |  | 1 |  |  | 0.98 |  | Outdoor | OUTSIDE
NJSTRE1545665288 |  | Transition Incentive Program | Edison Twp | 8817 | 11 | 5.58 | Residential | Yes | Behind the Meter | Net-metered residential rooftop and canopy |  | None | Bright Planet Solar | PSE&G | Accepted | 2020-10-02 | 2020-10-07 | 2021-10-30 | HANWHA Q-CELLS | Q.PEAK DUO BLK-G5 310W | Solar Panels |  | 0.31 | 6 | 84 | 23 |  | Fixed | Roof
NJSTRE1545665288 |  | Transition Incentive Program | Edison Twp | 8817 | 11 | 5.58 | Residential | Yes | Behind the Meter | Net-metered residential rooftop and canopy |  | None | Bright Planet Solar | PSE&G | Accepted | 2020-10-02 | 2020-10-07 | 2021-10-30 | HANWHA Q-CELLS | Q.PEAK DUO BLK-G5 310W | Solar Panels |  | 0.31 | 12 | 84 | 23 |  | Fixed | Roof
NJSTRE1545665289 |  | Transition Incentive Program | Morristown | 7960 | 3 | 9.15 | Residential | Yes | Behind the Meter | Net-metered residential rooftop and canopy |  | None | Sunrun Installation Services, Inc. | JCP&L | Accepted | 2020-10-02 | 2020-10-07 | 2021-10-30 | Enphase Energy | IQ7-60-x-US (240V) | Inverters | 240 |  | 30 |  |  | 0.96 |  | Outdoor | Rooftop
NJSTRE1545665289 |  | Transition Incentive Program | Morristown | 7960 | 3 | 9.15 | Residential | Yes | Behind the Meter | Net-metered residential rooftop and canopy |  | None | Sunrun Installation Services, Inc. | JCP&L | Accepted | 2020-10-02 | 2020-10-07 | 2021-10-30 | LONGi Green Energy Technology Co Ltd | LR6-60HPB-305M | Solar Panels |  | 0.305 | 21 | 104 | 20 |  | Fixed | Roof
NJSTRE1545665289 |  | Transition Incentive Program | Morristown | 7960 | 3 | 9.15 | Residential | Yes | Behind the Meter | Net-metered residential rooftop and canopy |  | None | Sunrun Installation Services, Inc. | JCP&L | Accepted | 2020-10-02 | 2020-10-07 | 2021-10-30 | LONGi Green Energy Technology Co Ltd | LR6-60HPB-305M | Solar Panels |  | 0.305 | 9 | 284 | 20 |  | Fixed | Roof
NJSTRE1545665293 |  | Transition Incentive Program | Neptune | 7753 | 17 | 14.26 | Residential | Yes | Behind the Meter | Net-metered residential rooftop and canopy |  | None | Bright Planet Solar | JCP&L | Accepted | 2020-10-02 | 2020-10-07 | 2021-10-30 | SOLAR EDGE | SE11400H-USRGM | Inverters | 11400 |  | 1 |  |  | 0.98 |  | Outdoor | OUTSIDE
NJSTRE1545665293 |  | Transition Incentive Program | Neptune | 7753 | 17 | 14.26 | Residential | Yes | Behind the Meter | Net-metered residential rooftop and canopy |  | None | Bright Planet Solar | JCP&L | Accepted | 2020-10-02 | 2020-10-07 | 2021-10-30 | HANWHA Q-CELLS | Q.PEAK DUO BLK-G5 310W | Solar Panels |  | 0.31 | 7 | 228 | 18 |  | Fixed | Roof
NJSTRE1545665293 |  | Transition Incentive Program | Neptune | 7753 | 17 | 14.26 | Residential | Yes | Behind the Meter | Net-metered residential rooftop and canopy |  | None | Bright Planet Solar | JCP&L | Accepted | 2020-10-02 | 2020-10-07 | 2021-10-30 | HANWHA Q-CELLS | Q.PEAK DUO BLK-G5 310W | Solar Panels |  | 0.31 | 10 | 228 | 18 |  | Fixed | Roof
NJSTRE1545665293 |  | Transition Incentive Program | Neptune | 7753 | 17 | 14.26 | Residential | Yes | Behind the Meter | Net-metered residential rooftop and canopy |  | None | Bright Planet Solar | JCP&L | Accepted | 2020-10-02 | 2020-10-07 | 2021-10-30 | HANWHA Q-CELLS | Q.PEAK DUO BLK-G5 310W | Solar Panels |  | 0.31 | 29 | 48 | 18 |  | Fixed | Roof
NJSTRE1545665296 |  | Transition Incentive Program | Williamstown | 8094 | 15 | 9.3 | Residential | Yes | Behind the Meter | Net-metered residential rooftop and canopy |  | None | Bright Planet Solar | AC Electric | Accepted | 2020-10-02 | 2020-10-07 | 2021-10-30 | SOLAR EDGE | SE7600H-USRGM | Inverters | 7600 |  | 1 |  |  | 0.98 |  | Outdoor | OUTSIDE
NJSTRE1545665296 |  | Transition Incentive Program | Williamstown | 8094 | 15 | 9.3 | Residential | Yes | Behind the Meter | Net-metered residential rooftop and canopy |  | None | Bright Planet Solar | AC Electric | Accepted | 2020-10-02 | 2020-10-07 | 2021-10-30 | HANWHA Q-CELLS | Q.PEAK DUO BLK-G5 310W | Solar Panels |  | 0.31 | 16 | 277 | 36 |  | Fixed | Roof
NJSTRE1545665296 |  | Transition Incentive Program | Williamstown | 8094 | 15 | 9.3 | Residential | Yes | Behind the Meter | Net-metered residential rooftop and canopy |  | None | Bright Planet Solar | AC Electric | Accepted | 2020-10-02 | 2020-10-07 | 2021-10-30 | HANWHA Q-CELLS | Q.PEAK DUO BLK-G5 310W | Solar Panels |  | 0.31 | 3 | 277 | 14 |  | Fixed | Roof
NJSTRE1545665296 |  | Transition Incentive Program | Williamstown | 8094 | 15 | 9.3 | Residential | Yes | Behind the Meter | Net-metered residential rooftop and canopy |  | None | Bright Planet Solar | AC Electric | Accepted | 2020-10-02 | 2020-10-07 | 2021-10-30 | HANWHA Q-CELLS | Q.PEAK DUO BLK-G5 310W | Solar Panels |  | 0.31 | 3 | 97 | 36 |  | Fixed | Roof
NJSTRE1545665296 |  | Transition Incentive Program | Williamstown | 8094 | 15 | 9.3 | Residential | Yes | Behind the Meter | Net-metered residential rooftop and canopy |  | None | Bright Planet Solar | AC Electric | Accepted | 2020-10-02 | 2020-10-07 | 2021-10-30 | HANWHA Q-CELLS | Q.PEAK DUO BLK-G5 310W | Solar Panels |  | 0.31 | 8 | 97 | 14 |  | Fixed | Roof
NJSTRE1545665352 |  | Transition Incentive Program | Newfoundland | 7435 | 6 | 3.97 | Residential | Yes | Behind the Meter | Net-metered residential rooftop and canopy |  | None | Sunrun Installation Services, Inc. | JCP&L | Accepted | 2020-10-02 | 2020-10-09 | 2021-10-30 | Tesla | Powerwall 2 AC | Electric Storage Battery |  |  | 1 |  |  |  | Lithium Ion |  | outside
NJSTRE1545665352 |  | Transition Incentive Program | Newfoundland | 7435 | 6 | 3.97 | Residential | Yes | Behind the Meter | Net-metered residential rooftop and canopy |  | None | Sunrun Installation Services, Inc. | JCP&L | Accepted | 2020-10-02 | 2020-10-09 | 2021-10-30 | Delta Electronics | M4-TL-US | Inverters | 4000 |  | 1 |  |  | 0.96 |  | Outdoor | Next To Meter
NJSTRE1545665352 |  | Transition Incentive Program | Newfoundland | 7435 | 6 | 3.97 | Residential | Yes | Behind the Meter | Net-metered residential rooftop and canopy |  | None | Sunrun Installation Services, Inc. | JCP&L | Accepted | 2020-10-02 | 2020-10-09 | 2021-10-30 | LONGi Green Energy Technology Co Ltd | LR6-60HPB-305M | Solar Panels |  | 0.305 | 13 | 44 | 18 |  | Fixed | Roof
NJSTRE1545665359 |  | Transition Incentive Program | Dumont Boro | 7628 | 7 | 7.13 | Residential | Yes | Behind the Meter | Net-metered residential rooftop and canopy |  | None | Bright Planet Solar | PSE&G | Accepted | 2020-10-02 | 2020-10-08 | 2021-10-30 | SOLAR EDGE | SE6000H-USRGM | Inverters | 6000 |  | 1 |  |  | 0.98 |  | Outdoor | OUTSIDE
NJSTRE1545665359 |  | Transition Incentive Program | Dumont Boro | 7628 | 7 | 7.13 | Residential | Yes | Behind the Meter | Net-metered residential rooftop and canopy |  | None | Bright Planet Solar | PSE&G | Accepted | 2020-10-02 | 2020-10-08 | 2021-10-30 | LONGI | LR6-60HPB-310M | Solar Panels |  | 0.31 | 7 | 178 | 30 |  | Fixed | Roof
NJSTRE1545665359 |  | Transition Incentive Program | Dumont Boro | 7628 | 7 | 7.13 | Residential | Yes | Behind the Meter | Net-metered residential rooftop and canopy |  | None | Bright Planet Solar | PSE&G | Accepted | 2020-10-02 | 2020-10-08 | 2021-10-30 | LONGI | LR6-60HPB-310M | Solar Panels |  | 0.31 | 4 | 359 | 30 |  | Fixed | Roof
NJSTRE1545665359 |  | Transition Incentive Program | Dumont Boro | 7628 | 7 | 7.13 | Residential | Yes | Behind the Meter | Net-metered residential rooftop and canopy |  | None | Bright Planet Solar | PSE&G | Accepted | 2020-10-02 | 2020-10-08 | 2021-10-30 | LONGI | LR6-60HPB-310M | Solar Panels |  | 0.31 | 6 | 177 | 14 |  | Fixed | Roof
NJSTRE1545665359 |  | Transition Incentive Program | Dumont Boro | 7628 | 7 | 7.13 | Residential | Yes | Behind the Meter | Net-metered residential rooftop and canopy |  | None | Bright Planet Solar | PSE&G | Accepted | 2020-10-02 | 2020-10-08 | 2021-10-30 | LONGI | LR6-60HPB-310M | Solar Panels |  | 0.31 | 6 | 178 | 30 |  | Fixed | Roof
NJSTRE1545665361 |  | Transition Incentive Program | Neptune | 7753 | 17 | 7.13 | Residential | Yes | Behind the Meter | Net-metered residential rooftop and canopy |  | None | Freedom Forever New Jersey, LLC | JCP&L | Accepted | 2020-10-21 | 2020-10-22 | 2021-10-30 | Solar Edge | SE6000H-US [SI1] RGM | Inverters | 25 |  | 1 |  |  | 0.99 |  | Outdoor | N/A
NJSTRE1545665361 |  | Transition Incentive Program | Neptune | 7753 | 17 | 7.13 | Residential | Yes | Behind the Meter | Net-metered residential rooftop and canopy |  | None | Freedom Forever New Jersey, LLC | JCP&L | Accepted | 2020-10-21 | 2020-10-22 | 2021-10-30 | REC Solar | REC310TP2M | Solar Panels |  | 0.31 | 2 | 178 | 21 |  | Fixed | Roof | Roof
NJSTRE1545665361 |  | Transition Incentive Program | Neptune | 7753 | 17 | 7.13 | Residential | Yes | Behind the Meter | Net-metered residential rooftop and canopy |  | None | Freedom Forever New Jersey, LLC | JCP&L | Accepted | 2020-10-21 | 2020-10-22 | 2021-10-30 | REC Solar | REC310TP2M | Solar Panels |  | 0.31 | 17 | 88 | 26 |  | Fixed | Roof | Roof
NJSTRE1545665361 |  | Transition Incentive Program | Neptune | 7753 | 17 | 7.13 | Residential | Yes | Behind the Meter | Net-metered residential rooftop and canopy |  | None | Freedom Forever New Jersey, LLC | JCP&L | Accepted | 2020-10-21 | 2020-10-22 | 2021-10-30 | REC Solar | REC310TP2M | Solar Panels |  | 0.31 | 4 | 268 | 26 |  | Fixed | Roof | Roof
NJSTRE1545665364 |  | Transition Incentive Program | Woodbridge Township | 7095 | 11 | 5.8 | Residential | Yes | Behind the Meter | Net-metered residential rooftop and canopy |  | None | Sunrun Installation Services, Inc. | PSE&G | Accepted | 2020-10-02 | 2020-10-07 | 2021-10-30 | Enphase Energy | IQ7-60-x-US (240V) | Inverters | 240 |  | 19 |  |  | 0.96 |  | Outdoor | Rooftop
NJSTRE1545665364 |  | Transition Incentive Program | Woodbridge Township | 7095 | 11 | 5.8 | Residential | Yes | Behind the Meter | Net-metered residential rooftop and canopy |  | None | Sunrun Installation Services, Inc. | PSE&G | Accepted | 2020-10-02 | 2020-10-07 | 2021-10-30 | LONGi Green Energy Technology Co Ltd | LR6-60HPB-305M | Solar Panels |  | 0.305 | 4 | 204 | 42 |  | Fixed | Roof
NJSTRE1545665364 |  | Transition Incentive Program | Woodbridge Township | 7095 | 11 | 5.8 | Residential | Yes | Behind the Meter | Net-metered residential rooftop and canopy |  | None | Sunrun Installation Services, Inc. | PSE&G | Accepted | 2020-10-02 | 2020-10-07 | 2021-10-30 | LONGi Green Energy Technology Co Ltd | LR6-60HPB-305M | Solar Panels |  | 0.305 | 9 | 113 | 27 |  | Fixed | Roof
NJSTRE1545665364 |  | Transition Incentive Program | Woodbridge Township | 7095 | 11 | 5.8 | Residential | Yes | Behind the Meter | Net-metered residential rooftop and canopy |  | None | Sunrun Installation Services, Inc. | PSE&G | Accepted | 2020-10-02 | 2020-10-07 | 2021-10-30 | LONGi Green Energy Technology Co Ltd | LR6-60HPB-305M | Solar Panels |  | 0.305 | 6 | 24 | 17 |  | Fixed | Roof
NJSTRE1545665367 |  | Transition Incentive Program | Port Reading | 7064 | 11 | 7.32 | Residential | Yes | Behind the Meter | Net-metered residential rooftop and canopy |  | None | Sunrun Installation Services, Inc. | PSE&G | Accepted | 2020-10-02 | 2020-10-07 | 2021-10-30 | Tesla | Powerwall 2 AC | Electric Storage Battery |  |  | 1 |  |  |  | Lithium Ion |  | outside
NJSTRE1545665367 |  | Transition Incentive Program | Port Reading | 7064 | 11 | 7.32 | Residential | Yes | Behind the Meter | Net-metered residential rooftop and canopy |  | None | Sunrun Installation Services, Inc. | PSE&G | Accepted | 2020-10-02 | 2020-10-07 | 2021-10-30 | Delta Electronics | M6-TL-US | Inverters | 6000 |  | 1 |  |  | 0.96 |  | Outdoor | Next To Meter
NJSTRE1545665367 |  | Transition Incentive Program | Port Reading | 7064 | 11 | 7.32 | Residential | Yes | Behind the Meter | Net-metered residential rooftop and canopy |  | None | Sunrun Installation Services, Inc. | PSE&G | Accepted | 2020-10-02 | 2020-10-07 | 2021-10-30 | LONGi Green Energy Technology Co Ltd | LR6-60HPB-305M | Solar Panels |  | 0.305 | 12 | 273 | 16 |  | Fixed | Roof
NJSTRE1545665367 |  | Transition Incentive Program | Port Reading | 7064 | 11 | 7.32 | Residential | Yes | Behind the Meter | Net-metered residential rooftop and canopy |  | None | Sunrun Installation Services, Inc. | PSE&G | Accepted | 2020-10-02 | 2020-10-07 | 2021-10-30 | LONGi Green Energy Technology Co Ltd | LR6-60HPB-305M | Solar Panels |  | 0.305 | 12 | 93 | 17 |  | Fixed | Roof
NJSTRE1545665372 |  | Transition Incentive Program | Carteret Boro | 7008 | 11 | 10.73 | Residential | Yes | Behind the Meter | Net-metered residential rooftop and canopy |  | None | Freedom Forever New Jersey, LLC | PSE&G | Accepted | 2020-10-07 | 2020-10-08 | 2021-10-30 | Solar Edge | SE10000H-US [SI1] RGM | Inverters | 42 |  | 1 |  |  | 0.99 |  | Outdoor | N/A
NJSTRE1545665372 |  | Transition Incentive Program | Carteret Boro | 7008 | 11 | 10.73 | Residential | Yes | Behind the Meter | Net-metered residential rooftop and canopy |  | None | Freedom Forever New Jersey, LLC | PSE&G | Accepted | 2020-10-07 | 2020-10-08 | 2021-10-30 | REC Solar | REC290TP2 | Solar Panels |  | 0.29 | 17 | 218 | 34 |  | Fixed | Roof | Roof
NJSTRE1545665372 |  | Transition Incentive Program | Carteret Boro | 7008 | 11 | 10.73 | Residential | Yes | Behind the Meter | Net-metered residential rooftop and canopy |  | None | Freedom Forever New Jersey, LLC | PSE&G | Accepted | 2020-10-07 | 2020-10-08 | 2021-10-30 | REC Solar | REC290TP2 | Solar Panels |  | 0.29 | 20 | 37 | 34 |  | Fixed | Roof | Roof
NJSTRE1545669579 |  | Transition Incentive Program | MOUNT ROYAL | 8061 | 15 | 7.25 | Residential | No | Behind the Meter | Net-metered residential rooftop and canopy |  | None | Suntuity Solar LLC | AC Electric | Accepted | 2020-10-05 | 2020-10-07 | 2021-10-30 | Enphase Energy | IQ7-60-2-US | Inverters | 240 |  | 23 |  |  | 0.97 |  | Outdoor | Behind the PV Modules
NJSTRE1545669579 |  | Transition Incentive Program | MOUNT ROYAL | 8061 | 15 | 7.25 | Residential | No | Behind the Meter | Net-metered residential rooftop and canopy |  | None | Suntuity Solar LLC | AC Electric | Accepted | 2020-10-05 | 2020-10-07 | 2021-10-30 | Longi | LR6-60HPB-315M | Solar Panels |  | 0.315 | 23 | 103 | 34 |  | Fixed | Roof
NJSTRE1545669580 |  | Transition Incentive Program | WILLIAMSTOWN | 8094 | 15 | 7.25 | Residential | No | Behind the Meter | Net-metered residential rooftop and canopy |  | None | Suntuity Solar LLC | AC Electric | Accepted | 2020-10-03 | 2020-10-07 | 2021-10-30 | Enphase Energy | IQ7-60-2-US | Inverters | 240 |  | 23 |  |  | 0.97 |  | Outdoor | Behind the PV Modules
NJSTRE1545669580 |  | Transition Incentive Program | WILLIAMSTOWN | 8094 | 15 | 7.25 | Residential | No | Behind the Meter | Net-metered residential rooftop and canopy |  | None | Suntuity Solar LLC | AC Electric | Accepted | 2020-10-03 | 2020-10-07 | 2021-10-30 | Longi | LR6-60HPB-315M | Solar Panels |  | 0.315 | 3 | 310 | 17 |  | Fixed | Roof
NJSTRE1545669580 |  | Transition Incentive Program | WILLIAMSTOWN | 8094 | 15 | 7.25 | Residential | No | Behind the Meter | Net-metered residential rooftop and canopy |  | None | Suntuity Solar LLC | AC Electric | Accepted | 2020-10-03 | 2020-10-07 | 2021-10-30 | Longi | LR6-60HPB-315M | Solar Panels |  | 0.315 | 20 | 130 | 18 |  | Fixed | Roof
NJSTRE1545669581 |  | Transition Incentive Program | NORTH BERGEN | 7047 | 8 | 7.88 | Residential | Yes | Behind the Meter | Net-metered residential rooftop and canopy |  | None | Suntuity Solar LLC | PSE&G | Accepted | 2020-10-03 | 2020-10-07 | 2021-10-30 | Enphase Energy | IQ7-60-2-US | Inverters | 240 |  | 25 |  |  | 0.97 |  | Outdoor | Behind the PV Modules
NJSTRE1545669581 |  | Transition Incentive Program | NORTH BERGEN | 7047 | 8 | 7.88 | Residential | Yes | Behind the Meter | Net-metered residential rooftop and canopy |  | None | Suntuity Solar LLC | PSE&G | Accepted | 2020-10-03 | 2020-10-07 | 2021-10-30 | Longi | LR6-60HPB-315M | Solar Panels |  | 0.315 | 7 | 118 | 39 |  | Fixed | Roof
NJSTRE1545669581 |  | Transition Incentive Program | NORTH BERGEN | 7047 | 8 | 7.88 | Residential | Yes | Behind the Meter | Net-metered residential rooftop and canopy |  | None | Suntuity Solar LLC | PSE&G | Accepted | 2020-10-03 | 2020-10-07 | 2021-10-30 | Longi | LR6-60HPB-315M | Solar Panels |  | 0.315 | 3 | 118 | 28 |  | Fixed | Roof
NJSTRE1545669581 |  | Transition Incentive Program | NORTH BERGEN | 7047 | 8 | 7.88 | Residential | Yes | Behind the Meter | Net-metered residential rooftop and canopy |  | None | Suntuity Solar LLC | PSE&G | Accepted | 2020-10-03 | 2020-10-07 | 2021-10-30 | Longi | LR6-60HPB-315M | Solar Panels |  | 0.315 | 6 | 28 | 39 |  | Fixed | Roof
NJSTRE1545669581 |  | Transition Incentive Program | NORTH BERGEN | 7047 | 8 | 7.88 | Residential | Yes | Behind the Meter | Net-metered residential rooftop and canopy |  | None | Suntuity Solar LLC | PSE&G | Accepted | 2020-10-03 | 2020-10-07 | 2021-10-30 | Longi | LR6-60HPB-315M | Solar Panels |  | 0.315 | 3 | 28 | 28 |  | Fixed | Roof
NJSTRE1545669581 |  | Transition Incentive Program | NORTH BERGEN | 7047 | 8 | 7.88 | Residential | Yes | Behind the Meter | Net-metered residential rooftop and canopy |  | None | Suntuity Solar LLC | PSE&G | Accepted | 2020-10-03 | 2020-10-07 | 2021-10-30 | Longi | LR6-60HPB-315M | Solar Panels |  | 0.315 | 3 | 298 | 28 |  | Fixed | Roof
NJSTRE1545669581 |  | Transition Incentive Program | NORTH BERGEN | 7047 | 8 | 7.88 | Residential | Yes | Behind the Meter | Net-metered residential rooftop and canopy |  | None | Suntuity Solar LLC | PSE&G | Accepted | 2020-10-03 | 2020-10-07 | 2021-10-30 | Longi | LR6-60HPB-315M | Solar Panels |  | 0.315 | 3 | 208 | 28 |  | Fixed | Roof
NJSTRE1545669639 |  | Transition Incentive Program | Riverton | 8077 | 13 | 9.61 | Residential | Yes | Behind the Meter | Net-metered residential rooftop and canopy |  | None | Freedom Forever New Jersey | PSE&G | Accepted | 2020-10-15 | 2020-10-15 | 2021-10-30 | Solar Edge | SE10000H-US [SI1] RGM | Inverters | 9.26 |  | 1 |  |  | 0.99 |  | Outdoor | N/A
NJSTRE1545669639 |  | Transition Incentive Program | Riverton | 8077 | 13 | 9.61 | Residential | Yes | Behind the Meter | Net-metered residential rooftop and canopy |  | None | Freedom Forever New Jersey | PSE&G | Accepted | 2020-10-15 | 2020-10-15 | 2021-10-30 | REC Solar | REC310TP2M | Solar Panels |  | 0.31 | 31 | 1 | 24 |  | Fixed | Roof | N/A
NJSTRE1545669676 |  | Transition Incentive Program | Brick Township | 8724 | 18 | 8.99 | Residential | Yes | Behind the Meter | Net-metered residential rooftop and canopy |  | None | Freedom Forever New Jersey LLC | JCP&L | Accepted | 2020-10-07 | 2020-10-07 | 2021-10-30 | Solar Edge | SE10000H-US [SI1] RGM | Inverters | 0.97 |  | 1 |  |  | 0.99 |  | Outdoor | N/A
NJSTRE1545669676 |  | Transition Incentive Program | Brick Township | 8724 | 18 | 8.99 | Residential | Yes | Behind the Meter | Net-metered residential rooftop and canopy |  | None | Freedom Forever New Jersey LLC | JCP&L | Accepted | 2020-10-07 | 2020-10-07 | 2021-10-30 | REC Solar | REC310TP2M | Solar Panels |  | 0.31 | 20 | 2 | 24 |  | Fixed | Roof | N/A
NJSTRE1545669676 |  | Transition Incentive Program | Brick Township | 8724 | 18 | 8.99 | Residential | Yes | Behind the Meter | Net-metered residential rooftop and canopy |  | None | Freedom Forever New Jersey LLC | JCP&L | Accepted | 2020-10-07 | 2020-10-07 | 2021-10-30 | REC Solar | REC310TP2M | Solar Panels |  | 0.31 | 9 | 1 | 24 |  | Fixed | Roof
NJSTRE1545669688 |  | Transition Incentive Program | Willingboro | 8046 | 13 | 2.9 | Residential | Yes | Behind the Meter | Net-metered residential rooftop and canopy |  | None | Freedom Forever New Jersey LLC | PSE&G | Accepted | 2020-10-07 | 2020-10-13 | 2021-10-30 | Solar Edge | SE3000H-US [SI1] RGM | Inverters | 3000 |  | 1 |  |  | 0.99 |  | Outdoor | Roof
NJSTRE1545669688 |  | Transition Incentive Program | Willingboro | 8046 | 13 | 2.9 | Residential | Yes | Behind the Meter | Net-metered residential rooftop and canopy |  | None | Freedom Forever New Jersey LLC | PSE&G | Accepted | 2020-10-07 | 2020-10-13 | 2021-10-30 | REC Solar | REC290TP2 | Solar Panels |  | 0.29 | 8 | 195 | 23 |  | Fixed | Roof | N/A
NJSTRE1545669688 |  | Transition Incentive Program | Willingboro | 8046 | 13 | 2.9 | Residential | Yes | Behind the Meter | Net-metered residential rooftop and canopy |  | None | Freedom Forever New Jersey LLC | PSE&G | Accepted | 2020-10-07 | 2020-10-13 | 2021-10-30 | REC Solar | REC290TP2 | Solar Panels |  | 0.29 | 2 | 15 | 23 |  | Fixed | Roof | N/A
NJSTRE1545669790 |  | Transition Incentive Program | West Creek | 8092 | 18 | 5.22 | Residential | Yes | Behind the Meter | Net-metered residential rooftop and canopy |  | None | Freedom Forever New Jersey LLC | AC Electric | Accepted | 2020-10-07 | 2020-10-07 | 2021-10-30 | Solar Edge | SE5000H-US [SI1] RGM | Inverters | 5000 |  | 1 |  |  | 0.99 |  | Outdoor | N/A
NJSTRE1545669790 |  | Transition Incentive Program | West Creek | 8092 | 18 | 5.22 | Residential | Yes | Behind the Meter | Net-metered residential rooftop and canopy |  | None | Freedom Forever New Jersey LLC | AC Electric | Accepted | 2020-10-07 | 2020-10-07 | 2021-10-30 | Hanwha Solar | Q.PLUS BFR-G4.1- 290 | Solar Panels |  | 0.29 | 18 | 1 | 23 |  | Fixed | Roof | N/A
NJSTRE1545672048 |  | Transition Incentive Program | Pennsauken Twp | 8110 | 14 | 8.68 | Residential | Yes | Behind the Meter | Net-metered residential rooftop and canopy |  | None | 1st Light Energy Inc | PSE&G | Accepted | 2020-10-04 | 2020-10-07 | 2021-10-30 | SolarEdge | SE7600H-US | Inverters | 7600 |  | 1 |  |  | 0.99 |  | Outside | Next to Meter
NJSTRE1545672048 |  | Transition Incentive Program | Pennsauken Twp | 8110 | 14 | 8.68 | Residential | Yes | Behind the Meter | Net-metered residential rooftop and canopy |  | None | 1st Light Energy Inc | PSE&G | Accepted | 2020-10-04 | 2020-10-07 | 2021-10-30 | Longi | LR6-60HPB-310M | Solar Panels |  | 0.31 | 18 | 327 | 25 |  | Fixed | Roof
NJSTRE1545672048 |  | Transition Incentive Program | Pennsauken Twp | 8110 | 14 | 8.68 | Residential | Yes | Behind the Meter | Net-metered residential rooftop and canopy |  | None | 1st Light Energy Inc | PSE&G | Accepted | 2020-10-04 | 2020-10-07 | 2021-10-30 | Longi | LR6-60HPB-310M | Solar Panels |  | 0.31 | 10 | 148 | 27 |  | Fixed | Roof
NJSTRE1545672516 |  | Transition Incentive Program | West Paterson Boro | 7424 | 6 | 8.19 | Residential | No | Behind the Meter | Net-metered residential rooftop and canopy |  | None | Suntuity Solar LLC | PSE&G | Accepted | 2020-10-05 | 2020-10-07 | 2021-10-30 | Enphase Energy | IQ7-60-2-US | Inverters | 240 |  | 26 |  |  | 0.97 |  | Outdoor | Behind the PV Modules
NJSTRE1545672516 |  | Transition Incentive Program | West Paterson Boro | 7424 | 6 | 8.19 | Residential | No | Behind the Meter | Net-metered residential rooftop and canopy |  | None | Suntuity Solar LLC | PSE&G | Accepted | 2020-10-05 | 2020-10-07 | 2021-10-30 | Longi | LR6-60HPB-315M | Solar Panels |  | 0.315 | 7 | 15 | 23 |  | Fixed | Roof
NJSTRE1545672516 |  | Transition Incentive Program | West Paterson Boro | 7424 | 6 | 8.19 | Residential | No | Behind the Meter | Net-metered residential rooftop and canopy |  | None | Suntuity Solar LLC | PSE&G | Accepted | 2020-10-05 | 2020-10-07 | 2021-10-30 | Longi | LR6-60HPB-315M | Solar Panels |  | 0.315 | 3 | 15 | 23 |  | Fixed | Roof
NJSTRE1545672516 |  | Transition Incentive Program | West Paterson Boro | 7424 | 6 | 8.19 | Residential | No | Behind the Meter | Net-metered residential rooftop and canopy |  | None | Suntuity Solar LLC | PSE&G | Accepted | 2020-10-05 | 2020-10-07 | 2021-10-30 | Longi | LR6-60HPB-315M | Solar Panels |  | 0.315 | 5 | 105 | 23 |  | Fixed | Roof
NJSTRE1545672516 |  | Transition Incentive Program | West Paterson Boro | 7424 | 6 | 8.19 | Residential | No | Behind the Meter | Net-metered residential rooftop and canopy |  | None | Suntuity Solar LLC | PSE&G | Accepted | 2020-10-05 | 2020-10-07 | 2021-10-30 | Longi | LR6-60HPB-315M | Solar Panels |  | 0.315 | 8 | 195 | 23 |  | Fixed | Roof
NJSTRE1545672516 |  | Transition Incentive Program | West Paterson Boro | 7424 | 6 | 8.19 | Residential | No | Behind the Meter | Net-metered residential rooftop and canopy |  | None | Suntuity Solar LLC | PSE&G | Accepted | 2020-10-05 | 2020-10-07 | 2021-10-30 | Longi | LR6-60HPB-315M | Solar Panels |  | 0.315 | 3 | 195 | 23 |  | Fixed | Roof
NJSTRE1545672517 |  | Transition Incentive Program | MAGNOLIA | 8049 | 14 | 3.15 | Residential | Yes | Behind the Meter | Net-metered residential rooftop and canopy |  | None | Suntuity Solar LLC | PSE&G | Accepted | 2020-10-05 | 2020-10-07 | 2021-10-30 | Enphase Energy | IQ7-60-2-US | Inverters | 240 |  | 10 |  |  | 0.97 |  | Outdoor | Behind the PV Modules
NJSTRE1545672517 |  | Transition Incentive Program | MAGNOLIA | 8049 | 14 | 3.15 | Residential | Yes | Behind the Meter | Net-metered residential rooftop and canopy |  | None | Suntuity Solar LLC | PSE&G | Accepted | 2020-10-05 | 2020-10-07 | 2021-10-30 | Longi | LR6-60HPB-315M | Solar Panels |  | 0.315 | 10 | 117 | 18 |  | Fixed | Roof
NJSTRE1545672518 |  | Transition Incentive Program | VILLAS | 8251 | 21 | 7.88 | Residential | Yes | Behind the Meter | Net-metered residential rooftop and canopy |  | None | Suntuity Solar LLC | AC Electric | Accepted | 2020-10-05 | 2020-10-07 | 2021-10-30 | Enphase Energy | IQ7-60-2-US | Inverters | 240 |  | 25 |  |  | 0.97 |  | Outdoor | Behind the PV Modules
NJSTRE1545672518 |  | Transition Incentive Program | VILLAS | 8251 | 21 | 7.88 | Residential | Yes | Behind the Meter | Net-metered residential rooftop and canopy |  | None | Suntuity Solar LLC | AC Electric | Accepted | 2020-10-05 | 2020-10-07 | 2021-10-30 | Longi | LR6-60HPB-315M | Solar Panels |  | 0.315 | 6 | 298 | 19 |  | Fixed | Roof
NJSTRE1545672518 |  | Transition Incentive Program | VILLAS | 8251 | 21 | 7.88 | Residential | Yes | Behind the Meter | Net-metered residential rooftop and canopy |  | None | Suntuity Solar LLC | AC Electric | Accepted | 2020-10-05 | 2020-10-07 | 2021-10-30 | Longi | LR6-60HPB-315M | Solar Panels |  | 0.315 | 2 | 28 | 18 |  | Fixed | Roof
NJSTRE1545672518 |  | Transition Incentive Program | VILLAS | 8251 | 21 | 7.88 | Residential | Yes | Behind the Meter | Net-metered residential rooftop and canopy |  | None | Suntuity Solar LLC | AC Electric | Accepted | 2020-10-05 | 2020-10-07 | 2021-10-30 | Longi | LR6-60HPB-315M | Solar Panels |  | 0.315 | 7 | 118 | 19 |  | Fixed | Roof
NJSTRE1545672518 |  | Transition Incentive Program | VILLAS | 8251 | 21 | 7.88 | Residential | Yes | Behind the Meter | Net-metered residential rooftop and canopy |  | None | Suntuity Solar LLC | AC Electric | Accepted | 2020-10-05 | 2020-10-07 | 2021-10-30 | Longi | LR6-60HPB-315M | Solar Panels |  | 0.315 | 2 | 208 | 18 |  | Fixed | Roof
NJSTRE1545672518 |  | Transition Incentive Program | VILLAS | 8251 | 21 | 7.88 | Residential | Yes | Behind the Meter | Net-metered residential rooftop and canopy |  | None | Suntuity Solar LLC | AC Electric | Accepted | 2020-10-05 | 2020-10-07 | 2021-10-30 | Longi | LR6-60HPB-315M | Solar Panels |  | 0.315 | 8 | 298 | 16 |  | Fixed | Roof
NJSTRE1545672519 |  | Transition Incentive Program | WOODLAND PARK | 7424 | 6 | 4.41 | Residential | Yes | Behind the Meter | Net-metered residential rooftop and canopy |  | None | Suntuity Solar LLC | PSE&G | Accepted | 2020-10-05 | 2020-10-08 | 2021-10-30 | Enphase Energy | IQ7-60-2-US | Inverters | 240 |  | 14 |  |  | 0.97 |  | Outdoor | Behind the PV Modules
NJSTRE1545672519 |  | Transition Incentive Program | WOODLAND PARK | 7424 | 6 | 4.41 | Residential | Yes | Behind the Meter | Net-metered residential rooftop and canopy |  | None | Suntuity Solar LLC | PSE&G | Accepted | 2020-10-05 | 2020-10-08 | 2021-10-30 | Longi | LR6-60HPB-315M | Solar Panels |  | 0.315 | 3 | 31 | 23 |  | Fixed | Roof
NJSTRE1545672519 |  | Transition Incentive Program | WOODLAND PARK | 7424 | 6 | 4.41 | Residential | Yes | Behind the Meter | Net-metered residential rooftop and canopy |  | None | Suntuity Solar LLC | PSE&G | Accepted | 2020-10-05 | 2020-10-08 | 2021-10-30 | Longi | LR6-60HPB-315M | Solar Panels |  | 0.315 | 3 | 211 | 23 |  | Fixed | Roof
NJSTRE1545672519 |  | Transition Incentive Program | WOODLAND PARK | 7424 | 6 | 4.41 | Residential | Yes | Behind the Meter | Net-metered residential rooftop and canopy |  | None | Suntuity Solar LLC | PSE&G | Accepted | 2020-10-05 | 2020-10-08 | 2021-10-30 | Longi | LR6-60HPB-315M | Solar Panels |  | 0.315 | 8 | 300 | 20 |  | Fixed | Roof
NJSTRE1545672533 |  | Transition Incentive Program | Lyndhurst | 7071 | 7 | 9.43 | Residential | No | Behind the Meter | Net-metered residential rooftop and canopy |  | None | Whitman Construction, LLC | PSE&G | Accepted | 2020-10-05 | 2020-10-08 | 2021-10-30 | enphase | iq7-60us | Inverters | 240 |  | 29 |  |  | 0.975 |  | Outdoor | microinverter located under modules
NJSTRE1545672533 |  | Transition Incentive Program | Lyndhurst | 7071 | 7 | 9.43 | Residential | No | Behind the Meter | Net-metered residential rooftop and canopy |  | None | Whitman Construction, LLC | PSE&G | Accepted | 2020-10-05 | 2020-10-08 | 2021-10-30 | trina | tsm 325 de06m | Solar Panels |  | 0.325 | 16 | 217 | 23 |  | Fixed | Roof
NJSTRE1545672533 |  | Transition Incentive Program | Lyndhurst | 7071 | 7 | 9.43 | Residential | No | Behind the Meter | Net-metered residential rooftop and canopy |  | None | Whitman Construction, LLC | PSE&G | Accepted | 2020-10-05 | 2020-10-08 | 2021-10-30 | trina | tsm 325 de06m | Solar Panels |  | 0.325 | 13 | 37 | 23 |  | Fixed | Roof
NJSTRE1545672560 |  | Transition Incentive Program | Kendall Park | 8824 | 11 | 11.55 | Residential | No | Behind the Meter | Net-metered residential rooftop and canopy |  | None | Whitman Construction, LLC | PSE&G | Accepted | 2020-10-05 | 2020-10-08 | 2021-10-30 | enphase energy | iq7x-96-2-us | Inverters | 315 |  | 35 |  |  | 0.975 |  | Outdoor | microinverters located under modules
NJSTRE1545672560 |  | Transition Incentive Program | Kendall Park | 8824 | 11 | 11.55 | Residential | No | Behind the Meter | Net-metered residential rooftop and canopy |  | None | Whitman Construction, LLC | PSE&G | Accepted | 2020-10-05 | 2020-10-08 | 2021-10-30 | panasonic | vbhn330sa16 | Solar Panels |  | 0.33 | 24 | 170 | 30 |  | Fixed | Roof
NJSTRE1545672560 |  | Transition Incentive Program | Kendall Park | 8824 | 11 | 11.55 | Residential | No | Behind the Meter | Net-metered residential rooftop and canopy |  | None | Whitman Construction, LLC | PSE&G | Accepted | 2020-10-05 | 2020-10-08 | 2021-10-30 | panasonic | vbhn330sa16 | Solar Panels |  | 0.33 | 11 | 170 | 33 |  | Fixed | Roof
NJSTRE1545672575 |  | Transition Incentive Program | NEWARK | 7114 | 9 | 8.45 | Residential | No | Behind the Meter | Net-metered residential rooftop and canopy |  | None | Infinity Solar Systems | PSE&G | Accepted | 2020-10-05 | 2020-10-08 | 2021-10-30 | ENPHASE | IQ7PLUS-72-X-US | Inverters | 290 |  | 26 |  |  | 0.97 |  | Outside | MICROINVERTERS
NJSTRE1545672575 |  | Transition Incentive Program | NEWARK | 7114 | 9 | 8.45 | Residential | No | Behind the Meter | Net-metered residential rooftop and canopy |  | None | Infinity Solar Systems | PSE&G | Accepted | 2020-10-05 | 2020-10-08 | 2021-10-30 | CANADIAN SOLAR | CS1H-325-MS | Solar Panels |  | 0.325 | 26 | 64 | 5 |  | Fixed | Roof
NJSTRE1545672580 |  | Transition Incentive Program | Cranford | 7016 | 10 | 9.52 | Residential | Yes | Behind the Meter | Net-metered residential rooftop and canopy |  | None | Trinity Solar | PSE&G | Accepted | 2020-10-05 | 2020-10-08 | 2021-10-30 | Solar Edge | SE7600H-US | Inverters | 7600 |  | 1 |  |  | 0.97 |  | Outside | side of home
NJSTRE1545672580 |  | Transition Incentive Program | Cranford | 7016 | 10 | 9.52 | Residential | Yes | Behind the Meter | Net-metered residential rooftop and canopy |  | None | Trinity Solar | PSE&G | Accepted | 2020-10-05 | 2020-10-08 | 2021-10-30 | Hanwha 340 | Q.PEAK DUO BLK-G6 340 | Solar Panels |  | 0.34 | 28 | 166 | 28 |  | Fixed | Roof
NJSTRE1545672585 |  | Transition Incentive Program | Iselin | 8830 | 11 | 5.95 | Residential | Yes | Behind the Meter | Net-metered residential rooftop and canopy |  | None | Pro Custom Solar dba Momentum Solar | PSE&G | Accepted | 2020-10-05 | 2020-10-07 | 2021-10-30 | Enphase | IQ7PLUS-72-2-US | Inverters | 290 |  | 17 |  |  | 0.97 |  | Outdoor | Roof
NJSTRE1545672585 |  | Transition Incentive Program | Iselin | 8830 | 11 | 5.95 | Residential | Yes | Behind the Meter | Net-metered residential rooftop and canopy |  | None | Pro Custom Solar dba Momentum Solar | PSE&G | Accepted | 2020-10-05 | 2020-10-07 | 2021-10-30 | LG | LG 350N1C-V5 | Solar Panels |  | 0.35 | 17 | 225 | 18 |  | Fixed | Roof
NJSTRE1545672600 |  | Transition Incentive Program | Wallington | 7057 | 7 | 8.16 | Residential | Yes | Behind the Meter | Net-metered residential rooftop and canopy |  | None | Trinity Solar | PSE&G | Accepted | 2020-10-05 | 2020-10-07 | 2021-10-30 | Solar Edge | SE7600 | Inverters | 7600 |  | 1 |  |  | 0.97 |  | Outside | side of home
NJSTRE1545672600 |  | Transition Incentive Program | Wallington | 7057 | 7 | 8.16 | Residential | Yes | Behind the Meter | Net-metered residential rooftop and canopy |  | None | Trinity Solar | PSE&G | Accepted | 2020-10-05 | 2020-10-07 | 2021-10-30 | Hanwha 340 | Q.PEAK DUO BLK-G6 340 | Solar Panels |  | 0.34 | 24 | 125 | 20 |  | Fixed | Roof
NJSTRE1545672601 |  | Transition Incentive Program | WILLINGBORO | 8046 | 13 | 8.75 | Residential | Yes | Behind the Meter | Net-metered residential rooftop and canopy |  | None | Pro Custom Solar dba Momentum Solar | PSE&G | Accepted | 2020-10-05 | 2020-10-07 | 2021-10-30 | Enphase | IQ7PLUS-72-2-US | Inverters | 290 |  | 25 |  |  | 0.97 |  | Outdoor | Roof
NJSTRE1545672601 |  | Transition Incentive Program | WILLINGBORO | 8046 | 13 | 8.75 | Residential | Yes | Behind the Meter | Net-metered residential rooftop and canopy |  | None | Pro Custom Solar dba Momentum Solar | PSE&G | Accepted | 2020-10-05 | 2020-10-07 | 2021-10-30 | LG | LG 350N1C-V5 | Solar Panels |  | 0.35 | 11 | 199 | 17 |  | Fixed | Roof
NJSTRE1545672601 |  | Transition Incentive Program | WILLINGBORO | 8046 | 13 | 8.75 | Residential | Yes | Behind the Meter | Net-metered residential rooftop and canopy |  | None | Pro Custom Solar dba Momentum Solar | PSE&G | Accepted | 2020-10-05 | 2020-10-07 | 2021-10-30 | LG | LG 350N1C-V5 | Solar Panels |  | 0.35 | 14 | 109 | 19 |  | Fixed | Roof
NJSTRE1545672613 |  | Transition Incentive Program | TRENTON | 8690 | 12 | 16.45 | Residential | Yes | Behind the Meter | Net-metered residential rooftop and canopy |  | None | Pro Custom Solar dba Momentum Solar | PSE&G | Accepted | 2020-10-05 | 2020-10-07 | 2021-10-30 | Enphase | IQ7PLUS-72-2-US | Inverters | 290 |  | 47 |  |  | 0.97 |  | Outdoor | Roof
NJSTRE1545672613 |  | Transition Incentive Program | TRENTON | 8690 | 12 | 16.45 | Residential | Yes | Behind the Meter | Net-metered residential rooftop and canopy |  | None | Pro Custom Solar dba Momentum Solar | PSE&G | Accepted | 2020-10-05 | 2020-10-07 | 2021-10-30 | LG | LG 350N1C-V5 | Solar Panels |  | 0.35 | 9 | 101 | 18 |  | Fixed | Roof
NJSTRE1545672613 |  | Transition Incentive Program | TRENTON | 8690 | 12 | 16.45 | Residential | Yes | Behind the Meter | Net-metered residential rooftop and canopy |  | None | Pro Custom Solar dba Momentum Solar | PSE&G | Accepted | 2020-10-05 | 2020-10-07 | 2021-10-30 | LG | LG 350N1C-V5 | Solar Panels |  | 0.35 | 18 | 281 | 18 |  | Fixed | Roof
NJSTRE1545672613 |  | Transition Incentive Program | TRENTON | 8690 | 12 | 16.45 | Residential | Yes | Behind the Meter | Net-metered residential rooftop and canopy |  | None | Pro Custom Solar dba Momentum Solar | PSE&G | Accepted | 2020-10-05 | 2020-10-07 | 2021-10-30 | LG | LG 350N1C-V5 | Solar Panels |  | 0.35 | 9 | 281 | 18 |  | Fixed | Roof
NJSTRE1545672613 |  | Transition Incentive Program | TRENTON | 8690 | 12 | 16.45 | Residential | Yes | Behind the Meter | Net-metered residential rooftop and canopy |  | None | Pro Custom Solar dba Momentum Solar | PSE&G | Accepted | 2020-10-05 | 2020-10-07 | 2021-10-30 | LG | LG 350N1C-V5 | Solar Panels |  | 0.35 | 11 | 101 | 18 |  | Fixed | Roof
NJSTRE1545672614 |  | Transition Incentive Program | South Brunswick | 8512 | 11 | 12.06 | Residential | No | Behind the Meter | Net-metered residential rooftop and canopy |  | None | Whitman Construction, LLC | PSE&G | Accepted | 2020-10-05 | 2020-10-07 | 2021-10-30 | ENPHASE ENERGY | IQ7-60-2-US | Inverters | 240 |  | 36 |  |  | 0.975 |  | Outdoor | microinverters located under modules
NJSTRE1545672614 |  | Transition Incentive Program | South Brunswick | 8512 | 11 | 12.06 | Residential | No | Behind the Meter | Net-metered residential rooftop and canopy |  | None | Whitman Construction, LLC | PSE&G | Accepted | 2020-10-05 | 2020-10-07 | 2021-10-30 | LG | LG 335N1C-V5 | Solar Panels |  | 0.335 | 18 | 192 | 31 |  | Fixed | Roof
NJSTRE1545672614 |  | Transition Incentive Program | South Brunswick | 8512 | 11 | 12.06 | Residential | No | Behind the Meter | Net-metered residential rooftop and canopy |  | None | Whitman Construction, LLC | PSE&G | Accepted | 2020-10-05 | 2020-10-07 | 2021-10-30 | LG | LG 335N1C-V5 | Solar Panels |  | 0.335 | 18 | 192 | 35 |  | Fixed | Roof
NJSTRE1545672626 |  | Transition Incentive Program | Budd Lake | 7828 | 3 | 2.68 | Residential | Yes | Behind the Meter | Net-metered residential rooftop and canopy |  | None | Trinity Solar | JCP&L | Accepted | 2020-10-05 | 2020-10-07 | 2021-10-30 | Solar Edge | SE3000H-US | Inverters | 3000 |  | 1 |  |  | 0.97 |  | Outside | side of home
NJSTRE1545672626 |  | Transition Incentive Program | Budd Lake | 7828 | 3 | 2.68 | Residential | Yes | Behind the Meter | Net-metered residential rooftop and canopy |  | None | Trinity Solar | JCP&L | Accepted | 2020-10-05 | 2020-10-07 | 2021-10-30 | Hanwha 335 | Q.PEAK DUO BLK-G6 335 | Solar Panels |  | 0.335 | 8 | 101 | 27 |  | Fixed | Roof
NJSTRE1545672634 |  | Transition Incentive Program | South Bound Brook | 8880 | 5 | 7.7 | Residential | Yes | Behind the Meter | Net-metered residential rooftop and canopy |  | None | Pro Custom Solar dba Momentum Solar | PSE&G | Accepted | 2020-10-05 | 2020-10-07 | 2021-10-30 | Enphase | IQ7PLUS-72-2-US | Inverters | 290 |  | 22 |  |  | 0.97 |  | Outdoor | Roof
NJSTRE1545672634 |  | Transition Incentive Program | South Bound Brook | 8880 | 5 | 7.7 | Residential | Yes | Behind the Meter | Net-metered residential rooftop and canopy |  | None | Pro Custom Solar dba Momentum Solar | PSE&G | Accepted | 2020-10-05 | 2020-10-07 | 2021-10-30 | LG | LG 350N1C-V5 | Solar Panels |  | 0.35 | 2 | 242 | 35 |  | Fixed | Roof
NJSTRE1545672634 |  | Transition Incentive Program | South Bound Brook | 8880 | 5 | 7.7 | Residential | Yes | Behind the Meter | Net-metered residential rooftop and canopy |  | None | Pro Custom Solar dba Momentum Solar | PSE&G | Accepted | 2020-10-05 | 2020-10-07 | 2021-10-30 | LG | LG 350N1C-V5 | Solar Panels |  | 0.35 | 5 | 242 | 41 |  | Fixed | Roof
NJSTRE1545672634 |  | Transition Incentive Program | South Bound Brook | 8880 | 5 | 7.7 | Residential | Yes | Behind the Meter | Net-metered residential rooftop and canopy |  | None | Pro Custom Solar dba Momentum Solar | PSE&G | Accepted | 2020-10-05 | 2020-10-07 | 2021-10-30 | LG | LG 350N1C-V5 | Solar Panels |  | 0.35 | 15 | 62 | 17 |  | Fixed | Roof
NJSTRE1545672636 |  | Transition Incentive Program | Egg Harbor | 8234 | 19 | 5.12 | Residential | Yes | Behind the Meter | Net-metered residential rooftop and canopy |  | None | Reliable Power and Solar | AC Electric | Accepted | 2020-10-05 | 2020-10-07 | 2021-10-30 | Enphase | IQ7 | Inverters | 240 |  | 16 |  |  | 0.97 |  | Outside | roof
NJSTRE1545672636 |  | Transition Incentive Program | Egg Harbor | 8234 | 19 | 5.12 | Residential | Yes | Behind the Meter | Net-metered residential rooftop and canopy |  | None | Reliable Power and Solar | AC Electric | Accepted | 2020-10-05 | 2020-10-07 | 2021-10-30 | Trina | tsmdd05 | Solar Panels |  | 0.32 | 10 | 191 | 42 |  | Fixed | Roof | roof
NJSTRE1545672636 |  | Transition Incentive Program | Egg Harbor | 8234 | 19 | 5.12 | Residential | Yes | Behind the Meter | Net-metered residential rooftop and canopy |  | None | Reliable Power and Solar | AC Electric | Accepted | 2020-10-05 | 2020-10-07 | 2021-10-30 | trina | tsmdd05 | Solar Panels |  | 0.32 | 6 | 101 | 42 |  | Fixed | Roof | roof
NJSTRE1545672656 |  | Transition Incentive Program | Toms River | 8753 | 18 | 6.3 | Residential | Yes | Behind the Meter | Net-metered residential rooftop and canopy |  | None | Pro Custom Solar dba Momentum Solar | JCP&L | Accepted | 2020-10-05 | 2020-10-07 | 2021-10-30 | Enphase | IQ7PLUS-72-2-US | Inverters | 290 |  | 18 |  |  | 0.97 |  | Outdoor | Roof
NJSTRE1545672656 |  | Transition Incentive Program | Toms River | 8753 | 18 | 6.3 | Residential | Yes | Behind the Meter | Net-metered residential rooftop and canopy |  | None | Pro Custom Solar dba Momentum Solar | JCP&L | Accepted | 2020-10-05 | 2020-10-07 | 2021-10-30 | LG | LG 350N1C-V5 | Solar Panels |  | 0.35 | 10 | 180 | 30 |  | Fixed | Roof
NJSTRE1545672656 |  | Transition Incentive Program | Toms River | 8753 | 18 | 6.3 | Residential | Yes | Behind the Meter | Net-metered residential rooftop and canopy |  | None | Pro Custom Solar dba Momentum Solar | JCP&L | Accepted | 2020-10-05 | 2020-10-07 | 2021-10-30 | LG | LG 350N1C-V5 | Solar Panels |  | 0.35 | 8 | 0 | 30 |  | Fixed | Roof
NJSTRE1545672659 |  | Transition Incentive Program | Jefferson | 7849 | 3 | 10.73 | Residential | No | Behind the Meter | Net-metered residential rooftop and canopy |  | None | Whitman Construction, LLC | JCP&L | Accepted | 2020-10-05 | 2020-10-07 | 2021-10-30 | enphase energy | iq7plus-72-2-us | Inverters | 295 |  | 29 |  |  | 0.975 |  | Outdoor | microinverters located under modules
NJSTRE1545672659 |  | Transition Incentive Program | Jefferson | 7849 | 3 | 10.73 | Residential | No | Behind the Meter | Net-metered residential rooftop and canopy |  | None | Whitman Construction, LLC | JCP&L | Accepted | 2020-10-05 | 2020-10-07 | 2021-10-30 | solaria power | xt370r-pd | Solar Panels |  | 0.37 | 19 | 185 | 20 |  | Fixed | Roof
NJSTRE1545672659 |  | Transition Incentive Program | Jefferson | 7849 | 3 | 10.73 | Residential | No | Behind the Meter | Net-metered residential rooftop and canopy |  | None | Whitman Construction, LLC | JCP&L | Accepted | 2020-10-05 | 2020-10-07 | 2021-10-30 | solaria power | xt370r-pd | Solar Panels |  | 0.37 | 10 | 5 | 20 |  | Fixed | Roof
NJSTRE1545672665 |  | Transition Incentive Program | Jackson Township | 8527 | 18 | 12.73 | Residential | Yes | Behind the Meter | Net-metered residential rooftop and canopy |  | None | Trinity Solar | JCP&L | Accepted | 2020-10-05 | 2020-10-07 | 2021-10-30 | Solar Edge | SE10000 | Inverters | 10000 |  | 1 |  |  | 0.97 |  | Outside | side of home
NJSTRE1545672665 |  | Transition Incentive Program | Jackson Township | 8527 | 18 | 12.73 | Residential | Yes | Behind the Meter | Net-metered residential rooftop and canopy |  | None | Trinity Solar | JCP&L | Accepted | 2020-10-05 | 2020-10-07 | 2021-10-30 | Hanwha | Q.PEAK DUO BLK-G6 335 | Solar Panels |  | 0.335 | 7 | 251 | 34 |  | Fixed | Roof
NJSTRE1545672665 |  | Transition Incentive Program | Jackson Township | 8527 | 18 | 12.73 | Residential | Yes | Behind the Meter | Net-metered residential rooftop and canopy |  | None | Trinity Solar | JCP&L | Accepted | 2020-10-05 | 2020-10-07 | 2021-10-30 | Hanwha | Q.PEAK DUO BLK-G6 335 | Solar Panels |  | 0.335 | 4 | 161 | 34 |  | Fixed | Roof
NJSTRE1545672665 |  | Transition Incentive Program | Jackson Township | 8527 | 18 | 12.73 | Residential | Yes | Behind the Meter | Net-metered residential rooftop and canopy |  | None | Trinity Solar | JCP&L | Accepted | 2020-10-05 | 2020-10-07 | 2021-10-30 | Hanwha | Q.PEAK DUO BLK-G6 335 | Solar Panels |  | 0.335 | 2 | 161 | 23 |  | Fixed | Roof
NJSTRE1545672665 |  | Transition Incentive Program | Jackson Township | 8527 | 18 | 12.73 | Residential | Yes | Behind the Meter | Net-metered residential rooftop and canopy |  | None | Trinity Solar | JCP&L | Accepted | 2020-10-05 | 2020-10-07 | 2021-10-30 | Hanwha | Q.PEAK DUO BLK-G6 335 | Solar Panels |  | 0.335 | 7 | 251 | 14 |  | Fixed | Roof
NJSTRE1545672665 |  | Transition Incentive Program | Jackson Township | 8527 | 18 | 12.73 | Residential | Yes | Behind the Meter | Net-metered residential rooftop and canopy |  | None | Trinity Solar | JCP&L | Accepted | 2020-10-05 | 2020-10-07 | 2021-10-30 | Hanwha | Q.PEAK DUO BLK-G6 335 | Solar Panels |  | 0.335 | 18 | 251 | 34 |  | Fixed | Roof
NJSTRE1545672717 |  | Transition Incentive Program | Kendall Park | 8824 | 11 | 11.55 | Residential | No | Behind the Meter | Net-metered residential rooftop and canopy |  | None | Whitman Construction, LLC | PSE&G | Accepted | 2020-10-05 | 2020-10-07 | 2021-10-30 | enphase energy | iq7x-96-2-us | Inverters | 315 |  | 35 |  |  | 0.975 |  | Outdoor | microinverters located under modules
NJSTRE1545672717 |  | Transition Incentive Program | Kendall Park | 8824 | 11 | 11.55 | Residential | No | Behind the Meter | Net-metered residential rooftop and canopy |  | None | Whitman Construction, LLC | PSE&G | Accepted | 2020-10-05 | 2020-10-07 | 2021-10-30 | panasonic | vbhn330sa16 | Solar Panels |  | 0.33 | 18 | 245 | 30 |  | Fixed | Roof
NJSTRE1545672717 |  | Transition Incentive Program | Kendall Park | 8824 | 11 | 11.55 | Residential | No | Behind the Meter | Net-metered residential rooftop and canopy |  | None | Whitman Construction, LLC | PSE&G | Accepted | 2020-10-05 | 2020-10-07 | 2021-10-30 | panasonic | vbnh330sa16 | Solar Panels |  | 0.33 | 6 | 245 | 31 |  | Fixed | Roof
NJSTRE1545672717 |  | Transition Incentive Program | Kendall Park | 8824 | 11 | 11.55 | Residential | No | Behind the Meter | Net-metered residential rooftop and canopy |  | None | Whitman Construction, LLC | PSE&G | Accepted | 2020-10-05 | 2020-10-07 | 2021-10-30 | panasonic | vbnh330sa16 | Solar Panels |  | 0.33 | 11 | 245 | 30 |  | Fixed | Roof
NJSTRE1545672725 |  | Transition Incentive Program | West Berlin | 8091 | 14 | 4.76 | Residential | Yes | Behind the Meter | Net-metered residential rooftop and canopy |  | None | Trinity Solar | AC Electric | Accepted | 2020-10-05 | 2020-10-07 | 2021-10-30 | Solar Edge | SE3800H-US | Inverters | 3800 |  | 1 |  |  | 0.97 |  | Outside | side of home
NJSTRE1545672725 |  | Transition Incentive Program | West Berlin | 8091 | 14 | 4.76 | Residential | Yes | Behind the Meter | Net-metered residential rooftop and canopy |  | None | Trinity Solar | AC Electric | Accepted | 2020-10-05 | 2020-10-07 | 2021-10-30 | Hanwha 340 | Q.PEAK DUO BLK-G6 340 | Solar Panels |  | 0.34 | 14 | 218 | 30 |  | Fixed | Roof
NJSTRE1545672754 |  | Transition Incentive Program | Southampton | 8088 | 13 | 21.11 | Residential | Yes | Behind the Meter | Net-metered residential rooftop and canopy |  | None | Solar Energy World | PSE&G | Accepted | 2020-10-05 | 2020-10-07 | 2021-10-30 | Solar Edge | SE10000H-USRM | Inverters | 10000 |  | 2 |  |  | 0.98 |  | Outdoor | near meter
NJSTRE1545672754 |  | Transition Incentive Program | Southampton | 8088 | 13 | 21.11 | Residential | Yes | Behind the Meter | Net-metered residential rooftop and canopy |  | None | Solar Energy World | PSE&G | Accepted | 2020-10-05 | 2020-10-07 | 2021-10-30 | Hanwha Q-cells | Q.PEAK DUO BLK-G5 | Solar Panels |  | 0.315 | 26 | 239 | 18 |  | Fixed | Roof
NJSTRE1545672754 |  | Transition Incentive Program | Southampton | 8088 | 13 | 21.11 | Residential | Yes | Behind the Meter | Net-metered residential rooftop and canopy |  | None | Solar Energy World | PSE&G | Accepted | 2020-10-05 | 2020-10-07 | 2021-10-30 | Hanwha Q-cells | Q.PEAK DUO BLK-G5 | Solar Panels |  | 0.315 | 22 | 239 | 18 |  | Fixed | Roof
NJSTRE1545672754 |  | Transition Incentive Program | Southampton | 8088 | 13 | 21.11 | Residential | Yes | Behind the Meter | Net-metered residential rooftop and canopy |  | None | Solar Energy World | PSE&G | Accepted | 2020-10-05 | 2020-10-07 | 2021-10-30 | Hanwha Q-cells | Q.PEAK DUO BLK-G5 | Solar Panels |  | 0.315 | 19 | 59 | 18 |  | Fixed | Roof
NJSTRE1545672777 |  | Transition Incentive Program | Weehawken Twp | 7086 | 8 | 7.75 | Residential | No | Behind the Meter | Net-metered residential rooftop and canopy |  | None | 1st Light Energy Inc | PSE&G | Accepted | 2020-10-05 | 2020-10-07 | 2021-10-30 | SolarEdge | SE6000H-US | Inverters | 6000 |  | 1 |  |  | 0.99 |  | Outside | Next to Meter
NJSTRE1545672777 |  | Transition Incentive Program | Weehawken Twp | 7086 | 8 | 7.75 | Residential | No | Behind the Meter | Net-metered residential rooftop and canopy |  | None | 1st Light Energy Inc | PSE&G | Accepted | 2020-10-05 | 2020-10-07 | 2021-10-30 | Longi | LR6-60HPB-310M | Solar Panels |  | 0.31 | 15 | 209 | 23 |  | Fixed | Roof
NJSTRE1545672777 |  | Transition Incentive Program | Weehawken Twp | 7086 | 8 | 7.75 | Residential | No | Behind the Meter | Net-metered residential rooftop and canopy |  | None | 1st Light Energy Inc | PSE&G | Accepted | 2020-10-05 | 2020-10-07 | 2021-10-30 | Longi | LR6-60HPB-310M | Solar Panels |  | 0.31 | 10 | 29 | 18 |  | Fixed | Roof
NJSTRE1545672787 |  | Transition Incentive Program | Ewing | 8638 | 12 | 2.72 | Residential | Yes | Behind the Meter | Net-metered residential rooftop and canopy |  | None | Trinity Solar | PSE&G | Accepted | 2020-10-05 | 2020-10-07 | 2021-10-30 | solar edge | SE3000 | Inverters | 3000 |  | 1 |  |  | 0.97 |  | Outside | side of home
NJSTRE1545672787 |  | Transition Incentive Program | Ewing | 8638 | 12 | 2.72 | Residential | Yes | Behind the Meter | Net-metered residential rooftop and canopy |  | None | Trinity Solar | PSE&G | Accepted | 2020-10-05 | 2020-10-07 | 2021-10-30 | Hanwha | Q.PEAK DUO BLK-G6 340 | Solar Panels |  | 0.34 | 8 | 216 | 27 |  | Fixed | Roof
NJSTRE1545672810 |  | Transition Incentive Program | Swedesboro | 8085 | 15 | 11.05 | Residential | No | Behind the Meter | Net-metered residential rooftop and canopy |  | None | RCL Enterprises Inc. | AC Electric | Accepted | 2020-10-05 | 2020-10-07 | 2021-10-30 | enphase | iq7 | Inverters | 240 |  | 34 |  |  | 0.96 |  | Outdoor | under panels
NJSTRE1545672810 |  | Transition Incentive Program | Swedesboro | 8085 | 15 | 11.05 | Residential | No | Behind the Meter | Net-metered residential rooftop and canopy |  | None | RCL Enterprises Inc. | AC Electric | Accepted | 2020-10-05 | 2020-10-07 | 2021-10-30 | Trina Solar | TSM-325DD06M | Solar Panels |  | 0.325 | 9 | 210 | 32 |  | Fixed | Roof
NJSTRE1545672810 |  | Transition Incentive Program | Swedesboro | 8085 | 15 | 11.05 | Residential | No | Behind the Meter | Net-metered residential rooftop and canopy |  | None | RCL Enterprises Inc. | AC Electric | Accepted | 2020-10-05 | 2020-10-07 | 2021-10-30 | Trina Solar | TSM-325DD06M | Solar Panels |  | 0.325 | 25 | 210 | 32 |  | Fixed | Roof
NJSTRE1545672829 |  | Transition Incentive Program | Pleasantville | 8232 | 19 | 7.14 | Residential | Yes | Behind the Meter | Net-metered residential rooftop and canopy |  | None | Trinity Solar | AC Electric | Accepted | 2020-10-05 | 2020-10-07 | 2021-10-30 | Solar Edge | SE6000 | Inverters | 6000 |  | 1 |  |  | 0.97 |  | Outside | side of home
NJSTRE1545672829 |  | Transition Incentive Program | Pleasantville | 8232 | 19 | 7.14 | Residential | Yes | Behind the Meter | Net-metered residential rooftop and canopy |  | None | Trinity Solar | AC Electric | Accepted | 2020-10-05 | 2020-10-07 | 2021-10-30 | Hanwha | Q.PEAK DUO BLK-G6 340 | Solar Panels |  | 0.34 | 21 | 141 | 30 |  | Fixed | Roof
NJSTRE1545672902 |  | Transition Incentive Program | NEWARK | 7107 | 9 | 3.4 | Residential | Yes | Behind the Meter | Net-metered residential rooftop and canopy |  | None | Trinity Solar | PSE&G | Accepted | 2020-10-05 | 2020-10-08 | 2021-10-30 | Solar Edge | SE3000H-US000BNC4 | Inverters | 3000 |  | 1 |  |  | 0.97 |  | Outdoor | side of home
NJSTRE1545672902 |  | Transition Incentive Program | NEWARK | 7107 | 9 | 3.4 | Residential | Yes | Behind the Meter | Net-metered residential rooftop and canopy |  | None | Trinity Solar | PSE&G | Accepted | 2020-10-05 | 2020-10-08 | 2021-10-30 | HANWHA | Q.PEAK DUO BLK-G6 340 | Solar Panels |  | 0.34 | 10 | 292 | 45 |  | Fixed | Roof
NJSTRE1545672903 |  | Transition Incentive Program | Hightstown | 8520 | 12 | 8.58 | Residential | No | Behind the Meter | Net-metered residential rooftop and canopy |  | None | Whitman Construction, LLC | JCP&L | Accepted | 2020-10-05 | 2020-10-07 | 2021-10-30 | enphase energy | IQ7X-96-2-US | Inverters | 315 |  | 26 |  |  | 0.975 |  | Outdoor | microinverters located under modules
NJSTRE1545672903 |  | Transition Incentive Program | Hightstown | 8520 | 12 | 8.58 | Residential | No | Behind the Meter | Net-metered residential rooftop and canopy |  | None | Whitman Construction, LLC | JCP&L | Accepted | 2020-10-05 | 2020-10-07 | 2021-10-30 | panasonic | vbhn330sa16 | Solar Panels |  | 0.33 | 9 | 244 | 27 |  | Fixed | Roof
NJSTRE1545672903 |  | Transition Incentive Program | Hightstown | 8520 | 12 | 8.58 | Residential | No | Behind the Meter | Net-metered residential rooftop and canopy |  | None | Whitman Construction, LLC | JCP&L | Accepted | 2020-10-05 | 2020-10-07 | 2021-10-30 | panasonic | vbhn330sa16 | Solar Panels |  | 0.33 | 17 | 154 | 35 |  | Fixed | Roof
NJSTRE1545672945 |  | Transition Incentive Program | Elmwood Park | 7407 | 7 | 7.82 | Residential | Yes | Behind the Meter | Net-metered residential rooftop and canopy |  | None | Trinity Solar | PSE&G | Accepted | 2020-10-05 | 2020-10-07 | 2021-10-30 | solar edge | SE6000 | Inverters | 6000 |  | 1 |  |  | 0.97 |  | Outside | side of home
NJSTRE1545672945 |  | Transition Incentive Program | Elmwood Park | 7407 | 7 | 7.82 | Residential | Yes | Behind the Meter | Net-metered residential rooftop and canopy |  | None | Trinity Solar | PSE&G | Accepted | 2020-10-05 | 2020-10-07 | 2021-10-30 | Hanwha | Q.PEAK DUO BLK-G6 340 | Solar Panels |  | 0.34 | 5 | 251 | 21 |  | Fixed | Roof
NJSTRE1545672945 |  | Transition Incentive Program | Elmwood Park | 7407 | 7 | 7.82 | Residential | Yes | Behind the Meter | Net-metered residential rooftop and canopy |  | None | Trinity Solar | PSE&G | Accepted | 2020-10-05 | 2020-10-07 | 2021-10-30 | Hanwha | Q.PEAK DUO BLK-G6 340 | Solar Panels |  | 0.34 | 10 | 161 | 23 |  | Fixed | Roof
NJSTRE1545672945 |  | Transition Incentive Program | Elmwood Park | 7407 | 7 | 7.82 | Residential | Yes | Behind the Meter | Net-metered residential rooftop and canopy |  | None | Trinity Solar | PSE&G | Accepted | 2020-10-05 | 2020-10-07 | 2021-10-30 | Hanwha | Q.PEAK DUO BLK-G6 340 | Solar Panels |  | 0.34 | 8 | 71 | 18 |  | Fixed | Roof
NJSTRE1545673044 |  | Transition Incentive Program | Sewell | 8080 | 15 | 14.63 | Residential | No | Behind the Meter | Net-metered residential rooftop and canopy |  | None | RCL Enterprises Inc. | AC Electric | Accepted | 2020-10-05 | 2020-10-07 | 2021-10-30 | enphase | iq7 | Inverters | 240 |  | 45 |  |  | 0.96 |  | Outdoor | under panels
NJSTRE1545673044 |  | Transition Incentive Program | Sewell | 8080 | 15 | 14.63 | Residential | No | Behind the Meter | Net-metered residential rooftop and canopy |  | None | RCL Enterprises Inc. | AC Electric | Accepted | 2020-10-05 | 2020-10-07 | 2021-10-30 | Trina Solar | TSM-325DD06M | Solar Panels |  | 0.325 | 25 | 177 | 18 |  | Fixed | Roof
NJSTRE1545673044 |  | Transition Incentive Program | Sewell | 8080 | 15 | 14.63 | Residential | No | Behind the Meter | Net-metered residential rooftop and canopy |  | None | RCL Enterprises Inc. | AC Electric | Accepted | 2020-10-05 | 2020-10-07 | 2021-10-30 | Trina Solar | TSM-325DD06M | Solar Panels |  | 0.325 | 20 | 177 | 24 |  | Fixed | Roof
NJSTRE1545673129 |  | Transition Incentive Program | Estell Manor | 8319 | 19 | 9.92 | Residential | Yes | Behind the Meter | Net-metered residential rooftop and canopy |  | None | Freedom Forever New Jersey, LLC | AC Electric | Accepted | 2020-10-05 | 2020-10-07 | 2021-10-30 | Solar Edge | SE10000H-US [SI1] RGM | Inverters | 42 |  | 1 |  |  | 0.99 |  | Outdoor | N/A
NJSTRE1545673129 |  | Transition Incentive Program | Estell Manor | 8319 | 19 | 9.92 | Residential | Yes | Behind the Meter | Net-metered residential rooftop and canopy |  | None | Freedom Forever New Jersey, LLC | AC Electric | Accepted | 2020-10-05 | 2020-10-07 | 2021-10-30 | REC Solar | REC310TP2M | Solar Panels |  | 0.31 | 9 | 328 | 25 |  | Fixed | Roof | Roof
NJSTRE1545673129 |  | Transition Incentive Program | Estell Manor | 8319 | 19 | 9.92 | Residential | Yes | Behind the Meter | Net-metered residential rooftop and canopy |  | None | Freedom Forever New Jersey, LLC | AC Electric | Accepted | 2020-10-05 | 2020-10-07 | 2021-10-30 | REC Solar | REC310TP2M | Solar Panels |  | 0.31 | 6 | 329 | 10 |  | Fixed | Roof | Roof
NJSTRE1545673129 |  | Transition Incentive Program | Estell Manor | 8319 | 19 | 9.92 | Residential | Yes | Behind the Meter | Net-metered residential rooftop and canopy |  | None | Freedom Forever New Jersey, LLC | AC Electric | Accepted | 2020-10-05 | 2020-10-07 | 2021-10-30 | REC Solar | REC310TP2M | Solar Panels |  | 0.31 | 9 | 148 | 25 |  | Fixed | Roof | Roof
NJSTRE1545673129 |  | Transition Incentive Program | Estell Manor | 8319 | 19 | 9.92 | Residential | Yes | Behind the Meter | Net-metered residential rooftop and canopy |  | None | Freedom Forever New Jersey, LLC | AC Electric | Accepted | 2020-10-05 | 2020-10-07 | 2021-10-30 | REC Solar | REC310TP2M | Solar Panels |  | 0.31 | 8 | 149 | 10 |  | Fixed | Roof | Roof
NJSTRE1545673190 |  | Transition Incentive Program | Vorhees | 8043 | 14 | 11.7 | Residential | No | Behind the Meter | Net-metered residential rooftop and canopy |  | None | RCL Enterprises Inc. | AC Electric | Accepted | 2020-10-05 | 2020-10-07 | 2021-10-30 | enphase | iq7x | Inverters | 315 |  | 36 |  |  | 0.96 |  | Outdoor | under panels
NJSTRE1545673190 |  | Transition Incentive Program | Vorhees | 8043 | 14 | 11.7 | Residential | No | Behind the Meter | Net-metered residential rooftop and canopy |  | None | RCL Enterprises Inc. | AC Electric | Accepted | 2020-10-05 | 2020-10-07 | 2021-10-30 | Panasonic | VBHN325KA03 | Solar Panels |  | 0.325 | 17 | 243 | 34 |  | Fixed | Roof
NJSTRE1545673190 |  | Transition Incentive Program | Vorhees | 8043 | 14 | 11.7 | Residential | No | Behind the Meter | Net-metered residential rooftop and canopy |  | None | RCL Enterprises Inc. | AC Electric | Accepted | 2020-10-05 | 2020-10-07 | 2021-10-30 | Panasonic | VBHN325KA03 | Solar Panels |  | 0.325 | 4 | 153 | 34 |  | Fixed | Roof
NJSTRE1545673190 |  | Transition Incentive Program | Vorhees | 8043 | 14 | 11.7 | Residential | No | Behind the Meter | Net-metered residential rooftop and canopy |  | None | RCL Enterprises Inc. | AC Electric | Accepted | 2020-10-05 | 2020-10-07 | 2021-10-30 | Panasonic | VBHN325KA03 | Solar Panels |  | 0.325 | 15 | 243 | 34 |  | Fixed | Roof
NJSTRE1545673194 |  | Transition Incentive Program | Long Branch | 7740 | 17 | 4.16 | Residential | No | Behind the Meter | Net-metered residential rooftop and canopy |  | None | Reliable Power and Solar | JCP&L | Accepted | 2020-10-05 | 2020-10-07 | 2021-10-30 | enphase | IQ7 | Inverters | 240 |  | 13 |  |  | 0.97 |  | Outdoor | roof
NJSTRE1545673194 |  | Transition Incentive Program | Long Branch | 7740 | 17 | 4.16 | Residential | No | Behind the Meter | Net-metered residential rooftop and canopy |  | None | Reliable Power and Solar | JCP&L | Accepted | 2020-10-05 | 2020-10-07 | 2021-10-30 | trina | tsmdd05 | Solar Panels |  | 0.32 | 13 | 263 | 5 |  | Fixed | Roof | roof
NJSTRE1545673248 |  | Transition Incentive Program | Lakewood | 8701 | 18 | 12.71 | Residential | No | Behind the Meter | Net-metered residential rooftop and canopy |  | None | Freedom Forever New Jersey, LLC | JCP&L | Accepted | 2020-10-05 | 2020-10-07 | 2021-10-30 | Solar Edge | SE10000H-US [SI1] | Inverters | 42 |  | 1 |  |  | 0.99 |  | Outdoor | N/A
NJSTRE1545673248 |  | Transition Incentive Program | Lakewood | 8701 | 18 | 12.71 | Residential | No | Behind the Meter | Net-metered residential rooftop and canopy |  | None | Freedom Forever New Jersey, LLC | JCP&L | Accepted | 2020-10-05 | 2020-10-07 | 2021-10-30 | REC Solar | REC310TP2M | Solar Panels |  | 0.31 | 14 | 7 | 25 |  | Fixed | Roof | Roof
NJSTRE1545673248 |  | Transition Incentive Program | Lakewood | 8701 | 18 | 12.71 | Residential | No | Behind the Meter | Net-metered residential rooftop and canopy |  | None | Freedom Forever New Jersey, LLC | JCP&L | Accepted | 2020-10-05 | 2020-10-07 | 2021-10-30 | REC Solar | REC310TP2M | Solar Panels |  | 0.31 | 18 | 187 | 25 |  | Fixed | Roof | Roof
NJSTRE1545673248 |  | Transition Incentive Program | Lakewood | 8701 | 18 | 12.71 | Residential | No | Behind the Meter | Net-metered residential rooftop and canopy |  | None | Freedom Forever New Jersey, LLC | JCP&L | Accepted | 2020-10-05 | 2020-10-07 | 2021-10-30 | REC Solar | REC310TP2M | Solar Panels |  | 0.31 | 6 | 97 | 35 |  | Fixed | Roof | Roof
NJSTRE1545673248 |  | Transition Incentive Program | Lakewood | 8701 | 18 | 12.71 | Residential | No | Behind the Meter | Net-metered residential rooftop and canopy |  | None | Freedom Forever New Jersey, LLC | JCP&L | Accepted | 2020-10-05 | 2020-10-07 | 2021-10-30 | REC Solar | REC310TP2M | Solar Panels |  | 0.31 | 3 | 277 | 35 |  | Fixed | Roof | Roof
NJSTRE1545673272 |  | Transition Incentive Program | Irvington | 7111 | 9 | 3.02 | Residential | Yes | Behind the Meter | Net-metered residential rooftop and canopy |  | None | Vision Solar LLC | PSE&G | Accepted | 2020-10-05 | 2020-10-07 | 2021-10-30 | ENPHASE | IQ7-60-2-US | Inverters | 0.24 |  | 9 |  |  | 0.96 |  | Other | behind each panel
NJSTRE1545673272 |  | Transition Incentive Program | Irvington | 7111 | 9 | 3.02 | Residential | Yes | Behind the Meter | Net-metered residential rooftop and canopy |  | None | Vision Solar LLC | PSE&G | Accepted | 2020-10-05 | 2020-10-07 | 2021-10-30 | HANWHA Q-CELLS | Q.PEAK DUO-G6+ 335 | Solar Panels |  | 0.335 | 9 | 221 | 35 |  | Fixed | Roof
NJSTRE1545673281 |  | Transition Incentive Program | BAYONNE | 7002 | 8 | 4.48 | Residential | Yes | Behind the Meter | Net-metered residential rooftop and canopy |  | None | Trinity Solar | PSE&G | Accepted | 2020-10-05 | 2020-10-07 | 2021-10-30 | ENPHASE | IQ7-60-2-US | Inverters | 0.24 |  | 14 |  |  | 0.96 |  | Other | under panel
NJSTRE1545673281 |  | Transition Incentive Program | BAYONNE | 7002 | 8 | 4.48 | Residential | Yes | Behind the Meter | Net-metered residential rooftop and canopy |  | None | Trinity Solar | PSE&G | Accepted | 2020-10-05 | 2020-10-07 | 2021-10-30 | HANWHA | Q.PEAK DUO BLK-G5 320 | Solar Panels |  | 0.32 | 10 | 122 | 34 |  | Fixed | Roof
NJSTRE1545673281 |  | Transition Incentive Program | BAYONNE | 7002 | 8 | 4.48 | Residential | Yes | Behind the Meter | Net-metered residential rooftop and canopy |  | None | Trinity Solar | PSE&G | Accepted | 2020-10-05 | 2020-10-07 | 2021-10-30 | HANWHA | Q.PEAK DUO BLK-G5 320 | Solar Panels |  | 0.32 | 4 | 302 | 34 |  | Fixed | Roof
NJSTRE1545673326 |  | Transition Incentive Program | Rockaway | 7866 | 3 | 6.8 | Residential | No | Behind the Meter | Net-metered residential rooftop and canopy |  | None | Trinity Solar | JCP&L | Accepted | 2020-10-05 | 2020-10-08 | 2021-10-30 | solar edge | SE6000 | Inverters | 6000 |  | 1 |  |  | 0.97 |  | Outside | side of home
NJSTRE1545673326 |  | Transition Incentive Program | Rockaway | 7866 | 3 | 6.8 | Residential | No | Behind the Meter | Net-metered residential rooftop and canopy |  | None | Trinity Solar | JCP&L | Accepted | 2020-10-05 | 2020-10-08 | 2021-10-30 | Hanwha | Q.PEAK DUO BLK-G6 340 | Solar Panels |  | 0.34 | 20 | 87 | 18 |  | Fixed | Roof
NJSTRE1545673346 |  | Transition Incentive Program | Lawnside | 8045 | 14 | 17.34 | Residential | Yes | Behind the Meter | Net-metered residential rooftop and canopy |  | None | Trinity Solar | PSE&G | Accepted | 2020-10-05 | 2020-10-07 | 2021-10-30 | Solar Edge | SE10000H-US | Inverters | 10000 |  | 1 |  |  | 0.97 |  | Outside | Side of home
NJSTRE1545673346 |  | Transition Incentive Program | Lawnside | 8045 | 14 | 17.34 | Residential | Yes | Behind the Meter | Net-metered residential rooftop and canopy |  | None | Trinity Solar | PSE&G | Accepted | 2020-10-05 | 2020-10-07 | 2021-10-30 | Solar Edge | SE3800H-US | Inverters | 3800 |  | 1 |  |  | 0.97 |  | Outside | side of home
NJSTRE1545673346 |  | Transition Incentive Program | Lawnside | 8045 | 14 | 17.34 | Residential | Yes | Behind the Meter | Net-metered residential rooftop and canopy |  | None | Trinity Solar | PSE&G | Accepted | 2020-10-05 | 2020-10-07 | 2021-10-30 | Hanwha 340 | Q.PEAK DUO BLK-G6 340 | Solar Panels |  | 0.34 | 21 | 114 | 17 |  | Fixed | Roof
NJSTRE1545673346 |  | Transition Incentive Program | Lawnside | 8045 | 14 | 17.34 | Residential | Yes | Behind the Meter | Net-metered residential rooftop and canopy |  | None | Trinity Solar | PSE&G | Accepted | 2020-10-05 | 2020-10-07 | 2021-10-30 | Hanwha 340 | Q.PEAK DUO BLK-G6 340 | Solar Panels |  | 0.34 | 19 | 294 | 17 |  | Fixed | Roof
NJSTRE1545673346 |  | Transition Incentive Program | Lawnside | 8045 | 14 | 17.34 | Residential | Yes | Behind the Meter | Net-metered residential rooftop and canopy |  | None | Trinity Solar | PSE&G | Accepted | 2020-10-05 | 2020-10-07 | 2021-10-30 | Hanwha 340 | Q.PEAK DUO BLK-G6 340 | Solar Panels |  | 0.34 | 11 | 204 | 18 |  | Fixed | Roof
NJSTRE1545673355 |  | Transition Incentive Program | Manahawkin | 8050 | 18 | 4.76 | Residential | Yes | Behind the Meter | Net-metered residential rooftop and canopy |  | None | Trinity Solar | AC Electric | Accepted | 2020-10-05 | 2020-10-08 | 2021-10-30 | Solar Edge | SE3800 | Inverters | 3800 |  | 1 |  |  | 0.97 |  | Outside | side of home
NJSTRE1545673355 |  | Transition Incentive Program | Manahawkin | 8050 | 18 | 4.76 | Residential | Yes | Behind the Meter | Net-metered residential rooftop and canopy |  | None | Trinity Solar | AC Electric | Accepted | 2020-10-05 | 2020-10-08 | 2021-10-30 | Hanwha | Q.PEAK DUO BLK-G6 340 | Solar Panels |  | 0.34 | 2 | 217 | 37 |  | Fixed | Roof
NJSTRE1545673355 |  | Transition Incentive Program | Manahawkin | 8050 | 18 | 4.76 | Residential | Yes | Behind the Meter | Net-metered residential rooftop and canopy |  | None | Trinity Solar | AC Electric | Accepted | 2020-10-05 | 2020-10-08 | 2021-10-30 | Hanwha | Q.PEAK DUO BLK-G6 340 | Solar Panels |  | 0.34 | 12 | 127 | 27 |  | Fixed | Roof
NJSTRE1545673381 |  | Transition Incentive Program | Audubon | 8106 | 14 | 7.48 | Residential | Yes | Behind the Meter | Net-metered residential rooftop and canopy |  | None | Trinity Solar | PSE&G | Accepted | 2020-10-05 | 2020-10-08 | 2021-10-30 | solar edge | SE6000 | Inverters | 6000 |  | 1 |  |  | 0.97 |  | Outside | side of home
NJSTRE1545673381 |  | Transition Incentive Program | Audubon | 8106 | 14 | 7.48 | Residential | Yes | Behind the Meter | Net-metered residential rooftop and canopy |  | None | Trinity Solar | PSE&G | Accepted | 2020-10-05 | 2020-10-08 | 2021-10-30 | Hanwha | Q.PEAK DUO BLK-G6 340 | Solar Panels |  | 0.34 | 6 | 51 | 9 |  | Fixed | Roof
NJSTRE1545673381 |  | Transition Incentive Program | Audubon | 8106 | 14 | 7.48 | Residential | Yes | Behind the Meter | Net-metered residential rooftop and canopy |  | None | Trinity Solar | PSE&G | Accepted | 2020-10-05 | 2020-10-08 | 2021-10-30 | Hanwha | Q.PEAK DUO BLK-G6 340 | Solar Panels |  | 0.34 | 16 | 140 | 40 |  | Fixed | Roof
NJSTRE1545673384 |  | Transition Incentive Program | TEANECK | 7666 | 7 | 10.88 | Residential | Yes | Behind the Meter | Net-metered residential rooftop and canopy |  | None | Trinity Solar | PSE&G | Accepted | 2020-10-05 | 2020-10-08 | 2021-10-30 | Solar Edge | SE10000H-US000BNC4 | Inverters | 10000 |  | 1 |  |  | 0.97 |  | Outdoor | side of home
NJSTRE1545673384 |  | Transition Incentive Program | TEANECK | 7666 | 7 | 10.88 | Residential | Yes | Behind the Meter | Net-metered residential rooftop and canopy |  | None | Trinity Solar | PSE&G | Accepted | 2020-10-05 | 2020-10-08 | 2021-10-30 | HANWHA | Q.PEAK DUO BLK-G6 340 | Solar Panels |  | 0.34 | 10 | 114 | 35 |  | Fixed | Roof
NJSTRE1545673384 |  | Transition Incentive Program | TEANECK | 7666 | 7 | 10.88 | Residential | Yes | Behind the Meter | Net-metered residential rooftop and canopy |  | None | Trinity Solar | PSE&G | Accepted | 2020-10-05 | 2020-10-08 | 2021-10-30 | HANWHA | Q.PEAK DUO BLK-G6 340 | Solar Panels |  | 0.34 | 8 | 294 | 23 |  | Fixed | Roof
NJSTRE1545673384 |  | Transition Incentive Program | TEANECK | 7666 | 7 | 10.88 | Residential | Yes | Behind the Meter | Net-metered residential rooftop and canopy |  | None | Trinity Solar | PSE&G | Accepted | 2020-10-05 | 2020-10-08 | 2021-10-30 | HANWHA | Q.PEAK DUO BLK-G6 340 | Solar Panels |  | 0.34 | 14 | 294 | 34 |  | Fixed | Roof
NJSTRE1545673587 |  | Transition Incentive Program | Piscataway | 8854 | 11 | 4.76 | Residential | Yes | Behind the Meter | Net-metered residential rooftop and canopy |  | None | Trinity Solar | PSE&G | Accepted | 2020-10-05 | 2020-10-08 | 2021-10-30 | Solar Edge | SE3800H-US | Inverters | 3800 |  | 1 |  |  | 0.97 |  | Outside | side of home
NJSTRE1545673587 |  | Transition Incentive Program | Piscataway | 8854 | 11 | 4.76 | Residential | Yes | Behind the Meter | Net-metered residential rooftop and canopy |  | None | Trinity Solar | PSE&G | Accepted | 2020-10-05 | 2020-10-08 | 2021-10-30 | Hanwha 340 | Q.PEAK DUO BLK-G6 340 | Solar Panels |  | 0.34 | 14 | 245 | 30 |  | Fixed | Roof
NJSTRE1545673608 |  | Transition Incentive Program | Mount Laurel | 8054 | 13 | 9.18 | Residential | No | Behind the Meter | Net-metered residential rooftop and canopy |  | None | Kaitanna Solar, LLC | AC Electric | Accepted | 2020-10-05 | 2020-10-08 | 2021-10-30 | Enphase | Envoy | Meters |  |  | 1 |  |  |  | Yes
NJSTRE1545673608 |  | Transition Incentive Program | Mount Laurel | 8054 | 13 | 9.18 | Residential | No | Behind the Meter | Net-metered residential rooftop and canopy |  | None | Kaitanna Solar, LLC | AC Electric | Accepted | 2020-10-05 | 2020-10-08 | 2021-10-30 | Enphase | IQ7+ | Inverters | 290 |  | 27 |  |  | 0.97 |  | Outdoor | Under Module
NJSTRE1545673608 |  | Transition Incentive Program | Mount Laurel | 8054 | 13 | 9.18 | Residential | No | Behind the Meter | Net-metered residential rooftop and canopy |  | None | Kaitanna Solar, LLC | AC Electric | Accepted | 2020-10-05 | 2020-10-08 | 2021-10-30 | Hanwha | QCell 340 | Solar Panels |  | 0.34 | 22 | 221 | 32 |  | Fixed | Roof
NJSTRE1545673608 |  | Transition Incentive Program | Mount Laurel | 8054 | 13 | 9.18 | Residential | No | Behind the Meter | Net-metered residential rooftop and canopy |  | None | Kaitanna Solar, LLC | AC Electric | Accepted | 2020-10-05 | 2020-10-08 | 2021-10-30 | Hanwha | QCell 340 | Solar Panels |  | 0.34 | 5 | 222 | 33 |  | Fixed | Roof
NJSTRE1545673611 |  | Transition Incentive Program | Egg Harbor City | 8215 | 19 | 5.78 | Residential | No | Behind the Meter | Net-metered residential rooftop and canopy |  | None | Trinity Solar | AC Electric | Accepted | 2020-10-05 | 2020-10-08 | 2021-10-30 | Solar Edge | SE5000 | Inverters | 5000 |  | 1 |  |  | 0.97 |  | Outside | side of home
NJSTRE1545673611 |  | Transition Incentive Program | Egg Harbor City | 8215 | 19 | 5.78 | Residential | No | Behind the Meter | Net-metered residential rooftop and canopy |  | None | Trinity Solar | AC Electric | Accepted | 2020-10-05 | 2020-10-08 | 2021-10-30 | Hanwha | Q.PEAK DUO BLK-G6 340 | Solar Panels |  | 0.34 | 12 | 221 | 23 |  | Fixed | Roof
NJSTRE1545673611 |  | Transition Incentive Program | Egg Harbor City | 8215 | 19 | 5.78 | Residential | No | Behind the Meter | Net-metered residential rooftop and canopy |  | None | Trinity Solar | AC Electric | Accepted | 2020-10-05 | 2020-10-08 | 2021-10-30 | Hanwha | Q.PEAK DUO BLK-G6 340 | Solar Panels |  | 0.34 | 5 | 221 | 25 |  | Fixed | Roof
NJSTRE1545673643 |  | Transition Incentive Program | ELIZABETH | 7201 | 10 | 6.72 | Residential | Yes | Behind the Meter | Net-metered residential rooftop and canopy |  | None | Vivint Solar Developer, LLC | PSE&G | Accepted | 2020-10-06 | 2020-10-08 | 2021-10-30 | Solar Edge | SE7600H-US | Inverters | 7600 |  | 1 |  |  | 0.992 |  | Outdoor | Near the Utility Meter
NJSTRE1545673643 |  | Transition Incentive Program | ELIZABETH | 7201 | 10 | 6.72 | Residential | Yes | Behind the Meter | Net-metered residential rooftop and canopy |  | None | Vivint Solar Developer, LLC | PSE&G | Accepted | 2020-10-06 | 2020-10-08 | 2021-10-30 | JINKO SOLAR | JKM320M-60HBL | Solar Panels |  | 0.32 | 21 | 112 | 25 |  | Fixed | Roof
NJSTRE1545673666 |  | Transition Incentive Program | Bound Brook | 8805 | 5 | 8.75 | Residential | Yes | Behind the Meter | Net-metered residential rooftop and canopy |  | None | Pro Custom Solar dba Momentum Solar | PSE&G | Accepted | 2020-10-05 | 2020-10-08 | 2021-10-30 | Enphase | IQ7PLUS-72-2-US | Inverters | 290 |  | 25 |  |  | 0.97 |  | Outdoor | Roof
NJSTRE1545673666 |  | Transition Incentive Program | Bound Brook | 8805 | 5 | 8.75 | Residential | Yes | Behind the Meter | Net-metered residential rooftop and canopy |  | None | Pro Custom Solar dba Momentum Solar | PSE&G | Accepted | 2020-10-05 | 2020-10-08 | 2021-10-30 | LG | LG 350N1C-V5 | Solar Panels |  | 0.35 | 25 | 170 | 18 |  | Fixed | Roof
NJSTRE1545673670 |  | Transition Incentive Program | Tuckerton | 8087 | 18 | 4.48 | Residential | Yes | Behind the Meter | Net-metered residential rooftop and canopy |  | None | Vivint Solar Developer, LLC | AC Electric | Accepted | 2020-10-06 | 2020-10-08 | 2021-10-30 | Solar Edge | SE3800H-US | Inverters | 3800 |  | 1 |  |  | 0.992 |  | Outdoor | Near the Utility Meter
NJSTRE1545673670 |  | Transition Incentive Program | Tuckerton | 8087 | 18 | 4.48 | Residential | Yes | Behind the Meter | Net-metered residential rooftop and canopy |  | None | Vivint Solar Developer, LLC | AC Electric | Accepted | 2020-10-06 | 2020-10-08 | 2021-10-30 | JINKO SOLAR | JKM320M-60HBL | Solar Panels |  | 0.32 | 8 | 171 | 28 |  | Fixed | Roof
NJSTRE1545673670 |  | Transition Incentive Program | Tuckerton | 8087 | 18 | 4.48 | Residential | Yes | Behind the Meter | Net-metered residential rooftop and canopy |  | None | Vivint Solar Developer, LLC | AC Electric | Accepted | 2020-10-06 | 2020-10-08 | 2021-10-30 | JINKO SOLAR | JKM320M-60HBL | Solar Panels |  | 0.32 | 4 | 261 | 28 |  | Fixed | Roof
NJSTRE1545673670 |  | Transition Incentive Program | Tuckerton | 8087 | 18 | 4.48 | Residential | Yes | Behind the Meter | Net-metered residential rooftop and canopy |  | None | Vivint Solar Developer, LLC | AC Electric | Accepted | 2020-10-06 | 2020-10-08 | 2021-10-30 | JINKO SOLAR | JKM320M-60HBL | Solar Panels |  | 0.32 | 2 | 81 | 28 |  | Fixed | Roof
NJSTRE1545673687 |  | Transition Incentive Program | WILLIAMSTOWN | 8094 | 15 | 7 | Residential | Yes | Behind the Meter | Net-metered residential rooftop and canopy |  | None | Pro Custom Solar dba Momentum Solar | AC Electric | Accepted | 2020-10-05 | 2020-10-08 | 2021-10-30 | Enphase | IQ7PLUS-72-2-US | Inverters | 290 |  | 20 |  |  | 0.97 |  | Outdoor | Roof
NJSTRE1545673687 |  | Transition Incentive Program | WILLIAMSTOWN | 8094 | 15 | 7 | Residential | Yes | Behind the Meter | Net-metered residential rooftop and canopy |  | None | Pro Custom Solar dba Momentum Solar | AC Electric | Accepted | 2020-10-05 | 2020-10-08 | 2021-10-30 | LG | LG 350N1C-V5 | Solar Panels |  | 0.35 | 20 | 191 | 14 |  | Fixed | Roof
NJSTRE1545673695 |  | Transition Incentive Program | Pennsauken | 8110 | 14 | 8.16 | Residential | Yes | Behind the Meter | Net-metered residential rooftop and canopy |  | None | Castle Energy, LLC | PSE&G | Accepted | 2020-10-05 | 2020-10-08 | 2021-10-30 | Enphase Energy | IQ7-60-2-US | Inverters | 240 |  | 24 |  |  | 0.967 |  | Outdoor | on the rooftop under each solar panel
NJSTRE1545673695 |  | Transition Incentive Program | Pennsauken | 8110 | 14 | 8.16 | Residential | Yes | Behind the Meter | Net-metered residential rooftop and canopy |  | None | Castle Energy, LLC | PSE&G | Accepted | 2020-10-05 | 2020-10-08 | 2021-10-30 | Hanwha Q-Cells | Q.Peak DUO BLK-G6 340 | Solar Panels |  | 0.34 | 24 | 38 | 20 |  | Fixed | Roof
NJSTRE1545673696 |  | Transition Incentive Program | Burlington | 8016 | 13 | 10.15 | Residential | Yes | Behind the Meter | Net-metered residential rooftop and canopy |  | None | Pro Custom Solar dba Momentum Solar | PSE&G | Accepted | 2020-10-05 | 2020-10-08 | 2021-10-30 | Enphase | IQ7PLUS-72-2-US | Inverters | 290 |  | 29 |  |  | 0.97 |  | Outdoor | Roof
NJSTRE1545673696 |  | Transition Incentive Program | Burlington | 8016 | 13 | 10.15 | Residential | Yes | Behind the Meter | Net-metered residential rooftop and canopy |  | None | Pro Custom Solar dba Momentum Solar | PSE&G | Accepted | 2020-10-05 | 2020-10-08 | 2021-10-30 | LG | LG 350N1C-V5 | Solar Panels |  | 0.35 | 3 | 216 | 43 |  | Fixed | Roof
NJSTRE1545673696 |  | Transition Incentive Program | Burlington | 8016 | 13 | 10.15 | Residential | Yes | Behind the Meter | Net-metered residential rooftop and canopy |  | None | Pro Custom Solar dba Momentum Solar | PSE&G | Accepted | 2020-10-05 | 2020-10-08 | 2021-10-30 | LG | LG 350N1C-V5 | Solar Panels |  | 0.35 | 5 | 126 | 31 |  | Fixed | Roof
NJSTRE1545673696 |  | Transition Incentive Program | Burlington | 8016 | 13 | 10.15 | Residential | Yes | Behind the Meter | Net-metered residential rooftop and canopy |  | None | Pro Custom Solar dba Momentum Solar | PSE&G | Accepted | 2020-10-05 | 2020-10-08 | 2021-10-30 | LG | LG 350N1C-V5 | Solar Panels |  | 0.35 | 4 | 126 | 32 |  | Fixed | Roof
NJSTRE1545673696 |  | Transition Incentive Program | Burlington | 8016 | 13 | 10.15 | Residential | Yes | Behind the Meter | Net-metered residential rooftop and canopy |  | None | Pro Custom Solar dba Momentum Solar | PSE&G | Accepted | 2020-10-05 | 2020-10-08 | 2021-10-30 | LG | LG 350N1C-V5 | Solar Panels |  | 0.35 | 9 | 306 | 31 |  | Fixed | Roof
NJSTRE1545673696 |  | Transition Incentive Program | Burlington | 8016 | 13 | 10.15 | Residential | Yes | Behind the Meter | Net-metered residential rooftop and canopy |  | None | Pro Custom Solar dba Momentum Solar | PSE&G | Accepted | 2020-10-05 | 2020-10-08 | 2021-10-30 | LG | LG 350N1C-V5 | Solar Panels |  | 0.35 | 8 | 306 | 32 |  | Fixed | Roof
NJSTRE1545673700 |  | Transition Incentive Program | Millville | 8332 | 20 | 9.75 | Residential | Yes | Behind the Meter | Net-metered residential rooftop and canopy |  | None | RCL Enterprises Inc. | AC Electric | Accepted | 2020-10-05 | 2020-10-08 | 2021-10-30 | enphase | iq7 | Inverters | 240 |  | 30 |  |  | 0.96 |  | Other | under panels
NJSTRE1545673700 |  | Transition Incentive Program | Millville | 8332 | 20 | 9.75 | Residential | Yes | Behind the Meter | Net-metered residential rooftop and canopy |  | None | RCL Enterprises Inc. | AC Electric | Accepted | 2020-10-05 | 2020-10-08 | 2021-10-30 | Trina Solar | TSM-325DD06M | Solar Panels |  | 0.325 | 8 | 214 | 15 |  | Fixed | Roof
NJSTRE1545673700 |  | Transition Incentive Program | Millville | 8332 | 20 | 9.75 | Residential | Yes | Behind the Meter | Net-metered residential rooftop and canopy |  | None | RCL Enterprises Inc. | AC Electric | Accepted | 2020-10-05 | 2020-10-08 | 2021-10-30 | Trina Solar | TSM-325DD06M | Solar Panels |  | 0.325 | 22 | 214 | 15 |  | Fixed | Roof
NJSTRE1545673710 |  | Transition Incentive Program | ROSELLE | 7203 | 10 | 5.44 | Residential | Yes | Behind the Meter | Net-metered residential rooftop and canopy |  | None | Vivint Solar Developer, LLC | PSE&G | Accepted | 2020-10-06 | 2020-10-12 | 2021-10-30 | Solar Edge | SE7600H-US | Inverters | 7600 |  | 1 |  |  | 0.992 |  | Outdoor | Near the Utility Meter
NJSTRE1545673710 |  | Transition Incentive Program | ROSELLE | 7203 | 10 | 5.44 | Residential | Yes | Behind the Meter | Net-metered residential rooftop and canopy |  | None | Vivint Solar Developer, LLC | PSE&G | Accepted | 2020-10-06 | 2020-10-12 | 2021-10-30 | JINKO SOLAR | JKM320M-60HBL | Solar Panels |  | 0.32 | 10 | 350 | 28 |  | Fixed | Roof
NJSTRE1545673710 |  | Transition Incentive Program | ROSELLE | 7203 | 10 | 5.44 | Residential | Yes | Behind the Meter | Net-metered residential rooftop and canopy |  | None | Vivint Solar Developer, LLC | PSE&G | Accepted | 2020-10-06 | 2020-10-12 | 2021-10-30 | JINKO SOLAR | JKM320M-60HBL | Solar Panels |  | 0.32 | 7 | 170 | 28 |  | Fixed | Roof
NJSTRE1545673713 |  | Transition Incentive Program | Rahway | 7065 | 10 | 4.9 | Residential | Yes | Behind the Meter | Net-metered residential rooftop and canopy |  | None | Pro Custom Solar dba Momentum Solar | PSE&G | Accepted | 2020-10-05 | 2020-10-08 | 2021-10-30 | Enphase | IQ7PLUS-72-2-US | Inverters | 290 |  | 14 |  |  | 0.97 |  | Outdoor | Roof
NJSTRE1545673713 |  | Transition Incentive Program | Rahway | 7065 | 10 | 4.9 | Residential | Yes | Behind the Meter | Net-metered residential rooftop and canopy |  | None | Pro Custom Solar dba Momentum Solar | PSE&G | Accepted | 2020-10-05 | 2020-10-08 | 2021-10-30 | LG | LG 350N1C-V5 | Solar Panels |  | 0.35 | 2 | 101 | 14 |  | Fixed | Roof
NJSTRE1545673713 |  | Transition Incentive Program | Rahway | 7065 | 10 | 4.9 | Residential | Yes | Behind the Meter | Net-metered residential rooftop and canopy |  | None | Pro Custom Solar dba Momentum Solar | PSE&G | Accepted | 2020-10-05 | 2020-10-08 | 2021-10-30 | LG | LG 350N1C-V5 | Solar Panels |  | 0.35 | 12 | 281 | 33 |  | Fixed | Roof
NJSTRE1545673717 |  | Transition Incentive Program | WILLINGBORO TWP | 8046 | 13 | 15.04 | Residential | Yes | Behind the Meter | Net-metered residential rooftop and canopy |  | None | Orbit Energy & Power, LLC | PSE&G | Accepted | 2020-10-05 | 2020-10-08 | 2021-10-30 | ENPHASE ENERGY | IQ7-60-2-US | Inverters | 240 |  | 47 |  |  | 0.99 |  | Other | UNDER EACH PANEL
NJSTRE1545673717 |  | Transition Incentive Program | WILLINGBORO TWP | 8046 | 13 | 15.04 | Residential | Yes | Behind the Meter | Net-metered residential rooftop and canopy |  | None | Orbit Energy & Power, LLC | PSE&G | Accepted | 2020-10-05 | 2020-10-08 | 2021-10-30 | HANWHA | Q PEAK CELLS 320W | Solar Panels |  | 0.32 | 16 | 317 | 30 |  | Fixed | Roof
NJSTRE1545673717 |  | Transition Incentive Program | WILLINGBORO TWP | 8046 | 13 | 15.04 | Residential | Yes | Behind the Meter | Net-metered residential rooftop and canopy |  | None | Orbit Energy & Power, LLC | PSE&G | Accepted | 2020-10-05 | 2020-10-08 | 2021-10-30 | HANWHA | Q PEAK CELLS 320W | Solar Panels |  | 0.32 | 8 | 138 | 18 |  | Fixed | Roof
NJSTRE1545673717 |  | Transition Incentive Program | WILLINGBORO TWP | 8046 | 13 | 15.04 | Residential | Yes | Behind the Meter | Net-metered residential rooftop and canopy |  | None | Orbit Energy & Power, LLC | PSE&G | Accepted | 2020-10-05 | 2020-10-08 | 2021-10-30 | HANWHA | Q PEAK CELLS 320W | Solar Panels |  | 0.32 | 15 | 137 | 30 |  | Fixed | Roof
NJSTRE1545673717 |  | Transition Incentive Program | WILLINGBORO TWP | 8046 | 13 | 15.04 | Residential | Yes | Behind the Meter | Net-metered residential rooftop and canopy |  | None | Orbit Energy & Power, LLC | PSE&G | Accepted | 2020-10-05 | 2020-10-08 | 2021-10-30 | HANWHA | Q PEAK CELLS 320W | Solar Panels |  | 0.32 | 8 | 318 | 18 |  | Fixed | Roof
NJSTRE1545673730 |  | Transition Incentive Program | Burlington | 8016 | 13 | 8.78 | Residential | No | Behind the Meter | Net-metered residential rooftop and canopy |  | None | EMT Renewables | PSE&G | Accepted | 2020-10-05 | 2020-10-08 | 2021-10-30 | Enphase | IQ7+-72-2-US | Inverters | 290 |  | 27 |  |  | 0.97 |  | Outside | under panels
NJSTRE1545673730 |  | Transition Incentive Program | Burlington | 8016 | 13 | 8.78 | Residential | No | Behind the Meter | Net-metered residential rooftop and canopy |  | None | EMT Renewables | PSE&G | Accepted | 2020-10-05 | 2020-10-08 | 2021-10-30 | Trina | 325-BLK | Solar Panels |  | 0.325 | 4 | 251 | 23 |  | Fixed | Roof
NJSTRE1545673730 |  | Transition Incentive Program | Burlington | 8016 | 13 | 8.78 | Residential | No | Behind the Meter | Net-metered residential rooftop and canopy |  | None | EMT Renewables | PSE&G | Accepted | 2020-10-05 | 2020-10-08 | 2021-10-30 | Trina | 325-BLK | Solar Panels |  | 0.325 | 2 | 161 | 26 |  | Fixed | Roof
NJSTRE1545673730 |  | Transition Incentive Program | Burlington | 8016 | 13 | 8.78 | Residential | No | Behind the Meter | Net-metered residential rooftop and canopy |  | None | EMT Renewables | PSE&G | Accepted | 2020-10-05 | 2020-10-08 | 2021-10-30 | Trina | 325-BLK | Solar Panels |  | 0.325 | 4 | 71 | 23 |  | Fixed | Roof
NJSTRE1545673730 |  | Transition Incentive Program | Burlington | 8016 | 13 | 8.78 | Residential | No | Behind the Meter | Net-metered residential rooftop and canopy |  | None | EMT Renewables | PSE&G | Accepted | 2020-10-05 | 2020-10-08 | 2021-10-30 | Trina | 325-BLK | Solar Panels |  | 0.325 | 6 | 71 | 27 |  | Fixed | Roof
NJSTRE1545673730 |  | Transition Incentive Program | Burlington | 8016 | 13 | 8.78 | Residential | No | Behind the Meter | Net-metered residential rooftop and canopy |  | None | EMT Renewables | PSE&G | Accepted | 2020-10-05 | 2020-10-08 | 2021-10-30 | Trina | 325-BLK | Solar Panels |  | 0.325 | 7 | 251 | 27 |  | Fixed | Roof
NJSTRE1545673730 |  | Transition Incentive Program | Burlington | 8016 | 13 | 8.78 | Residential | No | Behind the Meter | Net-metered residential rooftop and canopy |  | None | EMT Renewables | PSE&G | Accepted | 2020-10-05 | 2020-10-08 | 2021-10-30 | Trina | 325-BLK | Solar Panels |  | 0.325 | 4 | 71 | 27 |  | Fixed | Roof
NJSTRE1545673738 |  | Transition Incentive Program | Belleville | 7109 | 9 | 7.36 | Residential | Yes | Behind the Meter | Net-metered residential rooftop and canopy |  | None | Vivint Solar Developer, LLC | PSE&G | Accepted | 2020-10-06 | 2020-10-08 | 2021-10-30 | Solar Edge | SE7600H-US | Inverters | 7600 |  | 1 |  |  | 0.992 |  | Outdoor | Near the Utility Meter
NJSTRE1545673738 |  | Transition Incentive Program | Belleville | 7109 | 9 | 7.36 | Residential | Yes | Behind the Meter | Net-metered residential rooftop and canopy |  | None | Vivint Solar Developer, LLC | PSE&G | Accepted | 2020-10-06 | 2020-10-08 | 2021-10-30 | JINKO SOLAR | JKM320M-60HBL | Solar Panels |  | 0.32 | 15 | 216 | 43 |  | Fixed | Roof
NJSTRE1545673738 |  | Transition Incentive Program | Belleville | 7109 | 9 | 7.36 | Residential | Yes | Behind the Meter | Net-metered residential rooftop and canopy |  | None | Vivint Solar Developer, LLC | PSE&G | Accepted | 2020-10-06 | 2020-10-08 | 2021-10-30 | JINKO SOLAR | JKM320M-60HBL | Solar Panels |  | 0.32 | 8 | 36 | 43 |  | Fixed | Roof
NJSTRE1545673760 |  | Transition Incentive Program | TRENTON | 8690 | 12 | 5.25 | Residential | Yes | Behind the Meter | Net-metered residential rooftop and canopy |  | None | Pro Custom Solar dba Momentum Solar | PSE&G | Accepted | 2020-10-05 | 2020-10-08 | 2021-10-30 | Enphase | IQ7Plus-72-2-US | Inverters | 290 |  | 15 |  |  | 0.97 |  | Outdoor | Roof
NJSTRE1545673760 |  | Transition Incentive Program | TRENTON | 8690 | 12 | 5.25 | Residential | Yes | Behind the Meter | Net-metered residential rooftop and canopy |  | None | Pro Custom Solar dba Momentum Solar | PSE&G | Accepted | 2020-10-05 | 2020-10-08 | 2021-10-30 | LG ELECTRONICS | LG 350N1C-V5 | Solar Panels |  | 0.35 | 15 | 153 | 39 |  | Fixed | Roof
NJSTRE1545673765 |  | Transition Incentive Program | Toms River | 8753 | 18 | 5.6 | Residential | Yes | Behind the Meter | Net-metered residential rooftop and canopy |  | None | Pro Custom Solar dba Momentum Solar | JCP&L | Accepted | 2020-10-05 | 2020-10-08 | 2021-10-30 | Enphase | IQ7Plus-72-2-US | Inverters | 290 |  | 16 |  |  | 0.97 |  | Outdoor | Roof
NJSTRE1545673765 |  | Transition Incentive Program | Toms River | 8753 | 18 | 5.6 | Residential | Yes | Behind the Meter | Net-metered residential rooftop and canopy |  | None | Pro Custom Solar dba Momentum Solar | JCP&L | Accepted | 2020-10-05 | 2020-10-08 | 2021-10-30 | LG ELECTRONICS | LG 350N1C-V5 | Solar Panels |  | 0.35 | 16 | 171 | 14 |  | Fixed | Roof
NJSTRE1545673766 |  | Transition Incentive Program | Woodbridge TWP | 8830 | 11 | 7.83 | Residential | Yes | Behind the Meter | Net-metered residential rooftop and canopy |  | None | Freedom Forever New Jersey, LLC | PSE&G | Accepted | 2020-10-06 | 2020-10-08 | 2021-10-30 | Solar Edge | SE6000H-US [SI1] RGM | Inverters | 25 |  | 1 |  |  | 0.99 |  | Outdoor | N/A
NJSTRE1545673766 |  | Transition Incentive Program | Woodbridge TWP | 8830 | 11 | 7.83 | Residential | Yes | Behind the Meter | Net-metered residential rooftop and canopy |  | None | Freedom Forever New Jersey, LLC | PSE&G | Accepted | 2020-10-06 | 2020-10-08 | 2021-10-30 | Hanwha Qcell | Q.PLUS BFR-G4.1- 290 | Solar Panels |  | 0.29 | 2 | 214 | 34 |  | Fixed | Roof | Roof
NJSTRE1545673766 |  | Transition Incentive Program | Woodbridge TWP | 8830 | 11 | 7.83 | Residential | Yes | Behind the Meter | Net-metered residential rooftop and canopy |  | None | Freedom Forever New Jersey, LLC | PSE&G | Accepted | 2020-10-06 | 2020-10-08 | 2021-10-30 | Hanwha Qcell | Q.PLUS BFR-G4.1- 290 | Solar Panels |  | 0.29 | 9 | 304 | 34 |  | Fixed | Roof | Roof
NJSTRE1545673766 |  | Transition Incentive Program | Woodbridge TWP | 8830 | 11 | 7.83 | Residential | Yes | Behind the Meter | Net-metered residential rooftop and canopy |  | None | Freedom Forever New Jersey, LLC | PSE&G | Accepted | 2020-10-06 | 2020-10-08 | 2021-10-30 | Hanwha Qcell | Q.PLUS BFR-G4.1- 290 | Solar Panels |  | 0.29 | 16 | 124 | 34 |  | Fixed | Roof | Roof
NJSTRE1545673769 |  | Transition Incentive Program | WESTAMPTON | 8060 | 13 | 7.15 | Residential | Yes | Behind the Meter | Net-metered residential rooftop and canopy |  | None | Vivint Solar Developer, LLC | PSE&G | Accepted | 2020-10-07 | 2020-10-08 | 2021-10-30 | Solar Edge | SE7600H-US | Inverters | 7600 |  | 1 |  |  | 0.992 |  | Outdoor | Near the Utility Meter
NJSTRE1545673769 |  | Transition Incentive Program | WESTAMPTON | 8060 | 13 | 7.15 | Residential | Yes | Behind the Meter | Net-metered residential rooftop and canopy |  | None | Vivint Solar Developer, LLC | PSE&G | Accepted | 2020-10-07 | 2020-10-08 | 2021-10-30 | JINKO SOLAR | JKM325M-60HBL | Solar Panels |  | 0.325 | 3 | 306 | 27 |  | Fixed | Roof
NJSTRE1545673769 |  | Transition Incentive Program | WESTAMPTON | 8060 | 13 | 7.15 | Residential | Yes | Behind the Meter | Net-metered residential rooftop and canopy |  | None | Vivint Solar Developer, LLC | PSE&G | Accepted | 2020-10-07 | 2020-10-08 | 2021-10-30 | JINKO SOLAR | JKM325M-60HBL | Solar Panels |  | 0.325 | 12 | 126 | 26 |  | Fixed | Roof
NJSTRE1545673769 |  | Transition Incentive Program | WESTAMPTON | 8060 | 13 | 7.15 | Residential | Yes | Behind the Meter | Net-metered residential rooftop and canopy |  | None | Vivint Solar Developer, LLC | PSE&G | Accepted | 2020-10-07 | 2020-10-08 | 2021-10-30 | JINKO SOLAR | JKM325M-60HBL | Solar Panels |  | 0.325 | 4 | 306 | 26 |  | Fixed | Roof
NJSTRE1545673769 |  | Transition Incentive Program | WESTAMPTON | 8060 | 13 | 7.15 | Residential | Yes | Behind the Meter | Net-metered residential rooftop and canopy |  | None | Vivint Solar Developer, LLC | PSE&G | Accepted | 2020-10-07 | 2020-10-08 | 2021-10-30 | JINKO SOLAR | JKM325M-60HBL | Solar Panels |  | 0.325 | 3 | 126 | 27 |  | Fixed | Roof
NJSTRE1545673928 |  | Transition Incentive Program | PATERSON | 7524 | 6 | 7.68 | Residential | Yes | Behind the Meter | Net-metered residential rooftop and canopy |  | None | Vivint Solar Developer, LLC | PSE&G | Accepted | 2020-10-09 | 2020-10-09 | 2021-10-30 | Solar Edge | SE7600H-US | Inverters | 7600 |  | 1 |  |  | 0.992 |  | Outdoor | Near the Utility Meter
NJSTRE1545673928 |  | Transition Incentive Program | PATERSON | 7524 | 6 | 7.68 | Residential | Yes | Behind the Meter | Net-metered residential rooftop and canopy |  | None | Vivint Solar Developer, LLC | PSE&G | Accepted | 2020-10-09 | 2020-10-09 | 2021-10-30 | JINKO SOLAR | JKM320M-60HBL | Solar Panels |  | 0.32 | 10 | 103 | 44 |  | Fixed | Roof
NJSTRE1545673928 |  | Transition Incentive Program | PATERSON | 7524 | 6 | 7.68 | Residential | Yes | Behind the Meter | Net-metered residential rooftop and canopy |  | None | Vivint Solar Developer, LLC | PSE&G | Accepted | 2020-10-09 | 2020-10-09 | 2021-10-30 | JINKO SOLAR | JKM320M-60HBL | Solar Panels |  | 0.32 | 2 | 283 | 44 |  | Fixed | Roof
NJSTRE1545673928 |  | Transition Incentive Program | PATERSON | 7524 | 6 | 7.68 | Residential | Yes | Behind the Meter | Net-metered residential rooftop and canopy |  | None | Vivint Solar Developer, LLC | PSE&G | Accepted | 2020-10-09 | 2020-10-09 | 2021-10-30 | JINKO SOLAR | JKM320M-60HBL | Solar Panels |  | 0.32 | 12 | 193 | 33 |  | Fixed | Roof
NJSTRE1545673931 |  | Transition Incentive Program | Toms River | 8757 | 18 | 6.51 | Residential | Yes | Behind the Meter | Net-metered residential rooftop and canopy |  | None | Freedom Forever New Jersey LLC | JCP&L | Accepted | 2020-10-12 | 2020-10-12 | 2021-10-30 | Solar Edge | SE6000H-US [SI1] RGM | Inverters | 6000 |  | 1 |  |  | 0.99 |  | Outdoor | N/A
NJSTRE1545673931 |  | Transition Incentive Program | Toms River | 8757 | 18 | 6.51 | Residential | Yes | Behind the Meter | Net-metered residential rooftop and canopy |  | None | Freedom Forever New Jersey LLC | JCP&L | Accepted | 2020-10-12 | 2020-10-12 | 2021-10-30 | REC Solar | REC310TP2M | Solar Panels |  | 0.31 | 15 | 1 | 20 |  | Fixed | Roof | N/A
NJSTRE1545673931 |  | Transition Incentive Program | Toms River | 8757 | 18 | 6.51 | Residential | Yes | Behind the Meter | Net-metered residential rooftop and canopy |  | None | Freedom Forever New Jersey LLC | JCP&L | Accepted | 2020-10-12 | 2020-10-12 | 2021-10-30 | REC Solar | REC310TP2M | Solar Panels |  | 0.31 | 6 | 2 | 20 |  | Fixed | Roof | N/A
NJSTRE1545679660 |  | Transition Incentive Program | Evesham | 8053 | 13 | 11.97 | Residential | No | Behind the Meter | Net-metered residential rooftop and canopy |  | None | Suntuity Solar LLC | PSE&G | Accepted | 2020-10-06 | 2020-10-08 | 2021-10-30 | Enphase Energy | IQ7-60-2-US | Inverters | 240 |  | 38 |  |  | 0.97 |  | Outdoor | Behind the PV Modules
NJSTRE1545679660 |  | Transition Incentive Program | Evesham | 8053 | 13 | 11.97 | Residential | No | Behind the Meter | Net-metered residential rooftop and canopy |  | None | Suntuity Solar LLC | PSE&G | Accepted | 2020-10-06 | 2020-10-08 | 2021-10-30 | Longi | LR6-60HPB-315M | Solar Panels |  | 0.315 | 8 | 185 | 24 |  | Fixed | Roof
NJSTRE1545679660 |  | Transition Incentive Program | Evesham | 8053 | 13 | 11.97 | Residential | No | Behind the Meter | Net-metered residential rooftop and canopy |  | None | Suntuity Solar LLC | PSE&G | Accepted | 2020-10-06 | 2020-10-08 | 2021-10-30 | Longi | LR6-60HPB-315M | Solar Panels |  | 0.315 | 15 | 5 | 27 |  | Fixed | Roof
NJSTRE1545679660 |  | Transition Incentive Program | Evesham | 8053 | 13 | 11.97 | Residential | No | Behind the Meter | Net-metered residential rooftop and canopy |  | None | Suntuity Solar LLC | PSE&G | Accepted | 2020-10-06 | 2020-10-08 | 2021-10-30 | Longi | LR6-60HPB-315M | Solar Panels |  | 0.315 | 15 | 185 | 27 |  | Fixed | Roof
NJSTRE1545679661 |  | Transition Incentive Program | FRANKLIN TWP SOM | 8873 | 5 | 8.19 | Residential | No | Behind the Meter | Net-metered residential rooftop and canopy |  | None | Suntuity Solar LLC | PSE&G | Accepted | 2020-10-06 | 2020-10-08 | 2021-10-30 | Enphase Energy | IQ7-60-2-US | Inverters | 240 |  | 26 |  |  | 0.97 |  | Outdoor | Behind the PV Modules
NJSTRE1545679661 |  | Transition Incentive Program | FRANKLIN TWP SOM | 8873 | 5 | 8.19 | Residential | No | Behind the Meter | Net-metered residential rooftop and canopy |  | None | Suntuity Solar LLC | PSE&G | Accepted | 2020-10-06 | 2020-10-08 | 2021-10-30 | Longi | LR6-60HPB-315M | Solar Panels |  | 0.315 | 11 | 124 | 18 |  | Fixed | Roof
NJSTRE1545679661 |  | Transition Incentive Program | FRANKLIN TWP SOM | 8873 | 5 | 8.19 | Residential | No | Behind the Meter | Net-metered residential rooftop and canopy |  | None | Suntuity Solar LLC | PSE&G | Accepted | 2020-10-06 | 2020-10-08 | 2021-10-30 | Longi | LR6-60HPB-315M | Solar Panels |  | 0.315 | 15 | 304 | 18 |  | Fixed | Roof
NJSTRE1545679662 |  | Transition Incentive Program | BERLIN | 8009 | 14 | 3.78 | Residential | No | Behind the Meter | Net-metered residential rooftop and canopy |  | None | Suntuity Solar LLC | AC Electric | Accepted | 2020-10-06 | 2020-10-08 | 2021-10-30 | Enphase Energy | IQ7-60-2-US | Inverters | 240 |  | 12 |  |  | 0.97 |  | Outdoor | Behind the PV Modules
NJSTRE1545679662 |  | Transition Incentive Program | BERLIN | 8009 | 14 | 3.78 | Residential | No | Behind the Meter | Net-metered residential rooftop and canopy |  | None | Suntuity Solar LLC | AC Electric | Accepted | 2020-10-06 | 2020-10-08 | 2021-10-30 | Longi | LR6-60HPB-315M | Solar Panels |  | 0.315 | 12 | 224 | 26 |  | Fixed | Roof
NJSTRE1545679663 |  | Transition Incentive Program | Barnegat | 8005 | 18 | 8.51 | Residential | Yes | Behind the Meter | Net-metered residential rooftop and canopy |  | None | Suntuity Solar LLC | AC Electric | Accepted | 2020-10-06 | 2020-10-08 | 2021-10-30 | Enphase Energy | IQ7-60-2-US | Inverters | 240 |  | 27 |  |  | 0.97 |  | Outdoor | Behind the PV Modules
NJSTRE1545679663 |  | Transition Incentive Program | Barnegat | 8005 | 18 | 8.51 | Residential | Yes | Behind the Meter | Net-metered residential rooftop and canopy |  | None | Suntuity Solar LLC | AC Electric | Accepted | 2020-10-06 | 2020-10-08 | 2021-10-30 | Longi | LR6-60HPB-315M | Solar Panels |  | 0.315 | 27 | 108 | 23 |  | Fixed | Roof
NJSTRE1545679664 |  | Transition Incentive Program | SICKLERVILLE | 8081 | 14 | 5.99 | Residential | Yes | Behind the Meter | Net-metered residential rooftop and canopy |  | None | Suntuity Solar LLC | AC Electric | Accepted | 2020-10-06 | 2020-10-08 | 2021-10-30 | Enphase Energy | IQ7-60-2-US | Inverters | 240 |  | 19 |  |  | 0.97 |  | Outdoor | Behind the PV Modules
NJSTRE1545679664 |  | Transition Incentive Program | SICKLERVILLE | 8081 | 14 | 5.99 | Residential | Yes | Behind the Meter | Net-metered residential rooftop and canopy |  | None | Suntuity Solar LLC | AC Electric | Accepted | 2020-10-06 | 2020-10-08 | 2021-10-30 | Longi | LR6-60HPB-315M | Solar Panels |  | 0.315 | 16 | 150 | 26 |  | Fixed | Roof
NJSTRE1545679664 |  | Transition Incentive Program | SICKLERVILLE | 8081 | 14 | 5.99 | Residential | Yes | Behind the Meter | Net-metered residential rooftop and canopy |  | None | Suntuity Solar LLC | AC Electric | Accepted | 2020-10-06 | 2020-10-08 | 2021-10-30 | Longi | LR6-60HPB-315M | Solar Panels |  | 0.315 | 3 | 150 | 26 |  | Fixed | Roof
NJSTRE1545679665 |  | Transition Incentive Program | Mickleton | 8056 | 15 | 22.37 | Residential | No | Behind the Meter | Net-metered residential rooftop and canopy |  | None | Advanced Renewable Solutions | AC Electric | Accepted | 2020-10-08 | 2020-10-08 | 2021-10-30 | ENPHASE | IQ7-60-2-US | Inverters | 17040 |  | 71 |  |  | 0.976 |  | Outdoor | Micro-inverters are mounted to underside of every solar
NJSTRE1545679665 |  | Transition Incentive Program | Mickleton | 8056 | 15 | 22.37 | Residential | No | Behind the Meter | Net-metered residential rooftop and canopy |  | None | Advanced Renewable Solutions | AC Electric | Accepted | 2020-10-08 | 2020-10-08 | 2021-10-30 | CertainTeed | CT315M11-02 | Solar Panels |  | 0.315 | 8 | 23 | 30 |  | Fixed | Roof
NJSTRE1545679665 |  | Transition Incentive Program | Mickleton | 8056 | 15 | 22.37 | Residential | No | Behind the Meter | Net-metered residential rooftop and canopy |  | None | Advanced Renewable Solutions | AC Electric | Accepted | 2020-10-08 | 2020-10-08 | 2021-10-30 | CertainTeed | CT315M11-02 | Solar Panels |  | 0.315 | 6 | 22 | 30 |  | Fixed | Roof
NJSTRE1545679665 |  | Transition Incentive Program | Mickleton | 8056 | 15 | 22.37 | Residential | No | Behind the Meter | Net-metered residential rooftop and canopy |  | None | Advanced Renewable Solutions | AC Electric | Accepted | 2020-10-08 | 2020-10-08 | 2021-10-30 | CertainTeed | CT315M11-02 | Solar Panels |  | 0.315 | 12 | 203 | 30 |  | Fixed | Roof
NJSTRE1545679665 |  | Transition Incentive Program | Mickleton | 8056 | 15 | 22.37 | Residential | No | Behind the Meter | Net-metered residential rooftop and canopy |  | None | Advanced Renewable Solutions | AC Electric | Accepted | 2020-10-08 | 2020-10-08 | 2021-10-30 | CertainTeed | CT315M11-02 | Solar Panels |  | 0.315 | 39 | 202 | 30 |  | Fixed | Roof
NJSTRE1545679665 |  | Transition Incentive Program | Mickleton | 8056 | 15 | 22.37 | Residential | No | Behind the Meter | Net-metered residential rooftop and canopy |  | None | Advanced Renewable Solutions | AC Electric | Accepted | 2020-10-08 | 2020-10-08 | 2021-10-30 | CertainTeed | CT315M11-02 | Solar Panels |  | 0.315 | 6 | 22 | 30 |  | Fixed | Roof
NJSTRE1545679669 |  | Transition Incentive Program | Dumont | 7628 | 7 | 10.72 | Residential | No | Behind the Meter | Net-metered residential rooftop and canopy |  | None | Vision Solar LLC | PSE&G | Accepted | 2020-10-06 | 2020-10-08 | 2021-10-30 | ENPHASE | IQ7-60-2-US | Inverters | 0.24 |  | 32 |  |  | 0.96 |  | Other | BEHIND EACH PANEL
NJSTRE1545679669 |  | Transition Incentive Program | Dumont | 7628 | 7 | 10.72 | Residential | No | Behind the Meter | Net-metered residential rooftop and canopy |  | None | Vision Solar LLC | PSE&G | Accepted | 2020-10-06 | 2020-10-08 | 2021-10-30 | HANWHA Q-CELLS | Q.PEAK DUO-G6+ 335 | Solar Panels |  | 0.335 | 12 | 192 | 10 |  | Fixed | Roof
NJSTRE1545679669 |  | Transition Incentive Program | Dumont | 7628 | 7 | 10.72 | Residential | No | Behind the Meter | Net-metered residential rooftop and canopy |  | None | Vision Solar LLC | PSE&G | Accepted | 2020-10-06 | 2020-10-08 | 2021-10-30 | HANWHA Q-CELLS | Q.PEAK DUO-G6+ 335 | Solar Panels |  | 0.335 | 14 | 192 | 20 |  | Fixed | Roof
NJSTRE1545679669 |  | Transition Incentive Program | Dumont | 7628 | 7 | 10.72 | Residential | No | Behind the Meter | Net-metered residential rooftop and canopy |  | None | Vision Solar LLC | PSE&G | Accepted | 2020-10-06 | 2020-10-08 | 2021-10-30 | HANWHA Q-CELLS | Q.PEAK DUO-G6+ 335 | Solar Panels |  | 0.335 | 6 | 12 | 14 |  | Fixed | Roof
NJSTRE1545679681 |  | Transition Incentive Program | New Egypt | 8533 | 18 | 9.9 | Residential | Yes | Behind the Meter | Net-metered residential rooftop and canopy |  | None | Posigen NJ LLC | JCP&L | Accepted | 2020-10-06 | 2020-10-08 | 2021-10-30 | SolarEdge | SE10000H-US | Inverters | 10000 |  | 1 |  |  | 0.99 |  | Outside | within ten feet of meter
NJSTRE1545679681 |  | Transition Incentive Program | New Egypt | 8533 | 18 | 9.9 | Residential | Yes | Behind the Meter | Net-metered residential rooftop and canopy |  | None | Posigen NJ LLC | JCP&L | Accepted | 2020-10-06 | 2020-10-08 | 2021-10-30 | Silfab | SIL330HL | Solar Panels |  | 0.33 | 30 | 54144234324 | 29 |  | Fixed | Roof
NJSTRE1545679684 |  | Transition Incentive Program | Washington | 7882 | 2 | 6.87 | Residential | No | Behind the Meter | Net-metered residential rooftop and canopy |  | None | Maier Engineering dba Solar Me | JCP&L | Accepted | 2020-10-06 | 2020-10-08 | 2021-10-30 | Enphase | IQ7X | Inverters | 315 |  | 21 |  |  | 0.96 |  | Outdoor | Next to meter
NJSTRE1545679684 |  | Transition Incentive Program | Washington | 7882 | 2 | 6.87 | Residential | No | Behind the Meter | Net-metered residential rooftop and canopy |  | None | Maier Engineering dba Solar Me | JCP&L | Accepted | 2020-10-06 | 2020-10-08 | 2021-10-30 | Sunpower | SPR-E20-327 | Solar Panels |  | 0.327 | 21 | 142 | 34 |  | Fixed | Roof
NJSTRE1545679688 |  | Transition Incentive Program | WILDWOOD | 8260 | 21 | 8.32 | Residential | No | Behind the Meter | Net-metered residential rooftop and canopy |  | None | Orbit Energy & Power, LLC | AC Electric | Accepted | 2020-10-06 | 2020-10-08 | 2021-10-30 | ENPHASE ENERGY | IQ7-60-2-US | Inverters | 240 |  | 26 |  |  | 0.99 |  | Other | UNDER EACH PANEL
NJSTRE1545679688 |  | Transition Incentive Program | WILDWOOD | 8260 | 21 | 8.32 | Residential | No | Behind the Meter | Net-metered residential rooftop and canopy |  | None | Orbit Energy & Power, LLC | AC Electric | Accepted | 2020-10-06 | 2020-10-08 | 2021-10-30 | HANWHA | Q PEAK CELLS 320W | Solar Panels |  | 0.32 | 4 | 136 | 6 |  | Fixed | Roof
NJSTRE1545679688 |  | Transition Incentive Program | WILDWOOD | 8260 | 21 | 8.32 | Residential | No | Behind the Meter | Net-metered residential rooftop and canopy |  | None | Orbit Energy & Power, LLC | AC Electric | Accepted | 2020-10-06 | 2020-10-08 | 2021-10-30 | HANWHA | Q PEAK CELLS 320 W | Solar Panels |  | 0.32 | 22 | 226 | 15 |  | Fixed | Roof
NJSTRE1545679696 |  | Transition Incentive Program | New Egypt | 8533 | 18 | 7.26 | Residential | Yes | Behind the Meter | Net-metered residential rooftop and canopy |  | None | Posigen NJ LLC | JCP&L | Accepted | 2020-10-06 | 2020-10-08 | 2021-10-30 | SolarEdge | SE7600H-US | Inverters | 7600 |  | 1 |  |  | 0.99 |  | Outside | within ten feet of meter
NJSTRE1545679696 |  | Transition Incentive Program | New Egypt | 8533 | 18 | 7.26 | Residential | Yes | Behind the Meter | Net-metered residential rooftop and canopy |  | None | Posigen NJ LLC | JCP&L | Accepted | 2020-10-06 | 2020-10-08 | 2021-10-30 | Silfab | SIL330HL | Solar Panels |  | 0.33 | 22 | 54 | 29 |  | Fixed | Roof
NJSTRE1545679701 |  | Transition Incentive Program | New Egypt | 8533 | 18 | 9.9 | Residential | Yes | Behind the Meter | Net-metered residential rooftop and canopy |  | None | Posigen NJ LLC | JCP&L | Accepted | 2020-10-06 | 2020-10-08 | 2021-10-30 | SolarEdge | SE10000H-US | Inverters | 10000 |  | 1 |  |  | 0.99 |  | Outside | within ten feet of meter
NJSTRE1545679701 |  | Transition Incentive Program | New Egypt | 8533 | 18 | 9.9 | Residential | Yes | Behind the Meter | Net-metered residential rooftop and canopy |  | None | Posigen NJ LLC | JCP&L | Accepted | 2020-10-06 | 2020-10-08 | 2021-10-30 | Silfab | SIL330HL | Solar Panels |  | 0.33 | 30 | 54144234324 | 29 |  | Fixed | Roof
NJSTRE1545679708 |  | Transition Incentive Program | Kendall Park | 8824 | 11 | 10.56 | Residential | No | Behind the Meter | Net-metered residential rooftop and canopy |  | None | Whitman Construction, LLC | PSE&G | Accepted | 2020-10-06 | 2020-10-08 | 2021-10-30 | enphase energy | IQ7X-96-2-US | Inverters | 315 |  | 32 |  |  | 0.975 |  | Outdoor | microinverters located under modules
NJSTRE1545679708 |  | Transition Incentive Program | Kendall Park | 8824 | 11 | 10.56 | Residential | No | Behind the Meter | Net-metered residential rooftop and canopy |  | None | Whitman Construction, LLC | PSE&G | Accepted | 2020-10-06 | 2020-10-08 | 2021-10-30 | panasonic | vbhn330sa16 | Solar Panels |  | 0.33 | 30 | 157 | 25 |  | Fixed | Roof
NJSTRE1545679708 |  | Transition Incentive Program | Kendall Park | 8824 | 11 | 10.56 | Residential | No | Behind the Meter | Net-metered residential rooftop and canopy |  | None | Whitman Construction, LLC | PSE&G | Accepted | 2020-10-06 | 2020-10-08 | 2021-10-30 | panasonic | vbhn330sa16 | Solar Panels |  | 0.33 | 2 | 68 | 40 |  | Fixed | Roof
NJSTRE1545679720 |  | Transition Incentive Program | Princeton | 8540 | 12 | 10.2 | Residential | No | Behind the Meter | Net-metered residential rooftop and canopy |  | None | Public Service Solar | PSE&G | Accepted | 2020-10-06 | 2020-10-08 | 2021-10-30 | Enphase | iQ7+ | Inverters | 0.29 |  | 30 |  |  | 0.96 |  | Outdoor | Roof mount under panels
NJSTRE1545679720 |  | Transition Incentive Program | Princeton | 8540 | 12 | 10.2 | Residential | No | Behind the Meter | Net-metered residential rooftop and canopy |  | None | Public Service Solar | PSE&G | Accepted | 2020-10-06 | 2020-10-08 | 2021-10-30 | LG | N1K-L5 | Solar Panels |  | 0.34 | 30 | 114 | 30 |  | Double Axis | Roof
NJSTRE1545680119 |  | Transition Incentive Program | Plainfield | 7063 | 10 | 4.08 | Residential | Yes | Behind the Meter | Net-metered residential rooftop and canopy |  | None | Trinity Solar | PSE&G | Accepted | 2020-10-06 | 2020-10-08 | 2021-10-30 | Solar Edge | SE3800H-US | Inverters | 3800 |  | 1 |  |  | 0.97 |  | Outside | side of home
NJSTRE1545680119 |  | Transition Incentive Program | Plainfield | 7063 | 10 | 4.08 | Residential | Yes | Behind the Meter | Net-metered residential rooftop and canopy |  | None | Trinity Solar | PSE&G | Accepted | 2020-10-06 | 2020-10-08 | 2021-10-30 | Hanwha 340 | Q.PEAK DUO BLK-G6 340 | Solar Panels |  | 0.34 | 12 | 126 | 40 |  | Fixed | Roof
NJSTRE1545681290 |  | Transition Incentive Program | Hightstown | 8844 | 5 | 15.3 | Residential | Yes | Behind the Meter | Net-metered residential rooftop and canopy |  | None | Maier Engineering dba Solar Me | PSE&G | Accepted | 2020-10-06 | 2020-10-08 | 2021-10-30 | Enphase | IQ7+ | Inverters | 290 |  | 45 |  |  | 0.96 |  | Outdoor | Next to meter
NJSTRE1545681290 |  | Transition Incentive Program | Hightstown | 8844 | 5 | 15.3 | Residential | Yes | Behind the Meter | Net-metered residential rooftop and canopy |  | None | Maier Engineering dba Solar Me | PSE&G | Accepted | 2020-10-06 | 2020-10-08 | 2021-10-30 | Hanwha | Q.PEAK DUO BLK-G6-340W | Solar Panels |  | 0.34 | 26 | 250 | 20 |  | Fixed | Roof
NJSTRE1545681290 |  | Transition Incentive Program | Hightstown | 8844 | 5 | 15.3 | Residential | Yes | Behind the Meter | Net-metered residential rooftop and canopy |  | None | Maier Engineering dba Solar Me | PSE&G | Accepted | 2020-10-06 | 2020-10-08 | 2021-10-30 | Hanwha | Q.PEAK DUO BLK-G6-340W | Solar Panels |  | 0.34 | 6 | 250 | 20 |  | Fixed | Roof
NJSTRE1545681290 |  | Transition Incentive Program | Hightstown | 8844 | 5 | 15.3 | Residential | Yes | Behind the Meter | Net-metered residential rooftop and canopy |  | None | Maier Engineering dba Solar Me | PSE&G | Accepted | 2020-10-06 | 2020-10-08 | 2021-10-30 | Hanwha | Q.PEAK DUO BLK-G6-340W | Solar Panels |  | 0.34 | 13 | 70 | 20 |  | Fixed | Roof
NJSTRE1545682549 |  | Transition Incentive Program | South Brunswick | 8824 | 11 | 10.56 | Residential | No | Behind the Meter | Net-metered residential rooftop and canopy |  | None | Whitman Construction, LLC | PSE&G | Accepted | 2020-10-06 | 2020-10-09 | 2021-10-30 | enphase energy | iq7x-96-2-us | Inverters | 315 |  | 32 |  |  | 0.975 |  | Outdoor | microinverters located under modules
NJSTRE1545682549 |  | Transition Incentive Program | South Brunswick | 8824 | 11 | 10.56 | Residential | No | Behind the Meter | Net-metered residential rooftop and canopy |  | None | Whitman Construction, LLC | PSE&G | Accepted | 2020-10-06 | 2020-10-09 | 2021-10-30 | panasonic | vbhn330sa16 | Solar Panels |  | 0.33 | 13 | 119 | 30 |  | Fixed | Roof
NJSTRE1545682549 |  | Transition Incentive Program | South Brunswick | 8824 | 11 | 10.56 | Residential | No | Behind the Meter | Net-metered residential rooftop and canopy |  | None | Whitman Construction, LLC | PSE&G | Accepted | 2020-10-06 | 2020-10-09 | 2021-10-30 | panasonic | vbhn330sa16 | Solar Panels |  | 0.33 | 10 | 118 | 30 |  | Fixed | Roof
NJSTRE1545682549 |  | Transition Incentive Program | South Brunswick | 8824 | 11 | 10.56 | Residential | No | Behind the Meter | Net-metered residential rooftop and canopy |  | None | Whitman Construction, LLC | PSE&G | Accepted | 2020-10-06 | 2020-10-09 | 2021-10-30 | panasonic | vbhn330sa16 | Solar Panels |  | 0.33 | 9 | 209 | 49 |  | Fixed | Roof
NJSTRE1545683278 |  | Transition Incentive Program | Williamstown | 8094 | 15 | 6.12 | Residential | Yes | Behind the Meter | Net-metered residential rooftop and canopy |  | None | Trinity Solar | AC Electric | Accepted | 2020-10-06 | 2020-10-08 | 2021-10-30 | Solar Edge | SE5000H-US | Inverters | 5000 |  | 1 |  |  | 0.97 |  | Outside | side of home
NJSTRE1545683278 |  | Transition Incentive Program | Williamstown | 8094 | 15 | 6.12 | Residential | Yes | Behind the Meter | Net-metered residential rooftop and canopy |  | None | Trinity Solar | AC Electric | Accepted | 2020-10-06 | 2020-10-08 | 2021-10-30 | Hanwha 340 | Q.PEAK DUO BLK-G6 340 | Solar Panels |  | 0.34 | 18 | 270 | 22 |  | Fixed | Roof
NJSTRE1545684109 |  | Transition Incentive Program | Villas | 8251 | 21 | 3.69 | Residential | Yes | Behind the Meter | Net-metered residential rooftop and canopy |  | None | Trinity Solar | AC Electric | Accepted | 2020-10-06 | 2020-10-08 | 2021-10-30 | SOLAR EDGE | SE3000H-US | Inverters | 3000 |  | 1 |  |  | 0.97 |  | Outside | SIDE OF HOME
NJSTRE1545684109 |  | Transition Incentive Program | Villas | 8251 | 21 | 3.69 | Residential | Yes | Behind the Meter | Net-metered residential rooftop and canopy |  | None | Trinity Solar | AC Electric | Accepted | 2020-10-06 | 2020-10-08 | 2021-10-30 | HANWHA 335 (Q.PEAK DUO BLK-G6 335) | HANWHA 335 (Q.PEAK DUO BLK-G6 335) | Solar Panels |  | 0.335 | 11 | 118 | 26 |  | Fixed | Roof
NJSTRE1545684432 |  | Transition Incentive Program | Medford | 8055 | 13 | 10.23 | Residential | No | Behind the Meter | Net-metered residential rooftop and canopy |  | None | Sunrun Installation Services, Inc. | PSE&G | Accepted | 2020-10-06 | 2020-10-08 | 2021-10-30 | Tesla | Powerwall 2 AC | Electric Storage Battery |  |  | 2 |  |  |  | Lithium Ion |  | outside
NJSTRE1545684432 |  | Transition Incentive Program | Medford | 8055 | 13 | 10.23 | Residential | No | Behind the Meter | Net-metered residential rooftop and canopy |  | None | Sunrun Installation Services, Inc. | PSE&G | Accepted | 2020-10-06 | 2020-10-08 | 2021-10-30 | Enphase Energy | IQ7-60-x-US (240V) | Inverters | 240 |  | 33 |  |  | 0.96 |  | Outdoor | Rooftop
NJSTRE1545684432 |  | Transition Incentive Program | Medford | 8055 | 13 | 10.23 | Residential | No | Behind the Meter | Net-metered residential rooftop and canopy |  | None | Sunrun Installation Services, Inc. | PSE&G | Accepted | 2020-10-06 | 2020-10-08 | 2021-10-30 | LONGi Green Energy Technology Co Ltd | LR6-60HPB-310M | Solar Panels |  | 0.31 | 33 | 184 | 18 |  | Fixed | Roof
NJSTRE1545684991 |  | Transition Incentive Program | Sayreville | 8872 | 11 | 3.15 | Residential | No | Behind the Meter | Net-metered residential rooftop and canopy |  | None | All Season Solar | JCP&L | Accepted | 2020-10-06 | 2020-10-08 | 2021-10-30 | Enphase | IQ7 | Inverters | 240 |  | 10 |  |  | 0.97 |  | Outdoor | under module
NJSTRE1545684991 |  | Transition Incentive Program | Sayreville | 8872 | 11 | 3.15 | Residential | No | Behind the Meter | Net-metered residential rooftop and canopy |  | None | All Season Solar | JCP&L | Accepted | 2020-10-06 | 2020-10-08 | 2021-10-30 | Certainteed | CT315HC11-04 | Solar Panels |  | 0.315 | 2 | 80 | 22 |  | Fixed | Roof
NJSTRE1545684991 |  | Transition Incentive Program | Sayreville | 8872 | 11 | 3.15 | Residential | No | Behind the Meter | Net-metered residential rooftop and canopy |  | None | All Season Solar | JCP&L | Accepted | 2020-10-06 | 2020-10-08 | 2021-10-30 | Certainteed | CT315HC11-04 | Solar Panels |  | 0.315 | 8 | 170 | 22 |  | Fixed | Roof
NJSTRE1545685301 |  | Transition Incentive Program | Collingswood | 8108 | 14 | 3.97 | Residential | Yes | Behind the Meter | Net-metered residential rooftop and canopy |  | None | Sunrun Installation Services, Inc. | PSE&G | Accepted | 2020-10-06 | 2020-10-08 | 2021-10-30 | Enphase Energy | IQ7-60-x-US (240V) | Inverters | 240 |  | 13 |  |  | 0.96 |  | Outdoor | Rooftop
NJSTRE1545685301 |  | Transition Incentive Program | Collingswood | 8108 | 14 | 3.97 | Residential | Yes | Behind the Meter | Net-metered residential rooftop and canopy |  | None | Sunrun Installation Services, Inc. | PSE&G | Accepted | 2020-10-06 | 2020-10-08 | 2021-10-30 | LONGi Green Energy Technology Co Ltd | LR6-60HPB-305M | Solar Panels |  | 0.305 | 13 | 112 | 30 |  | Fixed | Roof
NJSTRE1545685604 |  | Transition Incentive Program | Manchester | 8759 | 18 | 13.69 | Residential | No | Behind the Meter | Net-metered residential rooftop and canopy |  | None | Whitman Construction, LLC | JCP&L | Accepted | 2020-10-06 | 2020-10-08 | 2021-10-30 | enphase energy | iq7plus-72-2-us | Inverters | 295 |  | 37 |  |  | 0.975 |  | Outdoor | microinverters located under modules
NJSTRE1545685604 |  | Transition Incentive Program | Manchester | 8759 | 18 | 13.69 | Residential | No | Behind the Meter | Net-metered residential rooftop and canopy |  | None | Whitman Construction, LLC | JCP&L | Accepted | 2020-10-06 | 2020-10-08 | 2021-10-30 | solaria power | xt 370r-pd | Solar Panels |  | 0.37 | 16 | 213 | 30 |  | Fixed | Roof
NJSTRE1545685604 |  | Transition Incentive Program | Manchester | 8759 | 18 | 13.69 | Residential | No | Behind the Meter | Net-metered residential rooftop and canopy |  | None | Whitman Construction, LLC | JCP&L | Accepted | 2020-10-06 | 2020-10-08 | 2021-10-30 | solaria power | xt 370r-pd | Solar Panels |  | 0.37 | 11 | 213 | 30 |  | Fixed | Roof
NJSTRE1545685604 |  | Transition Incentive Program | Manchester | 8759 | 18 | 13.69 | Residential | No | Behind the Meter | Net-metered residential rooftop and canopy |  | None | Whitman Construction, LLC | JCP&L | Accepted | 2020-10-06 | 2020-10-08 | 2021-10-30 | solaria power | xt 370r-pd | Solar Panels |  | 0.37 | 4 | 33 | 30 |  | Fixed | Roof
NJSTRE1545685604 |  | Transition Incentive Program | Manchester | 8759 | 18 | 13.69 | Residential | No | Behind the Meter | Net-metered residential rooftop and canopy |  | None | Whitman Construction, LLC | JCP&L | Accepted | 2020-10-06 | 2020-10-08 | 2021-10-30 | solaria power | xt 370r-pd | Solar Panels |  | 0.37 | 6 | 123 | 35 |  | Fixed | Roof
NJSTRE1545686519 |  | Transition Incentive Program | PARAMUS | 7652 | 7 | 7.82 | Residential | No | Behind the Meter | Net-metered residential rooftop and canopy |  | None | Infinity Solar Systems | PSE&G | Accepted | 2020-10-06 | 2020-10-08 | 2021-10-30 | ENPHASE | IQ7PLUS-72-X-US | Inverters | 290 |  | 23 |  |  | 0.97 |  | Outside | MICROIVNERTERS
NJSTRE1545686519 |  | Transition Incentive Program | PARAMUS | 7652 | 7 | 7.82 | Residential | No | Behind the Meter | Net-metered residential rooftop and canopy |  | None | Infinity Solar Systems | PSE&G | Accepted | 2020-10-06 | 2020-10-08 | 2021-10-30 | LG | LG340N1K-V5 | Solar Panels |  | 0.34 | 7 | 25 | 278 |  | Fixed | Roof
NJSTRE1545686519 |  | Transition Incentive Program | PARAMUS | 7652 | 7 | 7.82 | Residential | No | Behind the Meter | Net-metered residential rooftop and canopy |  | None | Infinity Solar Systems | PSE&G | Accepted | 2020-10-06 | 2020-10-08 | 2021-10-30 | LG | LG340N1K-V5 | Solar Panels |  | 0.34 | 16 | 188 | 30 |  | Fixed | Roof
NJSTRE1545686700 |  | Transition Incentive Program | South Plainfield | 7080 | 11 | 8.24 | Residential | Yes | Behind the Meter | Net-metered residential rooftop and canopy |  | None | Sunrun Installation Services, Inc. | PSE&G | Accepted | 2020-10-06 | 2020-10-08 | 2021-10-30 | Enphase Energy | IQ7-60-x-US (240V) | Inverters | 240 |  | 27 |  |  | 0.96 |  | Outdoor | Rooftop
NJSTRE1545686700 |  | Transition Incentive Program | South Plainfield | 7080 | 11 | 8.24 | Residential | Yes | Behind the Meter | Net-metered residential rooftop and canopy |  | None | Sunrun Installation Services, Inc. | PSE&G | Accepted | 2020-10-06 | 2020-10-08 | 2021-10-30 | LONGi Green Energy Technology Co Ltd | LR6-60HPB-305M | Solar Panels |  | 0.305 | 18 | 292 | 27 |  | Fixed | Roof
NJSTRE1545686700 |  | Transition Incentive Program | South Plainfield | 7080 | 11 | 8.24 | Residential | Yes | Behind the Meter | Net-metered residential rooftop and canopy |  | None | Sunrun Installation Services, Inc. | PSE&G | Accepted | 2020-10-06 | 2020-10-08 | 2021-10-30 | LONGi Green Energy Technology Co Ltd | LR6-60HPB-305M | Solar Panels |  | 0.305 | 9 | 112 | 27 |  | Fixed | Roof
NJSTRE1545687262 |  | Transition Incentive Program | Fort Lee | 7024 | 7 | 3.41 | Residential | No | Behind the Meter | Net-metered residential rooftop and canopy |  | None | Sunrun Installation Services, Inc. | PSE&G | Accepted | 2020-10-06 | 2020-10-08 | 2021-10-30 | Tesla | Powerwall 2 AC | Electric Storage Battery |  |  | 1 |  |  |  | Lithium Ion |  | outside
NJSTRE1545687262 |  | Transition Incentive Program | Fort Lee | 7024 | 7 | 3.41 | Residential | No | Behind the Meter | Net-metered residential rooftop and canopy |  | None | Sunrun Installation Services, Inc. | PSE&G | Accepted | 2020-10-06 | 2020-10-08 | 2021-10-30 | Enphase Energy | IQ7-60-x-US (240V) | Inverters | 240 |  | 11 |  |  | 0.96 |  | Outdoor | Rooftop
NJSTRE1545687262 |  | Transition Incentive Program | Fort Lee | 7024 | 7 | 3.41 | Residential | No | Behind the Meter | Net-metered residential rooftop and canopy |  | None | Sunrun Installation Services, Inc. | PSE&G | Accepted | 2020-10-06 | 2020-10-08 | 2021-10-30 | LONGi Green Energy Technology Co Ltd | LR6-60HPB-310M | Solar Panels |  | 0.31 | 2 | 219 | 18 |  | Fixed | Roof
NJSTRE1545687262 |  | Transition Incentive Program | Fort Lee | 7024 | 7 | 3.41 | Residential | No | Behind the Meter | Net-metered residential rooftop and canopy |  | None | Sunrun Installation Services, Inc. | PSE&G | Accepted | 2020-10-06 | 2020-10-08 | 2021-10-30 | LONGi Green Energy Technology Co Ltd | LR6-60HPB-310M | Solar Panels |  | 0.31 | 4 | 37 | 20 |  | Fixed | Roof
NJSTRE1545687262 |  | Transition Incentive Program | Fort Lee | 7024 | 7 | 3.41 | Residential | No | Behind the Meter | Net-metered residential rooftop and canopy |  | None | Sunrun Installation Services, Inc. | PSE&G | Accepted | 2020-10-06 | 2020-10-08 | 2021-10-30 | LONGi Green Energy Technology Co Ltd | LR6-60HPB-310M | Solar Panels |  | 0.31 | 5 | 129 | 18 |  | Fixed | Roof
NJSTRE1545688079 |  | Transition Incentive Program | West Milford | 7480 | 6 | 7.93 | Residential | Yes | Behind the Meter | Net-metered residential rooftop and canopy |  | None | Sunrun Installation Services, Inc. | Orange Rockland Electric | Accepted | 2020-10-06 | 2020-10-08 | 2021-10-30 | Enphase Energy | IQ7-60-x-US (240V) | Inverters | 240 |  | 26 |  |  | 0.96 |  | Outdoor | Rooftop
NJSTRE1545688079 |  | Transition Incentive Program | West Milford | 7480 | 6 | 7.93 | Residential | Yes | Behind the Meter | Net-metered residential rooftop and canopy |  | None | Sunrun Installation Services, Inc. | Orange Rockland Electric | Accepted | 2020-10-06 | 2020-10-08 | 2021-10-30 | LONGi Green Energy Technology Co Ltd | LR6-60HPB-305M | Solar Panels |  | 0.305 | 20 | 103 | 27 |  | Fixed | Roof
NJSTRE1545688079 |  | Transition Incentive Program | West Milford | 7480 | 6 | 7.93 | Residential | Yes | Behind the Meter | Net-metered residential rooftop and canopy |  | None | Sunrun Installation Services, Inc. | Orange Rockland Electric | Accepted | 2020-10-06 | 2020-10-08 | 2021-10-30 | LONGi Green Energy Technology Co Ltd | LR6-60HPB-305M | Solar Panels |  | 0.305 | 6 | 17 | 18 |  | Fixed | Roof
NJSTRE1545688088 |  | Transition Incentive Program | Monroe | 8831 | 11 | 12.24 | Residential | No | Behind the Meter | Net-metered residential rooftop and canopy |  | None | Maier Engineering dba Solar Me | JCP&L | Accepted | 2020-10-06 | 2020-10-08 | 2021-10-30 | Enphase | IQ7+ | Inverters | 290 |  | 36 |  |  | 0.96 |  | Outdoor | Next to meter
NJSTRE1545688088 |  | Transition Incentive Program | Monroe | 8831 | 11 | 12.24 | Residential | No | Behind the Meter | Net-metered residential rooftop and canopy |  | None | Maier Engineering dba Solar Me | JCP&L | Accepted | 2020-10-06 | 2020-10-08 | 2021-10-30 | Hanwha | Q.PEAK DUO BLK-G6 340W | Solar Panels |  | 0.34 | 4 | 180 | 25 |  | Fixed | Roof
NJSTRE1545688088 |  | Transition Incentive Program | Monroe | 8831 | 11 | 12.24 | Residential | No | Behind the Meter | Net-metered residential rooftop and canopy |  | None | Maier Engineering dba Solar Me | JCP&L | Accepted | 2020-10-06 | 2020-10-08 | 2021-10-30 | Hanwha | Q.PEAK DUO BLK-G6 340W | Solar Panels |  | 0.34 | 7 | 270 | 25 |  | Fixed | Roof
NJSTRE1545688088 |  | Transition Incentive Program | Monroe | 8831 | 11 | 12.24 | Residential | No | Behind the Meter | Net-metered residential rooftop and canopy |  | None | Maier Engineering dba Solar Me | JCP&L | Accepted | 2020-10-06 | 2020-10-08 | 2021-10-30 | Hanwha | Q.PEAK DUO BLK-G6 340W | Solar Panels |  | 0.34 | 12 | 180 | 25 |  | Fixed | Roof
NJSTRE1545688088 |  | Transition Incentive Program | Monroe | 8831 | 11 | 12.24 | Residential | No | Behind the Meter | Net-metered residential rooftop and canopy |  | None | Maier Engineering dba Solar Me | JCP&L | Accepted | 2020-10-06 | 2020-10-08 | 2021-10-30 | Hanwha | Q.PEAK DUO BLK-G6 340W | Solar Panels |  | 0.34 | 13 | 90 | 25 |  | Fixed | Roof
NJSTRE1545688090 |  | Transition Incentive Program | Absecon | 8201 | 19 | 8.18 | Residential | Yes | Behind the Meter | Net-metered residential rooftop and canopy |  | None | Castle Energy, LLC | AC Electric | Accepted | 2020-10-06 | 2020-10-08 | 2021-10-30 | SunPower | SPR-E20-327-E-AC | Inverters | 320 |  | 25 |  |  | 0.975 |  | Outdoor | on the rooftop under each solar panel
NJSTRE1545688090 |  | Transition Incentive Program | Absecon | 8201 | 19 | 8.18 | Residential | Yes | Behind the Meter | Net-metered residential rooftop and canopy |  | None | Castle Energy, LLC | AC Electric | Accepted | 2020-10-06 | 2020-10-08 | 2021-10-30 | SunPower | SPR-E20-327-E-AC | Solar Panels |  | 0.327 | 25 | 200 | 24 |  | Fixed | Roof
NJSTRE1545688110 |  | Transition Incentive Program | Hamilton Township | 8620 | 12 | 12.2 | Residential | Yes | Behind the Meter | Net-metered residential rooftop and canopy |  | None | Sunrun Installation Services, Inc. | PSE&G | Accepted | 2020-10-06 | 2020-10-08 | 2021-10-30 | Tesla | Powerwall 2 AC | Electric Storage Battery |  |  | 2 |  |  |  | Lithium Ion |  | outside
NJSTRE1545688110 |  | Transition Incentive Program | Hamilton Township | 8620 | 12 | 12.2 | Residential | Yes | Behind the Meter | Net-metered residential rooftop and canopy |  | None | Sunrun Installation Services, Inc. | PSE&G | Accepted | 2020-10-06 | 2020-10-08 | 2021-10-30 | Delta Electronics | M10-TL-US | Inverters | 10000 |  | 1 |  |  | 0.96 |  | Outdoor | Next To Meter
NJSTRE1545688110 |  | Transition Incentive Program | Hamilton Township | 8620 | 12 | 12.2 | Residential | Yes | Behind the Meter | Net-metered residential rooftop and canopy |  | None | Sunrun Installation Services, Inc. | PSE&G | Accepted | 2020-10-06 | 2020-10-08 | 2021-10-30 | LONGi Green Energy Technology Co Ltd | LR6-60HPB-305M | Solar Panels |  | 0.305 | 16 | 260 | 18 |  | Fixed | Roof
NJSTRE1545688110 |  | Transition Incentive Program | Hamilton Township | 8620 | 12 | 12.2 | Residential | Yes | Behind the Meter | Net-metered residential rooftop and canopy |  | None | Sunrun Installation Services, Inc. | PSE&G | Accepted | 2020-10-06 | 2020-10-08 | 2021-10-30 | LONGi Green Energy Technology Co Ltd | LR6-60HPB-305M | Solar Panels |  | 0.305 | 24 | 80 | 18 |  | Fixed | Roof
NJSTRE1545688149 |  | Transition Incentive Program | Vineland | 8360 | 20 | 3.6 | Residential | Yes | Behind the Meter | Net-metered residential rooftop and canopy |  | None | Castle Energy, LLC | Vineland Muni Electric | Accepted | 2020-10-06 | 2020-10-27 | 2021-10-30 | SunPower | SPR-E20-327-E-AC | Inverters | 320 |  | 11 |  |  | 0.975 |  | Outdoor | on the rooftop under each solar panel
NJSTRE1545688149 |  | Transition Incentive Program | Vineland | 8360 | 20 | 3.6 | Residential | Yes | Behind the Meter | Net-metered residential rooftop and canopy |  | None | Castle Energy, LLC | Vineland Muni Electric | Accepted | 2020-10-06 | 2020-10-27 | 2021-10-30 | SunPower | SPR-E20-327-E-AC | Solar Panels |  | 0.327 | 8 | 184 | 20 |  | Fixed | Roof
NJSTRE1545688149 |  | Transition Incentive Program | Vineland | 8360 | 20 | 3.6 | Residential | Yes | Behind the Meter | Net-metered residential rooftop and canopy |  | None | Castle Energy, LLC | Vineland Muni Electric | Accepted | 2020-10-06 | 2020-10-27 | 2021-10-30 | SunPower | SPR-E20-327-E-AC | Solar Panels |  | 0.327 | 3 | 184 | 20 |  | Fixed | Roof
NJSTRE1545688153 |  | Transition Incentive Program | South Brunswick Township | 8824 | 11 | 13.12 | Residential | Yes | Behind the Meter | Net-metered residential rooftop and canopy |  | None | Sunrun, Inc. | PSE&G | Accepted | 2020-10-06 | 2020-10-08 | 2021-10-30 | Enphase Energy | IQ7-60-x-US (240V) | Inverters | 240 |  | 43 |  |  | 0.96 |  | Outdoor | Rooftop
NJSTRE1545688153 |  | Transition Incentive Program | South Brunswick Township | 8824 | 11 | 13.12 | Residential | Yes | Behind the Meter | Net-metered residential rooftop and canopy |  | None | Sunrun, Inc. | PSE&G | Accepted | 2020-10-06 | 2020-10-08 | 2021-10-30 | LONGi Green Energy Technology Co Ltd | LR6-60HPB-305M | Solar Panels |  | 0.305 | 15 | 79 | 34 |  | Fixed | Roof
NJSTRE1545688153 |  | Transition Incentive Program | South Brunswick Township | 8824 | 11 | 13.12 | Residential | Yes | Behind the Meter | Net-metered residential rooftop and canopy |  | None | Sunrun, Inc. | PSE&G | Accepted | 2020-10-06 | 2020-10-08 | 2021-10-30 | LONGi Green Energy Technology Co Ltd | LR6-60HPB-305M | Solar Panels |  | 0.305 | 28 | 259 | 34 |  | Fixed | Roof
NJSTRE1545688176 |  | Transition Incentive Program | Irvington | 7111 | 9 | 9.6 | Residential | Yes | Behind the Meter | Net-metered residential rooftop and canopy |  | None | Posigen NJ LLC | PSE&G | Accepted | 2020-10-06 | 2020-10-08 | 2021-10-30 | SolarEdge | SE10000H-US | Inverters | 10000 |  | 1 |  |  | 0.99 |  | Outside | within ten feet of meter
NJSTRE1545688176 |  | Transition Incentive Program | Irvington | 7111 | 9 | 9.6 | Residential | Yes | Behind the Meter | Net-metered residential rooftop and canopy |  | None | Posigen NJ LLC | PSE&G | Accepted | 2020-10-06 | 2020-10-08 | 2021-10-30 | Silfab | SLA320M | Solar Panels |  | 0.32 | 30 | 126216306 | 30 |  | Fixed | Roof
NJSTRE1545688179 |  | Transition Incentive Program | Absecon | 8201 | 19 | 5.78 | Residential | Yes | Behind the Meter | Net-metered residential rooftop and canopy |  | None | Trinity Solar | AC Electric | Accepted | 2020-10-06 | 2020-10-08 | 2021-10-30 | Solar Edge | SE5000 | Inverters | 5000 |  | 1 |  |  | 0.97 |  | Outside | side of home
NJSTRE1545688179 |  | Transition Incentive Program | Absecon | 8201 | 19 | 5.78 | Residential | Yes | Behind the Meter | Net-metered residential rooftop and canopy |  | None | Trinity Solar | AC Electric | Accepted | 2020-10-06 | 2020-10-08 | 2021-10-30 | Hanwha | Q.PEAK DUO BLK-G6 340 | Solar Panels |  | 0.34 | 11 | 139 | 23 |  | Fixed | Roof
NJSTRE1545688179 |  | Transition Incentive Program | Absecon | 8201 | 19 | 5.78 | Residential | Yes | Behind the Meter | Net-metered residential rooftop and canopy |  | None | Trinity Solar | AC Electric | Accepted | 2020-10-06 | 2020-10-08 | 2021-10-30 | Hanwha | Q.PEAK DUO BLK-G6 340 | Solar Panels |  | 0.34 | 6 | 139 | 23 |  | Fixed | Roof
NJSTRE1545688189 |  | Transition Incentive Program | Galloway | 8205 | 19 | 10.85 | Residential | No | Behind the Meter | Net-metered residential rooftop and canopy |  | None | Castle Energy, LLC | AC Electric | Accepted | 2020-10-06 | 2020-10-08 | 2021-10-30 | SunPower | SPR-x21-350-BLK-E-AC | Inverters | 320 |  | 31 |  |  | 0.975 |  | Outdoor | on the rooftop under each solar panel
NJSTRE1545688189 |  | Transition Incentive Program | Galloway | 8205 | 19 | 10.85 | Residential | No | Behind the Meter | Net-metered residential rooftop and canopy |  | None | Castle Energy, LLC | AC Electric | Accepted | 2020-10-06 | 2020-10-08 | 2021-10-30 | SunPower | SPR-x21-350-BLK-E-AC | Solar Panels |  | 0.35 | 8 | 245 | 35 |  | Fixed | Roof
NJSTRE1545688189 |  | Transition Incentive Program | Galloway | 8205 | 19 | 10.85 | Residential | No | Behind the Meter | Net-metered residential rooftop and canopy |  | None | Castle Energy, LLC | AC Electric | Accepted | 2020-10-06 | 2020-10-08 | 2021-10-30 | SunPower | SPR-x21-350-BLK-E-AC | Solar Panels |  | 0.35 | 5 | 155 | 32 |  | Fixed | Roof
NJSTRE1545688189 |  | Transition Incentive Program | Galloway | 8205 | 19 | 10.85 | Residential | No | Behind the Meter | Net-metered residential rooftop and canopy |  | None | Castle Energy, LLC | AC Electric | Accepted | 2020-10-06 | 2020-10-08 | 2021-10-30 | SunPower | SPR-x21-350-BLK-E-AC | Solar Panels |  | 0.35 | 18 | 65 | 35 |  | Fixed | Roof
NJSTRE1545688207 |  | Transition Incentive Program | WAYNE | 7470 | 6 | 5.76 | Residential | No | Behind the Meter | Net-metered residential rooftop and canopy |  | None | Vivint Solar Developer, LLC | PSE&G | Accepted | 2020-10-07 | 2020-10-09 | 2021-10-30 | Solar Edge | SE7600H-US | Inverters | 7600 |  | 1 |  |  | 0.992 |  | Outdoor | Near the Utility Meter
NJSTRE1545688207 |  | Transition Incentive Program | WAYNE | 7470 | 6 | 5.76 | Residential | No | Behind the Meter | Net-metered residential rooftop and canopy |  | None | Vivint Solar Developer, LLC | PSE&G | Accepted | 2020-10-07 | 2020-10-09 | 2021-10-30 | JINKO SOLAR | JKM320M-60HBL | Solar Panels |  | 0.32 | 18 | 195 | 31 |  | Fixed | Roof
NJSTRE1545688214 |  | Transition Incentive Program | ┬áWayne | 7470 | 6 | 14.06 | Residential | Yes | Behind the Meter | Net-metered residential rooftop and canopy |  | None | Seabright Solar | PSE&G | Accepted | 2020-10-06 | 2020-10-08 | 2021-10-30 | Sunpower | PVS 6 | Meters |  |  | 1 |  |  |  | Yes | Outdoor
NJSTRE1545688214 |  | Transition Incentive Program | ┬áWayne | 7470 | 6 | 14.06 | Residential | Yes | Behind the Meter | Net-metered residential rooftop and canopy |  | None | Seabright Solar | PSE&G | Accepted | 2020-10-06 | 2020-10-08 | 2021-10-30 | Enphase | IQ7XS-96-ACM-US | Inverters | 0.315 |  | 43 |  |  | 0.99 |  | Outside | Roof
NJSTRE1545688214 |  | Transition Incentive Program | ┬áWayne | 7470 | 6 | 14.06 | Residential | Yes | Behind the Meter | Net-metered residential rooftop and canopy |  | None | Seabright Solar | PSE&G | Accepted | 2020-10-06 | 2020-10-08 | 2021-10-30 | Sunpower | SPR-E20-327 | Solar Panels |  | 0.327 | 6 | 89 | 36 |  | Fixed | Roof
NJSTRE1545688214 |  | Transition Incentive Program | ┬áWayne | 7470 | 6 | 14.06 | Residential | Yes | Behind the Meter | Net-metered residential rooftop and canopy |  | None | Seabright Solar | PSE&G | Accepted | 2020-10-06 | 2020-10-08 | 2021-10-30 | Sunpower | SPR-E20-327 | Solar Panels |  | 0.327 | 17 | 269 | 36 |  | Fixed | Roof
NJSTRE1545688214 |  | Transition Incentive Program | ┬áWayne | 7470 | 6 | 14.06 | Residential | Yes | Behind the Meter | Net-metered residential rooftop and canopy |  | None | Seabright Solar | PSE&G | Accepted | 2020-10-06 | 2020-10-08 | 2021-10-30 | Sunpower | SPR-E20-327 | Solar Panels |  | 0.327 | 5 | 89 | 38 |  | Fixed | Roof
NJSTRE1545688214 |  | Transition Incentive Program | ┬áWayne | 7470 | 6 | 14.06 | Residential | Yes | Behind the Meter | Net-metered residential rooftop and canopy |  | None | Seabright Solar | PSE&G | Accepted | 2020-10-06 | 2020-10-08 | 2021-10-30 | Sunpower | SPR-E20-327 | Solar Panels |  | 0.327 | 13 | 179 | 25 |  | Fixed | Roof
NJSTRE1545688214 |  | Transition Incentive Program | ┬áWayne | 7470 | 6 | 14.06 | Residential | Yes | Behind the Meter | Net-metered residential rooftop and canopy |  | None | Seabright Solar | PSE&G | Accepted | 2020-10-06 | 2020-10-08 | 2021-10-30 | Sunpower | SPR-E20-327 | Solar Panels |  | 0.327 | 2 | 269 | 45 |  | Fixed | Roof
NJSTRE1545688217 |  | Transition Incentive Program | Elmwood Park | 7407 | 7 | 13.73 | Residential | Yes | Behind the Meter | Net-metered residential rooftop and canopy |  | None | Sunrun Installation Services, Inc. | PSE&G | Accepted | 2020-10-06 | 2020-10-08 | 2021-10-30 | Tesla | Powerwall 2 AC | Electric Storage Battery |  |  | 2 |  |  |  | Lithium Ion |  | outside
NJSTRE1545688217 |  | Transition Incentive Program | Elmwood Park | 7407 | 7 | 13.73 | Residential | Yes | Behind the Meter | Net-metered residential rooftop and canopy |  | None | Sunrun Installation Services, Inc. | PSE&G | Accepted | 2020-10-06 | 2020-10-08 | 2021-10-30 | Enphase Energy | IQ7-60-x-US (240V) | Inverters | 240 |  | 45 |  |  | 0.96 |  | Outdoor | Rooftop
NJSTRE1545688217 |  | Transition Incentive Program | Elmwood Park | 7407 | 7 | 13.73 | Residential | Yes | Behind the Meter | Net-metered residential rooftop and canopy |  | None | Sunrun Installation Services, Inc. | PSE&G | Accepted | 2020-10-06 | 2020-10-08 | 2021-10-30 | LONGi Green Energy Technology Co Ltd | LR6-60HPB-305M | Solar Panels |  | 0.305 | 9 | 2 | 34 |  | Fixed | Roof
NJSTRE1545688217 |  | Transition Incentive Program | Elmwood Park | 7407 | 7 | 13.73 | Residential | Yes | Behind the Meter | Net-metered residential rooftop and canopy |  | None | Sunrun Installation Services, Inc. | PSE&G | Accepted | 2020-10-06 | 2020-10-08 | 2021-10-30 | LONGi Green Energy Technology Co Ltd | LR6-60HPB-305M | Solar Panels |  | 0.305 | 18 | 272 | 23 |  | Fixed | Roof
NJSTRE1545688217 |  | Transition Incentive Program | Elmwood Park | 7407 | 7 | 13.73 | Residential | Yes | Behind the Meter | Net-metered residential rooftop and canopy |  | None | Sunrun Installation Services, Inc. | PSE&G | Accepted | 2020-10-06 | 2020-10-08 | 2021-10-30 | LONGi Green Energy Technology Co Ltd | LR6-60HPB-305M | Solar Panels |  | 0.305 | 18 | 92 | 24 |  | Fixed | Roof
NJSTRE1545688238 |  | Transition Incentive Program | Bellmawr | 8031 | 14 | 7.04 | Residential | Yes | Behind the Meter | Net-metered residential rooftop and canopy |  | None | All Season Solar | PSE&G | Accepted | 2020-10-06 | 2020-10-09 | 2021-10-30 | Enphase | IQ7 | Inverters | 240 |  | 22 |  |  | 0.97 |  | Outdoor | under module
NJSTRE1545688238 |  | Transition Incentive Program | Bellmawr | 8031 | 14 | 7.04 | Residential | Yes | Behind the Meter | Net-metered residential rooftop and canopy |  | None | All Season Solar | PSE&G | Accepted | 2020-10-06 | 2020-10-09 | 2021-10-30 | Trina | TSMDD06M.05II | Solar Panels |  | 0.32 | 10 | 290 | 25 |  | Fixed | Roof
NJSTRE1545688238 |  | Transition Incentive Program | Bellmawr | 8031 | 14 | 7.04 | Residential | Yes | Behind the Meter | Net-metered residential rooftop and canopy |  | None | All Season Solar | PSE&G | Accepted | 2020-10-06 | 2020-10-09 | 2021-10-30 | Trina | TSMDD06M.05II | Solar Panels |  | 0.32 | 12 | 110 | 25 |  | Fixed | Roof
NJSTRE1545688246 |  | Transition Incentive Program | Pennsville | 8070 | 16 | 12.25 | Residential | Yes | Behind the Meter | Net-metered residential rooftop and canopy |  | None | Pro Custom Solar dba Momentum Solar | AC Electric | Accepted | 2020-10-06 | 2020-10-08 | 2021-10-30 | Enphase | IQ7PLUS-72-2-US | Inverters | 290 |  | 35 |  |  | 0.97 |  | Outdoor | Roof
NJSTRE1545688246 |  | Transition Incentive Program | Pennsville | 8070 | 16 | 12.25 | Residential | Yes | Behind the Meter | Net-metered residential rooftop and canopy |  | None | Pro Custom Solar dba Momentum Solar | AC Electric | Accepted | 2020-10-06 | 2020-10-08 | 2021-10-30 | LG | LG 350N1C-V5 | Solar Panels |  | 0.35 | 6 | 175 | 16 |  | Fixed | Roof
NJSTRE1545688246 |  | Transition Incentive Program | Pennsville | 8070 | 16 | 12.25 | Residential | Yes | Behind the Meter | Net-metered residential rooftop and canopy |  | None | Pro Custom Solar dba Momentum Solar | AC Electric | Accepted | 2020-10-06 | 2020-10-08 | 2021-10-30 | LG | LG 350N1C-V5 | Solar Panels |  | 0.35 | 5 | 175 | 18 |  | Fixed | Roof
NJSTRE1545688246 |  | Transition Incentive Program | Pennsville | 8070 | 16 | 12.25 | Residential | Yes | Behind the Meter | Net-metered residential rooftop and canopy |  | None | Pro Custom Solar dba Momentum Solar | AC Electric | Accepted | 2020-10-06 | 2020-10-08 | 2021-10-30 | LG | LG 350N1C-V5 | Solar Panels |  | 0.35 | 4 | 355 | 15 |  | Fixed | Roof
NJSTRE1545688246 |  | Transition Incentive Program | Pennsville | 8070 | 16 | 12.25 | Residential | Yes | Behind the Meter | Net-metered residential rooftop and canopy |  | None | Pro Custom Solar dba Momentum Solar | AC Electric | Accepted | 2020-10-06 | 2020-10-08 | 2021-10-30 | LG | LG 350N1C-V5 | Solar Panels |  | 0.35 | 3 | 355 | 18 |  | Fixed | Roof
NJSTRE1545688246 |  | Transition Incentive Program | Pennsville | 8070 | 16 | 12.25 | Residential | Yes | Behind the Meter | Net-metered residential rooftop and canopy |  | None | Pro Custom Solar dba Momentum Solar | AC Electric | Accepted | 2020-10-06 | 2020-10-08 | 2021-10-30 | LG | LG 350N1C-V5 | Solar Panels |  | 0.35 | 3 | 355 | 22 |  | Fixed | Roof
NJSTRE1545688246 |  | Transition Incentive Program | Pennsville | 8070 | 16 | 12.25 | Residential | Yes | Behind the Meter | Net-metered residential rooftop and canopy |  | None | Pro Custom Solar dba Momentum Solar | AC Electric | Accepted | 2020-10-06 | 2020-10-08 | 2021-10-30 | LG | LG 350N1C-V5 | Solar Panels |  | 0.35 | 8 | 175 | 22 |  | Fixed | Roof
NJSTRE1545688246 |  | Transition Incentive Program | Pennsville | 8070 | 16 | 12.25 | Residential | Yes | Behind the Meter | Net-metered residential rooftop and canopy |  | None | Pro Custom Solar dba Momentum Solar | AC Electric | Accepted | 2020-10-06 | 2020-10-08 | 2021-10-30 | LG | LG 350N1C-V5 | Solar Panels |  | 0.35 | 6 | 175 | 14 |  | Fixed | Roof
NJSTRE1545688250 |  | Transition Incentive Program | Glassboro | 8028 | 15 | 17.64 | Residential | No | Behind the Meter | Net-metered residential rooftop and canopy |  | None | Impact Solar LLC | AC Electric | Accepted | 2020-10-06 | 2020-10-08 | 2021-10-30 | Enphase | Enphase Envoy | Meters |  |  | 1 |  |  |  | Yes | Indoor
NJSTRE1545688250 |  | Transition Incentive Program | Glassboro | 8028 | 15 | 17.64 | Residential | No | Behind the Meter | Net-metered residential rooftop and canopy |  | None | Impact Solar LLC | AC Electric | Accepted | 2020-10-06 | 2020-10-08 | 2021-10-30 | Enphase | IQ7-60-2-US | Inverters | 240 |  | 56 |  |  | 0.96 |  | Outdoor | roof under panels
NJSTRE1545688250 |  | Transition Incentive Program | Glassboro | 8028 | 15 | 17.64 | Residential | No | Behind the Meter | Net-metered residential rooftop and canopy |  | None | Impact Solar LLC | AC Electric | Accepted | 2020-10-06 | 2020-10-08 | 2021-10-30 | Axitec | AC-315MH | Solar Panels |  | 0.315 | 24 | 135 | 27 |  | Fixed | Roof
NJSTRE1545688250 |  | Transition Incentive Program | Glassboro | 8028 | 15 | 17.64 | Residential | No | Behind the Meter | Net-metered residential rooftop and canopy |  | None | Impact Solar LLC | AC Electric | Accepted | 2020-10-06 | 2020-10-08 | 2021-10-30 | Axitec | AC-315MH | Solar Panels |  | 0.315 | 21 | 315 | 27 |  | Fixed | Roof
NJSTRE1545688250 |  | Transition Incentive Program | Glassboro | 8028 | 15 | 17.64 | Residential | No | Behind the Meter | Net-metered residential rooftop and canopy |  | None | Impact Solar LLC | AC Electric | Accepted | 2020-10-06 | 2020-10-08 | 2021-10-30 | Axitec | AC-315MH | Solar Panels |  | 0.315 | 5 | 27 | 135 |  | Fixed | Roof
NJSTRE1545688250 |  | Transition Incentive Program | Glassboro | 8028 | 15 | 17.64 | Residential | No | Behind the Meter | Net-metered residential rooftop and canopy |  | None | Impact Solar LLC | AC Electric | Accepted | 2020-10-06 | 2020-10-08 | 2021-10-30 | Axitec | AC-315MH | Solar Panels |  | 0.315 | 6 | 225 | 27 |  | Fixed | Roof
NJSTRE1545688251 |  | Transition Incentive Program | Piscataway | 8854 | 11 | 6.3 | Residential | No | Behind the Meter | Net-metered residential rooftop and canopy |  | None | Ampericon | PSE&G | Accepted | 2020-10-06 | 2020-10-08 | 2021-10-30 | EnPhase | IQ7 | Inverters | 240 |  | 18 |  |  | 0.965 |  | Other | Roof
NJSTRE1545688251 |  | Transition Incentive Program | Piscataway | 8854 | 11 | 6.3 | Residential | No | Behind the Meter | Net-metered residential rooftop and canopy |  | None | Ampericon | PSE&G | Accepted | 2020-10-06 | 2020-10-08 | 2021-10-30 | LG | LG350Q1C-A5 | Solar Panels |  | 0.35 | 18 | 246 | 20 |  | Fixed | Roof
NJSTRE1545688272 |  | Transition Incentive Program | Bridgewater Township | 8807 | 5 | 11.59 | Residential | Yes | Behind the Meter | Net-metered residential rooftop and canopy |  | None | Sunrun Installation Services, Inc. | PSE&G | Accepted | 2020-10-06 | 2020-10-08 | 2021-10-30 | Enphase Energy | IQ7-60-x-US (240V) | Inverters | 240 |  | 38 |  |  | 0.96 |  | Outdoor | Rooftop
NJSTRE1545688272 |  | Transition Incentive Program | Bridgewater Township | 8807 | 5 | 11.59 | Residential | Yes | Behind the Meter | Net-metered residential rooftop and canopy |  | None | Sunrun Installation Services, Inc. | PSE&G | Accepted | 2020-10-06 | 2020-10-08 | 2021-10-30 | LONGi Green Energy Technology Co Ltd | LR6-60HPB-305M | Solar Panels |  | 0.305 | 16 | 263 | 34 |  | Fixed | Roof
NJSTRE1545688272 |  | Transition Incentive Program | Bridgewater Township | 8807 | 5 | 11.59 | Residential | Yes | Behind the Meter | Net-metered residential rooftop and canopy |  | None | Sunrun Installation Services, Inc. | PSE&G | Accepted | 2020-10-06 | 2020-10-08 | 2021-10-30 | LONGi Green Energy Technology Co Ltd | LR6-60HPB-305M | Solar Panels |  | 0.305 | 12 | 353 | 34 |  | Fixed | Roof
NJSTRE1545688272 |  | Transition Incentive Program | Bridgewater Township | 8807 | 5 | 11.59 | Residential | Yes | Behind the Meter | Net-metered residential rooftop and canopy |  | None | Sunrun Installation Services, Inc. | PSE&G | Accepted | 2020-10-06 | 2020-10-08 | 2021-10-30 | LONGi Green Energy Technology Co Ltd | LR6-60HPB-305M | Solar Panels |  | 0.305 | 10 | 173 | 34 |  | Fixed | Roof
NJSTRE1545688281 |  | Transition Incentive Program | Saddle River | 7458 | 7 | 26.8 | Residential | No | Behind the Meter | Net-metered residential rooftop and canopy |  | None | Solar Living, Inc. | PSE&G | Accepted | 2020-10-06 | 2020-10-08 | 2021-10-30 | Enphase | IQ7+_ | Inverters | 290 |  | 80 |  |  | 0.975 |  | Outdoor | below each module
NJSTRE1545688281 |  | Transition Incentive Program | Saddle River | 7458 | 7 | 26.8 | Residential | No | Behind the Meter | Net-metered residential rooftop and canopy |  | None | Solar Living, Inc. | PSE&G | Accepted | 2020-10-06 | 2020-10-08 | 2021-10-30 | LG | 335N1C | Solar Panels |  | 0.335 | 80 | 180 | 25 |  | Fixed | Roof
NJSTRE1545688287 |  | Transition Incentive Program | Waldwick | 7463 | 7 | 6.08 | Residential | Yes | Behind the Meter | Net-metered residential rooftop and canopy |  | None | Vivint Solar Developer, LLC | PSE&G | Accepted | 2020-10-07 | 2020-10-08 | 2021-10-30 | Solar Edge | SE7600H-US | Inverters | 7600 |  | 1 |  |  | 0.992 |  | Outdoor | Near the Utility Meter
NJSTRE1545688287 |  | Transition Incentive Program | Waldwick | 7463 | 7 | 6.08 | Residential | Yes | Behind the Meter | Net-metered residential rooftop and canopy |  | None | Vivint Solar Developer, LLC | PSE&G | Accepted | 2020-10-07 | 2020-10-08 | 2021-10-30 | JINKO SOLAR | JKM320M-60HBL | Solar Panels |  | 0.32 | 10 | 234 | 23 |  | Fixed | Roof
NJSTRE1545688287 |  | Transition Incentive Program | Waldwick | 7463 | 7 | 6.08 | Residential | Yes | Behind the Meter | Net-metered residential rooftop and canopy |  | None | Vivint Solar Developer, LLC | PSE&G | Accepted | 2020-10-07 | 2020-10-08 | 2021-10-30 | JINKO SOLAR | JKM320M-60HBL | Solar Panels |  | 0.32 | 9 | 144 | 23 |  | Fixed | Roof
NJSTRE1545688290 |  | Transition Incentive Program | Warren | 7059 | 5 | 7.82 | Residential | No | Behind the Meter | Net-metered residential rooftop and canopy |  | None | Maier Engineering dba Solar Me | JCP&L | Accepted | 2020-10-06 | 2020-10-08 | 2021-10-30 | Enphase | IQ7+ | Inverters | 290 |  | 23 |  |  | 0.96 |  | Outdoor | Next to meter
NJSTRE1545688290 |  | Transition Incentive Program | Warren | 7059 | 5 | 7.82 | Residential | No | Behind the Meter | Net-metered residential rooftop and canopy |  | None | Maier Engineering dba Solar Me | JCP&L | Accepted | 2020-10-06 | 2020-10-08 | 2021-10-30 | Hanwha | Q.CELL DUO BLK-G6 340W | Solar Panels |  | 0.34 | 23 | 248 | 34 |  | Fixed | Roof
NJSTRE1545688296 |  | Transition Incentive Program | Hopewell | 8302 | 20 | 7.68 | Residential | Yes | Behind the Meter | Net-metered residential rooftop and canopy |  | None | All Season Solar | AC Electric | Accepted | 2020-10-06 | 2020-10-08 | 2021-10-30 | Enphase | IQ7 | Inverters | 240 |  | 24 |  |  | 0.97 |  | Outdoor | under module
NJSTRE1545688296 |  | Transition Incentive Program | Hopewell | 8302 | 20 | 7.68 | Residential | Yes | Behind the Meter | Net-metered residential rooftop and canopy |  | None | All Season Solar | AC Electric | Accepted | 2020-10-06 | 2020-10-08 | 2021-10-30 | Trina | TSMDD06M.05II | Solar Panels |  | 0.32 | 24 | 260 | 30 |  | Fixed | Roof
NJSTRE1545688306 |  | Transition Incentive Program | Bergenfield | 7621 | 7 | 4.2 | Residential | Yes | Behind the Meter | Net-metered residential rooftop and canopy |  | None | Pro Custom Solar dba Momentum Solar | PSE&G | Accepted | 2020-10-06 | 2020-10-08 | 2021-10-30 | Enphase | IQ7PLUS-72-2-US | Inverters | 290 |  | 12 |  |  | 0.97 |  | Outdoor | Roof
NJSTRE1545688306 |  | Transition Incentive Program | Bergenfield | 7621 | 7 | 4.2 | Residential | Yes | Behind the Meter | Net-metered residential rooftop and canopy |  | None | Pro Custom Solar dba Momentum Solar | PSE&G | Accepted | 2020-10-06 | 2020-10-08 | 2021-10-30 | LG | LG 350N1C-V5 | Solar Panels |  | 0.35 | 9 | 183 | 30 |  | Fixed | Roof
NJSTRE1545688306 |  | Transition Incentive Program | Bergenfield | 7621 | 7 | 4.2 | Residential | Yes | Behind the Meter | Net-metered residential rooftop and canopy |  | None | Pro Custom Solar dba Momentum Solar | PSE&G | Accepted | 2020-10-06 | 2020-10-08 | 2021-10-30 | LG | LG 350N1C-V5 | Solar Panels |  | 0.35 | 3 | 3 | 30 |  | Fixed | Roof
NJSTRE1545688341 |  | Transition Incentive Program | Chester | 7930 | 3 | 7.7 | Residential | Yes | Behind the Meter | Net-metered residential rooftop and canopy |  | None | Pro Custom Solar dba Momentum Solar | JCP&L | Accepted | 2020-10-06 | 2020-10-08 | 2021-10-30 | Enphase | IQ7PLUS-72-2-US | Inverters | 290 |  | 22 |  |  | 0.97 |  | Outdoor | Roof
NJSTRE1545688341 |  | Transition Incentive Program | Chester | 7930 | 3 | 7.7 | Residential | Yes | Behind the Meter | Net-metered residential rooftop and canopy |  | None | Pro Custom Solar dba Momentum Solar | JCP&L | Accepted | 2020-10-06 | 2020-10-08 | 2021-10-30 | LG | LG 350N1C-V5 | Solar Panels |  | 0.35 | 6 | 193 | 22 |  | Fixed | Roof
NJSTRE1545688341 |  | Transition Incentive Program | Chester | 7930 | 3 | 7.7 | Residential | Yes | Behind the Meter | Net-metered residential rooftop and canopy |  | None | Pro Custom Solar dba Momentum Solar | JCP&L | Accepted | 2020-10-06 | 2020-10-08 | 2021-10-30 | LG | LG 350N1C-V5 | Solar Panels |  | 0.35 | 4 | 283 | 24 |  | Fixed | Roof
NJSTRE1545688341 |  | Transition Incentive Program | Chester | 7930 | 3 | 7.7 | Residential | Yes | Behind the Meter | Net-metered residential rooftop and canopy |  | None | Pro Custom Solar dba Momentum Solar | JCP&L | Accepted | 2020-10-06 | 2020-10-08 | 2021-10-30 | LG | LG 350N1C-V5 | Solar Panels |  | 0.35 | 12 | 193 | 23 |  | Fixed | Roof
NJSTRE1545688673 |  | Transition Incentive Program | Jackson | 8527 | 18 | 11.47 | Residential | Yes | Behind the Meter | Net-metered residential rooftop and canopy |  | None | Bright Planet Solar | JCP&L | Accepted | 2020-10-06 | 2020-10-08 | 2021-10-30 | SOLAR EDGE | SE10000H-USRGM | Inverters | 10000 |  | 1 |  |  | 0.98 |  | Outdoor | OUTSIDE
NJSTRE1545688673 |  | Transition Incentive Program | Jackson | 8527 | 18 | 11.47 | Residential | Yes | Behind the Meter | Net-metered residential rooftop and canopy |  | None | Bright Planet Solar | JCP&L | Accepted | 2020-10-06 | 2020-10-08 | 2021-10-30 | LONGI | LR6-60HPB-310M | Solar Panels |  | 0.31 | 22 | 214 | 18 |  | Fixed | Roof
NJSTRE1545688673 |  | Transition Incentive Program | Jackson | 8527 | 18 | 11.47 | Residential | Yes | Behind the Meter | Net-metered residential rooftop and canopy |  | None | Bright Planet Solar | JCP&L | Accepted | 2020-10-06 | 2020-10-08 | 2021-10-30 | LONGI | LR6-60HPB-310M | Solar Panels |  | 0.31 | 10 | 214 | 18 |  | Fixed | Roof
NJSTRE1545688673 |  | Transition Incentive Program | Jackson | 8527 | 18 | 11.47 | Residential | Yes | Behind the Meter | Net-metered residential rooftop and canopy |  | None | Bright Planet Solar | JCP&L | Accepted | 2020-10-06 | 2020-10-08 | 2021-10-30 | LONGI | LR6-60HPB-310M | Solar Panels |  | 0.31 | 5 | 34 | 18 |  | Fixed | Roof
NJSTRE1545688675 |  | Transition Incentive Program | Voorhees | 8043 | 14 | 5.76 | Residential | Yes | Behind the Meter | Net-metered residential rooftop and canopy |  | None | All Season Solar | PSE&G | Accepted | 2020-10-06 | 2020-10-08 | 2021-10-30 | Enphase | IQ7 | Inverters | 240 |  | 18 |  |  | 0.97 |  | Outdoor | under module
NJSTRE1545688675 |  | Transition Incentive Program | Voorhees | 8043 | 14 | 5.76 | Residential | Yes | Behind the Meter | Net-metered residential rooftop and canopy |  | None | All Season Solar | PSE&G | Accepted | 2020-10-06 | 2020-10-08 | 2021-10-30 | Trina | TSMDD06M.05II | Solar Panels |  | 0.32 | 18 | 256 | 27 |  | Fixed | Roof
NJSTRE1545688687 |  | Transition Incentive Program | Willingboro | 8046 | 13 | 6.3 | Residential | Yes | Behind the Meter | Net-metered residential rooftop and canopy |  | None | Pro Custom Solar dba Momentum Solar | PSE&G | Accepted | 2020-10-06 | 2020-10-08 | 2021-10-30 | Enphase | IQ7PLUS-72-2-US | Inverters | 290 |  | 18 |  |  | 0.97 |  | Outdoor | Roof
NJSTRE1545688687 |  | Transition Incentive Program | Willingboro | 8046 | 13 | 6.3 | Residential | Yes | Behind the Meter | Net-metered residential rooftop and canopy |  | None | Pro Custom Solar dba Momentum Solar | PSE&G | Accepted | 2020-10-06 | 2020-10-08 | 2021-10-30 | LG | LG 350N1C-V5 | Solar Panels |  | 0.35 | 11 | 199 | 17 |  | Fixed | Roof
NJSTRE1545688687 |  | Transition Incentive Program | Willingboro | 8046 | 13 | 6.3 | Residential | Yes | Behind the Meter | Net-metered residential rooftop and canopy |  | None | Pro Custom Solar dba Momentum Solar | PSE&G | Accepted | 2020-10-06 | 2020-10-08 | 2021-10-30 | LG | LG 350N1C-V5 | Solar Panels |  | 0.35 | 7 | 108 | 17 |  | Fixed | Roof
NJSTRE1545688702 |  | Transition Incentive Program | Teaneck | 7666 | 7 | 4.8 | Residential | Yes | Behind the Meter | Net-metered residential rooftop and canopy |  | None | Trinity Solar | PSE&G | Accepted | 2020-10-06 | 2020-10-08 | 2021-10-30 | Solar Edge | SE3800 | Inverters | 3800 |  | 1 |  |  | 0.97 |  | Outside | side of home
NJSTRE1545688702 |  | Transition Incentive Program | Teaneck | 7666 | 7 | 4.8 | Residential | Yes | Behind the Meter | Net-metered residential rooftop and canopy |  | None | Trinity Solar | PSE&G | Accepted | 2020-10-06 | 2020-10-08 | 2021-10-30 | Hanwha | Q.PEAK DUO BLK-G5 320 | Solar Panels |  | 0.32 | 12 | 172 | 45 |  | Fixed | Roof
NJSTRE1545688702 |  | Transition Incentive Program | Teaneck | 7666 | 7 | 4.8 | Residential | Yes | Behind the Meter | Net-metered residential rooftop and canopy |  | None | Trinity Solar | PSE&G | Accepted | 2020-10-06 | 2020-10-08 | 2021-10-30 | Hanwha | Q.PEAK DUO BLK-G5 320 | Solar Panels |  | 0.32 | 3 | 172 | 25 |  | Fixed | Roof
NJSTRE1545688710 |  | Transition Incentive Program | Flemington | 8822 | 4 | 9.9 | Residential | No | Behind the Meter | Net-metered residential rooftop and canopy |  | None | Green Power Energy | JCP&L | Accepted | 2020-10-06 | 2020-10-09 | 2021-10-30 | Enphase Energy | IQ7PLUS-72-2-US | Inverters | 290 |  | 30 |  |  | 0.975 |  | Outside | next to meter
NJSTRE1545688710 |  | Transition Incentive Program | Flemington | 8822 | 4 | 9.9 | Residential | No | Behind the Meter | Net-metered residential rooftop and canopy |  | None | Green Power Energy | JCP&L | Accepted | 2020-10-06 | 2020-10-09 | 2021-10-30 | LG Electronics | LG330N1K-V5 | Solar Panels |  | 0.33 | 10 | 180 | 30 |  | Fixed | Roof
NJSTRE1545688710 |  | Transition Incentive Program | Flemington | 8822 | 4 | 9.9 | Residential | No | Behind the Meter | Net-metered residential rooftop and canopy |  | None | Green Power Energy | JCP&L | Accepted | 2020-10-06 | 2020-10-09 | 2021-10-30 | LG Electronics | LG330N1K-V5 | Solar Panels |  | 0.33 | 20 | 182 | 30 |  | Fixed | Roof
NJSTRE1545688718 |  | Transition Incentive Program | Absecon | 8201 | 19 | 6.46 | Residential | Yes | Behind the Meter | Net-metered residential rooftop and canopy |  | None | Trinity Solar | AC Electric | Accepted | 2020-10-06 | 2020-10-09 | 2021-10-30 | SOLAR EDGE | SE5000H-US | Inverters | 5000 |  | 1 |  |  | 0.97 |  | Outside | SIDE OF HOME
NJSTRE1545688718 |  | Transition Incentive Program | Absecon | 8201 | 19 | 6.46 | Residential | Yes | Behind the Meter | Net-metered residential rooftop and canopy |  | None | Trinity Solar | AC Electric | Accepted | 2020-10-06 | 2020-10-09 | 2021-10-30 | HANWHA 340 (Q.PEAK DUO BLK-G6 340) | HANWHA 340 (Q.PEAK DUO BLK-G6 340) | Solar Panels |  | 0.34 | 3 | 215 | 5 |  | Fixed | Roof
NJSTRE1545688718 |  | Transition Incentive Program | Absecon | 8201 | 19 | 6.46 | Residential | Yes | Behind the Meter | Net-metered residential rooftop and canopy |  | None | Trinity Solar | AC Electric | Accepted | 2020-10-06 | 2020-10-09 | 2021-10-30 | HANWHA 340 (Q.PEAK DUO BLK-G6 340) | HANWHA 340 (Q.PEAK DUO BLK-G6 340) | Solar Panels |  | 0.34 | 5 | 215 | 18 |  | Fixed | Roof
NJSTRE1545688718 |  | Transition Incentive Program | Absecon | 8201 | 19 | 6.46 | Residential | Yes | Behind the Meter | Net-metered residential rooftop and canopy |  | None | Trinity Solar | AC Electric | Accepted | 2020-10-06 | 2020-10-09 | 2021-10-30 | HANWHA 340 (Q.PEAK DUO BLK-G6 340) | HANWHA 340 (Q.PEAK DUO BLK-G6 340) | Solar Panels |  | 0.34 | 6 | 215 | 18 |  | Fixed | Roof
NJSTRE1545688718 |  | Transition Incentive Program | Absecon | 8201 | 19 | 6.46 | Residential | Yes | Behind the Meter | Net-metered residential rooftop and canopy |  | None | Trinity Solar | AC Electric | Accepted | 2020-10-06 | 2020-10-09 | 2021-10-30 | HANWHA 340 (Q.PEAK DUO BLK-G6 340) | HANWHA 340 (Q.PEAK DUO BLK-G6 340) | Solar Panels |  | 0.34 | 5 | 125 | 18 |  | Fixed | Roof
NJSTRE1545688719 |  | Transition Incentive Program | Berkeley Heights | 7922 | 10 | 7.75 | Residential | Yes | Behind the Meter | Net-metered residential rooftop and canopy |  | None | Solar Energy World | JCP&L | Accepted | 2020-10-06 | 2020-10-09 | 2021-10-30 | Solar Edge | SE6000H-USRGM | Inverters | 6000 |  | 1 |  |  | 0.983 |  | Outdoor | near meter
NJSTRE1545688719 |  | Transition Incentive Program | Berkeley Heights | 7922 | 10 | 7.75 | Residential | Yes | Behind the Meter | Net-metered residential rooftop and canopy |  | None | Solar Energy World | JCP&L | Accepted | 2020-10-06 | 2020-10-09 | 2021-10-30 | LONGi Green Energy Technology | LR6-60HPB-310M | Solar Panels |  | 0.31 | 25 | 146 | 23 |  | Fixed | Roof
NJSTRE1545688723 |  | Transition Incentive Program | MIDDLESEX | 8846 | 11 | 12.16 | Residential | Yes | Behind the Meter | Net-metered residential rooftop and canopy |  | None | Vivint Solar Developer, LLC | PSE&G | Accepted | 2020-10-07 | 2020-10-08 | 2021-10-30 | Solar Edge | SE3800H-US | Inverters | 3800 |  | 1 |  |  | 0.992 |  | Outdoor | Near the Utility Meter
NJSTRE1545688723 |  | Transition Incentive Program | MIDDLESEX | 8846 | 11 | 12.16 | Residential | Yes | Behind the Meter | Net-metered residential rooftop and canopy |  | None | Vivint Solar Developer, LLC | PSE&G | Accepted | 2020-10-07 | 2020-10-08 | 2021-10-30 | Solar Edge | SE7600H-US | Inverters | 7600 |  | 1 |  |  | 0.992 |  | Outdoor | Near the Utility Meter
NJSTRE1545688723 |  | Transition Incentive Program | MIDDLESEX | 8846 | 11 | 12.16 | Residential | Yes | Behind the Meter | Net-metered residential rooftop and canopy |  | None | Vivint Solar Developer, LLC | PSE&G | Accepted | 2020-10-07 | 2020-10-08 | 2021-10-30 | JINKO SOLAR | JKM320M-60HBL | Solar Panels |  | 0.32 | 6 | 9 | 27 |  | Fixed | Roof
NJSTRE1545688723 |  | Transition Incentive Program | MIDDLESEX | 8846 | 11 | 12.16 | Residential | Yes | Behind the Meter | Net-metered residential rooftop and canopy |  | None | Vivint Solar Developer, LLC | PSE&G | Accepted | 2020-10-07 | 2020-10-08 | 2021-10-30 | JINKO SOLAR | JKM320M-60HBL | Solar Panels |  | 0.32 | 6 | 279 | 25 |  | Fixed | Roof
NJSTRE1545688723 |  | Transition Incentive Program | MIDDLESEX | 8846 | 11 | 12.16 | Residential | Yes | Behind the Meter | Net-metered residential rooftop and canopy |  | None | Vivint Solar Developer, LLC | PSE&G | Accepted | 2020-10-07 | 2020-10-08 | 2021-10-30 | JINKO SOLAR | JKM320M-60HBL | Solar Panels |  | 0.32 | 7 | 99 | 25 |  | Fixed | Roof
NJSTRE1545688723 |  | Transition Incentive Program | MIDDLESEX | 8846 | 11 | 12.16 | Residential | Yes | Behind the Meter | Net-metered residential rooftop and canopy |  | None | Vivint Solar Developer, LLC | PSE&G | Accepted | 2020-10-07 | 2020-10-08 | 2021-10-30 | JINKO SOLAR | JKM320M-60HBL | Solar Panels |  | 0.32 | 19 | 189 | 27 |  | Fixed | Roof
NJSTRE1545688724 |  | Transition Incentive Program | BURLINGTON | 8016 | 13 | 3.85 | Residential | Yes | Behind the Meter | Net-metered residential rooftop and canopy |  | None | Pro Custom Solar dba Momentum Solar | PSE&G | Accepted | 2020-10-06 | 2020-10-09 | 2021-10-30 | Enphase | IQ7PLUS-72-2-US | Inverters | 290 |  | 11 |  |  | 0.97 |  | Outdoor | Roof
NJSTRE1545688724 |  | Transition Incentive Program | BURLINGTON | 8016 | 13 | 3.85 | Residential | Yes | Behind the Meter | Net-metered residential rooftop and canopy |  | None | Pro Custom Solar dba Momentum Solar | PSE&G | Accepted | 2020-10-06 | 2020-10-09 | 2021-10-30 | LG | LG 350N1C-V5 | Solar Panels |  | 0.35 | 8 | 140 | 24 |  | Fixed | Roof
NJSTRE1545688724 |  | Transition Incentive Program | BURLINGTON | 8016 | 13 | 3.85 | Residential | Yes | Behind the Meter | Net-metered residential rooftop and canopy |  | None | Pro Custom Solar dba Momentum Solar | PSE&G | Accepted | 2020-10-06 | 2020-10-09 | 2021-10-30 | LG | LG 350N1C-V5 | Solar Panels |  | 0.35 | 3 | 320 | 23 |  | Fixed | Roof
NJSTRE1545688725 |  | Transition Incentive Program | Hamilton Twp Mer | 8610 | 12 | 2.48 | Residential | No | Behind the Meter | Net-metered residential rooftop and canopy |  | None | Bright Planet Solar | PSE&G | Accepted | 2020-10-06 | 2020-10-08 | 2021-10-30 | SOLAR EDGE | SE3000H-USRGM | Inverters | 3000 |  | 1 |  |  | 0.98 |  | Outdoor | OUTSIDE
NJSTRE1545688725 |  | Transition Incentive Program | Hamilton Twp Mer | 8610 | 12 | 2.48 | Residential | No | Behind the Meter | Net-metered residential rooftop and canopy |  | None | Bright Planet Solar | PSE&G | Accepted | 2020-10-06 | 2020-10-08 | 2021-10-30 | HANWHA Q-CELLS | Q.PEAK DUO BLK-G5 310W | Solar Panels |  | 0.31 | 8 | 176 | 39 |  | Fixed | Roof
NJSTRE1545688726 |  | Transition Incentive Program | Englishtown | 7726 | 17 | 11.88 | Residential | No | Behind the Meter | Net-metered residential rooftop and canopy |  | None | Green Power Energy | JCP&L | Accepted | 2020-10-06 | 2020-10-08 | 2021-10-30 | Enphase Energy | IQ7PLUS-72-2-US | Inverters | 290 |  | 33 |  |  | 0.975 |  | Outside | next to meter
NJSTRE1545688726 |  | Transition Incentive Program | Englishtown | 7726 | 17 | 11.88 | Residential | No | Behind the Meter | Net-metered residential rooftop and canopy |  | None | Green Power Energy | JCP&L | Accepted | 2020-10-06 | 2020-10-08 | 2021-10-30 | LG Electronics | LG360N1C-N5 | Solar Panels |  | 0.36 | 13 | 240 | 15 |  | Fixed | Roof
NJSTRE1545688726 |  | Transition Incentive Program | Englishtown | 7726 | 17 | 11.88 | Residential | No | Behind the Meter | Net-metered residential rooftop and canopy |  | None | Green Power Energy | JCP&L | Accepted | 2020-10-06 | 2020-10-08 | 2021-10-30 | LG Electronics | LG360N1C-N5 | Solar Panels |  | 0.36 | 9 | 150 | 15 |  | Fixed | Roof
NJSTRE1545688726 |  | Transition Incentive Program | Englishtown | 7726 | 17 | 11.88 | Residential | No | Behind the Meter | Net-metered residential rooftop and canopy |  | None | Green Power Energy | JCP&L | Accepted | 2020-10-06 | 2020-10-08 | 2021-10-30 | LG Electronics | LG360N1C-N5 | Solar Panels |  | 0.36 | 11 | 150 | 15 |  | Fixed | Roof
NJSTRE1545688735 |  | Transition Incentive Program | Woodbridge Township | 8830 | 11 | 5.6 | Residential | Yes | Behind the Meter | Net-metered residential rooftop and canopy |  | None | Pro Custom Solar dba Momentum Solar | PSE&G | Accepted | 2020-10-06 | 2020-10-08 | 2021-10-30 | Enphase | IQ7PLUS-72-2-US | Inverters | 290 |  | 16 |  |  | 0.97 |  | Outdoor | Roof
NJSTRE1545688735 |  | Transition Incentive Program | Woodbridge Township | 8830 | 11 | 5.6 | Residential | Yes | Behind the Meter | Net-metered residential rooftop and canopy |  | None | Pro Custom Solar dba Momentum Solar | PSE&G | Accepted | 2020-10-06 | 2020-10-08 | 2021-10-30 | LG | LG 350N1C-V5 | Solar Panels |  | 0.35 | 16 | 119 | 19 |  | Fixed | Roof
NJSTRE1545688745 |  | Transition Incentive Program | UNION | 7083 | 10 | 9.6 | Residential | Yes | Behind the Meter | Net-metered residential rooftop and canopy |  | None | Vivint Solar Developer, LLC | PSE&G | Accepted | 2020-10-07 | 2020-10-08 | 2021-10-30 | Solar Edge | SE7600H-US | Inverters | 7600 |  | 1 |  |  | 0.992 |  | Outdoor | Near the Utility Meter
NJSTRE1545688745 |  | Transition Incentive Program | UNION | 7083 | 10 | 9.6 | Residential | Yes | Behind the Meter | Net-metered residential rooftop and canopy |  | None | Vivint Solar Developer, LLC | PSE&G | Accepted | 2020-10-07 | 2020-10-08 | 2021-10-30 | JINKO SOLAR | JKM320M-60HBL | Solar Panels |  | 0.32 | 3 | 211 | 37 |  | Fixed | Roof
NJSTRE1545688745 |  | Transition Incentive Program | UNION | 7083 | 10 | 9.6 | Residential | Yes | Behind the Meter | Net-metered residential rooftop and canopy |  | None | Vivint Solar Developer, LLC | PSE&G | Accepted | 2020-10-07 | 2020-10-08 | 2021-10-30 | JINKO SOLAR | JKM320M-60HBL | Solar Panels |  | 0.32 | 13 | 31 | 37 |  | Fixed | Roof
NJSTRE1545688745 |  | Transition Incentive Program | UNION | 7083 | 10 | 9.6 | Residential | Yes | Behind the Meter | Net-metered residential rooftop and canopy |  | None | Vivint Solar Developer, LLC | PSE&G | Accepted | 2020-10-07 | 2020-10-08 | 2021-10-30 | JINKO SOLAR | JKM320M-60HBL | Solar Panels |  | 0.32 | 14 | 211 | 21 |  | Fixed | Roof
NJSTRE1545688766 |  | Transition Incentive Program | PARLIN | 8859 | 11 | 4.8 | Residential | Yes | Behind the Meter | Net-metered residential rooftop and canopy |  | None | Vivint Solar Developer, LLC | JCP&L | Accepted | 2020-10-07 | 2020-10-16 | 2021-10-30 | Solar Edge | SE3800H-US | Inverters | 3800 |  | 1 |  |  | 0.992 |  | Outdoor | Near the Utility Meter
NJSTRE1545688766 |  | Transition Incentive Program | PARLIN | 8859 | 11 | 4.8 | Residential | Yes | Behind the Meter | Net-metered residential rooftop and canopy |  | None | Vivint Solar Developer, LLC | JCP&L | Accepted | 2020-10-07 | 2020-10-16 | 2021-10-30 | JINKO SOLAR | JKM320M-60HBL | Solar Panels |  | 0.32 | 6 | 304 | 18 |  | Fixed | Roof
NJSTRE1545688766 |  | Transition Incentive Program | PARLIN | 8859 | 11 | 4.8 | Residential | Yes | Behind the Meter | Net-metered residential rooftop and canopy |  | None | Vivint Solar Developer, LLC | JCP&L | Accepted | 2020-10-07 | 2020-10-16 | 2021-10-30 | JINKO SOLAR | JKM320M-60HBL | Solar Panels |  | 0.32 | 9 | 124 | 18 |  | Fixed | Roof
NJSTRE1545688771 |  | Transition Incentive Program | River Edge | 7661 | 7 | 9.49 | Residential | Yes | Behind the Meter | Net-metered residential rooftop and canopy |  | None | Freedom Forever New Jersey LLC | PSE&G | Accepted | 2020-10-09 | 2020-10-12 | 2021-10-30 | Solar Edge | SE6000H-US [SI1] RGM | Inverters | 6000 |  | 1 |  |  | 0.99 |  | Outside | N/A
NJSTRE1545688771 |  | Transition Incentive Program | River Edge | 7661 | 7 | 9.49 | Residential | Yes | Behind the Meter | Net-metered residential rooftop and canopy |  | None | Freedom Forever New Jersey LLC | PSE&G | Accepted | 2020-10-09 | 2020-10-12 | 2021-10-30 | LG | LG365Q1C-A5 | Solar Panels |  | 0.365 | 3 | 2 | 22 |  | Fixed | Roof | N/A
NJSTRE1545688771 |  | Transition Incentive Program | River Edge | 7661 | 7 | 9.49 | Residential | Yes | Behind the Meter | Net-metered residential rooftop and canopy |  | None | Freedom Forever New Jersey LLC | PSE&G | Accepted | 2020-10-09 | 2020-10-12 | 2021-10-30 | LG | LG365Q1C-A5 | Solar Panels |  | 0.365 | 4 | 3 | 22 |  | Fixed | Roof | N/A
NJSTRE1545688771 |  | Transition Incentive Program | River Edge | 7661 | 7 | 9.49 | Residential | Yes | Behind the Meter | Net-metered residential rooftop and canopy |  | None | Freedom Forever New Jersey LLC | PSE&G | Accepted | 2020-10-09 | 2020-10-12 | 2021-10-30 | LG | LG365Q1C-A5 | Solar Panels |  | 0.365 | 19 | 1 | 32 |  | Fixed | Roof | N/A
NJSTRE1545688789 |  | Transition Incentive Program | Brick | 8724 | 18 | 13.33 | Residential | No | Behind the Meter | Net-metered residential rooftop and canopy |  | None | Bright Planet Solar | JCP&L | Accepted | 2020-10-06 | 2020-10-08 | 2021-10-30 | SOLAR EDGE | SE11400H-USRGM | Inverters | 11400 |  | 1 |  |  | 0.98 |  | Outdoor | OUTSIDE
NJSTRE1545688789 |  | Transition Incentive Program | Brick | 8724 | 18 | 13.33 | Residential | No | Behind the Meter | Net-metered residential rooftop and canopy |  | None | Bright Planet Solar | JCP&L | Accepted | 2020-10-06 | 2020-10-08 | 2021-10-30 | HANWHA Q-CELLS | Q.PEAK DUO BLK-G5 310W | Solar Panels |  | 0.31 | 4 | 278 | 30 |  | Fixed | Roof
NJSTRE1545688789 |  | Transition Incentive Program | Brick | 8724 | 18 | 13.33 | Residential | No | Behind the Meter | Net-metered residential rooftop and canopy |  | None | Bright Planet Solar | JCP&L | Accepted | 2020-10-06 | 2020-10-08 | 2021-10-30 | HANWHA Q-CELLS | Q.PEAK DUO BLK-G5 310W | Solar Panels |  | 0.31 | 16 | 98 | 30 |  | Fixed | Roof
NJSTRE1545688789 |  | Transition Incentive Program | Brick | 8724 | 18 | 13.33 | Residential | No | Behind the Meter | Net-metered residential rooftop and canopy |  | None | Bright Planet Solar | JCP&L | Accepted | 2020-10-06 | 2020-10-08 | 2021-10-30 | HANWHA Q-CELLS | Q.PEAK DUO BLK-G5 310W | Solar Panels |  | 0.31 | 3 | 187 | 33 |  | Fixed | Roof
NJSTRE1545688789 |  | Transition Incentive Program | Brick | 8724 | 18 | 13.33 | Residential | No | Behind the Meter | Net-metered residential rooftop and canopy |  | None | Bright Planet Solar | JCP&L | Accepted | 2020-10-06 | 2020-10-08 | 2021-10-30 | HANWHA Q-CELLS | Q.PEAK DUO BLK-G5 310W | Solar Panels |  | 0.31 | 16 | 278 | 30 |  | Fixed | Roof
NJSTRE1545688789 |  | Transition Incentive Program | Brick | 8724 | 18 | 13.33 | Residential | No | Behind the Meter | Net-metered residential rooftop and canopy |  | None | Bright Planet Solar | JCP&L | Accepted | 2020-10-06 | 2020-10-08 | 2021-10-30 | HANWHA Q-CELLS | Q.PEAK DUO BLK-G5 310W | Solar Panels |  | 0.31 | 4 | 98 | 30 |  | Fixed | Roof
NJSTRE1545688823 |  | Transition Incentive Program | ┬áClayton | 8312 | 15 | 6.7 | Residential | No | Behind the Meter | Net-metered residential rooftop and canopy |  | None | Seabright Solar | AC Electric | Accepted | 2020-10-06 | 2020-10-08 | 2021-10-30 | Enphase | IQ7XS-96-ACM-US | Inverters | 0.315 |  | 20 |  |  | 0.99 |  | Outside | Roof
NJSTRE1545688823 |  | Transition Incentive Program | ┬áClayton | 8312 | 15 | 6.7 | Residential | No | Behind the Meter | Net-metered residential rooftop and canopy |  | None | Seabright Solar | AC Electric | Accepted | 2020-10-06 | 2020-10-08 | 2021-10-30 | Sunpower | SPR-X21-335 | Solar Panels |  | 0.335 | 20 | 173 | 30 |  | Fixed | Roof
NJSTRE1545688835 |  | Transition Incentive Program | Union Twp UNI | 7083 | 10 | 9.61 | Residential | Yes | Behind the Meter | Net-metered residential rooftop and canopy |  | None | Bright Planet Solar | PSE&G | Accepted | 2020-10-06 | 2020-10-09 | 2021-10-30 | SOLAR EDGE | SE7600H-USRGM | Inverters | 7600 |  | 1 |  |  | 0.98 |  | Outdoor | 0.62
NJSTRE1545688835 |  | Transition Incentive Program | Union Twp UNI | 7083 | 10 | 9.61 | Residential | Yes | Behind the Meter | Net-metered residential rooftop and canopy |  | None | Bright Planet Solar | PSE&G | Accepted | 2020-10-06 | 2020-10-09 | 2021-10-30 | HANWHA Q-CELLS | Q.PEAK DUO BLK-G5 310W | Solar Panels |  | 0.31 | 3 | 206 | 30 |  | Fixed | Roof
NJSTRE1545688835 |  | Transition Incentive Program | Union Twp UNI | 7083 | 10 | 9.61 | Residential | Yes | Behind the Meter | Net-metered residential rooftop and canopy |  | None | Bright Planet Solar | PSE&G | Accepted | 2020-10-06 | 2020-10-09 | 2021-10-30 | HANWHA Q-CELLS | Q.PEAK DUO BLK-G5 310W | Solar Panels |  | 0.31 | 9 | 206 | 39 |  | Fixed | Roof
NJSTRE1545688835 |  | Transition Incentive Program | Union Twp UNI | 7083 | 10 | 9.61 | Residential | Yes | Behind the Meter | Net-metered residential rooftop and canopy |  | None | Bright Planet Solar | PSE&G | Accepted | 2020-10-06 | 2020-10-09 | 2021-10-30 | HANWHA Q-CELLS | Q.PEAK DUO BLK-G5 310W | Solar Panels |  | 0.31 | 19 | 26 | 39 |  | Fixed | Roof
NJSTRE1545688844 |  | Transition Incentive Program | Bridgewater Township | 8807 | 5 | 8.68 | Residential | Yes | Behind the Meter | Net-metered residential rooftop and canopy |  | None | Freedom Forever New Jersey LLC | PSE&G | Accepted | 2020-10-12 | 2020-10-13 | 2021-10-30 | Solar Edge | SE3000H-US [SI1] RGM | Inverters | 3000 |  | 1 |  |  | 0.99 |  | Outdoor | N/A
NJSTRE1545688844 |  | Transition Incentive Program | Bridgewater Township | 8807 | 5 | 8.68 | Residential | Yes | Behind the Meter | Net-metered residential rooftop and canopy |  | None | Freedom Forever New Jersey LLC | PSE&G | Accepted | 2020-10-12 | 2020-10-13 | 2021-10-30 | Solar Edge | SE3800H-US [SI1] RGM | Inverters | 3800 |  | 1 |  |  | 0.99 |  | Outdoor | N/A
NJSTRE1545688844 |  | Transition Incentive Program | Bridgewater Township | 8807 | 5 | 8.68 | Residential | Yes | Behind the Meter | Net-metered residential rooftop and canopy |  | None | Freedom Forever New Jersey LLC | PSE&G | Accepted | 2020-10-12 | 2020-10-13 | 2021-10-30 | REC Solar | REC310TP2M | Solar Panels |  | 0.31 | 11 | 1 | 36 |  | Fixed | Roof | N/A
NJSTRE1545688844 |  | Transition Incentive Program | Bridgewater Township | 8807 | 5 | 8.68 | Residential | Yes | Behind the Meter | Net-metered residential rooftop and canopy |  | None | Freedom Forever New Jersey LLC | PSE&G | Accepted | 2020-10-12 | 2020-10-13 | 2021-10-30 | REC Solar | REC310TP2M | Solar Panels |  | 0.31 | 5 | 4 | 37 |  | Fixed | Roof | N/A
NJSTRE1545688844 |  | Transition Incentive Program | Bridgewater Township | 8807 | 5 | 8.68 | Residential | Yes | Behind the Meter | Net-metered residential rooftop and canopy |  | None | Freedom Forever New Jersey LLC | PSE&G | Accepted | 2020-10-12 | 2020-10-13 | 2021-10-30 | REC Solar | REC310TP2M | Solar Panels |  | 0.31 | 6 | 2 | 36 |  | Fixed | Roof | N/A
NJSTRE1545688844 |  | Transition Incentive Program | Bridgewater Township | 8807 | 5 | 8.68 | Residential | Yes | Behind the Meter | Net-metered residential rooftop and canopy |  | None | Freedom Forever New Jersey LLC | PSE&G | Accepted | 2020-10-12 | 2020-10-13 | 2021-10-30 | REC Solar | REC310TP2M | Solar Panels |  | 0.31 | 6 | 3 | 36 |  | Fixed | Roof | N/A
NJSTRE1545695661 |  | Transition Incentive Program | Metuchen | 8840 | 11 | 8.51 | Residential | No | Behind the Meter | Net-metered residential rooftop and canopy |  | None | Suntuity Solar LLC | PSE&G | Accepted | 2020-10-07 | 2020-10-09 | 2021-10-30 | Enphase Energy | IQ7-60-2-US | Inverters | 240 |  | 27 |  |  | 0.97 |  | Outdoor | Behind the PV Modules
NJSTRE1545695661 |  | Transition Incentive Program | Metuchen | 8840 | 11 | 8.51 | Residential | No | Behind the Meter | Net-metered residential rooftop and canopy |  | None | Suntuity Solar LLC | PSE&G | Accepted | 2020-10-07 | 2020-10-09 | 2021-10-30 | Longi | LR6-60HPB-315M | Solar Panels |  | 0.315 | 6 | 87 | 15 |  | Fixed | Roof
NJSTRE1545695661 |  | Transition Incentive Program | Metuchen | 8840 | 11 | 8.51 | Residential | No | Behind the Meter | Net-metered residential rooftop and canopy |  | None | Suntuity Solar LLC | PSE&G | Accepted | 2020-10-07 | 2020-10-09 | 2021-10-30 | Longi | LR6-60HPB-315M | Solar Panels |  | 0.315 | 7 | 87 | 15 |  | Fixed | Roof
NJSTRE1545695661 |  | Transition Incentive Program | Metuchen | 8840 | 11 | 8.51 | Residential | No | Behind the Meter | Net-metered residential rooftop and canopy |  | None | Suntuity Solar LLC | PSE&G | Accepted | 2020-10-07 | 2020-10-09 | 2021-10-30 | Longi | LR6-60HPB-315M | Solar Panels |  | 0.315 | 6 | 267 | 15 |  | Fixed | Roof
NJSTRE1545695661 |  | Transition Incentive Program | Metuchen | 8840 | 11 | 8.51 | Residential | No | Behind the Meter | Net-metered residential rooftop and canopy |  | None | Suntuity Solar LLC | PSE&G | Accepted | 2020-10-07 | 2020-10-09 | 2021-10-30 | Longi | LR6-60HPB-315M | Solar Panels |  | 0.315 | 8 | 267 | 15 |  | Fixed | Roof
NJSTRE1545695662 |  | Transition Incentive Program | GALLOWAY | 8205 | 19 | 12.29 | Residential | No | Behind the Meter | Net-metered residential rooftop and canopy |  | None | Suntuity Solar LLC | AC Electric | Accepted | 2020-10-07 | 2020-10-09 | 2021-10-30 | Enphase Energy | IQ7-60-2-US | Inverters | 240 |  | 39 |  |  | 0.97 |  | Outdoor | Behind the PV Modules
NJSTRE1545695662 |  | Transition Incentive Program | GALLOWAY | 8205 | 19 | 12.29 | Residential | No | Behind the Meter | Net-metered residential rooftop and canopy |  | None | Suntuity Solar LLC | AC Electric | Accepted | 2020-10-07 | 2020-10-09 | 2021-10-30 | Longi | LR6-60HPB-315M | Solar Panels |  | 0.315 | 10 | 169 | 13 |  | Fixed | Roof
NJSTRE1545695662 |  | Transition Incentive Program | GALLOWAY | 8205 | 19 | 12.29 | Residential | No | Behind the Meter | Net-metered residential rooftop and canopy |  | None | Suntuity Solar LLC | AC Electric | Accepted | 2020-10-07 | 2020-10-09 | 2021-10-30 | Longi | LR6-60HPB-315M | Solar Panels |  | 0.315 | 8 | 79 | 24 |  | Fixed | Roof
NJSTRE1545695662 |  | Transition Incentive Program | GALLOWAY | 8205 | 19 | 12.29 | Residential | No | Behind the Meter | Net-metered residential rooftop and canopy |  | None | Suntuity Solar LLC | AC Electric | Accepted | 2020-10-07 | 2020-10-09 | 2021-10-30 | Longi | LR6-60HPB-315M | Solar Panels |  | 0.315 | 9 | 169 | 31 |  | Fixed | Roof
NJSTRE1545695662 |  | Transition Incentive Program | GALLOWAY | 8205 | 19 | 12.29 | Residential | No | Behind the Meter | Net-metered residential rooftop and canopy |  | None | Suntuity Solar LLC | AC Electric | Accepted | 2020-10-07 | 2020-10-09 | 2021-10-30 | Longi | LR6-60HPB-315M | Solar Panels |  | 0.315 | 12 | 259 | 24 |  | Fixed | Roof
NJSTRE1545695663 |  | Transition Incentive Program | SOUTH PLAINFIELD | 7080 | 11 | 3.78 | Residential | Yes | Behind the Meter | Net-metered residential rooftop and canopy |  | None | Suntuity Solar LLC | PSE&G | Accepted | 2020-10-07 | 2020-10-09 | 2021-10-30 | Enphase Energy | IQ7-60-2-US | Inverters | 240 |  | 12 |  |  | 0.97 |  | Outdoor | Behind the PV Modules
NJSTRE1545695663 |  | Transition Incentive Program | SOUTH PLAINFIELD | 7080 | 11 | 3.78 | Residential | Yes | Behind the Meter | Net-metered residential rooftop and canopy |  | None | Suntuity Solar LLC | PSE&G | Accepted | 2020-10-07 | 2020-10-09 | 2021-10-30 | Longi | LR6-60HPB-315M | Solar Panels |  | 0.315 | 12 | 93 | 38 |  | Fixed | Roof
NJSTRE1545695664 |  | Transition Incentive Program | LODI | 7644 | 7 | 5.99 | Residential | Yes | Behind the Meter | Net-metered residential rooftop and canopy |  | None | Suntuity Solar LLC | PSE&G | Accepted | 2020-10-07 | 2020-10-09 | 2021-10-30 | Enphase Energy | IQ7-60-2-US | Inverters | 240 |  | 19 |  |  | 0.97 |  | Outdoor | Behind the PV Modules
NJSTRE1545695664 |  | Transition Incentive Program | LODI | 7644 | 7 | 5.99 | Residential | Yes | Behind the Meter | Net-metered residential rooftop and canopy |  | None | Suntuity Solar LLC | PSE&G | Accepted | 2020-10-07 | 2020-10-09 | 2021-10-30 | Longi | LR6-60HPB-315M | Solar Panels |  | 0.315 | 9 | 127 | 25 |  | Fixed | Roof
NJSTRE1545695664 |  | Transition Incentive Program | LODI | 7644 | 7 | 5.99 | Residential | Yes | Behind the Meter | Net-metered residential rooftop and canopy |  | None | Suntuity Solar LLC | PSE&G | Accepted | 2020-10-07 | 2020-10-09 | 2021-10-30 | Longi | LR6-60HPB-315M | Solar Panels |  | 0.315 | 5 | 217 | 25 |  | Fixed | Roof
NJSTRE1545695664 |  | Transition Incentive Program | LODI | 7644 | 7 | 5.99 | Residential | Yes | Behind the Meter | Net-metered residential rooftop and canopy |  | None | Suntuity Solar LLC | PSE&G | Accepted | 2020-10-07 | 2020-10-09 | 2021-10-30 | Longi | LR6-60HPB-315M | Solar Panels |  | 0.315 | 5 | 307 | 25 |  | Fixed | Roof
NJSTRE1545695666 |  | Transition Incentive Program | Egg Harbor City | 8215 | 19 | 11.73 | Residential | No | Behind the Meter | Net-metered residential rooftop and canopy |  | None | Vision Solar LLC | AC Electric | Accepted | 2020-10-07 | 2020-10-09 | 2021-10-30 | ENPHASE | IQ7-60-2-US | Inverters | 0.24 |  | 35 |  |  | 0.96 |  | Other | BEHIND EACH PANEL
NJSTRE1545695666 |  | Transition Incentive Program | Egg Harbor City | 8215 | 19 | 11.73 | Residential | No | Behind the Meter | Net-metered residential rooftop and canopy |  | None | Vision Solar LLC | AC Electric | Accepted | 2020-10-07 | 2020-10-09 | 2021-10-30 | HANWHA Q-CELLS | Q.PEAK DUO-G6+ 335 | Solar Panels |  | 0.335 | 12 | 223 | 21 |  | Fixed | Roof
NJSTRE1545695666 |  | Transition Incentive Program | Egg Harbor City | 8215 | 19 | 11.73 | Residential | No | Behind the Meter | Net-metered residential rooftop and canopy |  | None | Vision Solar LLC | AC Electric | Accepted | 2020-10-07 | 2020-10-09 | 2021-10-30 | HANWHA Q-CELLS | Q.PEAK DUO-G6+ 335 | Solar Panels |  | 0.335 | 3 | 223 | 15 |  | Fixed | Roof
NJSTRE1545695666 |  | Transition Incentive Program | Egg Harbor City | 8215 | 19 | 11.73 | Residential | No | Behind the Meter | Net-metered residential rooftop and canopy |  | None | Vision Solar LLC | AC Electric | Accepted | 2020-10-07 | 2020-10-09 | 2021-10-30 | HANWHA Q-CELLS | Q.PEAK DUO-G6+ 335 | Solar Panels |  | 0.335 | 20 | 43 | 21 |  | Fixed | Roof
NJSTRE1545695667 |  | Transition Incentive Program | Magnolia | 8049 | 14 | 4.36 | Residential | Yes | Behind the Meter | Net-metered residential rooftop and canopy |  | None | Vision Solar LLC | PSE&G | Accepted | 2020-10-07 | 2020-10-09 | 2021-10-30 | ENPHASE | IQ7-60-2-US | Inverters | 0.24 |  | 13 |  |  | 0.96 |  | Other | BEHIND EACH PANEL
NJSTRE1545695667 |  | Transition Incentive Program | Magnolia | 8049 | 14 | 4.36 | Residential | Yes | Behind the Meter | Net-metered residential rooftop and canopy |  | None | Vision Solar LLC | PSE&G | Accepted | 2020-10-07 | 2020-10-09 | 2021-10-30 | HANWHA Q-CELLS | Q.PEAK DUO-G6+ 335 | Solar Panels |  | 0.335 | 13 | 252 | 20 |  | Fixed | Roof
NJSTRE1545695688 |  | Transition Incentive Program | Manalapan | 7726 | 17 | 5.12 | Residential | Yes | Behind the Meter | Net-metered residential rooftop and canopy |  | None | Reliable Power and Solar | JCP&L | Accepted | 2020-10-07 | 2020-10-09 | 2021-10-30 | enphase | IQ7 | Inverters | 240 |  | 16 |  |  | 0.97 |  | Outdoor | roof
NJSTRE1545695688 |  | Transition Incentive Program | Manalapan | 7726 | 17 | 5.12 | Residential | Yes | Behind the Meter | Net-metered residential rooftop and canopy |  | None | Reliable Power and Solar | JCP&L | Accepted | 2020-10-07 | 2020-10-09 | 2021-10-30 | Trina | tsmdd05 | Solar Panels |  | 0.32 | 16 | 246 | 28 |  | Fixed | Roof | roof
NJSTRE1545695709 |  | Transition Incentive Program | Belleville | 7109 | 9 | 6.7 | Residential | Yes | Behind the Meter | Net-metered residential rooftop and canopy |  | None | Trinity Solar | PSE&G | Accepted | 2020-10-07 | 2020-10-09 | 2021-10-30 | SOLAR EDGE | SE5000H-US | Inverters | 5000 |  | 1 |  |  | 0.97 |  | Outside | SIDE OF HOME
NJSTRE1545695709 |  | Transition Incentive Program | Belleville | 7109 | 9 | 6.7 | Residential | Yes | Behind the Meter | Net-metered residential rooftop and canopy |  | None | Trinity Solar | PSE&G | Accepted | 2020-10-07 | 2020-10-09 | 2021-10-30 | HANWHA 335 (Q.PEAK DUO BLK-G6 335) | HANWHA 335 (Q.PEAK DUO BLK-G6 335) | Solar Panels |  | 0.335 | 20 | 140 | 23 |  | Fixed | Roof
NJSTRE1545695716 |  | Transition Incentive Program | Bridgeton | 8302 | 20 | 9.25 | Residential | No | Behind the Meter | Net-metered residential rooftop and canopy |  | None | Whitman Construction, LLC | AC Electric | Accepted | 2020-10-12 | 2020-10-12 | 2021-10-30 | ENPHASE ENERGY | IQ7plus-72-2-us | Inverters | 295 |  | 25 |  |  | 0.975 |  | Outdoor | microinverters located under modules
NJSTRE1545695716 |  | Transition Incentive Program | Bridgeton | 8302 | 20 | 9.25 | Residential | No | Behind the Meter | Net-metered residential rooftop and canopy |  | None | Whitman Construction, LLC | AC Electric | Accepted | 2020-10-12 | 2020-10-12 | 2021-10-30 | solaria power | xt 370r-pd | Solar Panels |  | 0.37 | 25 | 165 | 20 |  | Fixed | Roof
NJSTRE1545695720 |  | Transition Incentive Program | Blackwood | 8012 | 14 | 4.08 | Residential | Yes | Behind the Meter | Net-metered residential rooftop and canopy |  | None | Trinity Solar | AC Electric | Accepted | 2020-10-07 | 2020-10-09 | 2021-10-30 | SOLAR EDGE | SE3800H-US | Inverters | 3800 |  | 1 |  |  | 0.97 |  | Outside | SIDE OF HOME
NJSTRE1545695720 |  | Transition Incentive Program | Blackwood | 8012 | 14 | 4.08 | Residential | Yes | Behind the Meter | Net-metered residential rooftop and canopy |  | None | Trinity Solar | AC Electric | Accepted | 2020-10-07 | 2020-10-09 | 2021-10-30 | HANWHA 340 (Q.PEAK DUO BLK-G6 340) | HANWHA 340 (Q.PEAK DUO BLK-G6 340) | Solar Panels |  | 0.34 | 12 | 204 | 22 |  | Fixed | Roof
NJSTRE1545695736 |  | Transition Incentive Program | Hamilton | 8610 | 12 | 16.25 | Residential | No | Behind the Meter | Net-metered residential rooftop and canopy |  | None | Whitman Construction, LLC | PSE&G | Accepted | 2020-10-07 | 2020-10-09 | 2021-10-30 | enphase energy | iq7-60-2-us | Inverters | 240 |  | 50 |  |  | 0.975 |  | Outdoor | microinverters located under modules
NJSTRE1545695736 |  | Transition Incentive Program | Hamilton | 8610 | 12 | 16.25 | Residential | No | Behind the Meter | Net-metered residential rooftop and canopy |  | None | Whitman Construction, LLC | PSE&G | Accepted | 2020-10-07 | 2020-10-09 | 2021-10-30 | trina | 325de60m | Solar Panels |  | 0.325 | 9 | 91 | 35 |  | Fixed | Roof
NJSTRE1545695736 |  | Transition Incentive Program | Hamilton | 8610 | 12 | 16.25 | Residential | No | Behind the Meter | Net-metered residential rooftop and canopy |  | None | Whitman Construction, LLC | PSE&G | Accepted | 2020-10-07 | 2020-10-09 | 2021-10-30 | trina | 325de60m | Solar Panels |  | 0.325 | 17 | 181 | 35 |  | Fixed | Roof
NJSTRE1545695736 |  | Transition Incentive Program | Hamilton | 8610 | 12 | 16.25 | Residential | No | Behind the Meter | Net-metered residential rooftop and canopy |  | None | Whitman Construction, LLC | PSE&G | Accepted | 2020-10-07 | 2020-10-09 | 2021-10-30 | trina | 325de60m | Solar Panels |  | 0.325 | 8 | 271 | 35 |  | Fixed | Roof
NJSTRE1545695736 |  | Transition Incentive Program | Hamilton | 8610 | 12 | 16.25 | Residential | No | Behind the Meter | Net-metered residential rooftop and canopy |  | None | Whitman Construction, LLC | PSE&G | Accepted | 2020-10-07 | 2020-10-09 | 2021-10-30 | trina | 325de60m | Solar Panels |  | 0.325 | 6 | 271 | 35 |  | Fixed | Roof
NJSTRE1545695736 |  | Transition Incentive Program | Hamilton | 8610 | 12 | 16.25 | Residential | No | Behind the Meter | Net-metered residential rooftop and canopy |  | None | Whitman Construction, LLC | PSE&G | Accepted | 2020-10-07 | 2020-10-09 | 2021-10-30 | trina | 325de60m | Solar Panels |  | 0.325 | 2 | 91 | 45 |  | Fixed | Roof
NJSTRE1545695736 |  | Transition Incentive Program | Hamilton | 8610 | 12 | 16.25 | Residential | No | Behind the Meter | Net-metered residential rooftop and canopy |  | None | Whitman Construction, LLC | PSE&G | Accepted | 2020-10-07 | 2020-10-09 | 2021-10-30 | trina | 325de60m | Solar Panels |  | 0.325 | 2 | 271 | 45 |  | Fixed | Roof
NJSTRE1545695736 |  | Transition Incentive Program | Hamilton | 8610 | 12 | 16.25 | Residential | No | Behind the Meter | Net-metered residential rooftop and canopy |  | None | Whitman Construction, LLC | PSE&G | Accepted | 2020-10-07 | 2020-10-09 | 2021-10-30 | trina | 325de60m | Solar Panels |  | 0.325 | 6 | 181 | 35 |  | Fixed | Roof
NJSTRE1545695749 |  | Transition Incentive Program | Bridgeton | 8302 | 20 | 8.24 | Residential | Yes | Behind the Meter | Net-metered residential rooftop and canopy |  | None | Sunrun Installation Services, Inc. | AC Electric | Accepted | 2020-10-07 | 2020-10-09 | 2021-10-30 | Enphase Energy | IQ7-60-x-US (240V) | Inverters | 240 |  | 27 |  |  | 0.96 |  | Outdoor | Rooftop
NJSTRE1545695749 |  | Transition Incentive Program | Bridgeton | 8302 | 20 | 8.24 | Residential | Yes | Behind the Meter | Net-metered residential rooftop and canopy |  | None | Sunrun Installation Services, Inc. | AC Electric | Accepted | 2020-10-07 | 2020-10-09 | 2021-10-30 | LONGi Green Energy Technology Co Ltd | LR6-60HPB-305M | Solar Panels |  | 0.305 | 3 | 360 | 27 |  | Fixed | Roof
NJSTRE1545695749 |  | Transition Incentive Program | Bridgeton | 8302 | 20 | 8.24 | Residential | Yes | Behind the Meter | Net-metered residential rooftop and canopy |  | None | Sunrun Installation Services, Inc. | AC Electric | Accepted | 2020-10-07 | 2020-10-09 | 2021-10-30 | LONGi Green Energy Technology Co Ltd | LR6-60HPB-305M | Solar Panels |  | 0.305 | 24 | 180 | 27 |  | Fixed | Roof
NJSTRE1545695750 |  | Transition Incentive Program | Roselle Park | 7204 | 10 | 14.28 | Residential | No | Behind the Meter | Net-metered residential rooftop and canopy |  | None | Maier Solar Engineering dba Solar Me | PSE&G | Accepted | 2020-10-07 | 2020-10-09 | 2021-10-30 | Enphase | IQ7+ | Inverters | 290 |  | 42 |  |  | 0.96 |  | Outdoor | Next to meter
NJSTRE1545695750 |  | Transition Incentive Program | Roselle Park | 7204 | 10 | 14.28 | Residential | No | Behind the Meter | Net-metered residential rooftop and canopy |  | None | Maier Solar Engineering dba Solar Me | PSE&G | Accepted | 2020-10-07 | 2020-10-09 | 2021-10-30 | Hanwha | Q.CELL DUO BLK-G6 340W | Solar Panels |  | 0.34 | 13 | 260 | 36 |  | Fixed | Roof
NJSTRE1545695750 |  | Transition Incentive Program | Roselle Park | 7204 | 10 | 14.28 | Residential | No | Behind the Meter | Net-metered residential rooftop and canopy |  | None | Maier Solar Engineering dba Solar Me | PSE&G | Accepted | 2020-10-07 | 2020-10-09 | 2021-10-30 | Hanwha | Q.CELL DUO BLK-G6 340W | Solar Panels |  | 0.34 | 19 | 80 | 36 |  | Fixed | Roof
NJSTRE1545695750 |  | Transition Incentive Program | Roselle Park | 7204 | 10 | 14.28 | Residential | No | Behind the Meter | Net-metered residential rooftop and canopy |  | None | Maier Solar Engineering dba Solar Me | PSE&G | Accepted | 2020-10-07 | 2020-10-09 | 2021-10-30 | Hanwha | Q.CELL DUO BLK-G6 340W | Solar Panels |  | 0.34 | 10 | 170 | 30 |  | Fixed | Roof
NJSTRE1545695769 |  | Transition Incentive Program | Beachwood | 8722 | 18 | 11.59 | Residential | Yes | Behind the Meter | Net-metered residential rooftop and canopy |  | None | Sunrun Installation Services, Inc. | JCP&L | Accepted | 2020-10-07 | 2020-10-09 | 2021-10-30 | Enphase Energy | IQ7-60-x-US (240V) | Inverters | 240 |  | 38 |  |  | 0.96 |  | Outdoor | Rooftop
NJSTRE1545695769 |  | Transition Incentive Program | Beachwood | 8722 | 18 | 11.59 | Residential | Yes | Behind the Meter | Net-metered residential rooftop and canopy |  | None | Sunrun Installation Services, Inc. | JCP&L | Accepted | 2020-10-07 | 2020-10-09 | 2021-10-30 | LONGi Green Energy Technology Co Ltd | LR6-60HPB-305M | Solar Panels |  | 0.305 | 21 | 306 | 34 |  | Fixed | Roof
NJSTRE1545695769 |  | Transition Incentive Program | Beachwood | 8722 | 18 | 11.59 | Residential | Yes | Behind the Meter | Net-metered residential rooftop and canopy |  | None | Sunrun Installation Services, Inc. | JCP&L | Accepted | 2020-10-07 | 2020-10-09 | 2021-10-30 | LONGi Green Energy Technology Co Ltd | LR6-60HPB-305M | Solar Panels |  | 0.305 | 17 | 126 | 33 |  | Fixed | Roof
NJSTRE1545695775 |  | Transition Incentive Program | Phillipsburg | 8865 | 2 | 5.2 | Residential | No | Behind the Meter | Net-metered residential rooftop and canopy |  | None | SunnyMac LLC | JCP&L | Accepted | 2020-10-07 | 2020-10-09 | 2021-10-30 | Solaredge | SE5000H-US | Inverters | 5000 |  | 1 |  |  | 0.99 |  | Outdoor | Next to Meter
NJSTRE1545695775 |  | Transition Incentive Program | Phillipsburg | 8865 | 2 | 5.2 | Residential | No | Behind the Meter | Net-metered residential rooftop and canopy |  | None | SunnyMac LLC | JCP&L | Accepted | 2020-10-07 | 2020-10-09 | 2021-10-30 | REC | TwinPeak 2 Mono | Solar Panels |  | 0.325 | 16 | 142 | 19 |  | Fixed | Roof
NJSTRE1545695795 |  | Transition Incentive Program | Hightstown | 8520 | 12 | 7.32 | Residential | Yes | Behind the Meter | Net-metered residential rooftop and canopy |  | None | Sunrun Installation Services, Inc. | JCP&L | Accepted | 2020-10-07 | 2020-10-09 | 2021-10-30 | Enphase Energy | IQ7-60-x-US (240V) | Inverters | 240 |  | 24 |  |  | 0.96 |  | Outdoor | Rooftop
NJSTRE1545695795 |  | Transition Incentive Program | Hightstown | 8520 | 12 | 7.32 | Residential | Yes | Behind the Meter | Net-metered residential rooftop and canopy |  | None | Sunrun Installation Services, Inc. | JCP&L | Accepted | 2020-10-07 | 2020-10-09 | 2021-10-30 | LONGi Green Energy Technology Co Ltd | LR6-60HPB-305M | Solar Panels |  | 0.305 | 24 | 139 | 14 |  | Fixed | Roof
NJSTRE1545695813 |  | Transition Incentive Program | Williamstown | 8094 | 15 | 4.42 | Residential | Yes | Behind the Meter | Net-metered residential rooftop and canopy |  | None | Trinity Solar | AC Electric | Accepted | 2020-10-07 | 2020-10-09 | 2021-10-30 | Solar Edge | SE3800H-US | Inverters | 3800 |  | 1 |  |  | 0.97 |  | Outside | side of home
NJSTRE1545695813 |  | Transition Incentive Program | Williamstown | 8094 | 15 | 4.42 | Residential | Yes | Behind the Meter | Net-metered residential rooftop and canopy |  | None | Trinity Solar | AC Electric | Accepted | 2020-10-07 | 2020-10-09 | 2021-10-30 | Hanwha 340 | Q.PEAK DUO BLK-G6 340 | Solar Panels |  | 0.34 | 7 | 216 | 27 |  | Fixed | Roof
NJSTRE1545695813 |  | Transition Incentive Program | Williamstown | 8094 | 15 | 4.42 | Residential | Yes | Behind the Meter | Net-metered residential rooftop and canopy |  | None | Trinity Solar | AC Electric | Accepted | 2020-10-07 | 2020-10-09 | 2021-10-30 | Hanwha 340 | Q.PEAK DUO BLK-G6 340 | Solar Panels |  | 0.34 | 3 | 216 | 27 |  | Fixed | Roof
NJSTRE1545695813 |  | Transition Incentive Program | Williamstown | 8094 | 15 | 4.42 | Residential | Yes | Behind the Meter | Net-metered residential rooftop and canopy |  | None | Trinity Solar | AC Electric | Accepted | 2020-10-07 | 2020-10-09 | 2021-10-30 | Hanwha 340 | Q.PEAK DUO BLK-G6 340 | Solar Panels |  | 0.34 | 3 | 126 | 32 |  | Fixed | Roof
NJSTRE1545695815 |  | Transition Incentive Program | Monroe Township | 8831 | 11 | 6.6 | Residential | No | Behind the Meter | Net-metered residential rooftop and canopy |  | None | Ecological Systems LLC | JCP&L | Accepted | 2020-10-07 | 2020-10-12 | 2021-10-30 | Solar Edge | RGM | Meters |  |  | 1 |  |  |  | Yes | Outdoor
NJSTRE1545695815 |  | Transition Incentive Program | Monroe Township | 8831 | 11 | 6.6 | Residential | No | Behind the Meter | Net-metered residential rooftop and canopy |  | None | Ecological Systems LLC | JCP&L | Accepted | 2020-10-07 | 2020-10-12 | 2021-10-30 | Solar Edge | SE6000H-US | Inverters | 6000 |  | 1 |  |  | 0.99 |  | Outside | at meter
NJSTRE1545695815 |  | Transition Incentive Program | Monroe Township | 8831 | 11 | 6.6 | Residential | No | Behind the Meter | Net-metered residential rooftop and canopy |  | None | Ecological Systems LLC | JCP&L | Accepted | 2020-10-07 | 2020-10-12 | 2021-10-30 | Talesun | Bistar TP6H60M | Solar Panels |  | 0.33 | 20 | 180 | 20 |  | Fixed | Roof
NJSTRE1545695823 |  | Transition Incentive Program | Richland | 8350 | 19 | 9.6 | Residential | No | Behind the Meter | Net-metered residential rooftop and canopy |  | None | Posigen NJ LLC | AC Electric | Accepted | 2020-10-07 | 2020-10-09 | 2021-10-30 | SolarEdge | SE10000H-US | Inverters | 10000 |  | 1 |  |  | 0.99 |  | Outside | within ten feet of meter
NJSTRE1545695823 |  | Transition Incentive Program | Richland | 8350 | 19 | 9.6 | Residential | No | Behind the Meter | Net-metered residential rooftop and canopy |  | None | Posigen NJ LLC | AC Electric | Accepted | 2020-10-07 | 2020-10-09 | 2021-10-30 | Silfab | SLA320M | Solar Panels |  | 0.32 | 30 | 114294 | 20 |  | Fixed | Roof
NJSTRE1545695824 |  | Transition Incentive Program | New Milford | 7646 | 7 | 4.44 | Residential | No | Behind the Meter | Net-metered residential rooftop and canopy |  | None | Whitman Construction, LLC | PSE&G | Accepted | 2020-10-07 | 2020-10-09 | 2021-10-30 | enphase | iq7plus-72-2-us | Inverters | 295 |  | 12 |  |  | 0.975 |  | Outdoor | microinverters located under modules
NJSTRE1545695824 |  | Transition Incentive Program | New Milford | 7646 | 7 | 4.44 | Residential | No | Behind the Meter | Net-metered residential rooftop and canopy |  | None | Whitman Construction, LLC | PSE&G | Accepted | 2020-10-07 | 2020-10-09 | 2021-10-30 | solaria power | xt-370r-pd | Solar Panels |  | 0.37 | 6 | 359 | 10 |  | Fixed | Roof
NJSTRE1545695824 |  | Transition Incentive Program | New Milford | 7646 | 7 | 4.44 | Residential | No | Behind the Meter | Net-metered residential rooftop and canopy |  | None | Whitman Construction, LLC | PSE&G | Accepted | 2020-10-07 | 2020-10-09 | 2021-10-30 | solaria power | xt-370r-pd | Solar Panels |  | 0.37 | 6 | 179 | 10 |  | Fixed | Roof
NJSTRE1545695838 |  | Transition Incentive Program | Scotch Plains Township | 7076 | 10 | 11.47 | Residential | No | Behind the Meter | Net-metered residential rooftop and canopy |  | None | Green Power Energy | PSE&G | Accepted | 2020-10-07 | 2020-10-09 | 2021-10-30 | Enphase Energy | IQ7PLUS-72-2-US | Inverters | 290 |  | 36 |  |  | 0.975 |  | Outside | next to meter
NJSTRE1545695838 |  | Transition Incentive Program | Scotch Plains Township | 7076 | 10 | 11.47 | Residential | No | Behind the Meter | Net-metered residential rooftop and canopy |  | None | Green Power Energy | PSE&G | Accepted | 2020-10-07 | 2020-10-09 | 2021-10-30 | Solaria | PowerXT-370R-PD | Solar Panels |  | 0.37 | 9 | 249 | 20 |  | Fixed | Roof
NJSTRE1545695838 |  | Transition Incentive Program | Scotch Plains Township | 7076 | 10 | 11.47 | Residential | No | Behind the Meter | Net-metered residential rooftop and canopy |  | None | Green Power Energy | PSE&G | Accepted | 2020-10-07 | 2020-10-09 | 2021-10-30 | Solaria | PowerXT-370R-PD | Solar Panels |  | 0.37 | 4 | 248 | 20 |  | Fixed | Roof
NJSTRE1545695838 |  | Transition Incentive Program | Scotch Plains Township | 7076 | 10 | 11.47 | Residential | No | Behind the Meter | Net-metered residential rooftop and canopy |  | None | Green Power Energy | PSE&G | Accepted | 2020-10-07 | 2020-10-09 | 2021-10-30 | Solaria | PowerXT-370R-PD | Solar Panels |  | 0.37 | 10 | 69 | 20 |  | Fixed | Roof
NJSTRE1545695838 |  | Transition Incentive Program | Scotch Plains Township | 7076 | 10 | 11.47 | Residential | No | Behind the Meter | Net-metered residential rooftop and canopy |  | None | Green Power Energy | PSE&G | Accepted | 2020-10-07 | 2020-10-09 | 2021-10-30 | Solaria | PowerXT-370R-PD | Solar Panels |  | 0.37 | 8 | 68 | 20 |  | Fixed | Roof
NJSTRE1545695844 |  | Transition Incentive Program | Willingboro | 8046 | 13 | 7.26 | Residential | Yes | Behind the Meter | Net-metered residential rooftop and canopy |  | None | Posigen NJ LLC | PSE&G | Accepted | 2020-10-07 | 2020-10-09 | 2021-10-30 | SolarEdge | SE7600H-US | Inverters | 7600 |  | 1 |  |  | 0.99 |  | Outside | within ten feet of meter
NJSTRE1545695844 |  | Transition Incentive Program | Willingboro | 8046 | 13 | 7.26 | Residential | Yes | Behind the Meter | Net-metered residential rooftop and canopy |  | None | Posigen NJ LLC | PSE&G | Accepted | 2020-10-07 | 2020-10-09 | 2021-10-30 | Silfab | SIL330HL | Solar Panels |  | 0.33 | 22 | 188 | 17 |  | Fixed | Roof
NJSTRE1545695862 |  | Transition Incentive Program | North Wildwood | 8260 | 21 | 10.15 | Residential | No | Behind the Meter | Net-metered residential rooftop and canopy |  | None | Geoscape Solar | AC Electric | Accepted | 2020-10-07 | 2020-10-09 | 2021-10-30 | SolarEdge | SE7600H-US | Inverters | 7600 |  | 1 |  |  | 0.98 |  | Outside | adj. to utility meter
NJSTRE1545695862 |  | Transition Incentive Program | North Wildwood | 8260 | 21 | 10.15 | Residential | No | Behind the Meter | Net-metered residential rooftop and canopy |  | None | Geoscape Solar | AC Electric | Accepted | 2020-10-07 | 2020-10-09 | 2021-10-30 | LG Electronics | LG350N1C-V5 | Solar Panels |  | 0.35 | 29 | 3 | 20 |  | Fixed | Roof
NJSTRE1545695865 |  | Transition Incentive Program | Willingboro | 8046 | 13 | 5.28 | Residential | No | Behind the Meter | Net-metered residential rooftop and canopy |  | None | Posigen NJ LLC | PSE&G | Accepted | 2020-10-07 | 2020-10-09 | 2021-10-30 | SolarEdge | SE6000H-US | Inverters | 6000 |  | 1 |  |  | 0.99 |  | Outside | within ten feet of meter
NJSTRE1545695865 |  | Transition Incentive Program | Willingboro | 8046 | 13 | 5.28 | Residential | No | Behind the Meter | Net-metered residential rooftop and canopy |  | None | Posigen NJ LLC | PSE&G | Accepted | 2020-10-07 | 2020-10-09 | 2021-10-30 | Silfab | SIL330HL | Solar Panels |  | 0.33 | 16 | 188 | 20 |  | Fixed | Roof
NJSTRE1545695881 |  | Transition Incentive Program | SWEDESBORO | 8085 | 15 | 7.48 | Residential | No | Behind the Meter | Net-metered residential rooftop and canopy |  | None | Trinity Solar | AC Electric | Accepted | 2020-10-07 | 2020-10-09 | 2021-10-30 | Solar Edge | SE6000H-US000BNC4 | Inverters | 6000 |  | 1 |  |  | 0.97 |  | Outdoor | side of home
NJSTRE1545695881 |  | Transition Incentive Program | SWEDESBORO | 8085 | 15 | 7.48 | Residential | No | Behind the Meter | Net-metered residential rooftop and canopy |  | None | Trinity Solar | AC Electric | Accepted | 2020-10-07 | 2020-10-09 | 2021-10-30 | HANWHA | Q.PEAK DUO BLK-G6 340 | Solar Panels |  | 0.34 | 4 | 268 | 27 |  | Fixed | Roof
NJSTRE1545695881 |  | Transition Incentive Program | SWEDESBORO | 8085 | 15 | 7.48 | Residential | No | Behind the Meter | Net-metered residential rooftop and canopy |  | None | Trinity Solar | AC Electric | Accepted | 2020-10-07 | 2020-10-09 | 2021-10-30 | HANWHA | Q.PEAK DUO BLK-G6 340 | Solar Panels |  | 0.34 | 18 | 178 | 45 |  | Fixed | Roof
NJSTRE1545695900 |  | Transition Incentive Program | Clifton | 7013 | 6 | 8.18 | Residential | No | Behind the Meter | Net-metered residential rooftop and canopy |  | None | Maier Engineering dba Solar Me | PSE&G | Accepted | 2020-10-07 | 2020-10-09 | 2021-10-30 | enphase | IQ7+ | Inverters | 290 |  | 25 |  |  | 0.96 |  | Outdoor | Next to meter
NJSTRE1545695900 |  | Transition Incentive Program | Clifton | 7013 | 6 | 8.18 | Residential | No | Behind the Meter | Net-metered residential rooftop and canopy |  | None | Maier Engineering dba Solar Me | PSE&G | Accepted | 2020-10-07 | 2020-10-09 | 2021-10-30 | sunpower | E20-237-C-AC | Solar Panels |  | 0.327 | 17 | 134 | 40 |  | Fixed | Roof
NJSTRE1545695900 |  | Transition Incentive Program | Clifton | 7013 | 6 | 8.18 | Residential | No | Behind the Meter | Net-metered residential rooftop and canopy |  | None | Maier Engineering dba Solar Me | PSE&G | Accepted | 2020-10-07 | 2020-10-09 | 2021-10-30 | Sunpower | E20-237-C-AC | Solar Panels |  | 0.327 | 5 | 134 | 20 |  | Fixed | Roof
NJSTRE1545695900 |  | Transition Incentive Program | Clifton | 7013 | 6 | 8.18 | Residential | No | Behind the Meter | Net-metered residential rooftop and canopy |  | None | Maier Engineering dba Solar Me | PSE&G | Accepted | 2020-10-07 | 2020-10-09 | 2021-10-30 | Sunpower | E20-237-C-AC | Solar Panels |  | 0.327 | 3 | 134 | 15 |  | Fixed | Roof
NJSTRE1545695901 |  | Transition Incentive Program | Clifton | 7013 | 6 | 6.71 | Residential | Yes | Behind the Meter | Net-metered residential rooftop and canopy |  | None | Sunrun Installation Services, Inc. | PSE&G | Accepted | 2020-10-07 | 2020-10-09 | 2021-10-30 | Enphase Energy | IQ7-60-x-US (240V) | Inverters | 240 |  | 22 |  |  | 0.96 |  | Outdoor | Rooftop
NJSTRE1545695901 |  | Transition Incentive Program | Clifton | 7013 | 6 | 6.71 | Residential | Yes | Behind the Meter | Net-metered residential rooftop and canopy |  | None | Sunrun Installation Services, Inc. | PSE&G | Accepted | 2020-10-07 | 2020-10-09 | 2021-10-30 | LONGi Green Energy Technology Co Ltd | LR6-60HPB-305M | Solar Panels |  | 0.305 | 12 | 314 | 20 |  | Fixed | Roof
NJSTRE1545695901 |  | Transition Incentive Program | Clifton | 7013 | 6 | 6.71 | Residential | Yes | Behind the Meter | Net-metered residential rooftop and canopy |  | None | Sunrun Installation Services, Inc. | PSE&G | Accepted | 2020-10-07 | 2020-10-09 | 2021-10-30 | LONGi Green Energy Technology Co Ltd | LR6-60HPB-305M | Solar Panels |  | 0.305 | 4 | 135 | 30 |  | Fixed | Roof
NJSTRE1545695901 |  | Transition Incentive Program | Clifton | 7013 | 6 | 6.71 | Residential | Yes | Behind the Meter | Net-metered residential rooftop and canopy |  | None | Sunrun Installation Services, Inc. | PSE&G | Accepted | 2020-10-07 | 2020-10-09 | 2021-10-30 | LONGi Green Energy Technology Co Ltd | LR6-60HPB-305M | Solar Panels |  | 0.305 | 3 | 314 | 30 |  | Fixed | Roof
NJSTRE1545695901 |  | Transition Incentive Program | Clifton | 7013 | 6 | 6.71 | Residential | Yes | Behind the Meter | Net-metered residential rooftop and canopy |  | None | Sunrun Installation Services, Inc. | PSE&G | Accepted | 2020-10-07 | 2020-10-09 | 2021-10-30 | LONGi Green Energy Technology Co Ltd | LR6-60HPB-305M | Solar Panels |  | 0.305 | 3 | 225 | 30 |  | Fixed | Roof
NJSTRE1545695914 |  | Transition Incentive Program | Livingston | 7039 | 9 | 6.12 | Residential | No | Behind the Meter | Net-metered residential rooftop and canopy |  | None | Public Service Solar | JCP&L | Accepted | 2020-10-21 | 2020-10-21 | 2021-10-30 | Enphase | IQ7+ | Inverters | 0.29 |  | 18 |  |  | 0.96 |  | Outdoor | Roof mounted under the panels
NJSTRE1545695914 |  | Transition Incentive Program | Livingston | 7039 | 9 | 6.12 | Residential | No | Behind the Meter | Net-metered residential rooftop and canopy |  | None | Public Service Solar | JCP&L | Accepted | 2020-10-21 | 2020-10-21 | 2021-10-30 | LG | LG340N1K-L5 | Solar Panels |  | 0.34 | 18 | 198 | 30 |  | Fixed | Roof
NJSTRE1545695928 |  | Transition Incentive Program | Carteret | 7008 | 11 | 4.58 | Residential | No | Behind the Meter | Net-metered residential rooftop and canopy |  | None | Sunrun Installation Services, Inc. | PSE&G | Accepted | 2020-10-07 | 2020-10-09 | 2021-10-30 | Enphase Energy | IQ7-60-x-US (240V) | Inverters | 240 |  | 15 |  |  | 0.96 |  | Outdoor | Rooftop
NJSTRE1545695928 |  | Transition Incentive Program | Carteret | 7008 | 11 | 4.58 | Residential | No | Behind the Meter | Net-metered residential rooftop and canopy |  | None | Sunrun Installation Services, Inc. | PSE&G | Accepted | 2020-10-07 | 2020-10-09 | 2021-10-30 | LONGi Green Energy Technology Co Ltd | LR6-60HPB-305M | Solar Panels |  | 0.305 | 11 | 181 | 23 |  | Fixed | Roof
NJSTRE1545695928 |  | Transition Incentive Program | Carteret | 7008 | 11 | 4.58 | Residential | No | Behind the Meter | Net-metered residential rooftop and canopy |  | None | Sunrun Installation Services, Inc. | PSE&G | Accepted | 2020-10-07 | 2020-10-09 | 2021-10-30 | LONGi Green Energy Technology Co Ltd | LR6-60HPB-305M | Solar Panels |  | 0.305 | 4 | 272 | 18 |  | Fixed | Roof
NJSTRE1545695929 |  | Transition Incentive Program | Toms River | 8753 | 18 | 14.28 | Residential | No | Behind the Meter | Net-metered residential rooftop and canopy |  | JCPL | Maier Engineering dba Solar Me | JCP&L | Accepted | 2020-10-07 | 2020-10-09 | 2021-10-30 | Enphase | IQ7+ | Inverters | 290 |  | 42 |  |  | 0.96 |  | Outdoor | Next to meter
NJSTRE1545695929 |  | Transition Incentive Program | Toms River | 8753 | 18 | 14.28 | Residential | No | Behind the Meter | Net-metered residential rooftop and canopy |  | JCPL | Maier Engineering dba Solar Me | JCP&L | Accepted | 2020-10-07 | 2020-10-09 | 2021-10-30 | Hanwha | Q.CELL DUO BLK-G6 340W | Solar Panels |  | 0.34 | 17 | 230 | 17 |  | Fixed | Roof
NJSTRE1545695929 |  | Transition Incentive Program | Toms River | 8753 | 18 | 14.28 | Residential | No | Behind the Meter | Net-metered residential rooftop and canopy |  | JCPL | Maier Engineering dba Solar Me | JCP&L | Accepted | 2020-10-07 | 2020-10-09 | 2021-10-30 | Hanwha | Q.CELL DUO BLK-G6 340W | Solar Panels |  | 0.34 | 25 | 50 | 17 |  | Fixed | Roof
NJSTRE1545696150 |  | Transition Incentive Program | FORTESCUE | 8321 | 20 | 4.76 | Residential | Yes | Behind the Meter | Net-metered residential rooftop and canopy |  | None | Trinity Solar | AC Electric | Accepted | 2020-10-07 | 2020-10-09 | 2021-10-30 | Solar Edge | SE3800H-US000BNC4 | Inverters | 3800 |  | 1 |  |  | 0.97 |  | Outdoor | side of home
NJSTRE1545696150 |  | Transition Incentive Program | FORTESCUE | 8321 | 20 | 4.76 | Residential | Yes | Behind the Meter | Net-metered residential rooftop and canopy |  | None | Trinity Solar | AC Electric | Accepted | 2020-10-07 | 2020-10-09 | 2021-10-30 | HANWHA | Q.PEAK DUO BLK-G6 340 | Solar Panels |  | 0.34 | 14 | 78 | 7 |  | Fixed | Roof
NJSTRE1545696159 |  | Transition Incentive Program | Newark | 7108 | 9 | 7.04 | Residential | Yes | Behind the Meter | Net-metered residential rooftop and canopy |  | None | Posigen NJ LLC | PSE&G | Accepted | 2020-10-07 | 2020-10-09 | 2021-10-30 | SolarEdge | SE7600H-US | Inverters | 7600 |  | 1 |  |  | 0.99 |  | Outside | within ten feet of meter
NJSTRE1545696159 |  | Transition Incentive Program | Newark | 7108 | 9 | 7.04 | Residential | Yes | Behind the Meter | Net-metered residential rooftop and canopy |  | None | Posigen NJ LLC | PSE&G | Accepted | 2020-10-07 | 2020-10-09 | 2021-10-30 | Silfab | SLA320BL | Solar Panels |  | 0.32 | 22 | 107287 | 27 |  | Fixed | Roof
NJSTRE1545696167 |  | Transition Incentive Program | Paterson | 7504 | 6 | 2.38 | Residential | Yes | Behind the Meter | Net-metered residential rooftop and canopy |  | None | Trinity Solar | PSE&G | Accepted | 2020-10-07 | 2020-10-09 | 2021-10-30 | Enphase | IQ7PLUS-72-2-US | Inverters | 290 |  | 7 |  |  | 0.96 |  | Outside | under panels
NJSTRE1545696167 |  | Transition Incentive Program | Paterson | 7504 | 6 | 2.38 | Residential | Yes | Behind the Meter | Net-metered residential rooftop and canopy |  | None | Trinity Solar | PSE&G | Accepted | 2020-10-07 | 2020-10-09 | 2021-10-30 | Hanwha 340 | Q.PEAK DUO BLK-G6 340 | Solar Panels |  | 0.34 | 7 | 100 | 37 |  | Fixed | Roof
NJSTRE1545696169 |  | Transition Incentive Program | Paterson | 7504 | 6 | 6.71 | Residential | Yes | Behind the Meter | Net-metered residential rooftop and canopy |  | None | Sunrun Installation Services, Inc. | PSE&G | Accepted | 2020-10-07 | 2020-10-09 | 2021-10-30 | Enphase Energy | IQ7-60-x-US (240V) | Inverters | 240 |  | 22 |  |  | 0.96 |  | Outdoor | Rooftop
NJSTRE1545696169 |  | Transition Incentive Program | Paterson | 7504 | 6 | 6.71 | Residential | Yes | Behind the Meter | Net-metered residential rooftop and canopy |  | None | Sunrun Installation Services, Inc. | PSE&G | Accepted | 2020-10-07 | 2020-10-09 | 2021-10-30 | LONGi Green Energy Technology Co Ltd | LR6-60HPB-305M | Solar Panels |  | 0.305 | 12 | 280 | 27 |  | Fixed | Roof
NJSTRE1545696169 |  | Transition Incentive Program | Paterson | 7504 | 6 | 6.71 | Residential | Yes | Behind the Meter | Net-metered residential rooftop and canopy |  | None | Sunrun Installation Services, Inc. | PSE&G | Accepted | 2020-10-07 | 2020-10-09 | 2021-10-30 | LONGi Green Energy Technology Co Ltd | LR6-60HPB-305M | Solar Panels |  | 0.305 | 10 | 100 | 27 |  | Fixed | Roof
NJSTRE1545696173 |  | Transition Incentive Program | WILDWOOD | 8260 | 21 | 10.88 | Residential | No | Behind the Meter | Net-metered residential rooftop and canopy |  | None | Orbit Energy & Power, LLC | AC Electric | Accepted | 2020-10-07 | 2020-10-09 | 2021-10-30 | ENPHASE ENERGY | IQ7-60-2-US | Inverters | 240 |  | 34 |  |  | 0.99 |  | Other | UNDER EACH PANEL
NJSTRE1545696173 |  | Transition Incentive Program | WILDWOOD | 8260 | 21 | 10.88 | Residential | No | Behind the Meter | Net-metered residential rooftop and canopy |  | None | Orbit Energy & Power, LLC | AC Electric | Accepted | 2020-10-07 | 2020-10-09 | 2021-10-30 | HANWHA | Q PEAK CELLS 320 W | Solar Panels |  | 0.32 | 30 | 47 | 15 |  | Fixed | Roof
NJSTRE1545696173 |  | Transition Incentive Program | WILDWOOD | 8260 | 21 | 10.88 | Residential | No | Behind the Meter | Net-metered residential rooftop and canopy |  | None | Orbit Energy & Power, LLC | AC Electric | Accepted | 2020-10-07 | 2020-10-09 | 2021-10-30 | HANWHA | Q PEAK CELLS 320W | Solar Panels |  | 0.32 | 4 | 136 | 6 |  | Fixed | Roof
NJSTRE1545696174 |  | Transition Incentive Program | CHERRY HILL | 8002 | 14 | 11.38 | Residential | Yes | Behind the Meter | Net-metered residential rooftop and canopy |  | None | Vivint Solar Developer, LLC | PSE&G | Accepted | 2020-10-07 | 2020-10-09 | 2021-10-30 | Solar Edge | SE7600H-US | Inverters | 7600 |  | 1 |  |  | 0.992 |  | Outdoor | Near the Utility Meter
NJSTRE1545696174 |  | Transition Incentive Program | CHERRY HILL | 8002 | 14 | 11.38 | Residential | Yes | Behind the Meter | Net-metered residential rooftop and canopy |  | None | Vivint Solar Developer, LLC | PSE&G | Accepted | 2020-10-07 | 2020-10-09 | 2021-10-30 | JINKO SOLAR | JKM325M-60HBL | Solar Panels |  | 0.325 | 23 | 197 | 22 |  | Fixed | Roof
NJSTRE1545696174 |  | Transition Incentive Program | CHERRY HILL | 8002 | 14 | 11.38 | Residential | Yes | Behind the Meter | Net-metered residential rooftop and canopy |  | None | Vivint Solar Developer, LLC | PSE&G | Accepted | 2020-10-07 | 2020-10-09 | 2021-10-30 | JINKO SOLAR | JKM325M-60HBL | Solar Panels |  | 0.325 | 6 | 107 | 22 |  | Fixed | Roof
NJSTRE1545696174 |  | Transition Incentive Program | CHERRY HILL | 8002 | 14 | 11.38 | Residential | Yes | Behind the Meter | Net-metered residential rooftop and canopy |  | None | Vivint Solar Developer, LLC | PSE&G | Accepted | 2020-10-07 | 2020-10-09 | 2021-10-30 | JINKO SOLAR | JKM325M-60HBL | Solar Panels |  | 0.325 | 6 | 287 | 22 |  | Fixed | Roof
NJSTRE1545696177 |  | Transition Incentive Program | Blackwood | 8012 | 14 | 8.84 | Residential | Yes | Behind the Meter | Net-metered residential rooftop and canopy |  | None | Trinity Solar | AC Electric | Accepted | 2020-10-07 | 2020-10-09 | 2021-10-30 | Solar Edge | SE7600 | Inverters | 7600 |  | 1 |  |  | 0.97 |  | Outside | side of home
NJSTRE1545696177 |  | Transition Incentive Program | Blackwood | 8012 | 14 | 8.84 | Residential | Yes | Behind the Meter | Net-metered residential rooftop and canopy |  | None | Trinity Solar | AC Electric | Accepted | 2020-10-07 | 2020-10-09 | 2021-10-30 | Hanwha | Q.PEAK DUO BLK-G6 340 | Solar Panels |  | 0.34 | 14 | 195 | 23 |  | Fixed | Roof
NJSTRE1545696177 |  | Transition Incentive Program | Blackwood | 8012 | 14 | 8.84 | Residential | Yes | Behind the Meter | Net-metered residential rooftop and canopy |  | None | Trinity Solar | AC Electric | Accepted | 2020-10-07 | 2020-10-09 | 2021-10-30 | Hanwha | Q.PEAK DUO BLK-G6 340 | Solar Panels |  | 0.34 | 12 | 15 | 23 |  | Fixed | Roof
NJSTRE1545696184 |  | Transition Incentive Program | Teaneck | 7666 | 7 | 8.04 | Residential | Yes | Behind the Meter | Net-metered residential rooftop and canopy |  | None | Vision Solar LLC | PSE&G | Accepted | 2020-10-07 | 2020-10-09 | 2021-10-30 | ENPHASE | IQ7-60-2-US | Inverters | 0.24 |  | 24 |  |  | 0.96 |  | Other | BEHIND EACH PANEL
NJSTRE1545696184 |  | Transition Incentive Program | Teaneck | 7666 | 7 | 8.04 | Residential | Yes | Behind the Meter | Net-metered residential rooftop and canopy |  | None | Vision Solar LLC | PSE&G | Accepted | 2020-10-07 | 2020-10-09 | 2021-10-30 | HANWHA Q-CELLS | Q.PEAK DUO-G6+ 335 | Solar Panels |  | 0.335 | 12 | 115 | 26 |  | Fixed | Roof
NJSTRE1545696184 |  | Transition Incentive Program | Teaneck | 7666 | 7 | 8.04 | Residential | Yes | Behind the Meter | Net-metered residential rooftop and canopy |  | None | Vision Solar LLC | PSE&G | Accepted | 2020-10-07 | 2020-10-09 | 2021-10-30 | HANWHA Q-CELLS | Q.PEAK DUO-G6+ 335 | Solar Panels |  | 0.335 | 12 | 295 | 26 |  | Fixed | Roof
NJSTRE1545696186 |  | Transition Incentive Program | LAKE COMO | 7719 | 17 | 8.16 | Residential | Yes | Behind the Meter | Net-metered residential rooftop and canopy |  | None | Trinity Solar | JCP&L | Accepted | 2020-10-07 | 2020-10-09 | 2021-10-30 | Solar Edge | SE7600H-US000BNC4 | Inverters | 7600 |  | 1 |  |  | 0.97 |  | Outdoor | side of home
NJSTRE1545696186 |  | Transition Incentive Program | LAKE COMO | 7719 | 17 | 8.16 | Residential | Yes | Behind the Meter | Net-metered residential rooftop and canopy |  | None | Trinity Solar | JCP&L | Accepted | 2020-10-07 | 2020-10-09 | 2021-10-30 | HANWHA | Q.PEAK DUO BLK-G6 340 | Solar Panels |  | 0.34 | 6 | 164 | 18 |  | Fixed | Roof
NJSTRE1545696186 |  | Transition Incentive Program | LAKE COMO | 7719 | 17 | 8.16 | Residential | Yes | Behind the Meter | Net-metered residential rooftop and canopy |  | None | Trinity Solar | JCP&L | Accepted | 2020-10-07 | 2020-10-09 | 2021-10-30 | HANWHA | Q.PEAK DUO BLK-G6 340 | Solar Panels |  | 0.34 | 18 | 254 | 34 |  | Fixed | Roof
NJSTRE1545696197 |  | Transition Incentive Program | Union | 7088 | 10 | 3.97 | Residential | Yes | Behind the Meter | Net-metered residential rooftop and canopy |  | None | Sunrun Installation Services, Inc. | PSE&G | Accepted | 2020-10-07 | 2020-10-09 | 2021-10-30 | Enphase Energy | IQ7-60-x-US (240V) | Inverters | 240 |  | 13 |  |  | 0.96 |  | Outdoor | Rooftop
NJSTRE1545696197 |  | Transition Incentive Program | Union | 7088 | 10 | 3.97 | Residential | Yes | Behind the Meter | Net-metered residential rooftop and canopy |  | None | Sunrun Installation Services, Inc. | PSE&G | Accepted | 2020-10-07 | 2020-10-09 | 2021-10-30 | LONGi Green Energy Technology Co Ltd | LR6-60HPB-305M | Solar Panels |  | 0.305 | 4 | 308 | 27 |  | Fixed | Roof
NJSTRE1545696197 |  | Transition Incentive Program | Union | 7088 | 10 | 3.97 | Residential | Yes | Behind the Meter | Net-metered residential rooftop and canopy |  | None | Sunrun Installation Services, Inc. | PSE&G | Accepted | 2020-10-07 | 2020-10-09 | 2021-10-30 | LONGi Green Energy Technology Co Ltd | LR6-60HPB-305M | Solar Panels |  | 0.305 | 9 | 127 | 27 |  | Fixed | Roof
NJSTRE1545696207 |  | Transition Incentive Program | Colonia | 7067 | 10 | 7.71 | Residential | No | Behind the Meter | Net-metered residential rooftop and canopy |  | None |  | PSE&G | Accepted | 2020-10-07 | 2020-10-09 | 2021-10-30 | ENPHASE | IQ7-60-2-US | Inverters | 0.24 |  | 23 |  |  | 0.96 |  | Other | BEHIND EACH PANEL
NJSTRE1545696207 |  | Transition Incentive Program | Colonia | 7067 | 10 | 7.71 | Residential | No | Behind the Meter | Net-metered residential rooftop and canopy |  | None |  | PSE&G | Accepted | 2020-10-07 | 2020-10-09 | 2021-10-30 | HANWHA Q-CELLS | Q.PEAK DUO-G6+ 335 | Solar Panels |  | 0.335 | 5 | 82 | 20 |  | Fixed | Roof
NJSTRE1545696207 |  | Transition Incentive Program | Colonia | 7067 | 10 | 7.71 | Residential | No | Behind the Meter | Net-metered residential rooftop and canopy |  | None |  | PSE&G | Accepted | 2020-10-07 | 2020-10-09 | 2021-10-30 | HANWHA Q-CELLS | Q.PEAK DUO-G6+ 335 | Solar Panels |  | 0.335 | 18 | 262 | 25 |  | Fixed | Roof
NJSTRE1545696233 |  | Transition Incentive Program | Willingboro | 8046 | 13 | 8.24 | Residential | Yes | Behind the Meter | Net-metered residential rooftop and canopy |  | None | Sunrun Installation Services, Inc. | PSE&G | Accepted | 2020-10-07 | 2020-10-09 | 2021-10-30 | Enphase Energy | IQ7-60-x-US (240V) | Inverters | 240 |  | 27 |  |  | 0.96 |  | Outdoor | Rooftop
NJSTRE1545696233 |  | Transition Incentive Program | Willingboro | 8046 | 13 | 8.24 | Residential | Yes | Behind the Meter | Net-metered residential rooftop and canopy |  | None | Sunrun Installation Services, Inc. | PSE&G | Accepted | 2020-10-07 | 2020-10-09 | 2021-10-30 | LONGi Green Energy Technology Co Ltd | LR6-60HPB-305M | Solar Panels |  | 0.305 | 27 | 80 | 42 |  | Fixed | Roof
NJSTRE1545696236 |  | Transition Incentive Program | BURLINGTON | 8016 | 13 | 9.28 | Residential | Yes | Behind the Meter | Net-metered residential rooftop and canopy |  | None | Vivint Solar Developer, LLC | PSE&G | Accepted | 2020-10-07 | 2020-10-09 | 2021-10-30 | Solar Edge | SE7600H-US | Inverters | 7600 |  | 1 |  |  | 0.992 |  | Outdoor | Near the Utility Meter
NJSTRE1545696236 |  | Transition Incentive Program | BURLINGTON | 8016 | 13 | 9.28 | Residential | Yes | Behind the Meter | Net-metered residential rooftop and canopy |  | None | Vivint Solar Developer, LLC | PSE&G | Accepted | 2020-10-07 | 2020-10-09 | 2021-10-30 | JINKO SOLAR | JKM320M-60HBL | Solar Panels |  | 0.32 | 17 | 251 | 26 |  | Fixed | Roof
NJSTRE1545696236 |  | Transition Incentive Program | BURLINGTON | 8016 | 13 | 9.28 | Residential | Yes | Behind the Meter | Net-metered residential rooftop and canopy |  | None | Vivint Solar Developer, LLC | PSE&G | Accepted | 2020-10-07 | 2020-10-09 | 2021-10-30 | JINKO SOLAR | JKM320M-60HBL | Solar Panels |  | 0.32 | 6 | 71 | 26 |  | Fixed | Roof
NJSTRE1545696236 |  | Transition Incentive Program | BURLINGTON | 8016 | 13 | 9.28 | Residential | Yes | Behind the Meter | Net-metered residential rooftop and canopy |  | None | Vivint Solar Developer, LLC | PSE&G | Accepted | 2020-10-07 | 2020-10-09 | 2021-10-30 | JINKO SOLAR | JKM320M-60HBL | Solar Panels |  | 0.32 | 6 | 251 | 26 |  | Fixed | Roof
NJSTRE1545696239 |  | Transition Incentive Program | Mickleton | 8062 | 15 | 22.78 | Residential | Yes | Behind the Meter | Net-metered residential rooftop and canopy |  | None | Trinity Solar | AC Electric | Accepted | 2020-10-07 | 2020-10-09 | 2021-10-30 | SolarEdge | SE11400H-US | Inverters | 11400 |  | 1 |  |  | 0.97 |  | Outside | side of home
NJSTRE1545696239 |  | Transition Incentive Program | Mickleton | 8062 | 15 | 22.78 | Residential | Yes | Behind the Meter | Net-metered residential rooftop and canopy |  | None | Trinity Solar | AC Electric | Accepted | 2020-10-07 | 2020-10-09 | 2021-10-30 | SolarEdge | SE6000H-US | Inverters | 6000 |  | 1 |  |  | 0.97 |  | Outside | side of home
NJSTRE1545696239 |  | Transition Incentive Program | Mickleton | 8062 | 15 | 22.78 | Residential | Yes | Behind the Meter | Net-metered residential rooftop and canopy |  | None | Trinity Solar | AC Electric | Accepted | 2020-10-07 | 2020-10-09 | 2021-10-30 | Hanwha 340 | Q.PEAK DUO BLK-G6 340 | Solar Panels |  | 0.34 | 3 | 221 | 23 |  | Fixed | Roof
NJSTRE1545696239 |  | Transition Incentive Program | Mickleton | 8062 | 15 | 22.78 | Residential | Yes | Behind the Meter | Net-metered residential rooftop and canopy |  | None | Trinity Solar | AC Electric | Accepted | 2020-10-07 | 2020-10-09 | 2021-10-30 | Hanwha 340 | Q.PEAK DUO BLK-G6 340 | Solar Panels |  | 0.34 | 4 | 311 | 14 |  | Fixed | Roof
NJSTRE1545696239 |  | Transition Incentive Program | Mickleton | 8062 | 15 | 22.78 | Residential | Yes | Behind the Meter | Net-metered residential rooftop and canopy |  | None | Trinity Solar | AC Electric | Accepted | 2020-10-07 | 2020-10-09 | 2021-10-30 | Hanwha 340 | Q.PEAK DUO BLK-G6 340 | Solar Panels |  | 0.34 | 10 | 311 | 37 |  | Fixed | Roof
NJSTRE1545696239 |  | Transition Incentive Program | Mickleton | 8062 | 15 | 22.78 | Residential | Yes | Behind the Meter | Net-metered residential rooftop and canopy |  | None | Trinity Solar | AC Electric | Accepted | 2020-10-07 | 2020-10-09 | 2021-10-30 | Hanwha 340 | Q.PEAK DUO BLK-G6 340 | Solar Panels |  | 0.34 | 8 | 41 | 30 |  | Fixed | Roof
NJSTRE1545696239 |  | Transition Incentive Program | Mickleton | 8062 | 15 | 22.78 | Residential | Yes | Behind the Meter | Net-metered residential rooftop and canopy |  | None | Trinity Solar | AC Electric | Accepted | 2020-10-07 | 2020-10-09 | 2021-10-30 | Hanwha 340 | Q.PEAK DUO BLK-G6 340 | Solar Panels |  | 0.34 | 8 | 221 | 30 |  | Fixed | Roof
NJSTRE1545696239 |  | Transition Incentive Program | Mickleton | 8062 | 15 | 22.78 | Residential | Yes | Behind the Meter | Net-metered residential rooftop and canopy |  | None | Trinity Solar | AC Electric | Accepted | 2020-10-07 | 2020-10-09 | 2021-10-30 | Hanwha 340 | Q.PEAK DUO BLK-G6 340 | Solar Panels |  | 0.34 | 3 | 131 | 14 |  | Fixed | Roof
NJSTRE1545696239 |  | Transition Incentive Program | Mickleton | 8062 | 15 | 22.78 | Residential | Yes | Behind the Meter | Net-metered residential rooftop and canopy |  | None | Trinity Solar | AC Electric | Accepted | 2020-10-07 | 2020-10-09 | 2021-10-30 | Hanwha 340 | Q.PEAK DUO BLK-G6 340 | Solar Panels |  | 0.34 | 5 | 311 | 14 |  | Fixed | Roof
NJSTRE1545696239 |  | Transition Incentive Program | Mickleton | 8062 | 15 | 22.78 | Residential | Yes | Behind the Meter | Net-metered residential rooftop and canopy |  | None | Trinity Solar | AC Electric | Accepted | 2020-10-07 | 2020-10-09 | 2021-10-30 | Hanwha 340 | Q.PEAK DUO BLK-G6 340 | Solar Panels |  | 0.34 | 26 | 131 | 37 |  | Fixed | Roof
NJSTRE1545696255 |  | Transition Incentive Program | Wall | 7719 | 17 | 16.58 | Residential | No | Behind the Meter | Net-metered residential rooftop and canopy |  | None | Whitman Construction, LLC | JCP&L | Accepted | 2020-10-07 | 2020-10-09 | 2021-10-30 | enphase energy | iq7-60-2-us | Inverters | 240 |  | 51 |  |  | 0.975 |  | Outdoor | microinverters located under modules
NJSTRE1545696255 |  | Transition Incentive Program | Wall | 7719 | 17 | 16.58 | Residential | No | Behind the Meter | Net-metered residential rooftop and canopy |  | None | Whitman Construction, LLC | JCP&L | Accepted | 2020-10-07 | 2020-10-09 | 2021-10-30 | trina | 325tsm6e0m | Solar Panels |  | 0.325 | 31 | 183 | 31 |  | Fixed | Roof
NJSTRE1545696255 |  | Transition Incentive Program | Wall | 7719 | 17 | 16.58 | Residential | No | Behind the Meter | Net-metered residential rooftop and canopy |  | None | Whitman Construction, LLC | JCP&L | Accepted | 2020-10-07 | 2020-10-09 | 2021-10-30 | trina | 325tsm6e0m | Solar Panels |  | 0.325 | 13 | 170 | 23 |  | Fixed | Roof
NJSTRE1545696255 |  | Transition Incentive Program | Wall | 7719 | 17 | 16.58 | Residential | No | Behind the Meter | Net-metered residential rooftop and canopy |  | None | Whitman Construction, LLC | JCP&L | Accepted | 2020-10-07 | 2020-10-09 | 2021-10-30 | trina | 325tsm6e0m | Solar Panels |  | 0.325 | 7 | 170 | 35 |  | Fixed | Roof
NJSTRE1545696278 |  | Transition Incentive Program | Roselle | 7203 | 10 | 8 | Residential | Yes | Behind the Meter | Net-metered residential rooftop and canopy |  | None | Vivint Solar Developer, LLC | PSE&G | Accepted | 2020-10-07 | 2020-10-09 | 2021-10-30 | Solar Edge | SE7600H-US | Inverters | 7600 |  | 1 |  |  | 0.992 |  | Outdoor | Near the Utility Meter
NJSTRE1545696278 |  | Transition Incentive Program | Roselle | 7203 | 10 | 8 | Residential | Yes | Behind the Meter | Net-metered residential rooftop and canopy |  | None | Vivint Solar Developer, LLC | PSE&G | Accepted | 2020-10-07 | 2020-10-09 | 2021-10-30 | JINKO SOLAR | JKM320M-60HBL | Solar Panels |  | 0.32 | 19 | 170 | 38 |  | Fixed | Roof
NJSTRE1545696278 |  | Transition Incentive Program | Roselle | 7203 | 10 | 8 | Residential | Yes | Behind the Meter | Net-metered residential rooftop and canopy |  | None | Vivint Solar Developer, LLC | PSE&G | Accepted | 2020-10-07 | 2020-10-09 | 2021-10-30 | JINKO SOLAR | JKM320M-60HBL | Solar Panels |  | 0.32 | 4 | 350 | 14 |  | Fixed | Roof
NJSTRE1545696278 |  | Transition Incentive Program | Roselle | 7203 | 10 | 8 | Residential | Yes | Behind the Meter | Net-metered residential rooftop and canopy |  | None | Vivint Solar Developer, LLC | PSE&G | Accepted | 2020-10-07 | 2020-10-09 | 2021-10-30 | JINKO SOLAR | JKM320M-60HBL | Solar Panels |  | 0.32 | 2 | 350 | 2 |  | Fixed | Roof
NJSTRE1545696291 |  | Transition Incentive Program | Willingboro | 8046 | 13 | 8.85 | Residential | Yes | Behind the Meter | Net-metered residential rooftop and canopy |  | None | Sunrun Installation Services, Inc. | PSE&G | Accepted | 2020-10-07 | 2020-10-09 | 2021-10-30 | Enphase Energy | IQ7-60-x-US (240V) | Inverters | 240 |  | 29 |  |  | 0.96 |  | Outdoor | Rooftop
NJSTRE1545696291 |  | Transition Incentive Program | Willingboro | 8046 | 13 | 8.85 | Residential | Yes | Behind the Meter | Net-metered residential rooftop and canopy |  | None | Sunrun Installation Services, Inc. | PSE&G | Accepted | 2020-10-07 | 2020-10-09 | 2021-10-30 | LONGi Green Energy Technology Co Ltd | LR6-60HPB-305M | Solar Panels |  | 0.305 | 16 | 290 | 23 |  | Fixed | Roof
NJSTRE1545696291 |  | Transition Incentive Program | Willingboro | 8046 | 13 | 8.85 | Residential | Yes | Behind the Meter | Net-metered residential rooftop and canopy |  | None | Sunrun Installation Services, Inc. | PSE&G | Accepted | 2020-10-07 | 2020-10-09 | 2021-10-30 | LONGi Green Energy Technology Co Ltd | LR6-60HPB-305M | Solar Panels |  | 0.305 | 13 | 110 | 22 |  | Fixed | Roof
NJSTRE1545696304 |  | Transition Incentive Program | Union | 7083 | 10 | 6.03 | Residential | No | Behind the Meter | Net-metered residential rooftop and canopy |  | None | Vision Solar LLC | PSE&G | Accepted | 2020-10-07 | 2020-10-09 | 2021-10-30 | ENPHASE | IQ7-60-2-US | Inverters | 0.24 |  | 18 |  |  | 0.96 |  | Other | BEHIND EACH PANEL
NJSTRE1545696304 |  | Transition Incentive Program | Union | 7083 | 10 | 6.03 | Residential | No | Behind the Meter | Net-metered residential rooftop and canopy |  | None | Vision Solar LLC | PSE&G | Accepted | 2020-10-07 | 2020-10-09 | 2021-10-30 | HANWHA Q-CELLS | Q.PEAK DUO-G6+ 335 | Solar Panels |  | 0.335 | 18 | 218 | 20 |  | Fixed | Roof
NJSTRE1545696332 |  | Transition Incentive Program | Howell Township | 7731 | 17 | 14.96 | Residential | Yes | Behind the Meter | Net-metered residential rooftop and canopy |  | None | Trinity Solar | JCP&L | Accepted | 2020-10-07 | 2020-10-09 | 2021-10-30 | SOLAR EDGE | SE11400H-US | Inverters | 11400 |  | 1 |  |  | 0.97 |  | Outside | SIDE OF HOME
NJSTRE1545696332 |  | Transition Incentive Program | Howell Township | 7731 | 17 | 14.96 | Residential | Yes | Behind the Meter | Net-metered residential rooftop and canopy |  | None | Trinity Solar | JCP&L | Accepted | 2020-10-07 | 2020-10-09 | 2021-10-30 | HANWHA 340 (Q.PEAK DUO BLK-G6 340) | HANWHA 340 (Q.PEAK DUO BLK-G6 340) | Solar Panels |  | 0.34 | 22 | 357 | 25 |  | Fixed | Roof
NJSTRE1545696332 |  | Transition Incentive Program | Howell Township | 7731 | 17 | 14.96 | Residential | Yes | Behind the Meter | Net-metered residential rooftop and canopy |  | None | Trinity Solar | JCP&L | Accepted | 2020-10-07 | 2020-10-09 | 2021-10-30 | HANWHA 340 (Q.PEAK DUO BLK-G6 340) | HANWHA 340 (Q.PEAK DUO BLK-G6 340) | Solar Panels |  | 0.34 | 14 | 177 | 26 |  | Fixed | Roof
NJSTRE1545696332 |  | Transition Incentive Program | Howell Township | 7731 | 17 | 14.96 | Residential | Yes | Behind the Meter | Net-metered residential rooftop and canopy |  | None | Trinity Solar | JCP&L | Accepted | 2020-10-07 | 2020-10-09 | 2021-10-30 | HANWHA 340 (Q.PEAK DUO BLK-G6 340) | HANWHA 340 (Q.PEAK DUO BLK-G6 340) | Solar Panels |  | 0.34 | 3 | 177 | 29 |  | Fixed | Roof
NJSTRE1545696332 |  | Transition Incentive Program | Howell Township | 7731 | 17 | 14.96 | Residential | Yes | Behind the Meter | Net-metered residential rooftop and canopy |  | None | Trinity Solar | JCP&L | Accepted | 2020-10-07 | 2020-10-09 | 2021-10-30 | HANWHA 340 (Q.PEAK DUO BLK-G6 340) | HANWHA 340 (Q.PEAK DUO BLK-G6 340) | Solar Panels |  | 0.34 | 5 | 357 | 36 |  | Fixed | Roof
NJSTRE1545696334 |  | Transition Incentive Program | PINE HILL | 8021 | 14 | 9.6 | Residential | Yes | Behind the Meter | Net-metered residential rooftop and canopy |  | None | Vivint Solar Developer, LLC | AC Electric | Accepted | 2020-10-07 | 2020-10-09 | 2021-10-30 | Solar Edge | SE7600-US | Inverters | 7600 |  | 1 |  |  | 0.992 |  | Outdoor | Near the Utility Meter
NJSTRE1545696334 |  | Transition Incentive Program | PINE HILL | 8021 | 14 | 9.6 | Residential | Yes | Behind the Meter | Net-metered residential rooftop and canopy |  | None | Vivint Solar Developer, LLC | AC Electric | Accepted | 2020-10-07 | 2020-10-09 | 2021-10-30 | JINKO SOLAR | JKM320M-60HL | Solar Panels |  | 0.32 | 16 | 105 | 26 |  | Fixed | Roof
NJSTRE1545696334 |  | Transition Incentive Program | PINE HILL | 8021 | 14 | 9.6 | Residential | Yes | Behind the Meter | Net-metered residential rooftop and canopy |  | None | Vivint Solar Developer, LLC | AC Electric | Accepted | 2020-10-07 | 2020-10-09 | 2021-10-30 | JINKO SOLAR | JKM320M-60HL | Solar Panels |  | 0.32 | 2 | 195 | 26 |  | Fixed | Roof
NJSTRE1545696334 |  | Transition Incentive Program | PINE HILL | 8021 | 14 | 9.6 | Residential | Yes | Behind the Meter | Net-metered residential rooftop and canopy |  | None | Vivint Solar Developer, LLC | AC Electric | Accepted | 2020-10-07 | 2020-10-09 | 2021-10-30 | JINKO SOLAR | JKM320M-60HL | Solar Panels |  | 0.32 | 12 | 285 | 26 |  | Fixed | Roof
NJSTRE1545696336 |  | Transition Incentive Program | Delran | 8075 | 13 | 2.68 | Residential | Yes | Behind the Meter | Net-metered residential rooftop and canopy |  | None | Trinity Solar | PSE&G | Accepted | 2020-10-07 | 2020-10-09 | 2021-10-30 | Solar Edge | SE3000 | Inverters | 3000 |  | 1 |  |  | 0.97 |  | Outside | side of home
NJSTRE1545696336 |  | Transition Incentive Program | Delran | 8075 | 13 | 2.68 | Residential | Yes | Behind the Meter | Net-metered residential rooftop and canopy |  | None | Trinity Solar | PSE&G | Accepted | 2020-10-07 | 2020-10-09 | 2021-10-30 | Hanwha | Q.PEAK DUO BLK-G6 335 | Solar Panels |  | 0.335 | 4 | 47 | 27 |  | Fixed | Roof
NJSTRE1545696336 |  | Transition Incentive Program | Delran | 8075 | 13 | 2.68 | Residential | Yes | Behind the Meter | Net-metered residential rooftop and canopy |  | None | Trinity Solar | PSE&G | Accepted | 2020-10-07 | 2020-10-09 | 2021-10-30 | Hanwha | Q.PEAK DUO BLK-G6 335 | Solar Panels |  | 0.335 | 4 | 227 | 27 |  | Fixed | Roof
NJSTRE1545696338 |  | Transition Incentive Program | Middlesex | 8846 | 11 | 16.17 | Residential | Yes | Behind the Meter | Net-metered residential rooftop and canopy |  | None | Sunrun Installation Services, Inc. | PSE&G | Accepted | 2020-10-07 | 2020-10-09 | 2021-10-30 | Enphase Energy | IQ7-60-x-US (240V) | Inverters | 240 |  | 53 |  |  | 0.96 |  | Outdoor | Rooftop
NJSTRE1545696338 |  | Transition Incentive Program | Middlesex | 8846 | 11 | 16.17 | Residential | Yes | Behind the Meter | Net-metered residential rooftop and canopy |  | None | Sunrun Installation Services, Inc. | PSE&G | Accepted | 2020-10-07 | 2020-10-09 | 2021-10-30 | LONGi Green Energy Technology Co Ltd | LR6-60HPB-305M | Solar Panels |  | 0.305 | 9 | 35 | 27 |  | Fixed | Roof
NJSTRE1545696338 |  | Transition Incentive Program | Middlesex | 8846 | 11 | 16.17 | Residential | Yes | Behind the Meter | Net-metered residential rooftop and canopy |  | None | Sunrun Installation Services, Inc. | PSE&G | Accepted | 2020-10-07 | 2020-10-09 | 2021-10-30 | LONGi Green Energy Technology Co Ltd | LR6-60HPB-305M | Solar Panels |  | 0.305 | 21 | 356 | 27 |  | Fixed | Roof
NJSTRE1545696338 |  | Transition Incentive Program | Middlesex | 8846 | 11 | 16.17 | Residential | Yes | Behind the Meter | Net-metered residential rooftop and canopy |  | None | Sunrun Installation Services, Inc. | PSE&G | Accepted | 2020-10-07 | 2020-10-09 | 2021-10-30 | LONGi Green Energy Technology Co Ltd | LR6-60HPB-305M | Solar Panels |  | 0.305 | 18 | 176 | 27 |  | Fixed | Roof
NJSTRE1545696338 |  | Transition Incentive Program | Middlesex | 8846 | 11 | 16.17 | Residential | Yes | Behind the Meter | Net-metered residential rooftop and canopy |  | None | Sunrun Installation Services, Inc. | PSE&G | Accepted | 2020-10-07 | 2020-10-09 | 2021-10-30 | LONGi Green Energy Technology Co Ltd | LR6-60HPB-305M | Solar Panels |  | 0.305 | 5 | 216 | 27 |  | Fixed | Roof
NJSTRE1545696358 |  | Transition Incentive Program | Colts Neck | 7722 | 17 | 6.51 | Residential | No | Behind the Meter | Net-metered residential rooftop and canopy |  | None | 1st Light Energy Inc | JCP&L | Accepted | 2020-10-07 | 2020-10-09 | 2021-10-30 | SolarEdge | SE5000H-US | Inverters | 5000 |  | 1 |  |  | 0.99 |  | Outside | Within 10 feet of Meter
NJSTRE1545696358 |  | Transition Incentive Program | Colts Neck | 7722 | 17 | 6.51 | Residential | No | Behind the Meter | Net-metered residential rooftop and canopy |  | None | 1st Light Energy Inc | JCP&L | Accepted | 2020-10-07 | 2020-10-09 | 2021-10-30 | Longi | LR6-60HPB-310M | Solar Panels |  | 0.31 | 12 | 211 | 18 |  | Fixed | Roof
NJSTRE1545696358 |  | Transition Incentive Program | Colts Neck | 7722 | 17 | 6.51 | Residential | No | Behind the Meter | Net-metered residential rooftop and canopy |  | None | 1st Light Energy Inc | JCP&L | Accepted | 2020-10-07 | 2020-10-09 | 2021-10-30 | Longi | LR6-60HPB-310M | Solar Panels |  | 0.31 | 9 | 211 | 27 |  | Fixed | Roof
NJSTRE1545696364 |  | Transition Incentive Program | Essex Fells | 7021 | 9 | 8.54 | Residential | Yes | Behind the Meter | Net-metered residential rooftop and canopy |  | None | Sunrun Installation Services, Inc. | PSE&G | Accepted | 2020-10-07 | 2020-10-09 | 2021-10-30 | Enphase Energy | IQ7-60-x-US (240V) | Inverters | 240 |  | 28 |  |  | 0.96 |  | Outdoor | Rooftop
NJSTRE1545696364 |  | Transition Incentive Program | Essex Fells | 7021 | 9 | 8.54 | Residential | Yes | Behind the Meter | Net-metered residential rooftop and canopy |  | None | Sunrun Installation Services, Inc. | PSE&G | Accepted | 2020-10-07 | 2020-10-09 | 2021-10-30 | LONGi Green Energy Technology Co Ltd | LR6-60HPB-305M | Solar Panels |  | 0.305 | 20 | 320 | 18 |  | Fixed | Roof
NJSTRE1545696364 |  | Transition Incentive Program | Essex Fells | 7021 | 9 | 8.54 | Residential | Yes | Behind the Meter | Net-metered residential rooftop and canopy |  | None | Sunrun Installation Services, Inc. | PSE&G | Accepted | 2020-10-07 | 2020-10-09 | 2021-10-30 | LONGi Green Energy Technology Co Ltd | LR6-60HPB-305M | Solar Panels |  | 0.305 | 2 | 230 | 14 |  | Fixed | Roof
NJSTRE1545696364 |  | Transition Incentive Program | Essex Fells | 7021 | 9 | 8.54 | Residential | Yes | Behind the Meter | Net-metered residential rooftop and canopy |  | None | Sunrun Installation Services, Inc. | PSE&G | Accepted | 2020-10-07 | 2020-10-09 | 2021-10-30 | LONGi Green Energy Technology Co Ltd | LR6-60HPB-305M | Solar Panels |  | 0.305 | 2 | 50 | 23 |  | Fixed | Roof
NJSTRE1545696364 |  | Transition Incentive Program | Essex Fells | 7021 | 9 | 8.54 | Residential | Yes | Behind the Meter | Net-metered residential rooftop and canopy |  | None | Sunrun Installation Services, Inc. | PSE&G | Accepted | 2020-10-07 | 2020-10-09 | 2021-10-30 | LONGi Green Energy Technology Co Ltd | LR6-60HPB-305M | Solar Panels |  | 0.305 | 1 | 140 | 37 |  | Fixed | Roof
NJSTRE1545696364 |  | Transition Incentive Program | Essex Fells | 7021 | 9 | 8.54 | Residential | Yes | Behind the Meter | Net-metered residential rooftop and canopy |  | None | Sunrun Installation Services, Inc. | PSE&G | Accepted | 2020-10-07 | 2020-10-09 | 2021-10-30 | LONGi Green Energy Technology Co Ltd | LR6-60HPB-305M | Solar Panels |  | 0.305 | 3 | 140 | 23 |  | Fixed | Roof
NJSTRE1545696371 |  | Transition Incentive Program | Highland Park | 8904 | 11 | 10.08 | Residential | No | Behind the Meter | Net-metered residential rooftop and canopy |  | None | Powerlutions | PSE&G | Accepted | 2020-10-07 | 2020-10-09 | 2021-10-30 | SolarEdge | SE7600H-US | Inverters | 7.6 |  | 1 |  |  | 0.99 |  | Outdoor | Near Meter
NJSTRE1545696371 |  | Transition Incentive Program | Highland Park | 8904 | 11 | 10.08 | Residential | No | Behind the Meter | Net-metered residential rooftop and canopy |  | None | Powerlutions | PSE&G | Accepted | 2020-10-07 | 2020-10-09 | 2021-10-30 | Trina | TSM-325 DD06M.05 | Solar Panels |  | 0.325 | 31 | 137 | 20 |  | Fixed | Roof
NJSTRE1545696374 |  | Transition Incentive Program | Sewell | 8080 | 15 | 8.84 | Residential | Yes | Behind the Meter | Net-metered residential rooftop and canopy |  | None | Trinity Solar | PSE&G | Accepted | 2020-10-07 | 2020-10-09 | 2021-10-30 | Solar Edge | SE7600 | Inverters | 7600 |  | 1 |  |  | 0.97 |  | Outside | side of home
NJSTRE1545696374 |  | Transition Incentive Program | Sewell | 8080 | 15 | 8.84 | Residential | Yes | Behind the Meter | Net-metered residential rooftop and canopy |  | None | Trinity Solar | PSE&G | Accepted | 2020-10-07 | 2020-10-09 | 2021-10-30 | Hanwha | Q.PEAK DUO BLK-G6 340 | Solar Panels |  | 0.34 | 8 | 103 | 37 |  | Fixed | Roof
NJSTRE1545696374 |  | Transition Incentive Program | Sewell | 8080 | 15 | 8.84 | Residential | Yes | Behind the Meter | Net-metered residential rooftop and canopy |  | None | Trinity Solar | PSE&G | Accepted | 2020-10-07 | 2020-10-09 | 2021-10-30 | Hanwha | Q.PEAK DUO BLK-G6 340 | Solar Panels |  | 0.34 | 18 | 194 | 37 |  | Fixed | Roof
NJSTRE1545696381 |  | Transition Incentive Program | Secaucus | 7094 | 8 | 5.6 | Residential | Yes | Behind the Meter | Net-metered residential rooftop and canopy |  | None | Pro Custom Solar dba Momentum Solar | PSE&G | Accepted | 2020-10-07 | 2020-10-09 | 2021-10-30 | Enphase | IQ7PLUS-72-2-US | Inverters | 290 |  | 16 |  |  | 0.97 |  | Outdoor | Roof
NJSTRE1545696381 |  | Transition Incentive Program | Secaucus | 7094 | 8 | 5.6 | Residential | Yes | Behind the Meter | Net-metered residential rooftop and canopy |  | None | Pro Custom Solar dba Momentum Solar | PSE&G | Accepted | 2020-10-07 | 2020-10-09 | 2021-10-30 | LG | LG 350N1C-V5 | Solar Panels |  | 0.35 | 3 | 308 | 9 |  | Fixed | Roof
NJSTRE1545696381 |  | Transition Incentive Program | Secaucus | 7094 | 8 | 5.6 | Residential | Yes | Behind the Meter | Net-metered residential rooftop and canopy |  | None | Pro Custom Solar dba Momentum Solar | PSE&G | Accepted | 2020-10-07 | 2020-10-09 | 2021-10-30 | LG | LG 350N1C-V5 | Solar Panels |  | 0.35 | 13 | 128 | 9 |  | Fixed | Roof
NJSTRE1545696443 |  | Transition Incentive Program | WILLINGBORO | 8046 | 13 | 5.6 | Residential | Yes | Behind the Meter | Net-metered residential rooftop and canopy |  | None | Pro Custom Solar dba Momentum Solar | PSE&G | Accepted | 2020-10-07 | 2020-10-09 | 2021-10-30 | Enphase | IQ7PLUS-72-2-US | Inverters | 290 |  | 16 |  |  | 0.97 |  | Outdoor | Roof
NJSTRE1545696443 |  | Transition Incentive Program | WILLINGBORO | 8046 | 13 | 5.6 | Residential | Yes | Behind the Meter | Net-metered residential rooftop and canopy |  | None | Pro Custom Solar dba Momentum Solar | PSE&G | Accepted | 2020-10-07 | 2020-10-09 | 2021-10-30 | LG | LG 350N1C-V5 | Solar Panels |  | 0.35 | 16 | 235 | 24 |  | Fixed | Roof
NJSTRE1545697277 |  | Transition Incentive Program | Jackson | 8527 | 18 | 5.03 | Residential | Yes | Behind the Meter | Net-metered residential rooftop and canopy |  | None | Vision Solar LLC | JCP&L | Accepted | 2020-10-07 | 2020-10-09 | 2021-10-30 | ENPHASE | IQ7-60-2-US | Inverters | 0.24 |  | 15 |  |  | 0.96 |  | Other | BEHIND EACH PANEL
NJSTRE1545697277 |  | Transition Incentive Program | Jackson | 8527 | 18 | 5.03 | Residential | Yes | Behind the Meter | Net-metered residential rooftop and canopy |  | None | Vision Solar LLC | JCP&L | Accepted | 2020-10-07 | 2020-10-09 | 2021-10-30 | HANWHA Q-CELLS | Q.PEAK DUO-G6+ 335 | Solar Panels |  | 0.335 | 13 | 167 | 35 |  | Fixed | Roof
NJSTRE1545697277 |  | Transition Incentive Program | Jackson | 8527 | 18 | 5.03 | Residential | Yes | Behind the Meter | Net-metered residential rooftop and canopy |  | None | Vision Solar LLC | JCP&L | Accepted | 2020-10-07 | 2020-10-09 | 2021-10-30 | HANWHA Q-CELLS | Q.PEAK DUO-G6+ 335 | Solar Panels |  | 0.335 | 2 | 256 | 27 |  | Fixed | Roof
NJSTRE1545697405 |  | Transition Incentive Program | WILLINGBORO | 8046 | 13 | 12.8 | Residential | No | Behind the Meter | Net-metered residential rooftop and canopy |  | None | Vivint Solar Developer, LLC | PSE&G | Accepted | 2020-10-07 | 2020-10-09 | 2021-10-30 | Solar Edge | SE3800H-US | Inverters | 3800 |  | 1 |  |  | 0.992 |  | Outdoor | Near the Utility Meter
NJSTRE1545697405 |  | Transition Incentive Program | WILLINGBORO | 8046 | 13 | 12.8 | Residential | No | Behind the Meter | Net-metered residential rooftop and canopy |  | None | Vivint Solar Developer, LLC | PSE&G | Accepted | 2020-10-07 | 2020-10-09 | 2021-10-30 | Solar Edge | SE7600H-US | Inverters | 7600 |  | 1 |  |  | 0.992 |  | Outdoor | Near the Utility Meter
NJSTRE1545697405 |  | Transition Incentive Program | WILLINGBORO | 8046 | 13 | 12.8 | Residential | No | Behind the Meter | Net-metered residential rooftop and canopy |  | None | Vivint Solar Developer, LLC | PSE&G | Accepted | 2020-10-07 | 2020-10-09 | 2021-10-30 | JINKO SOLAR | JKM320M-60HBL | Solar Panels |  | 0.32 | 16 | 31 | 27 |  | Fixed | Roof
NJSTRE1545697405 |  | Transition Incentive Program | WILLINGBORO | 8046 | 13 | 12.8 | Residential | No | Behind the Meter | Net-metered residential rooftop and canopy |  | None | Vivint Solar Developer, LLC | PSE&G | Accepted | 2020-10-07 | 2020-10-09 | 2021-10-30 | JINKO SOLAR | JKM320M-60HBL | Solar Panels |  | 0.32 | 20 | 211 | 27 |  | Fixed | Roof
NJSTRE1545697405 |  | Transition Incentive Program | WILLINGBORO | 8046 | 13 | 12.8 | Residential | No | Behind the Meter | Net-metered residential rooftop and canopy |  | None | Vivint Solar Developer, LLC | PSE&G | Accepted | 2020-10-07 | 2020-10-09 | 2021-10-30 | JINKO SOLAR | JKM320M-60HBL | Solar Panels |  | 0.32 | 4 | 211 | 18 |  | Fixed | Roof
NJSTRE1545697503 |  | Transition Incentive Program | Cherry Hill | 8003 | 14 | 8.75 | Residential | Yes | Behind the Meter | Net-metered residential rooftop and canopy |  | None | Pro Custom Solar dba Momentum Solar | PSE&G | Accepted | 2020-10-07 | 2020-10-09 | 2021-10-30 | Enphase | IQ7PLUS-72-2-US | Inverters | 290 |  | 25 |  |  | 0.97 |  | Outdoor | Roof
NJSTRE1545697503 |  | Transition Incentive Program | Cherry Hill | 8003 | 14 | 8.75 | Residential | Yes | Behind the Meter | Net-metered residential rooftop and canopy |  | None | Pro Custom Solar dba Momentum Solar | PSE&G | Accepted | 2020-10-07 | 2020-10-09 | 2021-10-30 | LG | LG 350N1C-V5 | Solar Panels |  | 0.35 | 9 | 195 | 20 |  | Fixed | Roof
NJSTRE1545697503 |  | Transition Incentive Program | Cherry Hill | 8003 | 14 | 8.75 | Residential | Yes | Behind the Meter | Net-metered residential rooftop and canopy |  | None | Pro Custom Solar dba Momentum Solar | PSE&G | Accepted | 2020-10-07 | 2020-10-09 | 2021-10-30 | LG | LG 350N1C-V5 | Solar Panels |  | 0.35 | 8 | 194 | 18 |  | Fixed | Roof
NJSTRE1545697503 |  | Transition Incentive Program | Cherry Hill | 8003 | 14 | 8.75 | Residential | Yes | Behind the Meter | Net-metered residential rooftop and canopy |  | None | Pro Custom Solar dba Momentum Solar | PSE&G | Accepted | 2020-10-07 | 2020-10-09 | 2021-10-30 | LG | LG 350N1C-V5 | Solar Panels |  | 0.35 | 8 | 104 | 20 |  | Fixed | Roof
NJSTRE1545697919 |  | Transition Incentive Program | Atlantic Highlands | 7716 | 17 | 5.85 | Residential | No | Behind the Meter | Net-metered residential rooftop and canopy |  | None | EMT Renewables | JCP&L | Accepted | 2020-10-07 | 2020-10-09 | 2021-10-30 | Enphase | IQ7+-72-2-US | Inverters | 290 |  | 18 |  |  | 0.97 |  | Outside | under panels
NJSTRE1545697919 |  | Transition Incentive Program | Atlantic Highlands | 7716 | 17 | 5.85 | Residential | No | Behind the Meter | Net-metered residential rooftop and canopy |  | None | EMT Renewables | JCP&L | Accepted | 2020-10-07 | 2020-10-09 | 2021-10-30 | Trina | 325-BLK | Solar Panels |  | 0.325 | 6 | 284 | 34 |  | Fixed | Roof
NJSTRE1545697919 |  | Transition Incentive Program | Atlantic Highlands | 7716 | 17 | 5.85 | Residential | No | Behind the Meter | Net-metered residential rooftop and canopy |  | None | EMT Renewables | JCP&L | Accepted | 2020-10-07 | 2020-10-09 | 2021-10-30 | Trina | 325-BLK | Solar Panels |  | 0.325 | 12 | 104 | 34 |  | Fixed | Roof
NJSTRE1545697936 |  | Transition Incentive Program | Linden | 7036 | 10 | 13.3 | Residential | Yes | Behind the Meter | Net-metered residential rooftop and canopy |  | None | Pro Custom Solar dba Momentum Solar | PSE&G | Accepted | 2020-10-07 | 2020-10-09 | 2021-10-30 | Enphase | IQ7PLUS-72-2-US | Inverters | 290 |  | 38 |  |  | 0.97 |  | Outdoor | Roof
NJSTRE1545697936 |  | Transition Incentive Program | Linden | 7036 | 10 | 13.3 | Residential | Yes | Behind the Meter | Net-metered residential rooftop and canopy |  | None | Pro Custom Solar dba Momentum Solar | PSE&G | Accepted | 2020-10-07 | 2020-10-09 | 2021-10-30 | LG | LG 350N1C-V5 | Solar Panels |  | 0.35 | 5 | 129 | 17 |  | Fixed | Roof
NJSTRE1545697936 |  | Transition Incentive Program | Linden | 7036 | 10 | 13.3 | Residential | Yes | Behind the Meter | Net-metered residential rooftop and canopy |  | None | Pro Custom Solar dba Momentum Solar | PSE&G | Accepted | 2020-10-07 | 2020-10-09 | 2021-10-30 | LG | LG 350N1C-V5 | Solar Panels |  | 0.35 | 13 | 309 | 36 |  | Fixed | Roof
NJSTRE1545697936 |  | Transition Incentive Program | Linden | 7036 | 10 | 13.3 | Residential | Yes | Behind the Meter | Net-metered residential rooftop and canopy |  | None | Pro Custom Solar dba Momentum Solar | PSE&G | Accepted | 2020-10-07 | 2020-10-09 | 2021-10-30 | LG | LG 350N1C-V5 | Solar Panels |  | 0.35 | 20 | 129 | 36 |  | Fixed | Roof
NJSTRE1545697952 |  | Transition Incentive Program | Shamong | 8088 | 13 | 12.24 | Residential | Yes | Behind the Meter | Net-metered residential rooftop and canopy |  | None | Trinity Solar | AC Electric | Accepted | 2020-10-07 | 2020-10-09 | 2021-10-30 | solar edge | SE10000H-US | Inverters | 10000 |  | 1 |  |  | 0.97 |  | Outside | SIDE OF HOME
NJSTRE1545697952 |  | Transition Incentive Program | Shamong | 8088 | 13 | 12.24 | Residential | Yes | Behind the Meter | Net-metered residential rooftop and canopy |  | None | Trinity Solar | AC Electric | Accepted | 2020-10-07 | 2020-10-09 | 2021-10-30 | HANWHA 340 (Q.PEAK DUO BLK-G6 340) | HANWHA 340 (Q.PEAK DUO BLK-G6 340) | Solar Panels |  | 0.34 | 9 | 207 | 20 |  | Fixed | Roof
NJSTRE1545697952 |  | Transition Incentive Program | Shamong | 8088 | 13 | 12.24 | Residential | Yes | Behind the Meter | Net-metered residential rooftop and canopy |  | None | Trinity Solar | AC Electric | Accepted | 2020-10-07 | 2020-10-09 | 2021-10-30 | HANWHA 340 (Q.PEAK DUO BLK-G6 340) | HANWHA 340 (Q.PEAK DUO BLK-G6 340) | Solar Panels |  | 0.34 | 15 | 207 | 20 |  | Fixed | Roof
NJSTRE1545697952 |  | Transition Incentive Program | Shamong | 8088 | 13 | 12.24 | Residential | Yes | Behind the Meter | Net-metered residential rooftop and canopy |  | None | Trinity Solar | AC Electric | Accepted | 2020-10-07 | 2020-10-09 | 2021-10-30 | HANWHA 340 (Q.PEAK DUO BLK-G6 340) | HANWHA 340 (Q.PEAK DUO BLK-G6 340) | Solar Panels |  | 0.34 | 5 | 207 | 15 |  | Fixed | Roof
NJSTRE1545697952 |  | Transition Incentive Program | Shamong | 8088 | 13 | 12.24 | Residential | Yes | Behind the Meter | Net-metered residential rooftop and canopy |  | None | Trinity Solar | AC Electric | Accepted | 2020-10-07 | 2020-10-09 | 2021-10-30 | HANWHA 340 (Q.PEAK DUO BLK-G6 340) | HANWHA 340 (Q.PEAK DUO BLK-G6 340) | Solar Panels |  | 0.34 | 7 | 27 | 20 |  | Fixed | Roof
NJSTRE1545698022 | NJSRRE1542411925 | Transition Incentive Program | ENGLEWOOD | 7631 | 7 | 10.71 | Residential | Yes | Behind the Meter | Net-metered residential rooftop and canopy |  | None | Vivint Solar Developer, LLC | PSE&G | Accepted | 2019-10-18 | 2019-10-18 | 2021-10-30 | SolarEdge | SE10000H-US000NNC2 | Inverters | 10000 |  | 1 |  |  | 0.992 |  | Outdoor | Near the Utility Meter
NJSTRE1545698022 | NJSRRE1542411925 | Transition Incentive Program | ENGLEWOOD | 7631 | 7 | 10.71 | Residential | Yes | Behind the Meter | Net-metered residential rooftop and canopy |  | None | Vivint Solar Developer, LLC | PSE&G | Accepted | 2019-10-18 | 2019-10-18 | 2021-10-30 | HANWHA SOLAR | Q.PEAK BLK-G5 315 | Solar Panels |  | 0.315 | 4 | 279 | 25 |  | Fixed | Roof
NJSTRE1545698022 | NJSRRE1542411925 | Transition Incentive Program | ENGLEWOOD | 7631 | 7 | 10.71 | Residential | Yes | Behind the Meter | Net-metered residential rooftop and canopy |  | None | Vivint Solar Developer, LLC | PSE&G | Accepted | 2019-10-18 | 2019-10-18 | 2021-10-30 | HANWHA SOLAR | Q.PEAK BLK-G5 315 | Solar Panels |  | 0.315 | 30 | 99 | 25 |  | Fixed | Roof
NJSTRE1545698023 | NJSRRE1541872146 | Transition Incentive Program | JERSEY CITY | 7305 | 8 | 6.03 | Residential | Yes | Behind the Meter | Net-metered residential rooftop and canopy |  | None | Pro Custom Solar dba Momentum Solar | PSE&G | Accepted | 2019-08-21 | 2019-08-26 | 2021-10-30 | Enphase Energy | IQ7-60-2-US | Inverters | 250 |  | 18 |  |  | 0.97 |  | Outdoor | Roof
NJSTRE1545698023 | NJSRRE1541872146 | Transition Incentive Program | JERSEY CITY | 7305 | 8 | 6.03 | Residential | Yes | Behind the Meter | Net-metered residential rooftop and canopy |  | None | Pro Custom Solar dba Momentum Solar | PSE&G | Accepted | 2019-08-21 | 2019-08-26 | 2021-10-30 | LG ELECTRONICS | LG 335N1C-V5 | Solar Panels |  | 0.335 | 8 | 223 | 18 |  | Fixed | Roof
NJSTRE1545698023 | NJSRRE1541872146 | Transition Incentive Program | JERSEY CITY | 7305 | 8 | 6.03 | Residential | Yes | Behind the Meter | Net-metered residential rooftop and canopy |  | None | Pro Custom Solar dba Momentum Solar | PSE&G | Accepted | 2019-08-21 | 2019-08-26 | 2021-10-30 | LG ELECTRONICS | LG 335N1C-V5 | Solar Panels |  | 0.335 | 10 | 43 | 19 |  | Fixed | Roof
NJSTRE1545698025 | NJSRRE1542500901 | Transition Incentive Program | Williamstown | 8094 | 15 | 16.38 | Residential | No | Behind the Meter | Net-metered residential rooftop and canopy |  | None | Vivint Solar Developer, LLC | AC Electric | Accepted | 2019-10-03 | 2019-10-08 | 2021-10-30 | SOLAREDGE | SE3800H-US000BNC4 | Inverters | 3800 |  | 1 |  |  | 0.992 |  | Outdoor | Near The Utility Meter
NJSTRE1545698025 | NJSRRE1542500901 | Transition Incentive Program | Williamstown | 8094 | 15 | 16.38 | Residential | No | Behind the Meter | Net-metered residential rooftop and canopy |  | None | Vivint Solar Developer, LLC | AC Electric | Accepted | 2019-10-03 | 2019-10-08 | 2021-10-30 | SOLAREDGE | SE10000H-US000BNC4 | Inverters | 10000 |  | 1 |  |  | 0.992 |  | Outdoor | Near The Utility Meter
NJSTRE1545698025 | NJSRRE1542500901 | Transition Incentive Program | Williamstown | 8094 | 15 | 16.38 | Residential | No | Behind the Meter | Net-metered residential rooftop and canopy |  | None | Vivint Solar Developer, LLC | AC Electric | Accepted | 2019-10-03 | 2019-10-08 | 2021-10-30 | Hanwha Solar | Q.PEAK BLK-G5 315 | Solar Panels |  | 0.315 | 21 | 289 | 13 |  | Fixed | Roof
NJSTRE1545698025 | NJSRRE1542500901 | Transition Incentive Program | Williamstown | 8094 | 15 | 16.38 | Residential | No | Behind the Meter | Net-metered residential rooftop and canopy |  | None | Vivint Solar Developer, LLC | AC Electric | Accepted | 2019-10-03 | 2019-10-08 | 2021-10-30 | Hanwha Solar | Q.PEAK BLK-G5 315 | Solar Panels |  | 0.315 | 21 | 109 | 13 |  | Fixed | Roof
NJSTRE1545698025 | NJSRRE1542500901 | Transition Incentive Program | Williamstown | 8094 | 15 | 16.38 | Residential | No | Behind the Meter | Net-metered residential rooftop and canopy |  | None | Vivint Solar Developer, LLC | AC Electric | Accepted | 2019-10-03 | 2019-10-08 | 2021-10-30 | Hanwha Solar | Q.PEAK BLK-G5 315 | Solar Panels |  | 0.315 | 10 | 101 | 26 |  | Fixed | Roof
NJSTRE1545698028 | NJSRRE1542507810 | Transition Incentive Program | CAPE MAY | 8204 | 21 | 10.14 | Residential | Yes | Behind the Meter | Net-metered residential rooftop and canopy |  | None | Vivint Solar Developer, LLC | AC Electric | As-Built Incomplete - Review | 2019-10-04 | 2019-10-09 |  | Trina Solar | TSM-260 PD05.08 | Solar Panels |  | 0.26 | 13 | 232 | 23 |  | Fixed | Roof
NJSTRE1545698028 | NJSRRE1542507810 | Transition Incentive Program | CAPE MAY | 8204 | 21 | 10.14 | Residential | Yes | Behind the Meter | Net-metered residential rooftop and canopy |  | None | Vivint Solar Developer, LLC | AC Electric | As-Built Incomplete - Review | 2019-10-04 | 2019-10-09 |  | Trina Solar | TSM-260 PD05.08 | Solar Panels |  | 0.26 | 16 | 232 | 23 |  | Fixed | Roof
NJSTRE1545698028 | NJSRRE1542507810 | Transition Incentive Program | CAPE MAY | 8204 | 21 | 10.14 | Residential | Yes | Behind the Meter | Net-metered residential rooftop and canopy |  | None | Vivint Solar Developer, LLC | AC Electric | As-Built Incomplete - Review | 2019-10-04 | 2019-10-09 |  | Trina Solar | TSM-260 PD05.08 | Solar Panels |  | 0.26 | 10 | 52 | 23 |  | Fixed | Roof
NJSTRE1545698028 | NJSRRE1542507810 | Transition Incentive Program | CAPE MAY | 8204 | 21 | 10.14 | Residential | Yes | Behind the Meter | Net-metered residential rooftop and canopy |  | None | Vivint Solar Developer, LLC | AC Electric | As-Built Incomplete - Review | 2019-10-04 | 2019-10-09 |  | Enphase Energy | M215-60-2LL-S22-IG | Inverters | 215 |  | 39 |  |  | 0.96 |  | Outdoor | Underneath each module
NJSTRE1545698028 | NJSRRE1542507810 | Transition Incentive Program | CAPE MAY | 8204 | 21 | 10.14 | Residential | Yes | Behind the Meter | Net-metered residential rooftop and canopy |  | None | Vivint Solar Developer, LLC | AC Electric | As-Built Incomplete - Review | 2019-10-04 | 2019-10-09 |  | Enphase | 800-00069-r05 | Meters |  |  | 1 |  |  |  | Yes | Outdoor
NJSTRE1545698032 | NJSRRE1542579193 | Transition Incentive Program | Willingboro | 8046 | 13 | 12.29 | Residential | Yes | Behind the Meter | Net-metered residential rooftop and canopy |  | None | Vivint Solar Developer, LLC | PSE&G | Accepted | 2019-10-24 | 2019-10-25 | 2021-10-30 | solar edge | SE10000H-US | Inverters | 10000 |  | 1 |  |  | 0.992 |  | Outdoor | near utility meter
NJSTRE1545698032 | NJSRRE1542579193 | Transition Incentive Program | Willingboro | 8046 | 13 | 12.29 | Residential | Yes | Behind the Meter | Net-metered residential rooftop and canopy |  | None | Vivint Solar Developer, LLC | PSE&G | Accepted | 2019-10-24 | 2019-10-25 | 2021-10-30 | HANWHA SOLAR | Q.PEAK BLK-G5 315 | Solar Panels |  | 0.315 | 2 | 308 | 27 |  | Fixed | Roof
NJSTRE1545698032 | NJSRRE1542579193 | Transition Incentive Program | Willingboro | 8046 | 13 | 12.29 | Residential | Yes | Behind the Meter | Net-metered residential rooftop and canopy |  | None | Vivint Solar Developer, LLC | PSE&G | Accepted | 2019-10-24 | 2019-10-25 | 2021-10-30 | HANWHA SOLAR | Q.PEAK BLK-G5 315 | Solar Panels |  | 0.315 | 12 | 218 | 18 |  | Fixed | Roof
NJSTRE1545698032 | NJSRRE1542579193 | Transition Incentive Program | Willingboro | 8046 | 13 | 12.29 | Residential | Yes | Behind the Meter | Net-metered residential rooftop and canopy |  | None | Vivint Solar Developer, LLC | PSE&G | Accepted | 2019-10-24 | 2019-10-25 | 2021-10-30 | HANWHA SOLAR | Q.PEAK BLK-G5 315 | Solar Panels |  | 0.315 | 5 | 218 | 27 |  | Fixed | Roof
NJSTRE1545698032 | NJSRRE1542579193 | Transition Incentive Program | Willingboro | 8046 | 13 | 12.29 | Residential | Yes | Behind the Meter | Net-metered residential rooftop and canopy |  | None | Vivint Solar Developer, LLC | PSE&G | Accepted | 2019-10-24 | 2019-10-25 | 2021-10-30 | HANWHA SOLAR | Q.PEAK BLK-G5 315 | Solar Panels |  | 0.315 | 20 | 128 | 27 |  | Fixed | Roof
NJSTRE1545698033 | NJSRRE1542560957 | Transition Incentive Program | Randolph | 7809 |  | 5.36 | Residential | No | Behind the Meter | Net-metered residential rooftop and canopy |  | None | Morgan Associates and Consulting LLC | JCP&L | Accepted | 2019-10-19 | 2019-10-22 | 2021-10-30 | Hialeah Meter | CL200 | Meters |  |  | 1 |  |  |  | Yes
NJSTRE1545698033 | NJSRRE1542560957 | Transition Incentive Program | Randolph | 7809 |  | 5.36 | Residential | No | Behind the Meter | Net-metered residential rooftop and canopy |  | None | Morgan Associates and Consulting LLC | JCP&L | Accepted | 2019-10-19 | 2019-10-22 | 2021-10-30 | Enphase | IQ7 | Inverters | 0.3 |  | 16 |  |  | 0.98 |  | Outside | Roof
NJSTRE1545698033 | NJSRRE1542560957 | Transition Incentive Program | Randolph | 7809 |  | 5.36 | Residential | No | Behind the Meter | Net-metered residential rooftop and canopy |  | None | Morgan Associates and Consulting LLC | JCP&L | Accepted | 2019-10-19 | 2019-10-22 | 2021-10-30 | LG | LG 335 | Solar Panels |  | 0.335 | 16 | 171 | 14 |  | Fixed | Roof
NJSTRE1545698035 | NJSRRE1542505650 | Transition Incentive Program | Jersey City | 7307 | 8 | 5.18 | Residential | Yes | Behind the Meter | Net-metered residential rooftop and canopy |  | None | Pro Custom Solar dba Momentum Solar | PSE&G | Accepted | 2019-10-04 | 2019-10-09 | 2021-10-30 | Enphase Energy | IQ7-60-2-US | Inverters | 250 |  | 15 |  |  | 0.97 |  | Outdoor | Roof
NJSTRE1545698035 | NJSRRE1542505650 | Transition Incentive Program | Jersey City | 7307 | 8 | 5.18 | Residential | Yes | Behind the Meter | Net-metered residential rooftop and canopy |  | None | Pro Custom Solar dba Momentum Solar | PSE&G | Accepted | 2019-10-04 | 2019-10-09 | 2021-10-30 | LG ELECTRONICS | LG 345N1C-V5 | Solar Panels |  | 0.345 | 15 | 297 | 3 |  | Fixed | Roof
NJSTRE1545698036 | NJSRRE1542684267 | Transition Incentive Program | JACKSON | 8527 | 18 | 15.44 | Residential | Yes | Behind the Meter | Net-metered residential rooftop and canopy |  | None | Vivint Solar Developer, LLC | JCP&L | Accepted | 2019-10-28 | 2019-10-30 | 2021-10-30 | SOLAREDGE | SE10000H-US000BNC4 | Inverters | 10000 |  | 1 |  |  | 0.992 |  | Outdoor | Near The Utility Meter
NJSTRE1545698036 | NJSRRE1542684267 | Transition Incentive Program | JACKSON | 8527 | 18 | 15.44 | Residential | Yes | Behind the Meter | Net-metered residential rooftop and canopy |  | None | Vivint Solar Developer, LLC | JCP&L | Accepted | 2019-10-28 | 2019-10-30 | 2021-10-30 | HANWHA SOLAR | Q.PEAK BLK-G5 315 | Solar Panels |  | 0.315 | 12 | 178 | 33 |  | Fixed | Roof
NJSTRE1545698036 | NJSRRE1542684267 | Transition Incentive Program | JACKSON | 8527 | 18 | 15.44 | Residential | Yes | Behind the Meter | Net-metered residential rooftop and canopy |  | None | Vivint Solar Developer, LLC | JCP&L | Accepted | 2019-10-28 | 2019-10-30 | 2021-10-30 | HANWHA SOLAR | Q.PEAK BLK-G5 315 | Solar Panels |  | 0.315 | 6 | 358 | 33 |  | Fixed | Roof
NJSTRE1545698036 | NJSRRE1542684267 | Transition Incentive Program | JACKSON | 8527 | 18 | 15.44 | Residential | Yes | Behind the Meter | Net-metered residential rooftop and canopy |  | None | Vivint Solar Developer, LLC | JCP&L | Accepted | 2019-10-28 | 2019-10-30 | 2021-10-30 | HANWHA SOLAR | Q.PEAK BLK-G5 315 | Solar Panels |  | 0.315 | 6 | 268 | 33 |  | Fixed | Roof
NJSTRE1545698036 | NJSRRE1542684267 | Transition Incentive Program | JACKSON | 8527 | 18 | 15.44 | Residential | Yes | Behind the Meter | Net-metered residential rooftop and canopy |  | None | Vivint Solar Developer, LLC | JCP&L | Accepted | 2019-10-28 | 2019-10-30 | 2021-10-30 | HANWHA SOLAR | Q.PEAK BLK-G5 315 | Solar Panels |  | 0.315 | 9 | 268 | 33 |  | Fixed | Roof
NJSTRE1545698036 | NJSRRE1542684267 | Transition Incentive Program | JACKSON | 8527 | 18 | 15.44 | Residential | Yes | Behind the Meter | Net-metered residential rooftop and canopy |  | None | Vivint Solar Developer, LLC | JCP&L | Accepted | 2019-10-28 | 2019-10-30 | 2021-10-30 | HANWHA SOLAR | Q.PEAK BLK-G5 315 | Solar Panels |  | 0.315 | 16 | 88 | 33 |  | Fixed | Roof
NJSTRE1545698039 | NJSRRE1543417359 | Transition Incentive Program | TUCKERTON | 8087 | 18 | 6.83 | Residential | No | Behind the Meter | Behind the Meter |  | None | Sunny Corp | AC Electric | Eligible for TI Program | 2019-11-18 | 2019-11-20 | 2021-10-30 | ENPHASE | IQ7X-96-2-INT | Inverters | 1.37 |  | 21 |  |  | 0.1 |  | Outdoor | ROOF
NJSTRE1545698039 | NJSRRE1543417359 | Transition Incentive Program | TUCKERTON | 8087 | 18 | 6.83 | Residential | No | Behind the Meter | Behind the Meter |  | None | Sunny Corp | AC Electric | Eligible for TI Program | 2019-11-18 | 2019-11-20 | 2021-10-30 | PANASONIC | VBHN325KA03 | Solar Panels |  | 0.325 | 4 | 208 | 16 |  | Fixed | Roof
NJSTRE1545698039 | NJSRRE1543417359 | Transition Incentive Program | TUCKERTON | 8087 | 18 | 6.83 | Residential | No | Behind the Meter | Behind the Meter |  | None | Sunny Corp | AC Electric | Eligible for TI Program | 2019-11-18 | 2019-11-20 | 2021-10-30 | PANASONIC | VBHN325KA03 | Solar Panels |  | 0.325 | 17 | 208 | 38 |  | Fixed | Roof
NJSTRE1545698041 | NJSRRE1542832688 | Transition Incentive Program | Ridgefield | 7657 | 7 | 9.28 | Residential | Yes | Behind the Meter | Behind the Meter |  | None | Sunrun Installation Services, Inc. | PSE&G | Eligible for TI Program | 2019-10-30 | 2019-11-01 | 2021-10-30 | SolarEdge Technologies | SE7600H-USRGM | Inverters | 7600 |  | 1 |  |  | 0.96 |  | Outdoor | Next To Meter
NJSTRE1545698041 | NJSRRE1542832688 | Transition Incentive Program | Ridgefield | 7657 | 7 | 9.28 | Residential | Yes | Behind the Meter | Behind the Meter |  | None | Sunrun Installation Services, Inc. | PSE&G | Eligible for TI Program | 2019-10-30 | 2019-11-01 | 2021-10-30 | REC Solar | REC290TP2 BLK | Solar Panels |  | 0.29 | 6 | 36 | 30 |  | Fixed | Roof
NJSTRE1545698041 | NJSRRE1542832688 | Transition Incentive Program | Ridgefield | 7657 | 7 | 9.28 | Residential | Yes | Behind the Meter | Behind the Meter |  | None | Sunrun Installation Services, Inc. | PSE&G | Eligible for TI Program | 2019-10-30 | 2019-11-01 | 2021-10-30 | REC Solar | REC290TP2 BLK | Solar Panels |  | 0.29 | 22 | 216 | 30 |  | Fixed | Roof
NJSTRE1545698041 | NJSRRE1542832688 | Transition Incentive Program | Ridgefield | 7657 | 7 | 9.28 | Residential | Yes | Behind the Meter | Behind the Meter |  | None | Sunrun Installation Services, Inc. | PSE&G | Eligible for TI Program | 2019-10-30 | 2019-11-01 | 2021-10-30 | REC Solar | REC290TP2 BLK | Solar Panels |  | 0.29 | 4 | 126 | 9 |  | Fixed | Roof
NJSTRE1545698045 | NJSRRE1543233554 | Transition Incentive Program | RAHWAY | 7065 | 10 | 14.49 | Residential | Yes | Behind the Meter | Net-metered residential rooftop and canopy |  | None | Vivint Solar Developer, LLC | PSE&G | Accepted | 2019-11-14 | 2019-11-18 | 2021-10-30 | SOLAREDGE | SE10000H-US000BNC4 | Inverters | 10000 |  | 1 |  |  | 0.992 |  | Outdoor | Near the Utility Meter
NJSTRE1545698045 | NJSRRE1543233554 | Transition Incentive Program | RAHWAY | 7065 | 10 | 14.49 | Residential | Yes | Behind the Meter | Net-metered residential rooftop and canopy |  | None | Vivint Solar Developer, LLC | PSE&G | Accepted | 2019-11-14 | 2019-11-18 | 2021-10-30 | HANWHA SOLAR | Q.PEAK BLK-G5 315 | Solar Panels |  | 0.315 | 39 | 42 | 23 |  | Fixed | Roof
NJSTRE1545698045 | NJSRRE1543233554 | Transition Incentive Program | RAHWAY | 7065 | 10 | 14.49 | Residential | Yes | Behind the Meter | Net-metered residential rooftop and canopy |  | None | Vivint Solar Developer, LLC | PSE&G | Accepted | 2019-11-14 | 2019-11-18 | 2021-10-30 | HANWHA SOLAR | Q.PEAK BLK-G5 315 | Solar Panels |  | 0.315 | 7 | 222 | 23 |  | Fixed | Roof
NJSTRE1545698046 | NJSRRE1543182863 | Transition Incentive Program | Jersey City | 7305 | 8 | 4.35 | Residential | Yes | Behind the Meter | Behind the Meter |  | None | Sunrun Installation Services, Inc. | PSE&G | Eligible for TI Program | 2019-11-13 | 2019-11-18 | 2021-10-30 | Delta Electronics | M4-TL-US | Inverters | 3840 |  | 1 |  |  | 0.96 |  | Outdoor | Next To Meter
NJSTRE1545698046 | NJSRRE1543182863 | Transition Incentive Program | Jersey City | 7305 | 8 | 4.35 | Residential | Yes | Behind the Meter | Behind the Meter |  | None | Sunrun Installation Services, Inc. | PSE&G | Eligible for TI Program | 2019-11-13 | 2019-11-18 | 2021-10-30 | REC Solar | REC290TP2 BLK | Solar Panels |  | 0.29 | 15 | 325 | 23 |  | Fixed | Roof
NJSTRE1545698048 | NJSRRE1542738208 | Transition Incentive Program | Jersey City | 7305 | 8 | 2.9 | Residential | Yes | Behind the Meter | Behind the Meter |  | None | Sunrun Installation Services, Inc. | PSE&G | Eligible for TI Program | 2019-10-29 | 2019-10-31 | 2021-10-30 | SolarEdge Technologies | SE3000H-USRGM | Inverters | 3000 |  | 1 |  |  | 0.96 |  | Outdoor | Next To Meter
NJSTRE1545698048 | NJSRRE1542738208 | Transition Incentive Program | Jersey City | 7305 | 8 | 2.9 | Residential | Yes | Behind the Meter | Behind the Meter |  | None | Sunrun Installation Services, Inc. | PSE&G | Eligible for TI Program | 2019-10-29 | 2019-10-31 | 2021-10-30 | REC Solar | REC290TP2 BLK | Solar Panels |  | 0.29 | 10 | 145 | 23 |  | Fixed | Roof
NJSTRE1545698050 | NJSRRE1542832702 | Transition Incentive Program | Tabernacle | 8088 | 13 | 21.12 | Residential | Yes | Behind the Meter | Net-metered residential rooftop and canopy |  | None | Sunrun Installation Services, Inc. | PSE&G | As-Built Incomplete - Review | 2019-10-30 | 2019-11-01 |  | LG Electronics | LG330N1C-A5 | Solar Panels |  | 0.33 | 45 | 118 | 14 |  | Fixed | Roof
NJSTRE1545698050 | NJSRRE1542832702 | Transition Incentive Program | Tabernacle | 8088 | 13 | 21.12 | Residential | Yes | Behind the Meter | Net-metered residential rooftop and canopy |  | None | Sunrun Installation Services, Inc. | PSE&G | As-Built Incomplete - Review | 2019-10-30 | 2019-11-01 |  | LG Electronics | LG330N1C-A5 | Solar Panels |  | 0.33 | 1 | 118 | 14 |  | Fixed | Roof
NJSTRE1545698050 | NJSRRE1542832702 | Transition Incentive Program | Tabernacle | 8088 | 13 | 21.12 | Residential | Yes | Behind the Meter | Net-metered residential rooftop and canopy |  | None | Sunrun Installation Services, Inc. | PSE&G | As-Built Incomplete - Review | 2019-10-30 | 2019-11-01 |  | LG Electronics | LG330N1C-A5 | Solar Panels |  | 0.33 | 18 | 298 | 26 |  | Fixed | Roof
NJSTRE1545698050 | NJSRRE1542832702 | Transition Incentive Program | Tabernacle | 8088 | 13 | 21.12 | Residential | Yes | Behind the Meter | Net-metered residential rooftop and canopy |  | None | Sunrun Installation Services, Inc. | PSE&G | As-Built Incomplete - Review | 2019-10-30 | 2019-11-01 |  | SolarEdge Technologies | SE11400H-USRGM | Inverters | 11400 |  | 1 |  |  | 0.96 |  | Outdoor | Next To Meter
NJSTRE1545698050 | NJSRRE1542832702 | Transition Incentive Program | Tabernacle | 8088 | 13 | 21.12 | Residential | Yes | Behind the Meter | Net-metered residential rooftop and canopy |  | None | Sunrun Installation Services, Inc. | PSE&G | As-Built Incomplete - Review | 2019-10-30 | 2019-11-01 |  | SolarEdge Technologies | SE5000H-USRGM | Inverters | 5000 |  | 1 |  |  | 0.96 |  | Outdoor | Next To Meter
NJSTRE1545698050 | NJSRRE1542832702 | Transition Incentive Program | Tabernacle | 8088 | 13 | 21.12 | Residential | Yes | Behind the Meter | Net-metered residential rooftop and canopy |  | None | Sunrun Installation Services, Inc. | PSE&G | As-Built Incomplete - Review | 2019-10-30 | 2019-11-01 |  | SolarEdge | SE5000H_US | Meters |  |  | 1 |  |  |  | Yes | Outdoor
NJSTRE1545698050 | NJSRRE1542832702 | Transition Incentive Program | Tabernacle | 8088 | 13 | 21.12 | Residential | Yes | Behind the Meter | Net-metered residential rooftop and canopy |  | None | Sunrun Installation Services, Inc. | PSE&G | As-Built Incomplete - Review | 2019-10-30 | 2019-11-01 |  | SolarEdge | SE11400H-US | Meters |  |  | 1 |  |  |  | Yes | Outdoor
NJSTRE1545698051 | NJSRRE1543425832 | Transition Incentive Program | North Arlington | 7031 | 7 | 10.4 | Residential | Yes | Behind the Meter | Net-metered residential rooftop and canopy |  | None | Pro Custom Solar dba Momentum Solar | PSE&G | Accepted | 2019-11-20 | 2019-11-25 | 2021-10-30 | Enphase Energy | IQ6-60-2-US | Inverters | 240 |  | 33 |  |  | 0.97 |  | Outdoor | Roof
NJSTRE1545698051 | NJSRRE1543425832 | Transition Incentive Program | North Arlington | 7031 | 7 | 10.4 | Residential | Yes | Behind the Meter | Net-metered residential rooftop and canopy |  | None | Pro Custom Solar dba Momentum Solar | PSE&G | Accepted | 2019-11-20 | 2019-11-25 | 2021-10-30 | Hanwha | Q.Peak DUO BLK-G5 315 | Solar Panels |  | 0.315 | 18 | 213 | 35 |  | Fixed | Roof
NJSTRE1545698051 | NJSRRE1543425832 | Transition Incentive Program | North Arlington | 7031 | 7 | 10.4 | Residential | Yes | Behind the Meter | Net-metered residential rooftop and canopy |  | None | Pro Custom Solar dba Momentum Solar | PSE&G | Accepted | 2019-11-20 | 2019-11-25 | 2021-10-30 | Hanwha | Q.Peak DUO BLK-G5 315 | Solar Panels |  | 0.315 | 4 | 123 | 24 |  | Fixed | Roof
NJSTRE1545698051 | NJSRRE1543425832 | Transition Incentive Program | North Arlington | 7031 | 7 | 10.4 | Residential | Yes | Behind the Meter | Net-metered residential rooftop and canopy |  | None | Pro Custom Solar dba Momentum Solar | PSE&G | Accepted | 2019-11-20 | 2019-11-25 | 2021-10-30 | Hanwha | Q.Peak DUO BLK-G5 315 | Solar Panels |  | 0.315 | 11 | 123 | 40 |  | Fixed | Roof
NJSTRE1545698053 | NJSRRE1543848752 | Transition Incentive Program | West Orange | 7052 | 9 | 4.8 | Residential | Yes | Behind the Meter | Behind the Meter |  | None | Sunrun Installation Services, Inc. | PSE&G | Eligible for TI Program | 2019-12-31 | 2020-01-06 | 2021-10-30 | Delta Electronics | M4-TL-US | Inverters | 3840 |  | 1 |  |  | 0.96 |  | Outdoor | Next To Meter
NJSTRE1545698053 | NJSRRE1543848752 | Transition Incentive Program | West Orange | 7052 | 9 | 4.8 | Residential | Yes | Behind the Meter | Behind the Meter |  | None | Sunrun Installation Services, Inc. | PSE&G | Eligible for TI Program | 2019-12-31 | 2020-01-06 | 2021-10-30 | Hanwha Q-Cells | Q.PEAK DUO-G7 320 | Solar Panels |  | 0.32 | 8 | 202 | 18 |  | Fixed | Roof
NJSTRE1545698053 | NJSRRE1543848752 | Transition Incentive Program | West Orange | 7052 | 9 | 4.8 | Residential | Yes | Behind the Meter | Behind the Meter |  | None | Sunrun Installation Services, Inc. | PSE&G | Eligible for TI Program | 2019-12-31 | 2020-01-06 | 2021-10-30 | Hanwha Q-Cells | Q.PEAK DUO-G7 320 | Solar Panels |  | 0.32 | 7 | 22 | 10 |  | Fixed | Roof
NJSTRE1545698055 | NJSRRE1544118138 | Transition Incentive Program | Paterson | 7502 | 6 | 6.56 | Residential | Yes | Behind the Meter | Behind the Meter |  | None | Sunrun Installation Services, Inc. | PSE&G | Eligible for TI Program | 2020-01-07 | 2020-01-10 | 2021-10-30 | Delta Electronics | M6-TL-US | Inverters | 5760 |  | 1 |  |  | 0.96 |  | Outdoor | Next To Meter
NJSTRE1545698055 | NJSRRE1544118138 | Transition Incentive Program | Paterson | 7502 | 6 | 6.56 | Residential | Yes | Behind the Meter | Behind the Meter |  | None | Sunrun Installation Services, Inc. | PSE&G | Eligible for TI Program | 2020-01-07 | 2020-01-10 | 2021-10-30 | LG Electronics | LG345N1C-V5 | Solar Panels |  | 0.345 | 9 | 229 | 18 |  | Fixed | Roof
NJSTRE1545698055 | NJSRRE1544118138 | Transition Incentive Program | Paterson | 7502 | 6 | 6.56 | Residential | Yes | Behind the Meter | Behind the Meter |  | None | Sunrun Installation Services, Inc. | PSE&G | Eligible for TI Program | 2020-01-07 | 2020-01-10 | 2021-10-30 | LG Electronics | LG345N1C-V5 | Solar Panels |  | 0.345 | 10 | 49 | 45 |  | Fixed | Roof
NJSTRE1545698056 | NJSRRE1543502288 | Transition Incentive Program | Harrison | 7029 | 8 | 5.51 | Residential | Yes | Behind the Meter | Behind the Meter |  | None | Sunrun Installation Services, Inc. | PSE&G | Eligible for TI Program | 2019-12-09 | 2019-12-12 | 2021-10-30 | Delta Electronics | M5-TL-US | Inverters | 4800 |  | 1 |  |  | 0.96 |  | Outdoor | Next To Meter
NJSTRE1545698056 | NJSRRE1543502288 | Transition Incentive Program | Harrison | 7029 | 8 | 5.51 | Residential | Yes | Behind the Meter | Behind the Meter |  | None | Sunrun Installation Services, Inc. | PSE&G | Eligible for TI Program | 2019-12-09 | 2019-12-12 | 2021-10-30 | REC Solar | REC290TP2 BLK | Solar Panels |  | 0.29 | 13 | 170 | 45 |  | Fixed | Roof
NJSTRE1545698056 | NJSRRE1543502288 | Transition Incentive Program | Harrison | 7029 | 8 | 5.51 | Residential | Yes | Behind the Meter | Behind the Meter |  | None | Sunrun Installation Services, Inc. | PSE&G | Eligible for TI Program | 2019-12-09 | 2019-12-12 | 2021-10-30 | REC Solar | REC290TP2 BLK | Solar Panels |  | 0.29 | 6 | 170 | 10 |  | Fixed | Roof
NJSTRE1545698059 | NJSRRE1543836248 | Transition Incentive Program | Springfield | 7081 | 10 | 12.6 | Residential | Yes | Behind the Meter | Net-metered residential rooftop and canopy |  | None | Vision Solar LLC | JCP&L | Accepted | 2019-12-31 | 2020-01-06 | 2021-10-30 | Enphase | iq7-60-2-us | Inverters | 0.25 |  | 40 |  |  | 0.96 |  | Other | behind panels
NJSTRE1545698059 | NJSRRE1543836248 | Transition Incentive Program | Springfield | 7081 | 10 | 12.6 | Residential | Yes | Behind the Meter | Net-metered residential rooftop and canopy |  | None | Vision Solar LLC | JCP&L | Accepted | 2019-12-31 | 2020-01-06 | 2021-10-30 | Hanwa qcells | Q.peak duo-g5 315 | Solar Panels |  | 0.315 | 40 | 219 | 18 |  | Fixed | Roof
NJSTRE1545698063 | NJSRRE1543501795 | Transition Incentive Program | ELIZABETH | 7202 | 10 | 17.33 | Residential | Yes | Behind the Meter | Net-metered residential rooftop and canopy |  | None | Vivint Solar Developer, LLC | PSE&G | Accepted | 2019-12-09 | 2019-12-11 | 2021-10-30 | Solar Edge | SE7600H-US | Inverters | 7600 |  | 1 |  |  | 0.992 |  | Outdoor | Near the utility meter
NJSTRE1545698063 | NJSRRE1543501795 | Transition Incentive Program | ELIZABETH | 7202 | 10 | 17.33 | Residential | Yes | Behind the Meter | Net-metered residential rooftop and canopy |  | None | Vivint Solar Developer, LLC | PSE&G | Accepted | 2019-12-09 | 2019-12-11 | 2021-10-30 | Solar Edge | SE3800H-US | Inverters | 3800 |  | 1 |  |  | 0.992 |  | Outdoor | Near the utility meter
NJSTRE1545698063 | NJSRRE1543501795 | Transition Incentive Program | ELIZABETH | 7202 | 10 | 17.33 | Residential | Yes | Behind the Meter | Net-metered residential rooftop and canopy |  | None | Vivint Solar Developer, LLC | PSE&G | Accepted | 2019-12-09 | 2019-12-11 | 2021-10-30 | Hanwha | Q.PEAK DUO BLK-G5 315 | Solar Panels |  | 0.315 | 22 | 170 | 40 |  | Fixed | Roof
NJSTRE1545698063 | NJSRRE1543501795 | Transition Incentive Program | ELIZABETH | 7202 | 10 | 17.33 | Residential | Yes | Behind the Meter | Net-metered residential rooftop and canopy |  | None | Vivint Solar Developer, LLC | PSE&G | Accepted | 2019-12-09 | 2019-12-11 | 2021-10-30 | Hanwha | Q.PEAK DUO BLK-G5 315 | Solar Panels |  | 0.315 | 33 | 350 | 40 |  | Fixed | Roof
NJSTRE1545698064 | NJSRRE1544026019 | Transition Incentive Program | saddlebrook | 7663 | 7 | 11.97 | Residential | Yes | Behind the Meter | Net-metered residential rooftop and canopy |  | None | Vision Solar LLC | PSE&G | Accepted | 2020-01-06 | 2020-01-09 | 2021-10-30 | Enphase | iq7-60-2-us | Inverters | 0.25 |  | 38 |  |  | 0.96 |  | Other | behind panels
NJSTRE1545698064 | NJSRRE1544026019 | Transition Incentive Program | saddlebrook | 7663 | 7 | 11.97 | Residential | Yes | Behind the Meter | Net-metered residential rooftop and canopy |  | None | Vision Solar LLC | PSE&G | Accepted | 2020-01-06 | 2020-01-09 | 2021-10-30 | hanwa qcells | qpeak duo-g5 315 | Solar Panels |  | 0.315 | 19 | 161 | 23 |  | Fixed | Roof
NJSTRE1545698064 | NJSRRE1544026019 | Transition Incentive Program | saddlebrook | 7663 | 7 | 11.97 | Residential | Yes | Behind the Meter | Net-metered residential rooftop and canopy |  | None | Vision Solar LLC | PSE&G | Accepted | 2020-01-06 | 2020-01-09 | 2021-10-30 | hanwa qcells | qpeak duo-g5 315 | Solar Panels |  | 0.315 | 19 | 341 | 23 |  | Fixed | Roof
NJSTRE1545698065 | NJSRRE1543848076 | Transition Incentive Program | bradley beach | 7720 | 17 | 4.73 | Residential | Yes | Behind the Meter | Net-metered residential rooftop and canopy |  | None | Vision Solar LLC | JCP&L | Accepted | 2019-12-31 | 2020-01-06 | 2021-10-30 | Enphase | iq7-60-2-us | Inverters | 0.25 |  | 15 |  |  | 0.96 |  | Other | behind panels
NJSTRE1545698065 | NJSRRE1543848076 | Transition Incentive Program | bradley beach | 7720 | 17 | 4.73 | Residential | Yes | Behind the Meter | Net-metered residential rooftop and canopy |  | None | Vision Solar LLC | JCP&L | Accepted | 2019-12-31 | 2020-01-06 | 2021-10-30 | hanwa qcells | q.peak duo-g5 315 | Solar Panels |  | 0.315 | 4 | 100 | 30 |  | Fixed | Roof
NJSTRE1545698065 | NJSRRE1543848076 | Transition Incentive Program | bradley beach | 7720 | 17 | 4.73 | Residential | Yes | Behind the Meter | Net-metered residential rooftop and canopy |  | None | Vision Solar LLC | JCP&L | Accepted | 2019-12-31 | 2020-01-06 | 2021-10-30 | hanwa qcells | q.peak duo-g5 315 | Solar Panels |  | 0.315 | 4 | 100 | 30 |  | Fixed | Roof
NJSTRE1545698065 | NJSRRE1543848076 | Transition Incentive Program | bradley beach | 7720 | 17 | 4.73 | Residential | Yes | Behind the Meter | Net-metered residential rooftop and canopy |  | None | Vision Solar LLC | JCP&L | Accepted | 2019-12-31 | 2020-01-06 | 2021-10-30 | hanwa qcells | q.peak duo-g5 315 | Solar Panels |  | 0.315 | 5 | 280 | 30 |  | Fixed | Roof
NJSTRE1545698065 | NJSRRE1543848076 | Transition Incentive Program | bradley beach | 7720 | 17 | 4.73 | Residential | Yes | Behind the Meter | Net-metered residential rooftop and canopy |  | None | Vision Solar LLC | JCP&L | Accepted | 2019-12-31 | 2020-01-06 | 2021-10-30 | Hanwa qcells | q.peak duo-g5 315 | Solar Panels |  | 0.315 | 2 | 190 | 32 |  | Fixed | Roof
NJSTRE1545698066 | NJSRRE1543853023 | Transition Incentive Program | CRANFORD | 7016 | 10 | 5.04 | Residential | Yes | Behind the Meter | Net-metered residential rooftop and canopy |  | None | Vivint Solar Developer, LLC | PSE&G | Accepted | 2020-01-02 | 2020-01-06 | 2021-10-30 | SolarEdge Technologies | SE3800H-US | Inverters | 3800 |  | 1 |  |  | 0.992 |  | Outdoor | Near the utility meter
NJSTRE1545698066 | NJSRRE1543853023 | Transition Incentive Program | CRANFORD | 7016 | 10 | 5.04 | Residential | Yes | Behind the Meter | Net-metered residential rooftop and canopy |  | None | Vivint Solar Developer, LLC | PSE&G | Accepted | 2020-01-02 | 2020-01-06 | 2021-10-30 | Hanwha Solar | Q.PEAK BLK-G5 315 | Solar Panels |  | 0.315 | 7 | 165 | 35 |  | Fixed | Roof
NJSTRE1545698066 | NJSRRE1543853023 | Transition Incentive Program | CRANFORD | 7016 | 10 | 5.04 | Residential | Yes | Behind the Meter | Net-metered residential rooftop and canopy |  | None | Vivint Solar Developer, LLC | PSE&G | Accepted | 2020-01-02 | 2020-01-06 | 2021-10-30 | Hanwha Solar | Q.PEAK BLK-G5 315 | Solar Panels |  | 0.315 | 9 | 75 | 34 |  | Fixed | Roof
NJSTRE1545698069 | NJSRRE1543478370 | Transition Incentive Program | RAHWAY | 7065 | 10 | 6.3 | Residential | Yes | Behind the Meter | Net-metered residential rooftop and canopy |  | None | Vivint Solar Developer, LLC | PSE&G | Accepted | 2019-12-05 | 2019-12-06 | 2021-10-30 | SOLAREDGE | SE7600H-US | Inverters | 7600 |  | 1 |  |  | 0.992 |  | Outdoor | Near the Utility Meter
NJSTRE1545698069 | NJSRRE1543478370 | Transition Incentive Program | RAHWAY | 7065 | 10 | 6.3 | Residential | Yes | Behind the Meter | Net-metered residential rooftop and canopy |  | None | Vivint Solar Developer, LLC | PSE&G | Accepted | 2019-12-05 | 2019-12-06 | 2021-10-30 | HANWHA SOLAR | Q.PEAK BLK-G5 315 | Solar Panels |  | 0.315 | 20 | 141 | 38 |  | Fixed | Roof
NJSTRE1545698070 | NJSRRE1544103125 | Transition Incentive Program | Jersey City | 7304 | 8 | 5.6 | Residential | Yes | Behind the Meter | Net-metered residential rooftop and canopy |  | None | Pro Custom Solar dba Momentum Solar | PSE&G | Accepted | 2020-01-07 | 2020-01-09 | 2021-10-30 | Enphase Energy | IQ7Plus-72-2-US | Inverters | 290 |  | 16 |  |  | 0.97 |  | Outdoor | Roof
NJSTRE1545698070 | NJSRRE1544103125 | Transition Incentive Program | Jersey City | 7304 | 8 | 5.6 | Residential | Yes | Behind the Meter | Net-metered residential rooftop and canopy |  | None | Pro Custom Solar dba Momentum Solar | PSE&G | Accepted | 2020-01-07 | 2020-01-09 | 2021-10-30 | LG ELECTRONICS | LG 350N1C-V5 | Solar Panels |  | 0.35 | 5 | 125 | 23 |  | Fixed | Roof
NJSTRE1545698070 | NJSRRE1544103125 | Transition Incentive Program | Jersey City | 7304 | 8 | 5.6 | Residential | Yes | Behind the Meter | Net-metered residential rooftop and canopy |  | None | Pro Custom Solar dba Momentum Solar | PSE&G | Accepted | 2020-01-07 | 2020-01-09 | 2021-10-30 | LG ELECTRONICS | LG 350N1C-V5 | Solar Panels |  | 0.35 | 6 | 215 | 23 |  | Fixed | Roof
NJSTRE1545698070 | NJSRRE1544103125 | Transition Incentive Program | Jersey City | 7304 | 8 | 5.6 | Residential | Yes | Behind the Meter | Net-metered residential rooftop and canopy |  | None | Pro Custom Solar dba Momentum Solar | PSE&G | Accepted | 2020-01-07 | 2020-01-09 | 2021-10-30 | LG ELECTRONICS | LG 350N1C-V5 | Solar Panels |  | 0.35 | 5 | 35 | 23 |  | Fixed | Roof
NJSTRE1545698072 | NJSRRE1544106295 | Transition Incentive Program | Wildwood Crest | 8260 | 21 | 8.78 | Residential | No | Behind the Meter | Behind the Meter |  | None | Sunny Corp | AC Electric | Eligible for TI Program | 2020-01-07 | 2020-01-09 | 2021-10-30 | enphase | iq7x | Inverters | 1.37 |  | 27 |  |  | 0.1 |  | Outdoor | on roof
NJSTRE1545698072 | NJSRRE1544106295 | Transition Incentive Program | Wildwood Crest | 8260 | 21 | 8.78 | Residential | No | Behind the Meter | Behind the Meter |  | None | Sunny Corp | AC Electric | Eligible for TI Program | 2020-01-07 | 2020-01-09 | 2021-10-30 | panasonic | vbhn325ka03 | Solar Panels |  | 0.325 | 8 | 228 | 22 |  | Fixed | Roof
NJSTRE1545698072 | NJSRRE1544106295 | Transition Incentive Program | Wildwood Crest | 8260 | 21 | 8.78 | Residential | No | Behind the Meter | Behind the Meter |  | None | Sunny Corp | AC Electric | Eligible for TI Program | 2020-01-07 | 2020-01-09 | 2021-10-30 | panasonic | vbhn325ka03 | Solar Panels |  | 0.325 | 2 | 47 | 24 |  | Fixed | Roof
NJSTRE1545698072 | NJSRRE1544106295 | Transition Incentive Program | Wildwood Crest | 8260 | 21 | 8.78 | Residential | No | Behind the Meter | Behind the Meter |  | None | Sunny Corp | AC Electric | Eligible for TI Program | 2020-01-07 | 2020-01-09 | 2021-10-30 | panasonic | vbhn325ka03 | Solar Panels |  | 0.325 | 6 | 137 | 23 |  | Fixed | Roof
NJSTRE1545698072 | NJSRRE1544106295 | Transition Incentive Program | Wildwood Crest | 8260 | 21 | 8.78 | Residential | No | Behind the Meter | Behind the Meter |  | None | Sunny Corp | AC Electric | Eligible for TI Program | 2020-01-07 | 2020-01-09 | 2021-10-30 | panasonic | vbhn325ka03 | Solar Panels |  | 0.325 | 11 | 227 | 31 |  | Fixed | Roof
NJSTRE1545698073 | NJSRRE1543532371 | Transition Incentive Program | North Bergen | 7047 | 8 | 2.9 | Residential | No | Behind the Meter | Behind the Meter |  | None | Sunrun Installation Services, Inc. | PSE&G | Eligible for TI Program | 2019-12-12 | 2019-12-16 | 2021-10-30 | Enphase Energy | IQ7-60-x-US (240V) | Inverters | 240 |  | 10 |  |  | 0.96 |  | Outdoor | Rooftop
NJSTRE1545698073 | NJSRRE1543532371 | Transition Incentive Program | North Bergen | 7047 | 8 | 2.9 | Residential | No | Behind the Meter | Behind the Meter |  | None | Sunrun Installation Services, Inc. | PSE&G | Eligible for TI Program | 2019-12-12 | 2019-12-16 | 2021-10-30 | REC Solar | REC290TP2 BLK | Solar Panels |  | 0.29 | 10 | 32 | 18 |  | Fixed | Roof
NJSTRE1545698075 | NJSRRE1543880369 | Transition Incentive Program | Paterson | 7514 | 6 | 5.76 | Residential | Yes | Behind the Meter | Behind the Meter |  | None | Sunrun Installation Services, Inc. | PSE&G | Eligible for TI Program | 2020-01-02 | 2020-01-07 | 2021-10-30 | Delta Electronics | M5-TL-US | Inverters | 4800 |  | 1 |  |  | 0.96 |  | Outdoor | Next To Meter
NJSTRE1545698075 | NJSRRE1543880369 | Transition Incentive Program | Paterson | 7514 | 6 | 5.76 | Residential | Yes | Behind the Meter | Behind the Meter |  | None | Sunrun Installation Services, Inc. | PSE&G | Eligible for TI Program | 2020-01-02 | 2020-01-07 | 2021-10-30 | Hanwha Q-Cells | Q.PEAK DUO-G7 320 | Solar Panels |  | 0.32 | 6 | 104 | 34 |  | Fixed | Roof
NJSTRE1545698075 | NJSRRE1543880369 | Transition Incentive Program | Paterson | 7514 | 6 | 5.76 | Residential | Yes | Behind the Meter | Behind the Meter |  | None | Sunrun Installation Services, Inc. | PSE&G | Eligible for TI Program | 2020-01-02 | 2020-01-07 | 2021-10-30 | Hanwha Q-Cells | Q.PEAK DUO-G7 320 | Solar Panels |  | 0.32 | 12 | 284 | 34 |  | Fixed | Roof
NJSTRE1545698076 | NJSRRE1543820135 | Transition Incentive Program | Plainfield | 7060 | 10 | 12.42 | Residential | No | Behind the Meter | Behind the Meter |  | None | Sunrun Installation Services, Inc. | PSE&G | Eligible for TI Program | 2019-12-26 | 2019-12-31 | 2021-10-30 | Enphase Energy | IQ7PLUS-72-x-US (240V) | Inverters | 290 |  | 36 |  |  | 0.96 |  | Outdoor | Rooftop
NJSTRE1545698076 | NJSRRE1543820135 | Transition Incentive Program | Plainfield | 7060 | 10 | 12.42 | Residential | No | Behind the Meter | Behind the Meter |  | None | Sunrun Installation Services, Inc. | PSE&G | Eligible for TI Program | 2019-12-26 | 2019-12-31 | 2021-10-30 | LG Electronics | LG345N1C-V5 | Solar Panels |  | 0.345 | 4 | 173 | 33 |  | Fixed | Roof
NJSTRE1545698076 | NJSRRE1543820135 | Transition Incentive Program | Plainfield | 7060 | 10 | 12.42 | Residential | No | Behind the Meter | Behind the Meter |  | None | Sunrun Installation Services, Inc. | PSE&G | Eligible for TI Program | 2019-12-26 | 2019-12-31 | 2021-10-30 | LG Electronics | LG345N1C-V5 | Solar Panels |  | 0.345 | 3 | 172 | 23 |  | Fixed | Roof
NJSTRE1545698076 | NJSRRE1543820135 | Transition Incentive Program | Plainfield | 7060 | 10 | 12.42 | Residential | No | Behind the Meter | Behind the Meter |  | None | Sunrun Installation Services, Inc. | PSE&G | Eligible for TI Program | 2019-12-26 | 2019-12-31 | 2021-10-30 | LG Electronics | LG345N1C-V5 | Solar Panels |  | 0.345 | 1 | 82 | 34 |  | Fixed | Roof
NJSTRE1545698076 | NJSRRE1543820135 | Transition Incentive Program | Plainfield | 7060 | 10 | 12.42 | Residential | No | Behind the Meter | Behind the Meter |  | None | Sunrun Installation Services, Inc. | PSE&G | Eligible for TI Program | 2019-12-26 | 2019-12-31 | 2021-10-30 | LG Electronics | LG345N1C-V5 | Solar Panels |  | 0.345 | 8 | 263 | 33 |  | Fixed | Roof
NJSTRE1545698076 | NJSRRE1543820135 | Transition Incentive Program | Plainfield | 7060 | 10 | 12.42 | Residential | No | Behind the Meter | Behind the Meter |  | None | Sunrun Installation Services, Inc. | PSE&G | Eligible for TI Program | 2019-12-26 | 2019-12-31 | 2021-10-30 | LG Electronics | LG345N1C-V5 | Solar Panels |  | 0.345 | 8 | 82 | 18 |  | Fixed | Roof
NJSTRE1545698076 | NJSRRE1543820135 | Transition Incentive Program | Plainfield | 7060 | 10 | 12.42 | Residential | No | Behind the Meter | Behind the Meter |  | None | Sunrun Installation Services, Inc. | PSE&G | Eligible for TI Program | 2019-12-26 | 2019-12-31 | 2021-10-30 | LG Electronics | LG345N1C-V5 | Solar Panels |  | 0.345 | 12 | 352 | 34 |  | Fixed | Roof
NJSTRE1545698078 | NJSRRE1544095380 | Transition Incentive Program | Jersey City | 7304 | 8 | 4.55 | Residential | Yes | Behind the Meter | Net-metered residential rooftop and canopy |  | None | Pro Custom Solar dba Momentum Solar | PSE&G | Accepted | 2020-01-06 | 2020-01-09 | 2021-10-30 | Enphase Energy | IQ7Plus-72-2-US | Inverters | 290 |  | 13 |  |  | 0.97 |  | Outdoor | Roof
NJSTRE1545698078 | NJSRRE1544095380 | Transition Incentive Program | Jersey City | 7304 | 8 | 4.55 | Residential | Yes | Behind the Meter | Net-metered residential rooftop and canopy |  | None | Pro Custom Solar dba Momentum Solar | PSE&G | Accepted | 2020-01-06 | 2020-01-09 | 2021-10-30 | LG ELECTRONICS | LG 350N1C-V5 | Solar Panels |  | 0.35 | 5 | 35 | 23 |  | Fixed | Roof
NJSTRE1545698078 | NJSRRE1544095380 | Transition Incentive Program | Jersey City | 7304 | 8 | 4.55 | Residential | Yes | Behind the Meter | Net-metered residential rooftop and canopy |  | None | Pro Custom Solar dba Momentum Solar | PSE&G | Accepted | 2020-01-06 | 2020-01-09 | 2021-10-30 | LG ELECTRONICS | LG 350N1C-V5 | Solar Panels |  | 0.35 | 8 | 215 | 23 |  | Fixed | Roof
NJSTRE1545698079 | NJSRRE1543443028 | Transition Incentive Program | SEWELL | 8080 | 15 | 12.92 | Residential | No | Behind the Meter | Net-metered residential rooftop and canopy |  | None | Vivint Solar Developer, LLC | AC Electric | Accepted | 2019-11-29 | 2019-12-02 | 2021-10-30 | Solar Edge | SE10000H-US | Inverters | 10000 |  | 1 |  |  | 0.992 |  | Outdoor | near utility meter
NJSTRE1545698079 | NJSRRE1543443028 | Transition Incentive Program | SEWELL | 8080 | 15 | 12.92 | Residential | No | Behind the Meter | Net-metered residential rooftop and canopy |  | None | Vivint Solar Developer, LLC | AC Electric | Accepted | 2019-11-29 | 2019-12-02 | 2021-10-30 | Hanwha Solar | Q.PEAK BLK-G5 315 | Solar Panels |  | 0.315 | 12 | 181 | 33 |  | Fixed | Roof
NJSTRE1545698079 | NJSRRE1543443028 | Transition Incentive Program | SEWELL | 8080 | 15 | 12.92 | Residential | No | Behind the Meter | Net-metered residential rooftop and canopy |  | None | Vivint Solar Developer, LLC | AC Electric | Accepted | 2019-11-29 | 2019-12-02 | 2021-10-30 | Hanwha Solar | Q.PEAK BLK-G5 315 | Solar Panels |  | 0.315 | 29 | 181 | 32 |  | Fixed | Roof
NJSTRE1545698084 | NJSRRE1544142526 | Transition Incentive Program | Hampton | 8827 | 4 | 19.85 | Residential | Yes | Behind the Meter | Net-metered residential rooftop and canopy |  | None | Vision Solar LLC | JCP&L | Accepted | 2020-01-08 | 2020-01-17 | 2021-10-30 | enphase | iq7-60-2-us | Inverters | 0.25 |  | 63 |  |  | 0.96 |  | Other | behind panels
NJSTRE1545698084 | NJSRRE1544142526 | Transition Incentive Program | Hampton | 8827 | 4 | 19.85 | Residential | Yes | Behind the Meter | Net-metered residential rooftop and canopy |  | None | Vision Solar LLC | JCP&L | Accepted | 2020-01-08 | 2020-01-17 | 2021-10-30 | hanwa qcells | qpeak duo-g5 315 | Solar Panels |  | 0.315 | 12 | 254 | 34 |  | Fixed | Roof
NJSTRE1545698084 | NJSRRE1544142526 | Transition Incentive Program | Hampton | 8827 | 4 | 19.85 | Residential | Yes | Behind the Meter | Net-metered residential rooftop and canopy |  | None | Vision Solar LLC | JCP&L | Accepted | 2020-01-08 | 2020-01-17 | 2021-10-30 | hanwa qcells | qpeak duo-g5 315 | Solar Panels |  | 0.315 | 13 | 164 | 23 |  | Fixed | Roof
NJSTRE1545698084 | NJSRRE1544142526 | Transition Incentive Program | Hampton | 8827 | 4 | 19.85 | Residential | Yes | Behind the Meter | Net-metered residential rooftop and canopy |  | None | Vision Solar LLC | JCP&L | Accepted | 2020-01-08 | 2020-01-17 | 2021-10-30 | hanwa qcells | qpeak duo-g5 315 | Solar Panels |  | 0.315 | 38 | 74 | 34 |  | Fixed | Roof
NJSTRE1545698086 | NJSRRE1543523923 | Transition Incentive Program | West End | 7740 | 17 | 22.62 | Residential | Yes | Behind the Meter | Behind the Meter |  | None | Sunrun Installation Services, Inc. | JCP&L | Eligible for TI Program | 2019-12-12 | 2019-12-17 | 2021-10-30 | Delta Electronics | M10-TL-US | Inverters | 9600 |  | 2 |  |  | 0.96 |  | Outdoor | Next To Meter
NJSTRE1545698086 | NJSRRE1543523923 | Transition Incentive Program | West End | 7740 | 17 | 22.62 | Residential | Yes | Behind the Meter | Behind the Meter |  | None | Sunrun Installation Services, Inc. | JCP&L | Eligible for TI Program | 2019-12-12 | 2019-12-17 | 2021-10-30 | Delta Electronics | M4-TL-US | Inverters | 3840 |  | 1 |  |  | 0.96 |  | Outdoor | Next To Meter
NJSTRE1545698086 | NJSRRE1543523923 | Transition Incentive Program | West End | 7740 | 17 | 22.62 | Residential | Yes | Behind the Meter | Behind the Meter |  | None | Sunrun Installation Services, Inc. | JCP&L | Eligible for TI Program | 2019-12-12 | 2019-12-17 | 2021-10-30 | REC Solar | REC290TP2 BLK | Solar Panels |  | 0.29 | 7 | 272 | 19 |  | Fixed | Roof
NJSTRE1545698086 | NJSRRE1543523923 | Transition Incentive Program | West End | 7740 | 17 | 22.62 | Residential | Yes | Behind the Meter | Behind the Meter |  | None | Sunrun Installation Services, Inc. | JCP&L | Eligible for TI Program | 2019-12-12 | 2019-12-17 | 2021-10-30 | REC Solar | REC290TP2 BLK | Solar Panels |  | 0.29 | 9 | 1 | 18 |  | Fixed | Roof
NJSTRE1545698086 | NJSRRE1543523923 | Transition Incentive Program | West End | 7740 | 17 | 22.62 | Residential | Yes | Behind the Meter | Behind the Meter |  | None | Sunrun Installation Services, Inc. | JCP&L | Eligible for TI Program | 2019-12-12 | 2019-12-17 | 2021-10-30 | REC Solar | REC290TP2 BLK | Solar Panels |  | 0.29 | 20 | 91 | 18 |  | Fixed | Roof
NJSTRE1545698086 | NJSRRE1543523923 | Transition Incentive Program | West End | 7740 | 17 | 22.62 | Residential | Yes | Behind the Meter | Behind the Meter |  | None | Sunrun Installation Services, Inc. | JCP&L | Eligible for TI Program | 2019-12-12 | 2019-12-17 | 2021-10-30 | REC Solar | REC290TP2 BLK | Solar Panels |  | 0.29 | 10 | 91 | 18 |  | Fixed | Roof
NJSTRE1545698086 | NJSRRE1543523923 | Transition Incentive Program | West End | 7740 | 17 | 22.62 | Residential | Yes | Behind the Meter | Behind the Meter |  | None | Sunrun Installation Services, Inc. | JCP&L | Eligible for TI Program | 2019-12-12 | 2019-12-17 | 2021-10-30 | REC Solar | REC290TP2 BLK | Solar Panels |  | 0.29 | 9 | 181 | 18 |  | Fixed | Roof
NJSTRE1545698086 | NJSRRE1543523923 | Transition Incentive Program | West End | 7740 | 17 | 22.62 | Residential | Yes | Behind the Meter | Behind the Meter |  | None | Sunrun Installation Services, Inc. | JCP&L | Eligible for TI Program | 2019-12-12 | 2019-12-17 | 2021-10-30 | REC Solar | REC290TP2 BLK | Solar Panels |  | 0.29 | 23 | 91 | 18 |  | Fixed | Roof
NJSTRE1545698092 | NJSRRE1544172215 | Transition Incentive Program | Malaga | 8328 | 15 | 9.3 | Residential | No | Behind the Meter | Net-metered residential rooftop and canopy |  | None | 1st Light Energy Inc | AC Electric | Accepted | 2020-01-15 | 2020-01-20 | 2021-10-30 | SMA | SB 7.0-1SP-US-41 (240V) | Inverters | 7000 |  | 1 |  |  | 0.97 |  | Outside | within 10 feet of meter
NJSTRE1545698092 | NJSRRE1544172215 | Transition Incentive Program | Malaga | 8328 | 15 | 9.3 | Residential | No | Behind the Meter | Net-metered residential rooftop and canopy |  | None | 1st Light Energy Inc | AC Electric | Accepted | 2020-01-15 | 2020-01-20 | 2021-10-30 | Longi | LR6-60HPB-310M | Solar Panels |  | 0.31 | 30 | 167 | 27 |  | Fixed | Roof
NJSTRE1545698094 | NJSRRE1544157537 | Transition Incentive Program | WILDWOOD CREST | 8260 | 21 | 6.72 | Residential | Yes | Behind the Meter | Net-metered residential rooftop and canopy |  | None | Vivint Solar Developer, LLC | AC Electric | As-Built Incomplete - Review | 2020-01-13 | 2020-01-15 |  | JINKO SOLAR | JKM320M-60HBL | Solar Panels |  | 0.32 | 15 | 137 | 28 |  | Fixed | Roof
NJSTRE1545698094 | NJSRRE1544157537 | Transition Incentive Program | WILDWOOD CREST | 8260 | 21 | 6.72 | Residential | Yes | Behind the Meter | Net-metered residential rooftop and canopy |  | None | Vivint Solar Developer, LLC | AC Electric | As-Built Incomplete - Review | 2020-01-13 | 2020-01-15 |  | JINKO SOLAR | JKM320M-60HBL | Solar Panels |  | 0.32 | 6 | 317 | 28 |  | Fixed | Roof
NJSTRE1545698094 | NJSRRE1544157537 | Transition Incentive Program | WILDWOOD CREST | 8260 | 21 | 6.72 | Residential | Yes | Behind the Meter | Net-metered residential rooftop and canopy |  | None | Vivint Solar Developer, LLC | AC Electric | As-Built Incomplete - Review | 2020-01-13 | 2020-01-15 |  | SolarEdge | SE7600H-US | Inverters | 7600 |  | 1 |  |  | 0.992 |  | Outdoor | Near the utility meter
NJSTRE1545698094 | NJSRRE1544157537 | Transition Incentive Program | WILDWOOD CREST | 8260 | 21 | 6.72 | Residential | Yes | Behind the Meter | Net-metered residential rooftop and canopy |  | None | Vivint Solar Developer, LLC | AC Electric | As-Built Incomplete - Review | 2020-01-13 | 2020-01-15 |  | Solar Edge | SE7600H-US000BNC4 | Meters |  |  | 1 |  |  |  | Yes | Outdoor
NJSTRE1545698096 | NJSRRE1544431741 | Transition Incentive Program | IRVINGTON | 7111 | 9 | 4.8 | Residential | Yes | Behind the Meter | Net-metered residential rooftop and canopy |  | None | Vivint Solar Developer, LLC | PSE&G | Accepted | 2020-02-12 | 2020-02-17 | 2021-10-30 | SOLAREDGE | SE3800H-US | Inverters | 3800 |  | 1 |  |  | 0.992 |  | Outdoor | Near the Utility Meter
NJSTRE1545698096 | NJSRRE1544431741 | Transition Incentive Program | IRVINGTON | 7111 | 9 | 4.8 | Residential | Yes | Behind the Meter | Net-metered residential rooftop and canopy |  | None | Vivint Solar Developer, LLC | PSE&G | Accepted | 2020-02-12 | 2020-02-17 | 2021-10-30 | JINKO SOLAR | JKM320M-60HBL | Solar Panels |  | 0.32 | 15 | 215 | 20 |  | Fixed | Roof
NJSTRE1545698097 | NJSRRE1544419562 | Transition Incentive Program | Ridgefield | 7657 | 7 | 2.35 | Residential | Yes | Behind the Meter | Net-metered residential rooftop and canopy |  | None | Vision Solar LLC | PSE&G | Accepted | 2020-02-07 | 2020-02-11 | 2021-10-30 | enphase | iq7-60-2-us | Inverters | 0.25 |  | 7 |  |  | 0.96 |  | Other | behind panels
NJSTRE1545698097 | NJSRRE1544419562 | Transition Incentive Program | Ridgefield | 7657 | 7 | 2.35 | Residential | Yes | Behind the Meter | Net-metered residential rooftop and canopy |  | None | Vision Solar LLC | PSE&G | Accepted | 2020-02-07 | 2020-02-11 | 2021-10-30 | lg solar | lg335n1k-v5 | Solar Panels |  | 0.335 | 7 | 217 | 18 |  | Fixed | Roof
NJSTRE1545698098 | NJSRRE1544326319 | Transition Incentive Program | Fords | 8012 | 14 | 6.37 | Residential | Yes | Behind the Meter | Net-metered residential rooftop and canopy |  | None | Vision Solar LLC | PSE&G | Accepted | 2020-01-29 | 2020-02-03 | 2021-10-30 | enphase | iq7-60-2-us | Inverters | 0.25 |  | 19 |  |  | 0.96 |  | Other | behind panels
NJSTRE1545698098 | NJSRRE1544326319 | Transition Incentive Program | Fords | 8012 | 14 | 6.37 | Residential | Yes | Behind the Meter | Net-metered residential rooftop and canopy |  | None | Vision Solar LLC | PSE&G | Accepted | 2020-01-29 | 2020-02-03 | 2021-10-30 | lg solar | lg335n1k-v5 | Solar Panels |  | 0.335 | 19 | 150 | 27 |  | Fixed | Roof
NJSTRE1545698101 | NJSRRE1544326209 | Transition Incentive Program | North Bergen | 7047 | 8 | 5.58 | Residential | Yes | Behind the Meter | Behind the Meter |  | None | Sunrun Installation Services, Inc. | PSE&G | Eligible for TI Program | 2020-01-29 | 2020-01-31 | 2021-10-30 | Delta Electronics | M5-TL-US | Inverters | 4800 |  | 1 |  |  | 0.96 |  | Outdoor | Next To Meter
NJSTRE1545698101 | NJSRRE1544326209 | Transition Incentive Program | North Bergen | 7047 | 8 | 5.58 | Residential | Yes | Behind the Meter | Behind the Meter |  | None | Sunrun Installation Services, Inc. | PSE&G | Eligible for TI Program | 2020-01-29 | 2020-01-31 | 2021-10-30 | REC Solar | REC310TP2M | Solar Panels |  | 0.31 | 5 | 212 | 18 |  | Fixed | Roof
NJSTRE1545698101 | NJSRRE1544326209 | Transition Incentive Program | North Bergen | 7047 | 8 | 5.58 | Residential | Yes | Behind the Meter | Behind the Meter |  | None | Sunrun Installation Services, Inc. | PSE&G | Eligible for TI Program | 2020-01-29 | 2020-01-31 | 2021-10-30 | REC Solar | REC310TP2M | Solar Panels |  | 0.31 | 13 | 122 | 18 |  | Fixed | Roof
NJSTRE1545698104 | NJSRRE1544317003 | Transition Incentive Program | Bergenfield | 7621 | 7 | 3.72 | Residential | Yes | Behind the Meter | Behind the Meter |  | None | Sunrun Installation Services, Inc. | PSE&G | Eligible for TI Program | 2020-01-28 | 2020-01-31 | 2021-10-30 | Delta Electronics | M4-TL-US | Inverters | 3840 |  | 1 |  |  | 0.96 |  | Outdoor | Next To Meter
NJSTRE1545698104 | NJSRRE1544317003 | Transition Incentive Program | Bergenfield | 7621 | 7 | 3.72 | Residential | Yes | Behind the Meter | Behind the Meter |  | None | Sunrun Installation Services, Inc. | PSE&G | Eligible for TI Program | 2020-01-28 | 2020-01-31 | 2021-10-30 | REC Solar | REC310TP2M | Solar Panels |  | 0.31 | 12 | 183 | 37 |  | Fixed | Roof
NJSTRE1545698105 | NJSRRE1544185691 | Transition Incentive Program | shamong | 8088 | 13 | 15.75 | Residential | Yes | Behind the Meter | Net-metered residential rooftop and canopy |  | None | Vision Solar LLC | AC Electric | Accepted | 2020-01-16 | 2020-01-21 | 2021-10-30 | Enphase | iq7-60-2-us | Inverters | 0.25 |  | 50 |  |  | 0.96 |  | Other | behind panels
NJSTRE1545698105 | NJSRRE1544185691 | Transition Incentive Program | shamong | 8088 | 13 | 15.75 | Residential | Yes | Behind the Meter | Net-metered residential rooftop and canopy |  | None | Vision Solar LLC | AC Electric | Accepted | 2020-01-16 | 2020-01-21 | 2021-10-30 | hanwa qcells | qpeak duo-g5 315 | Solar Panels |  | 0.315 | 20 | 176 | 30 |  | Fixed | Roof
NJSTRE1545698105 | NJSRRE1544185691 | Transition Incentive Program | shamong | 8088 | 13 | 15.75 | Residential | Yes | Behind the Meter | Net-metered residential rooftop and canopy |  | None | Vision Solar LLC | AC Electric | Accepted | 2020-01-16 | 2020-01-21 | 2021-10-30 | hanwa qcells | qpeak duo-g5 315 | Solar Panels |  | 0.315 | 30 | 176 | 30 |  | Fixed | Roof
NJSTRE1545698111 | NJSRRE1544201528 | Transition Incentive Program | Ledgewood | 7852 | 3 | 7.75 | Residential | Yes | Behind the Meter | Behind the Meter |  | None | Sunrun Installation Services, Inc. | JCP&L | Eligible for TI Program | 2020-01-21 | 2020-01-27 | 2021-10-30 | Enphase Energy | IQ7-60-x-US (240V) | Inverters | 240 |  | 25 |  |  | 0.96 |  | Outdoor | Rooftop
NJSTRE1545698111 | NJSRRE1544201528 | Transition Incentive Program | Ledgewood | 7852 | 3 | 7.75 | Residential | Yes | Behind the Meter | Behind the Meter |  | None | Sunrun Installation Services, Inc. | JCP&L | Eligible for TI Program | 2020-01-21 | 2020-01-27 | 2021-10-30 | REC Solar | REC310TP2M | Solar Panels |  | 0.31 | 3 | 38 | 34 |  | Fixed | Roof
NJSTRE1545698111 | NJSRRE1544201528 | Transition Incentive Program | Ledgewood | 7852 | 3 | 7.75 | Residential | Yes | Behind the Meter | Behind the Meter |  | None | Sunrun Installation Services, Inc. | JCP&L | Eligible for TI Program | 2020-01-21 | 2020-01-27 | 2021-10-30 | REC Solar | REC310TP2M | Solar Panels |  | 0.31 | 4 | 127 | 34 |  | Fixed | Roof
NJSTRE1545698111 | NJSRRE1544201528 | Transition Incentive Program | Ledgewood | 7852 | 3 | 7.75 | Residential | Yes | Behind the Meter | Behind the Meter |  | None | Sunrun Installation Services, Inc. | JCP&L | Eligible for TI Program | 2020-01-21 | 2020-01-27 | 2021-10-30 | REC Solar | REC310TP2M | Solar Panels |  | 0.31 | 7 | 307 | 34 |  | Fixed | Roof
NJSTRE1545698111 | NJSRRE1544201528 | Transition Incentive Program | Ledgewood | 7852 | 3 | 7.75 | Residential | Yes | Behind the Meter | Behind the Meter |  | None | Sunrun Installation Services, Inc. | JCP&L | Eligible for TI Program | 2020-01-21 | 2020-01-27 | 2021-10-30 | REC Solar | REC310TP2M | Solar Panels |  | 0.31 | 11 | 217 | 34 |  | Fixed | Roof
NJSTRE1545698112 | NJSRRE1544374100 | Transition Incentive Program | glassboro | 8028 | 15 | 10.05 | Residential | Yes | Behind the Meter | Net-metered residential rooftop and canopy |  | None | Vision Solar LLC | AC Electric | Accepted | 2020-02-05 | 2020-02-10 | 2021-10-30 | enphase | iq7-60-2-us | Inverters | 0.25 |  | 30 |  |  | 0.96 |  | Other | behind panels
NJSTRE1545698112 | NJSRRE1544374100 | Transition Incentive Program | glassboro | 8028 | 15 | 10.05 | Residential | Yes | Behind the Meter | Net-metered residential rooftop and canopy |  | None | Vision Solar LLC | AC Electric | Accepted | 2020-02-05 | 2020-02-10 | 2021-10-30 | lg solar | lg335n1k-v5 | Solar Panels |  | 0.335 | 22 | 260 | 20 |  | Fixed | Roof
NJSTRE1545698112 | NJSRRE1544374100 | Transition Incentive Program | glassboro | 8028 | 15 | 10.05 | Residential | Yes | Behind the Meter | Net-metered residential rooftop and canopy |  | None | Vision Solar LLC | AC Electric | Accepted | 2020-02-05 | 2020-02-10 | 2021-10-30 | lg solar | lg335n1k-v5 | Solar Panels |  | 0.335 | 8 | 80 | 20 |  | Fixed | Roof
NJSTRE1545698114 | NJSRRE1544333445 | Transition Incentive Program | Villas | 8251 | 21 | 5.58 | Residential | Yes | Behind the Meter | Net-metered residential rooftop and canopy |  | None | Sunrun Installation Services, Inc. | AC Electric | Accepted | 2020-01-30 | 2020-02-03 | 2021-10-30 | Delta | M5-TL-US | Meters |  |  | 1 |  |  |  | Yes
NJSTRE1545698114 | NJSRRE1544333445 | Transition Incentive Program | Villas | 8251 | 21 | 5.58 | Residential | Yes | Behind the Meter | Net-metered residential rooftop and canopy |  | None | Sunrun Installation Services, Inc. | AC Electric | Accepted | 2020-01-30 | 2020-02-03 | 2021-10-30 | Delta Electronics | Delta Electronics | Inverters | 4800 |  | 1 |  |  | 0.975 |  | Outdoor | Next To Meter
NJSTRE1545698114 | NJSRRE1544333445 | Transition Incentive Program | Villas | 8251 | 21 | 5.58 | Residential | Yes | Behind the Meter | Net-metered residential rooftop and canopy |  | None | Sunrun Installation Services, Inc. | AC Electric | Accepted | 2020-01-30 | 2020-02-03 | 2021-10-30 | REC Solar | REC310TP2M | Solar Panels |  | 0.31 | 18 | 202 | 25 |  | Fixed | Roof
NJSTRE1545698119 | NJSRRE1544441457 | Transition Incentive Program | monroe twp | 18831 |  | 13.07 | Residential | Yes | Behind the Meter | Net-metered residential rooftop and canopy |  | None | Vision Solar LLC | JCP&L | Accepted | 2020-02-12 | 2020-02-17 | 2021-10-30 | enphse | iq7-60-2-us | Inverters | 0.25 |  | 39 |  |  | 0.96 |  | Other | behind panels
NJSTRE1545698119 | NJSRRE1544441457 | Transition Incentive Program | monroe twp | 18831 |  | 13.07 | Residential | Yes | Behind the Meter | Net-metered residential rooftop and canopy |  | None | Vision Solar LLC | JCP&L | Accepted | 2020-02-12 | 2020-02-17 | 2021-10-30 | lg solar | lg335n1k-v5 | Solar Panels |  | 0.335 | 7 | 179 | 27 |  | Fixed | Roof
NJSTRE1545698119 | NJSRRE1544441457 | Transition Incentive Program | monroe twp | 18831 |  | 13.07 | Residential | Yes | Behind the Meter | Net-metered residential rooftop and canopy |  | None | Vision Solar LLC | JCP&L | Accepted | 2020-02-12 | 2020-02-17 | 2021-10-30 | lg solar | lg335n1k-v5 | Solar Panels |  | 0.335 | 10 | 269 | 27 |  | Fixed | Roof
NJSTRE1545698119 | NJSRRE1544441457 | Transition Incentive Program | monroe twp | 18831 |  | 13.07 | Residential | Yes | Behind the Meter | Net-metered residential rooftop and canopy |  | None | Vision Solar LLC | JCP&L | Accepted | 2020-02-12 | 2020-02-17 | 2021-10-30 | lg solar | lg335n1k-v5 | Solar Panels |  | 0.335 | 22 | 89 | 27 |  | Fixed | Roof
NJSTRE1545698120 | NJSRRE1544317265 | Transition Incentive Program | Clifton | 7013 | 6 | 10.05 | Residential | Yes | Behind the Meter | Net-metered residential rooftop and canopy |  | None | Vision Solar LLC | PSE&G | Accepted | 2020-01-28 | 2020-02-11 | 2021-10-30 | enphase | iq7-60us | Inverters | 0.25 |  | 30 |  |  | 0.96 |  | Other | behind panels
NJSTRE1545698120 | NJSRRE1544317265 | Transition Incentive Program | Clifton | 7013 | 6 | 10.05 | Residential | Yes | Behind the Meter | Net-metered residential rooftop and canopy |  | None | Vision Solar LLC | PSE&G | Accepted | 2020-01-28 | 2020-02-11 | 2021-10-30 | LG solar | LG 3335N1K-V5 | Solar Panels |  | 0.335 | 26 | 212 | 19 |  | Fixed | Roof
NJSTRE1545698120 | NJSRRE1544317265 | Transition Incentive Program | Clifton | 7013 | 6 | 10.05 | Residential | Yes | Behind the Meter | Net-metered residential rooftop and canopy |  | None | Vision Solar LLC | PSE&G | Accepted | 2020-01-28 | 2020-02-11 | 2021-10-30 | lg solar | LG 3335N1K-V5 | Solar Panels |  | 0.335 | 4 | 32 | 19 |  | Fixed | Roof
NJSTRE1545698121 | NJSRRE1544428666 | Transition Incentive Program | Sparta | 7871 | 1 | 26.13 | Residential | Yes | Behind the Meter | Net-metered residential rooftop and canopy |  | None | Vision Solar LLC | JCP&L | Accepted | 2020-02-10 | 2020-02-13 | 2021-10-30 | enphase | iq7-60-2-us | Inverters | 0.25 |  | 78 |  |  | 0.96 |  | Other | behind panels
NJSTRE1545698121 | NJSRRE1544428666 | Transition Incentive Program | Sparta | 7871 | 1 | 26.13 | Residential | Yes | Behind the Meter | Net-metered residential rooftop and canopy |  | None | Vision Solar LLC | JCP&L | Accepted | 2020-02-10 | 2020-02-13 | 2021-10-30 | lg solar | lg335n1k-v5 | Solar Panels |  | 0.335 | 10 | 23 | 34 |  | Fixed | Roof
NJSTRE1545698121 | NJSRRE1544428666 | Transition Incentive Program | Sparta | 7871 | 1 | 26.13 | Residential | Yes | Behind the Meter | Net-metered residential rooftop and canopy |  | None | Vision Solar LLC | JCP&L | Accepted | 2020-02-10 | 2020-02-13 | 2021-10-30 | lg solar | lg335n1k-v5 | Solar Panels |  | 0.335 | 3 | 22 | 34 |  | Fixed | Roof
NJSTRE1545698121 | NJSRRE1544428666 | Transition Incentive Program | Sparta | 7871 | 1 | 26.13 | Residential | Yes | Behind the Meter | Net-metered residential rooftop and canopy |  | None | Vision Solar LLC | JCP&L | Accepted | 2020-02-10 | 2020-02-13 | 2021-10-30 | lg solar | lg335n1k-v5 | Solar Panels |  | 0.335 | 3 | 23 | 40 |  | Fixed | Roof
NJSTRE1545698121 | NJSRRE1544428666 | Transition Incentive Program | Sparta | 7871 | 1 | 26.13 | Residential | Yes | Behind the Meter | Net-metered residential rooftop and canopy |  | None | Vision Solar LLC | JCP&L | Accepted | 2020-02-10 | 2020-02-13 | 2021-10-30 | lg solar | lg335n1k-v5 | Solar Panels |  | 0.335 | 15 | 202 | 40 |  | Fixed | Roof
NJSTRE1545698121 | NJSRRE1544428666 | Transition Incentive Program | Sparta | 7871 | 1 | 26.13 | Residential | Yes | Behind the Meter | Net-metered residential rooftop and canopy |  | None | Vision Solar LLC | JCP&L | Accepted | 2020-02-10 | 2020-02-13 | 2021-10-30 | lg solar | lg335n1k-v5 | Solar Panels |  | 0.335 | 33 | 203 | 34 |  | Fixed | Roof
NJSTRE1545698121 | NJSRRE1544428666 | Transition Incentive Program | Sparta | 7871 | 1 | 26.13 | Residential | Yes | Behind the Meter | Net-metered residential rooftop and canopy |  | None | Vision Solar LLC | JCP&L | Accepted | 2020-02-10 | 2020-02-13 | 2021-10-30 | lg solar | lg335n1k-v5 | Solar Panels |  | 0.335 | 14 | 202 | 34 |  | Fixed | Roof
NJSTRE1545698129 | NJSRRE1544436672 | Transition Incentive Program | pennsauken | 8110 | 14 | 6.03 | Residential | Yes | Behind the Meter | Net-metered residential rooftop and canopy |  | None | Vision Solar LLC | PSE&G | Accepted | 2020-02-12 | 2020-02-17 | 2021-10-30 | enphase | iq7-60-2-us | Inverters | 0.25 |  | 18 |  |  | 0.96 |  | Other | behind panels
NJSTRE1545698129 | NJSRRE1544436672 | Transition Incentive Program | pennsauken | 8110 | 14 | 6.03 | Residential | Yes | Behind the Meter | Net-metered residential rooftop and canopy |  | None | Vision Solar LLC | PSE&G | Accepted | 2020-02-12 | 2020-02-17 | 2021-10-30 | lg solar | lg335n1k-v5 | Solar Panels |  | 0.335 | 7 | 216 | 37 |  | Fixed | Roof
NJSTRE1545698129 | NJSRRE1544436672 | Transition Incentive Program | pennsauken | 8110 | 14 | 6.03 | Residential | Yes | Behind the Meter | Net-metered residential rooftop and canopy |  | None | Vision Solar LLC | PSE&G | Accepted | 2020-02-12 | 2020-02-17 | 2021-10-30 | lg solar | lg335n1k-v5 | Solar Panels |  | 0.335 | 2 | 126 | 30 |  | Fixed | Roof
NJSTRE1545698129 | NJSRRE1544436672 | Transition Incentive Program | pennsauken | 8110 | 14 | 6.03 | Residential | Yes | Behind the Meter | Net-metered residential rooftop and canopy |  | None | Vision Solar LLC | PSE&G | Accepted | 2020-02-12 | 2020-02-17 | 2021-10-30 | lg solar | lg335n1k-v5 | Solar Panels |  | 0.335 | 9 | 36 | 37 |  | Fixed | Roof
NJSTRE1545698130 | NJSRRE1544215802 | Transition Incentive Program | UNION | 7083 | 10 | 6.93 | Residential | Yes | Behind the Meter | Net-metered residential rooftop and canopy |  | None | Vivint Solar Developer, LLC | PSE&G | Accepted | 2020-01-23 | 2020-01-28 | 2021-10-30 | SOLAREDGE | SE7600H-US | Inverters | 7600 |  | 1 |  |  | 0.992 |  | Outdoor | Near the Utility Meter
NJSTRE1545698130 | NJSRRE1544215802 | Transition Incentive Program | UNION | 7083 | 10 | 6.93 | Residential | Yes | Behind the Meter | Net-metered residential rooftop and canopy |  | None | Vivint Solar Developer, LLC | PSE&G | Accepted | 2020-01-23 | 2020-01-28 | 2021-10-30 | HANWHA SOLAR | Q.PEAK BLK-G5 315 | Solar Panels |  | 0.315 | 12 | 92 | 30 |  | Fixed | Roof
NJSTRE1545698130 | NJSRRE1544215802 | Transition Incentive Program | UNION | 7083 | 10 | 6.93 | Residential | Yes | Behind the Meter | Net-metered residential rooftop and canopy |  | None | Vivint Solar Developer, LLC | PSE&G | Accepted | 2020-01-23 | 2020-01-28 | 2021-10-30 | HANWHA SOLAR | Q.PEAK BLK-G5 315 | Solar Panels |  | 0.315 | 10 | 272 | 30 |  | Fixed | Roof
NJSTRE1545698131 | NJSRRE1544347644 | Transition Incentive Program | Egg Harbor City | 8215 | 19 | 5.03 | Residential | Yes | Behind the Meter | Net-metered residential rooftop and canopy |  | None | Vision Solar LLC | AC Electric | Accepted | 2020-02-03 | 2020-02-06 | 2021-10-30 | enphase | iq7-60-2-us | Inverters | 0.25 |  | 15 |  |  | 0.96 |  | Other | behind panels
NJSTRE1545698131 | NJSRRE1544347644 | Transition Incentive Program | Egg Harbor City | 8215 | 19 | 5.03 | Residential | Yes | Behind the Meter | Net-metered residential rooftop and canopy |  | None | Vision Solar LLC | AC Electric | Accepted | 2020-02-03 | 2020-02-06 | 2021-10-30 | lg solar | lg 335N1K-V5 | Solar Panels |  | 0.335 | 15 | 222 | 34 |  | Fixed | Roof
NJSTRE1545698132 | NJSRRE1544358411 | Transition Incentive Program | Linden | 7036 | 10 | 6.82 | Residential | Yes | Behind the Meter | Behind the Meter |  | None | Sunrun Installation Services, Inc. | PSE&G | Eligible for TI Program | 2020-02-05 | 2020-02-07 | 2021-10-30 | Enphase Energy | IQ7-60-x-US (240V) | Inverters | 240 |  | 22 |  |  | 0.96 |  | Outdoor | Rooftop
NJSTRE1545698132 | NJSRRE1544358411 | Transition Incentive Program | Linden | 7036 | 10 | 6.82 | Residential | Yes | Behind the Meter | Behind the Meter |  | None | Sunrun Installation Services, Inc. | PSE&G | Eligible for TI Program | 2020-02-05 | 2020-02-07 | 2021-10-30 | REC Solar | REC310TP2M | Solar Panels |  | 0.31 | 4 | 309 | 40 |  | Fixed | Roof
NJSTRE1545698132 | NJSRRE1544358411 | Transition Incentive Program | Linden | 7036 | 10 | 6.82 | Residential | Yes | Behind the Meter | Behind the Meter |  | None | Sunrun Installation Services, Inc. | PSE&G | Eligible for TI Program | 2020-02-05 | 2020-02-07 | 2021-10-30 | REC Solar | REC310TP2M | Solar Panels |  | 0.31 | 18 | 129 | 40 |  | Fixed | Roof
NJSTRE1545698134 | NJSRRE1544165306 | Transition Incentive Program | Long Branch | 7740 | 17 | 3.78 | Residential | Yes | Behind the Meter | Net-metered residential rooftop and canopy |  | None | Vision Solar LLC | JCP&L | Accepted | 2020-01-14 | 2020-01-17 | 2021-10-30 | enphase | iq7-60-2-us | Inverters | 0.25 |  | 12 |  |  | 0.96 |  | Other | behind panels
NJSTRE1545698134 | NJSRRE1544165306 | Transition Incentive Program | Long Branch | 7740 | 17 | 3.78 | Residential | Yes | Behind the Meter | Net-metered residential rooftop and canopy |  | None | Vision Solar LLC | JCP&L | Accepted | 2020-01-14 | 2020-01-17 | 2021-10-30 | hanwa qells | qpeak duo-g5 315 | Solar Panels |  | 0.315 | 12 | 254 | 10 |  | Fixed | Roof
NJSTRE1545698135 | NJSRRE1544156447 | Transition Incentive Program | ENGLEWOOD | 7631 | 7 | 6.3 | Residential | Yes | Behind the Meter | Net-metered residential rooftop and canopy |  | None | Vivint Solar Developer, LLC | PSE&G | Accepted | 2020-01-10 | 2020-01-15 | 2021-10-30 | SolarEdge | SE7600H-US | Inverters | 7600 |  | 1 |  |  | 0.992 |  | Outdoor | Near the utility meter
NJSTRE1545698135 | NJSRRE1544156447 | Transition Incentive Program | ENGLEWOOD | 7631 | 7 | 6.3 | Residential | Yes | Behind the Meter | Net-metered residential rooftop and canopy |  | None | Vivint Solar Developer, LLC | PSE&G | Accepted | 2020-01-10 | 2020-01-15 | 2021-10-30 | Hanwha Solar | Q.PEAK BLK-G5 315 | Solar Panels |  | 0.315 | 2 | 83 | 18 |  | Fixed | Roof
NJSTRE1545698135 | NJSRRE1544156447 | Transition Incentive Program | ENGLEWOOD | 7631 | 7 | 6.3 | Residential | Yes | Behind the Meter | Net-metered residential rooftop and canopy |  | None | Vivint Solar Developer, LLC | PSE&G | Accepted | 2020-01-10 | 2020-01-15 | 2021-10-30 | Hanwha Solar | Q.PEAK BLK-G5 315 | Solar Panels |  | 0.315 | 18 | 263 | 18 |  | Fixed | Roof
NJSTRE1545698136 | NJSRRE1544156666 | Transition Incentive Program | Ocean | 7712 | 17 | 21.74 | Residential | Yes | Behind the Meter | Net-metered residential rooftop and canopy |  | None | Vision Solar LLC | JCP&L | Accepted | 2020-01-10 | 2020-01-15 | 2021-10-30 | enphase | iq7-60-2-us | Inverters | 0.25 |  | 69 |  |  | 0.96 |  | Other | behind panels
NJSTRE1545698136 | NJSRRE1544156666 | Transition Incentive Program | Ocean | 7712 | 17 | 21.74 | Residential | Yes | Behind the Meter | Net-metered residential rooftop and canopy |  | None | Vision Solar LLC | JCP&L | Accepted | 2020-01-10 | 2020-01-15 | 2021-10-30 | hanwa qcells | qpeak duo-g5 315 | Solar Panels |  | 0.315 | 29 | 288 | 23 |  | Fixed | Roof
NJSTRE1545698136 | NJSRRE1544156666 | Transition Incentive Program | Ocean | 7712 | 17 | 21.74 | Residential | Yes | Behind the Meter | Net-metered residential rooftop and canopy |  | None | Vision Solar LLC | JCP&L | Accepted | 2020-01-10 | 2020-01-15 | 2021-10-30 | hanwa qcells | qpeak duo-g5 315 | Solar Panels |  | 0.315 | 33 | 108 | 23 |  | Fixed | Roof
NJSTRE1545698136 | NJSRRE1544156666 | Transition Incentive Program | Ocean | 7712 | 17 | 21.74 | Residential | Yes | Behind the Meter | Net-metered residential rooftop and canopy |  | None | Vision Solar LLC | JCP&L | Accepted | 2020-01-10 | 2020-01-15 | 2021-10-30 | hanwa qcells | qpeak duo-g5 315 | Solar Panels |  | 0.315 | 7 | 198 | 23 |  | Fixed | Roof
NJSTRE1545698137 | NJSRRE1544431688 | Transition Incentive Program | Forked River | 8731 | 18 | 11.16 | Residential | Yes | Behind the Meter | Behind the Meter |  | None | Sunrun Installation Services, Inc. | JCP&L | Eligible for TI Program | 2020-02-11 | 2020-02-14 | 2021-10-30 | Delta Electronics | M4-TL-US | Inverters | 3840 |  | 1 |  |  | 0.96 |  | Outdoor | Next To Meter
NJSTRE1545698137 | NJSRRE1544431688 | Transition Incentive Program | Forked River | 8731 | 18 | 11.16 | Residential | Yes | Behind the Meter | Behind the Meter |  | None | Sunrun Installation Services, Inc. | JCP&L | Eligible for TI Program | 2020-02-11 | 2020-02-14 | 2021-10-30 | Delta Electronics | M5-TL-US | Inverters | 4800 |  | 1 |  |  | 0.96 |  | Outdoor | Next To Meter
NJSTRE1545698137 | NJSRRE1544431688 | Transition Incentive Program | Forked River | 8731 | 18 | 11.16 | Residential | Yes | Behind the Meter | Behind the Meter |  | None | Sunrun Installation Services, Inc. | JCP&L | Eligible for TI Program | 2020-02-11 | 2020-02-14 | 2021-10-30 | REC Solar | REC310TP2M | Solar Panels |  | 0.31 | 8 | 62 | 23 |  | Fixed | Roof
NJSTRE1545698137 | NJSRRE1544431688 | Transition Incentive Program | Forked River | 8731 | 18 | 11.16 | Residential | Yes | Behind the Meter | Behind the Meter |  | None | Sunrun Installation Services, Inc. | JCP&L | Eligible for TI Program | 2020-02-11 | 2020-02-14 | 2021-10-30 | REC Solar | REC310TP2M | Solar Panels |  | 0.31 | 12 | 242 | 23 |  | Fixed | Roof
NJSTRE1545698137 | NJSRRE1544431688 | Transition Incentive Program | Forked River | 8731 | 18 | 11.16 | Residential | Yes | Behind the Meter | Behind the Meter |  | None | Sunrun Installation Services, Inc. | JCP&L | Eligible for TI Program | 2020-02-11 | 2020-02-14 | 2021-10-30 | REC Solar | REC310TP2M | Solar Panels |  | 0.31 | 7 | 62 | 23 |  | Fixed | Roof
NJSTRE1545698137 | NJSRRE1544431688 | Transition Incentive Program | Forked River | 8731 | 18 | 11.16 | Residential | Yes | Behind the Meter | Behind the Meter |  | None | Sunrun Installation Services, Inc. | JCP&L | Eligible for TI Program | 2020-02-11 | 2020-02-14 | 2021-10-30 | REC Solar | REC310TP2M | Solar Panels |  | 0.31 | 9 | 242 | 23 |  | Fixed | Roof
NJSTRE1545698139 | NJSRRE1544446938 | Transition Incentive Program | hillsdale | 7642 | 7 | 25.13 | Residential | Yes | Behind the Meter | Net-metered residential rooftop and canopy |  | None | Vision Solar LLC | PSE&G | Accepted | 2020-02-13 | 2020-02-18 | 2021-10-30 | enphase | iq7-60-2-us | Inverters | 0.25 |  | 75 |  |  | 0.96 |  | Other | behind panels
NJSTRE1545698139 | NJSRRE1544446938 | Transition Incentive Program | hillsdale | 7642 | 7 | 25.13 | Residential | Yes | Behind the Meter | Net-metered residential rooftop and canopy |  | None | Vision Solar LLC | PSE&G | Accepted | 2020-02-13 | 2020-02-18 | 2021-10-30 | lg solar | lg335n1k-v5 | Solar Panels |  | 0.335 | 16 | 171 | 23 |  | Fixed | Roof
NJSTRE1545698139 | NJSRRE1544446938 | Transition Incentive Program | hillsdale | 7642 | 7 | 25.13 | Residential | Yes | Behind the Meter | Net-metered residential rooftop and canopy |  | None | Vision Solar LLC | PSE&G | Accepted | 2020-02-13 | 2020-02-18 | 2021-10-30 | lg solar | lg335n1k-v5 | Solar Panels |  | 0.335 | 17 | 351 | 23 |  | Fixed | Roof
NJSTRE1545698139 | NJSRRE1544446938 | Transition Incentive Program | hillsdale | 7642 | 7 | 25.13 | Residential | Yes | Behind the Meter | Net-metered residential rooftop and canopy |  | None | Vision Solar LLC | PSE&G | Accepted | 2020-02-13 | 2020-02-18 | 2021-10-30 | lg solar | lg335n1k-v5 | Solar Panels |  | 0.335 | 12 | 351 | 18 |  | Fixed | Roof
NJSTRE1545698139 | NJSRRE1544446938 | Transition Incentive Program | hillsdale | 7642 | 7 | 25.13 | Residential | Yes | Behind the Meter | Net-metered residential rooftop and canopy |  | None | Vision Solar LLC | PSE&G | Accepted | 2020-02-13 | 2020-02-18 | 2021-10-30 | lg solar | lg335n1k-v5 | Solar Panels |  | 0.335 | 8 | 81 | 23 |  | Fixed | Roof
NJSTRE1545698139 | NJSRRE1544446938 | Transition Incentive Program | hillsdale | 7642 | 7 | 25.13 | Residential | Yes | Behind the Meter | Net-metered residential rooftop and canopy |  | None | Vision Solar LLC | PSE&G | Accepted | 2020-02-13 | 2020-02-18 | 2021-10-30 | lg solar | lg335n1k-v5 | Solar Panels |  | 0.335 | 10 | 261 | 23 |  | Fixed | Roof
NJSTRE1545698139 | NJSRRE1544446938 | Transition Incentive Program | hillsdale | 7642 | 7 | 25.13 | Residential | Yes | Behind the Meter | Net-metered residential rooftop and canopy |  | None | Vision Solar LLC | PSE&G | Accepted | 2020-02-13 | 2020-02-18 | 2021-10-30 | lg solar | lg335n1k-v5 | Solar Panels |  | 0.335 | 12 | 171 | 18 |  | Fixed | Roof
NJSTRE1545698143 | NJSRRE1544344123 | Transition Incentive Program | Lanoka Harbor | 8734 | 18 | 4.36 | Residential | Yes | Behind the Meter | Net-metered residential rooftop and canopy |  | None | Vision Solar LLC | JCP&L | Accepted | 2020-01-31 | 2020-02-05 | 2021-10-30 | enphase | iq7-60-2-us | Inverters | 0.25 |  | 13 |  |  | 0.96 |  | Other | behind panels
NJSTRE1545698143 | NJSRRE1544344123 | Transition Incentive Program | Lanoka Harbor | 8734 | 18 | 4.36 | Residential | Yes | Behind the Meter | Net-metered residential rooftop and canopy |  | None | Vision Solar LLC | JCP&L | Accepted | 2020-01-31 | 2020-02-05 | 2021-10-30 | lg solar | lg335n1k-v5 | Solar Panels |  | 0.335 | 13 | 184 | 13 |  | Fixed | Roof
NJSTRE1545698145 | NJSRRE1544333436 | Transition Incentive Program | Little Falls | 7424 | 6 | 11.73 | Residential | Yes | Behind the Meter | Net-metered residential rooftop and canopy |  | None | Vision Solar LLC | PSE&G | Accepted | 2020-01-30 | 2020-02-03 | 2021-10-30 | enphase | iq7-60-2-us | Inverters | 0.25 |  | 35 |  |  | 0.96 |  | Other | behind panels
NJSTRE1545698145 | NJSRRE1544333436 | Transition Incentive Program | Little Falls | 7424 | 6 | 11.73 | Residential | Yes | Behind the Meter | Net-metered residential rooftop and canopy |  | None | Vision Solar LLC | PSE&G | Accepted | 2020-01-30 | 2020-02-03 | 2021-10-30 | lg solar | LG335N1K-V5 | Solar Panels |  | 0.335 | 21 | 135 | 34 |  | Fixed | Roof
NJSTRE1545698145 | NJSRRE1544333436 | Transition Incentive Program | Little Falls | 7424 | 6 | 11.73 | Residential | Yes | Behind the Meter | Net-metered residential rooftop and canopy |  | None | Vision Solar LLC | PSE&G | Accepted | 2020-01-30 | 2020-02-03 | 2021-10-30 | lg solar | LG335N1K- V5 | Solar Panels |  | 0.335 | 14 | 315 | 34 |  | Fixed | Roof
NJSTRE1545698152 | NJSRRE1544162377 | Transition Incentive Program | IRVINGTON | 7111 | 9 | 2.84 | Residential | Yes | Behind the Meter | Net-metered residential rooftop and canopy |  | None | Vivint Solar Developer, LLC | PSE&G | Accepted | 2020-01-15 | 2020-01-17 | 2021-10-30 | SOLAREDGE | SE3800H-US | Inverters | 3800 |  | 1 |  |  | 0.992 |  | Outdoor | Near the Utility Meter
NJSTRE1545698152 | NJSRRE1544162377 | Transition Incentive Program | IRVINGTON | 7111 | 9 | 2.84 | Residential | Yes | Behind the Meter | Net-metered residential rooftop and canopy |  | None | Vivint Solar Developer, LLC | PSE&G | Accepted | 2020-01-15 | 2020-01-17 | 2021-10-30 | HANWHA SOLAR | Q.PEAK BLK-G5 315 | Solar Panels |  | 0.315 | 9 | 296 | 23 |  | Fixed | Roof
NJSTRE1545698153 | NJSRRE1544152567 | Transition Incentive Program | IRVINGTON | 7111 | 9 | 10.4 | Residential | Yes | Behind the Meter | Net-metered residential rooftop and canopy |  | None | Vivint Solar Developer, LLC | PSE&G | Accepted | 2020-01-09 | 2020-01-14 | 2021-10-30 | SOLAREDGE | SE7600H-US | Inverters | 7600 |  | 1 |  |  | 0.992 |  | Outdoor | Near the Utility Meter
NJSTRE1545698153 | NJSRRE1544152567 | Transition Incentive Program | IRVINGTON | 7111 | 9 | 10.4 | Residential | Yes | Behind the Meter | Net-metered residential rooftop and canopy |  | None | Vivint Solar Developer, LLC | PSE&G | Accepted | 2020-01-09 | 2020-01-14 | 2021-10-30 | HANWHA SOLAR | Q.PEAK BLK-G5 315 | Solar Panels |  | 0.315 | 21 | 116 | 23 |  | Fixed | Roof
NJSTRE1545698153 | NJSRRE1544152567 | Transition Incentive Program | IRVINGTON | 7111 | 9 | 10.4 | Residential | Yes | Behind the Meter | Net-metered residential rooftop and canopy |  | None | Vivint Solar Developer, LLC | PSE&G | Accepted | 2020-01-09 | 2020-01-14 | 2021-10-30 | HANWHA SOLAR | Q.PEAK BLK-G5 315 | Solar Panels |  | 0.315 | 3 | 206 | 23 |  | Fixed | Roof
NJSTRE1545698153 | NJSRRE1544152567 | Transition Incentive Program | IRVINGTON | 7111 | 9 | 10.4 | Residential | Yes | Behind the Meter | Net-metered residential rooftop and canopy |  | None | Vivint Solar Developer, LLC | PSE&G | Accepted | 2020-01-09 | 2020-01-14 | 2021-10-30 | HANWHA SOLAR | Q.PEAK BLK-G5 315 | Solar Panels |  | 0.315 | 9 | 296 | 23 |  | Fixed | Roof
NJSTRE1545698154 | NJSRRE1544333288 | Transition Incentive Program | Washington | 7882 | 2 | 9.05 | Residential | Yes | Behind the Meter | Net-metered residential rooftop and canopy |  | None | Vision Solar LLC | JCP&L | Accepted | 2020-01-30 | 2020-02-03 | 2021-10-30 | enphase | iq7-60-2-us | Inverters | 0.25 |  | 27 |  |  | 0.96 |  | Other | behind panels
NJSTRE1545698154 | NJSRRE1544333288 | Transition Incentive Program | Washington | 7882 | 2 | 9.05 | Residential | Yes | Behind the Meter | Net-metered residential rooftop and canopy |  | None | Vision Solar LLC | JCP&L | Accepted | 2020-01-30 | 2020-02-03 | 2021-10-30 | LG solar | LG335N1K-V5 | Solar Panels |  | 0.335 | 4 | 254 | 45 |  | Fixed | Roof
NJSTRE1545698154 | NJSRRE1544333288 | Transition Incentive Program | Washington | 7882 | 2 | 9.05 | Residential | Yes | Behind the Meter | Net-metered residential rooftop and canopy |  | None | Vision Solar LLC | JCP&L | Accepted | 2020-01-30 | 2020-02-03 | 2021-10-30 | LG solar | LG335N1K-V5 | Solar Panels |  | 0.335 | 1 | 74 | 45 |  | Fixed | Roof
NJSTRE1545698154 | NJSRRE1544333288 | Transition Incentive Program | Washington | 7882 | 2 | 9.05 | Residential | Yes | Behind the Meter | Net-metered residential rooftop and canopy |  | None | Vision Solar LLC | JCP&L | Accepted | 2020-01-30 | 2020-02-03 | 2021-10-30 | lg solar | LG335N1K-V5 | Solar Panels |  | 0.335 | 21 | 164 | 45 |  | Fixed | Roof
NJSTRE1545698154 | NJSRRE1544333288 | Transition Incentive Program | Washington | 7882 | 2 | 9.05 | Residential | Yes | Behind the Meter | Net-metered residential rooftop and canopy |  | None | Vision Solar LLC | JCP&L | Accepted | 2020-01-30 | 2020-02-03 | 2021-10-30 | LG solar | LG335N1K-V5 | Solar Panels |  | 0.335 | 1 | 254 | 25 |  | Fixed | Roof
NJSTRE1545698155 | NJSRRE1544430928 | Transition Incentive Program | sewell | 8080 | 15 | 13.4 | Residential | Yes | Behind the Meter | Net-metered residential rooftop and canopy |  | None | Vision Solar LLC | AC Electric | Accepted | 2020-02-11 | 2020-02-13 | 2021-10-30 | enphase | iq7-60-2-us | Inverters | 0.25 |  | 40 |  |  | 0.96 |  | Other | behind panels
NJSTRE1545698155 | NJSRRE1544430928 | Transition Incentive Program | sewell | 8080 | 15 | 13.4 | Residential | Yes | Behind the Meter | Net-metered residential rooftop and canopy |  | None | Vision Solar LLC | AC Electric | Accepted | 2020-02-11 | 2020-02-13 | 2021-10-30 | lg solar | lg335n1k-v5 | Solar Panels |  | 0.335 | 6 | 59 | 20 |  | Fixed | Roof
NJSTRE1545698155 | NJSRRE1544430928 | Transition Incentive Program | sewell | 8080 | 15 | 13.4 | Residential | Yes | Behind the Meter | Net-metered residential rooftop and canopy |  | None | Vision Solar LLC | AC Electric | Accepted | 2020-02-11 | 2020-02-13 | 2021-10-30 | lg solar | lg335n1k-v5 | Solar Panels |  | 0.335 | 34 | 239 | 20 |  | Fixed | Roof
NJSTRE1545698156 | NJSRRE1544162430 | Transition Incentive Program | bellmawr | 8031 | 14 | 5.04 | Residential | Yes | Behind the Meter | Net-metered residential rooftop and canopy |  | None | Vision Solar LLC | PSE&G | Accepted | 2020-01-13 | 2020-01-16 | 2021-10-30 | enphase | iq7-60-2-us | Inverters | 0.25 |  | 16 |  |  | 0.96 |  | Other | behind panels
NJSTRE1545698156 | NJSRRE1544162430 | Transition Incentive Program | bellmawr | 8031 | 14 | 5.04 | Residential | Yes | Behind the Meter | Net-metered residential rooftop and canopy |  | None | Vision Solar LLC | PSE&G | Accepted | 2020-01-13 | 2020-01-16 | 2021-10-30 | hanwa qcells | qpeak duo-g5 315 | Solar Panels |  | 0.315 | 16 | 266 | 27 |  | Fixed | Roof
NJSTRE1545698157 | NJSRRE1544374058 | Transition Incentive Program | hillsborough | 8844 | 5 | 6.03 | Residential | Yes | Behind the Meter | Net-metered residential rooftop and canopy |  | None | Vision Solar LLC | JCP&L | Accepted | 2020-02-05 | 2020-02-07 | 2021-10-30 | enphase | iq7-60-2-us | Inverters | 0.25 |  | 18 |  |  | 0.96 |  | Other | behind panels
NJSTRE1545698157 | NJSRRE1544374058 | Transition Incentive Program | hillsborough | 8844 | 5 | 6.03 | Residential | Yes | Behind the Meter | Net-metered residential rooftop and canopy |  | None | Vision Solar LLC | JCP&L | Accepted | 2020-02-05 | 2020-02-07 | 2021-10-30 | lg solar | lg335n1k-v5 | Solar Panels |  | 0.335 | 9 | 175 | 40 |  | Fixed | Roof
NJSTRE1545698157 | NJSRRE1544374058 | Transition Incentive Program | hillsborough | 8844 | 5 | 6.03 | Residential | Yes | Behind the Meter | Net-metered residential rooftop and canopy |  | None | Vision Solar LLC | JCP&L | Accepted | 2020-02-05 | 2020-02-07 | 2021-10-30 | lg solar | lg335n1k-v5 | Solar Panels |  | 0.335 | 9 | 174 | 18 |  | Fixed | Roof
NJSTRE1545698159 | NJSRRE1544202351 | Transition Incentive Program | Plainfield City | 7063 | 10 | 3.41 | Residential | No | Behind the Meter | Behind the Meter |  | None | Sunrun Installation Services, Inc. | PSE&G | Eligible for TI Program | 2020-01-21 | 2020-01-27 | 2021-10-30 | Enphase Energy | IQ7-60-x-US (240V) | Inverters | 240 |  | 11 |  |  | 0.96 |  | Outdoor | Rooftop
NJSTRE1545698159 | NJSRRE1544202351 | Transition Incentive Program | Plainfield City | 7063 | 10 | 3.41 | Residential | No | Behind the Meter | Behind the Meter |  | None | Sunrun Installation Services, Inc. | PSE&G | Eligible for TI Program | 2020-01-21 | 2020-01-27 | 2021-10-30 | REC Solar | REC310TP2M | Solar Panels |  | 0.31 | 11 | 228 | 40 |  | Fixed | Roof
NJSTRE1545698161 | NJSRRE1544144530 | Transition Incentive Program | Mt Holly TWP | 8060 | 13 | 6.93 | Residential | Yes | Behind the Meter | Net-metered residential rooftop and canopy |  | None | Vision Solar LLC | PSE&G | Accepted | 2020-01-08 | 2020-01-13 | 2021-10-30 | enphase | iq7-60-2-us | Inverters | 0.25 |  | 22 |  |  | 0.96 |  | Other | behind panels
NJSTRE1545698161 | NJSRRE1544144530 | Transition Incentive Program | Mt Holly TWP | 8060 | 13 | 6.93 | Residential | Yes | Behind the Meter | Net-metered residential rooftop and canopy |  | None | Vision Solar LLC | PSE&G | Accepted | 2020-01-08 | 2020-01-13 | 2021-10-30 | hanwa qcells | qpeak duo-g5 315 | Solar Panels |  | 0.315 | 12 | 63 | 34 |  | Fixed | Roof
NJSTRE1545698161 | NJSRRE1544144530 | Transition Incentive Program | Mt Holly TWP | 8060 | 13 | 6.93 | Residential | Yes | Behind the Meter | Net-metered residential rooftop and canopy |  | None | Vision Solar LLC | PSE&G | Accepted | 2020-01-08 | 2020-01-13 | 2021-10-30 | hanwa qcells | qpeak duo-g5 315 | Solar Panels |  | 0.315 | 10 | 152 | 10 |  | Fixed | Roof
NJSTRE1545698164 | NJSRRE1544414631 | Transition Incentive Program | Williamstown | 8094 | 15 | 6.7 | Residential | Yes | Behind the Meter | Net-metered residential rooftop and canopy |  | None | Vision Solar LLC | AC Electric | Accepted | 2020-02-06 | 2020-02-11 | 2021-10-30 | enphase | iq7-60-2-us | Inverters | 0.25 |  | 20 |  |  | 0.96 |  | Other | behind panels
NJSTRE1545698164 | NJSRRE1544414631 | Transition Incentive Program | Williamstown | 8094 | 15 | 6.7 | Residential | Yes | Behind the Meter | Net-metered residential rooftop and canopy |  | None | Vision Solar LLC | AC Electric | Accepted | 2020-02-06 | 2020-02-11 | 2021-10-30 | lg solar | lg335n1k-v5 | Solar Panels |  | 0.335 | 20 | 179 | 30 |  | Fixed | Roof
NJSTRE1545698168 | NJSRRE1544354994 | Transition Incentive Program | williamstown | 8094 | 15 | 4.36 | Residential | Yes | Behind the Meter | Net-metered residential rooftop and canopy |  | None | Vision Solar LLC | AC Electric | Accepted | 2020-02-05 | 2020-02-07 | 2021-10-30 | enphase | iq7-60-2-us | Inverters | 0.25 |  | 13 |  |  | 0.96 |  | Other | behind panels
NJSTRE1545698168 | NJSRRE1544354994 | Transition Incentive Program | williamstown | 8094 | 15 | 4.36 | Residential | Yes | Behind the Meter | Net-metered residential rooftop and canopy |  | None | Vision Solar LLC | AC Electric | Accepted | 2020-02-05 | 2020-02-07 | 2021-10-30 | lg solar | lg335N1K-V5 | Solar Panels |  | 0.335 | 13 | 198 | 18 |  | Fixed | Roof
NJSTRE1545698169 | NJSRRE1544161763 | Transition Incentive Program | Milford | 8848 | 4 | 10.98 | Residential | No | Behind the Meter | Behind the Meter |  | None | Ecological Systems LLC | JCP&L | Eligible for TI Program | 2020-01-13 | 2020-01-16 | 2021-10-30 | Enphase | Enphase | Meters |  |  | 1 |  |  |  | Yes | Outdoor
NJSTRE1545698169 | NJSRRE1544161763 | Transition Incentive Program | Milford | 8848 | 4 | 10.98 | Residential | No | Behind the Meter | Behind the Meter |  | None | Ecological Systems LLC | JCP&L | Eligible for TI Program | 2020-01-13 | 2020-01-16 | 2021-10-30 | Enphase | IQ-6 | Inverters | 250 |  | 36 |  |  | 0.96 |  | Outside | at solar array
NJSTRE1545698169 | NJSRRE1544161763 | Transition Incentive Program | Milford | 8848 | 4 | 10.98 | Residential | No | Behind the Meter | Behind the Meter |  | None | Ecological Systems LLC | JCP&L | Eligible for TI Program | 2020-01-13 | 2020-01-16 | 2021-10-30 | Q-Cell | Q-Cell 305W | Solar Panels |  | 0.305 | 36 | 180 | 20 |  | Fixed | Ground
NJSTRE1545698171 | NJSRRE1544775249 | Transition Incentive Program | north bergen | 7047 | 8 | 7.71 | Residential | Yes | Behind the Meter | Net-metered residential rooftop and canopy |  | None | Vision Solar LLC | PSE&G | Accepted | 2020-03-31 | 2020-04-09 | 2021-10-30 | enphase | iq7-60-2-us | Inverters | 0.25 |  | 23 |  |  | 0.96 |  | Other | behind panels
NJSTRE1545698171 | NJSRRE1544775249 | Transition Incentive Program | north bergen | 7047 | 8 | 7.71 | Residential | Yes | Behind the Meter | Net-metered residential rooftop and canopy |  | None | Vision Solar LLC | PSE&G | Accepted | 2020-03-31 | 2020-04-09 | 2021-10-30 | lg solar | lg335n1k-v5 | Solar Panels |  | 0.335 | 17 | 18 | 32 |  | Fixed | Roof
NJSTRE1545698171 | NJSRRE1544775249 | Transition Incentive Program | north bergen | 7047 | 8 | 7.71 | Residential | Yes | Behind the Meter | Net-metered residential rooftop and canopy |  | None | Vision Solar LLC | PSE&G | Accepted | 2020-03-31 | 2020-04-09 | 2021-10-30 | lg solar | lg335n1k-v5 | Solar Panels |  | 0.335 | 2 | 18 | 212 |  | Fixed | Roof
NJSTRE1545698171 | NJSRRE1544775249 | Transition Incentive Program | north bergen | 7047 | 8 | 7.71 | Residential | Yes | Behind the Meter | Net-metered residential rooftop and canopy |  | None | Vision Solar LLC | PSE&G | Accepted | 2020-03-31 | 2020-04-09 | 2021-10-30 | lg solar | lg335n1k-v5 | Solar Panels |  | 0.335 | 3 | 18 | 302 |  | Fixed | Roof
NJSTRE1545698171 | NJSRRE1544775249 | Transition Incentive Program | north bergen | 7047 | 8 | 7.71 | Residential | Yes | Behind the Meter | Net-metered residential rooftop and canopy |  | None | Vision Solar LLC | PSE&G | Accepted | 2020-03-31 | 2020-04-09 | 2021-10-30 | lg solar | lg335n1k-v5 | Solar Panels |  | 0.335 | 1 | 18 | 122 |  | Fixed | Roof
NJSTRE1545698172 | NJSRRE1544766622 | Transition Incentive Program | runnemede | 8078 | 14 | 10.72 | Residential | Yes | Behind the Meter | Net-metered residential rooftop and canopy |  | None | Vision Solar LLC | PSE&G | Accepted | 2020-03-26 | 2020-03-31 | 2021-10-30 | enphase | iq7-6-2-us | Inverters | 0.96 |  | 32 |  |  | 0.1 |  | Other | behind panels
NJSTRE1545698172 | NJSRRE1544766622 | Transition Incentive Program | runnemede | 8078 | 14 | 10.72 | Residential | Yes | Behind the Meter | Net-metered residential rooftop and canopy |  | None | Vision Solar LLC | PSE&G | Accepted | 2020-03-26 | 2020-03-31 | 2021-10-30 | lg solar | lg335n1k-v5 | Solar Panels |  | 0.335 | 8 | 164 | 20 |  | Fixed | Roof
NJSTRE1545698172 | NJSRRE1544766622 | Transition Incentive Program | runnemede | 8078 | 14 | 10.72 | Residential | Yes | Behind the Meter | Net-metered residential rooftop and canopy |  | None | Vision Solar LLC | PSE&G | Accepted | 2020-03-26 | 2020-03-31 | 2021-10-30 | lg solar | lg335n1k-v5 | Solar Panels |  | 0.335 | 8 | 344 | 20 |  | Fixed | Roof
NJSTRE1545698172 | NJSRRE1544766622 | Transition Incentive Program | runnemede | 8078 | 14 | 10.72 | Residential | Yes | Behind the Meter | Net-metered residential rooftop and canopy |  | None | Vision Solar LLC | PSE&G | Accepted | 2020-03-26 | 2020-03-31 | 2021-10-30 | lg solar | lg335n1k5 | Solar Panels |  | 0.335 | 16 | 164 | 13 |  | Fixed | Roof
NJSTRE1545698174 | NJSRRE1544708457 | Transition Incentive Program | North Plainfield | 7063 | 10 | 6.7 | Residential | Yes | Behind the Meter | Net-metered residential rooftop and canopy |  | None | Vision Solar LLC | PSE&G | Accepted | 2020-03-17 | 2020-03-20 | 2021-10-30 | enphase | iq7-60-2-us | Inverters | 0.25 |  | 20 |  |  | 0.96 |  | Other | behind panels
NJSTRE1545698174 | NJSRRE1544708457 | Transition Incentive Program | North Plainfield | 7063 | 10 | 6.7 | Residential | Yes | Behind the Meter | Net-metered residential rooftop and canopy |  | None | Vision Solar LLC | PSE&G | Accepted | 2020-03-17 | 2020-03-20 | 2021-10-30 | lg solar | lg335n1k-v5 | Solar Panels |  | 0.335 | 20 | 143 | 20 |  | Fixed | Roof
NJSTRE1545698180 | NJSRRE1544519531 | Transition Incentive Program | Wall Township | 7719 | 17 | 9.14 | Residential | Yes | Behind the Meter | Net-metered residential rooftop and canopy |  | None | Vision Solar LLC | JCP&L | Accepted | 2020-02-21 | 2020-02-25 | 2021-10-30 | enphase | iq7-60-2-us | Inverters | 0.25 |  | 29 |  |  | 0.96 |  | Other | behind panels
NJSTRE1545698180 | NJSRRE1544519531 | Transition Incentive Program | Wall Township | 7719 | 17 | 9.14 | Residential | Yes | Behind the Meter | Net-metered residential rooftop and canopy |  | None | Vision Solar LLC | JCP&L | Accepted | 2020-02-21 | 2020-02-25 | 2021-10-30 | hanwa qcells | qpeak duo g5 315 | Solar Panels |  | 0.315 | 6 | 131 | 23 |  | Fixed | Roof
NJSTRE1545698180 | NJSRRE1544519531 | Transition Incentive Program | Wall Township | 7719 | 17 | 9.14 | Residential | Yes | Behind the Meter | Net-metered residential rooftop and canopy |  | None | Vision Solar LLC | JCP&L | Accepted | 2020-02-21 | 2020-02-25 | 2021-10-30 | hanwa qcells | qpeak duo g5 315 | Solar Panels |  | 0.315 | 23 | 131 | 22 |  | Fixed | Roof
NJSTRE1545698182 | NJSRRE1544736365 | Transition Incentive Program | Roselle | 7203 | 10 | 14.07 | Residential | Yes | Behind the Meter | Net-metered residential rooftop and canopy |  | None | Vision Solar LLC | PSE&G | Accepted | 2020-03-20 | 2020-03-25 | 2021-10-30 | enphase | iq7-60-2-us | Inverters | 0.25 |  | 42 |  |  | 0.96 |  | Other | behind panels
NJSTRE1545698182 | NJSRRE1544736365 | Transition Incentive Program | Roselle | 7203 | 10 | 14.07 | Residential | Yes | Behind the Meter | Net-metered residential rooftop and canopy |  | None | Vision Solar LLC | PSE&G | Accepted | 2020-03-20 | 2020-03-25 | 2021-10-30 | lg solar | lg335n1k-v5 | Solar Panels |  | 0.335 | 21 | 44 | 32 |  | Fixed | Roof
NJSTRE1545698182 | NJSRRE1544736365 | Transition Incentive Program | Roselle | 7203 | 10 | 14.07 | Residential | Yes | Behind the Meter | Net-metered residential rooftop and canopy |  | None | Vision Solar LLC | PSE&G | Accepted | 2020-03-20 | 2020-03-25 | 2021-10-30 | lg solar | lg335n1k-v5 | Solar Panels |  | 0.335 | 21 | 224 | 32 |  | Fixed | Roof
NJSTRE1545698184 | NJSRRE1544519787 | Transition Incentive Program | SOUTH PLAINFIELD | 7080 | 11 | 18.27 | Residential | Yes | Behind the Meter | Net-metered residential rooftop and canopy |  | None | Vision Solar LLC | PSE&G | Accepted | 2020-02-21 | 2020-02-25 | 2021-10-30 | ENPHASE ENERGY | IQ7-60-2-US | Inverters | 0.25 |  | 58 |  |  | 0.96 |  | Other | BEHIND PANELS
NJSTRE1545698184 | NJSRRE1544519787 | Transition Incentive Program | SOUTH PLAINFIELD | 7080 | 11 | 18.27 | Residential | Yes | Behind the Meter | Net-metered residential rooftop and canopy |  | None | Vision Solar LLC | PSE&G | Accepted | 2020-02-21 | 2020-02-25 | 2021-10-30 | JINKO SOLAR | JKM315M-60L | Solar Panels |  | 0.315 | 28 | 235 | 18 |  | Fixed | Roof
NJSTRE1545698184 | NJSRRE1544519787 | Transition Incentive Program | SOUTH PLAINFIELD | 7080 | 11 | 18.27 | Residential | Yes | Behind the Meter | Net-metered residential rooftop and canopy |  | None | Vision Solar LLC | PSE&G | Accepted | 2020-02-21 | 2020-02-25 | 2021-10-30 | JINKO SOLAR | JKM315M-60L | Solar Panels |  | 0.315 | 30 | 55 | 18 |  | Fixed | Roof
NJSTRE1545698186 | NJSRRE1544621473 | Transition Incentive Program | Freehold | 7728 | 17 | 6.2 | Residential | No | Behind the Meter | Behind the Meter |  | None | Sunrun Installation Services, Inc. | JCP&L | Eligible for TI Program | 2020-03-09 | 2020-03-12 | 2021-10-30 | Enphase Energy | IQ7-60-x-US (240V) | Inverters | 240 |  | 20 |  |  | 0.96 |  | Outdoor | Rooftop
NJSTRE1545698186 | NJSRRE1544621473 | Transition Incentive Program | Freehold | 7728 | 17 | 6.2 | Residential | No | Behind the Meter | Behind the Meter |  | None | Sunrun Installation Services, Inc. | JCP&L | Eligible for TI Program | 2020-03-09 | 2020-03-12 | 2021-10-30 | REC Solar | REC310TP2M | Solar Panels |  | 0.31 | 20 | 154 | 28 |  | Fixed | Roof
NJSTRE1545698187 | NJSRRE1544519481 | Transition Incentive Program | Newfield | 8344 | 15 | 3.69 | Residential | Yes | Behind the Meter | Net-metered residential rooftop and canopy |  | None | Vision Solar LLC | Vineland Muni Electric | Accepted | 2020-02-21 | 2020-02-25 | 2021-10-30 | enphase | iq7-60-2-us | Inverters | 0.25 |  | 11 |  |  | 0.96 |  | Other | behind panels
NJSTRE1545698187 | NJSRRE1544519481 | Transition Incentive Program | Newfield | 8344 | 15 | 3.69 | Residential | Yes | Behind the Meter | Net-metered residential rooftop and canopy |  | None | Vision Solar LLC | Vineland Muni Electric | Accepted | 2020-02-21 | 2020-02-25 | 2021-10-30 | lg solar | lg335n1k-v5 | Solar Panels |  | 0.335 | 1 | 238 | 38 |  | Fixed | Roof
NJSTRE1545698187 | NJSRRE1544519481 | Transition Incentive Program | Newfield | 8344 | 15 | 3.69 | Residential | Yes | Behind the Meter | Net-metered residential rooftop and canopy |  | None | Vision Solar LLC | Vineland Muni Electric | Accepted | 2020-02-21 | 2020-02-25 | 2021-10-30 | lg solar | lg335n1k-v5 | Solar Panels |  | 0.335 | 2 | 58 | 38 |  | Fixed | Roof
NJSTRE1545698187 | NJSRRE1544519481 | Transition Incentive Program | Newfield | 8344 | 15 | 3.69 | Residential | Yes | Behind the Meter | Net-metered residential rooftop and canopy |  | None | Vision Solar LLC | Vineland Muni Electric | Accepted | 2020-02-21 | 2020-02-25 | 2021-10-30 | lg solar | lg335n1k-v5 | Solar Panels |  | 0.335 | 8 | 148 | 38 |  | Fixed | Roof
NJSTRE1545698189 | NJSRRE1544559328 | Transition Incentive Program | Wenonah | 8090 | 15 | 6.7 | Residential | Yes | Behind the Meter | Net-metered residential rooftop and canopy |  | None | Vision Solar LLC | AC Electric | Accepted | 2020-02-29 | 2020-03-04 | 2021-10-30 | enphase | iq7-60-2-us | Inverters | 0.25 |  | 20 |  |  | 0.96 |  | Other | behind panels
NJSTRE1545698189 | NJSRRE1544559328 | Transition Incentive Program | Wenonah | 8090 | 15 | 6.7 | Residential | Yes | Behind the Meter | Net-metered residential rooftop and canopy |  | None | Vision Solar LLC | AC Electric | Accepted | 2020-02-29 | 2020-03-04 | 2021-10-30 | lg solar | lg335n1k-v5 | Solar Panels |  | 0.335 | 20 | 223 | 34 |  | Fixed | Roof
NJSTRE1545698192 | NJSRRE1544519769 | Transition Incentive Program | Camden City | 8104 | 14 | 4.41 | Residential | Yes | Behind the Meter | Net-metered residential rooftop and canopy |  | None | Vision Solar LLC | PSE&G | Accepted | 2020-02-21 | 2020-02-25 | 2021-10-30 | ENPHASE ENERGY | IQ7-60-2-US | Inverters | 0.25 |  | 14 |  |  | 0.96 |  | Other | BEHIND PANELS
NJSTRE1545698192 | NJSRRE1544519769 | Transition Incentive Program | Camden City | 8104 | 14 | 4.41 | Residential | Yes | Behind the Meter | Net-metered residential rooftop and canopy |  | None | Vision Solar LLC | PSE&G | Accepted | 2020-02-21 | 2020-02-25 | 2021-10-30 | HANWHA QCELLS | QPEAK DUO G5 | Solar Panels |  | 0.315 | 3 | 72 | 35 |  | Fixed | Roof
NJSTRE1545698192 | NJSRRE1544519769 | Transition Incentive Program | Camden City | 8104 | 14 | 4.41 | Residential | Yes | Behind the Meter | Net-metered residential rooftop and canopy |  | None | Vision Solar LLC | PSE&G | Accepted | 2020-02-21 | 2020-02-25 | 2021-10-30 | HANWHA QCELLS | QPEAK DUO G5 | Solar Panels |  | 0.315 | 11 | 252 | 35 |  | Fixed | Roof
NJSTRE1545698193 | NJSRRE1544845610 | Transition Incentive Program | turnersville | 8012 | 14 | 10.39 | Residential | Yes | Behind the Meter | Net-metered residential rooftop and canopy |  | None | Vision Solar LLC | AC Electric | Accepted | 2020-04-15 | 2020-04-23 | 2021-10-30 | enphase | iq7-60-2-us | Inverters | 0.24 |  | 31 |  |  | 0.96 |  | Other | behind panels
NJSTRE1545698193 | NJSRRE1544845610 | Transition Incentive Program | turnersville | 8012 | 14 | 10.39 | Residential | Yes | Behind the Meter | Net-metered residential rooftop and canopy |  | None | Vision Solar LLC | AC Electric | Accepted | 2020-04-15 | 2020-04-23 | 2021-10-30 | lg solar | lg335n1k-v5 | Solar Panels |  | 0.335 | 3 | 217 | 19 |  | Fixed | Roof
NJSTRE1545698193 | NJSRRE1544845610 | Transition Incentive Program | turnersville | 8012 | 14 | 10.39 | Residential | Yes | Behind the Meter | Net-metered residential rooftop and canopy |  | None | Vision Solar LLC | AC Electric | Accepted | 2020-04-15 | 2020-04-23 | 2021-10-30 | lg solar | lg335n2k-v5 | Solar Panels |  | 0.335 | 28 | 217 | 19 |  | Fixed | Roof
NJSTRE1545698194 | NJSRRE1544472726 | Transition Incentive Program | Irvington Town | 7111 | 9 | 5.7 | Residential | Yes | Behind the Meter | Net-metered residential rooftop and canopy |  | None | Vision Solar LLC | PSE&G | Accepted | 2020-02-19 | 2020-02-21 | 2021-10-30 | enphase | iq7-60-2-us | Inverters | 0.25 |  | 17 |  |  | 0.96 |  | Other | behindpanels
NJSTRE1545698194 | NJSRRE1544472726 | Transition Incentive Program | Irvington Town | 7111 | 9 | 5.7 | Residential | Yes | Behind the Meter | Net-metered residential rooftop and canopy |  | None | Vision Solar LLC | PSE&G | Accepted | 2020-02-19 | 2020-02-21 | 2021-10-30 | lg solar | lg335n1k-v5 | Solar Panels |  | 0.335 | 8 | 212 | 27 |  | Fixed | Roof
NJSTRE1545698194 | NJSRRE1544472726 | Transition Incentive Program | Irvington Town | 7111 | 9 | 5.7 | Residential | Yes | Behind the Meter | Net-metered residential rooftop and canopy |  | None | Vision Solar LLC | PSE&G | Accepted | 2020-02-19 | 2020-02-21 | 2021-10-30 | lg solar | lg335n1k-v5 | Solar Panels |  | 0.335 | 8 | 32 | 27 |  | Fixed | Roof
NJSTRE1545698194 | NJSRRE1544472726 | Transition Incentive Program | Irvington Town | 7111 | 9 | 5.7 | Residential | Yes | Behind the Meter | Net-metered residential rooftop and canopy |  | None | Vision Solar LLC | PSE&G | Accepted | 2020-02-19 | 2020-02-21 | 2021-10-30 | lg solar | lg335n1k-v5 | Solar Panels |  | 0.335 | 1 | 302 | 14 |  | Fixed | Roof
NJSTRE1545698197 | NJSRRE1544522697 | Transition Incentive Program | Franklin | 8873 | 5 | 16.7 | Residential | Yes | Behind the Meter | Net-metered residential rooftop and canopy |  | None | Vision Solar LLC | PSE&G | Accepted | 2020-02-22 | 2020-02-25 | 2021-10-30 | enphase | iq7-60-2-us | Inverters | 0.25 |  | 53 |  |  | 0.96 |  | Other | behind panels
NJSTRE1545698197 | NJSRRE1544522697 | Transition Incentive Program | Franklin | 8873 | 5 | 16.7 | Residential | Yes | Behind the Meter | Net-metered residential rooftop and canopy |  | None | Vision Solar LLC | PSE&G | Accepted | 2020-02-22 | 2020-02-25 | 2021-10-30 | hanwa qcells | qpeak duo g5 315 | Solar Panels |  | 0.315 | 22 | 300 | 23 |  | Fixed | Roof
NJSTRE1545698197 | NJSRRE1544522697 | Transition Incentive Program | Franklin | 8873 | 5 | 16.7 | Residential | Yes | Behind the Meter | Net-metered residential rooftop and canopy |  | None | Vision Solar LLC | PSE&G | Accepted | 2020-02-22 | 2020-02-25 | 2021-10-30 | hanwa qcells | qpeak duo g5 315 | Solar Panels |  | 0.315 | 31 | 120 | 23 |  | Fixed | Roof
NJSTRE1545698199 | NJSRRE1544710361 | Transition Incentive Program | Montclair | 7043 | 9 | 13.4 | Residential | Yes | Behind the Meter | Net-metered residential rooftop and canopy |  | None | Vision Solar LLC | PSE&G | Accepted | 2020-03-18 | 2020-03-23 | 2021-10-30 | lg solar | lg335n1k-v5 | Inverters | 0.25 |  | 40 |  |  | 0.96 |  | Other | behind panels
NJSTRE1545698199 | NJSRRE1544710361 | Transition Incentive Program | Montclair | 7043 | 9 | 13.4 | Residential | Yes | Behind the Meter | Net-metered residential rooftop and canopy |  | None | Vision Solar LLC | PSE&G | Accepted | 2020-03-18 | 2020-03-23 | 2021-10-30 | lg solar | lg335n1k-v5 | Solar Panels |  | 0.335 | 11 | 124 | 39 |  | Fixed | Roof
NJSTRE1545698199 | NJSRRE1544710361 | Transition Incentive Program | Montclair | 7043 | 9 | 13.4 | Residential | Yes | Behind the Meter | Net-metered residential rooftop and canopy |  | None | Vision Solar LLC | PSE&G | Accepted | 2020-03-18 | 2020-03-23 | 2021-10-30 | lg solar | lg335n1k-v5 | Solar Panels |  | 0.335 | 21 | 304 | 39 |  | Fixed | Roof
NJSTRE1545698199 | NJSRRE1544710361 | Transition Incentive Program | Montclair | 7043 | 9 | 13.4 | Residential | Yes | Behind the Meter | Net-metered residential rooftop and canopy |  | None | Vision Solar LLC | PSE&G | Accepted | 2020-03-18 | 2020-03-23 | 2021-10-30 | lg solar | lg335n1k-v5 | Solar Panels |  | 0.335 | 8 | 124 | 3 |  | Fixed | Roof
NJSTRE1545698200 | NJSRRE1544593021 | Transition Incentive Program | Wenonah | 8090 | 15 | 10.39 | Residential | Yes | Behind the Meter | Net-metered residential rooftop and canopy |  | None | Vision Solar LLC | PSE&G | Accepted | 2020-03-04 | 2020-03-06 | 2021-10-30 | enphase | iq7-60-2-us | Inverters | 0.25 |  | 31 |  |  | 0.96 |  | Other | behind panels
NJSTRE1545698200 | NJSRRE1544593021 | Transition Incentive Program | Wenonah | 8090 | 15 | 10.39 | Residential | Yes | Behind the Meter | Net-metered residential rooftop and canopy |  | None | Vision Solar LLC | PSE&G | Accepted | 2020-03-04 | 2020-03-06 | 2021-10-30 | lg solar | lg335n1k-v5 | Solar Panels |  | 0.335 | 7 | 180 | 20 |  | Fixed | Roof
NJSTRE1545698200 | NJSRRE1544593021 | Transition Incentive Program | Wenonah | 8090 | 15 | 10.39 | Residential | Yes | Behind the Meter | Net-metered residential rooftop and canopy |  | None | Vision Solar LLC | PSE&G | Accepted | 2020-03-04 | 2020-03-06 | 2021-10-30 | lg solar | lg335n1k-v5 | Solar Panels |  | 0.335 | 11 | 359 | 23 |  | Fixed | Roof
NJSTRE1545698200 | NJSRRE1544593021 | Transition Incentive Program | Wenonah | 8090 | 15 | 10.39 | Residential | Yes | Behind the Meter | Net-metered residential rooftop and canopy |  | None | Vision Solar LLC | PSE&G | Accepted | 2020-03-04 | 2020-03-06 | 2021-10-30 | lg solar | lg335n1k-v5 | Solar Panels |  | 0.335 | 12 | 179 | 23 |  | Fixed | Roof
NJSTRE1545698200 | NJSRRE1544593021 | Transition Incentive Program | Wenonah | 8090 | 15 | 10.39 | Residential | Yes | Behind the Meter | Net-metered residential rooftop and canopy |  | None | Vision Solar LLC | PSE&G | Accepted | 2020-03-04 | 2020-03-06 | 2021-10-30 | lg solar | lg335n1k-v5 | Solar Panels |  | 0.335 | 1 | 360 | 20 |  | Fixed | Roof
NJSTRE1545698201 | NJSRRE1544467053 | Transition Incentive Program | sicklerville | 8081 | 14 | 11.73 | Residential | Yes | Behind the Meter | Net-metered residential rooftop and canopy |  | None | Vision Solar LLC | AC Electric | Accepted | 2020-02-17 | 2020-02-20 | 2021-10-30 | enphase | iq7-60-2-us | Inverters | 0.25 |  | 35 |  |  | 0.96 |  | Other | behind panels
NJSTRE1545698201 | NJSRRE1544467053 | Transition Incentive Program | sicklerville | 8081 | 14 | 11.73 | Residential | Yes | Behind the Meter | Net-metered residential rooftop and canopy |  | None | Vision Solar LLC | AC Electric | Accepted | 2020-02-17 | 2020-02-20 | 2021-10-30 | lg solar | lg335n1k-v5 | Solar Panels |  | 0.335 | 28 | 181 | 20 |  | Fixed | Roof
NJSTRE1545698201 | NJSRRE1544467053 | Transition Incentive Program | sicklerville | 8081 | 14 | 11.73 | Residential | Yes | Behind the Meter | Net-metered residential rooftop and canopy |  | None | Vision Solar LLC | AC Electric | Accepted | 2020-02-17 | 2020-02-20 | 2021-10-30 | lg solar | lg335n1k-v5 | Solar Panels |  | 0.335 | 7 | 1 | 20 |  | Fixed | Roof
NJSTRE1545698202 | NJSRRE1544892772 | Transition Incentive Program | Mt Holly | 8060 | 13 | 12.4 | Residential | Yes | Behind the Meter | Net-metered residential rooftop and canopy |  | None | Vision Solar LLC | PSE&G | Accepted | 2020-04-24 | 2020-04-29 | 2021-10-30 | enphase | iq7-60-2-us | Inverters | 0.24 |  | 37 |  |  | 0.96 |  | Other | behind panels
NJSTRE1545698202 | NJSRRE1544892772 | Transition Incentive Program | Mt Holly | 8060 | 13 | 12.4 | Residential | Yes | Behind the Meter | Net-metered residential rooftop and canopy |  | None | Vision Solar LLC | PSE&G | Accepted | 2020-04-24 | 2020-04-29 | 2021-10-30 | lgsolar | lg335n1k-v5 | Solar Panels |  | 0.335 | 4 | 313 | 27 |  | Fixed | Roof
NJSTRE1545698202 | NJSRRE1544892772 | Transition Incentive Program | Mt Holly | 8060 | 13 | 12.4 | Residential | Yes | Behind the Meter | Net-metered residential rooftop and canopy |  | None | Vision Solar LLC | PSE&G | Accepted | 2020-04-24 | 2020-04-29 | 2021-10-30 | lgsolar | lg335n1k-v5 | Solar Panels |  | 0.335 | 18 | 143 | 12 |  | Fixed | Roof
NJSTRE1545698202 | NJSRRE1544892772 | Transition Incentive Program | Mt Holly | 8060 | 13 | 12.4 | Residential | Yes | Behind the Meter | Net-metered residential rooftop and canopy |  | None | Vision Solar LLC | PSE&G | Accepted | 2020-04-24 | 2020-04-29 | 2021-10-30 | lgsolar | lg335n1k-v5 | Solar Panels |  | 0.335 | 4 | 143 | 27 |  | Fixed | Roof
NJSTRE1545698202 | NJSRRE1544892772 | Transition Incentive Program | Mt Holly | 8060 | 13 | 12.4 | Residential | Yes | Behind the Meter | Net-metered residential rooftop and canopy |  | None | Vision Solar LLC | PSE&G | Accepted | 2020-04-24 | 2020-04-29 | 2021-10-30 | lg solar | lg335n1k-v5 | Solar Panels |  | 0.335 | 11 | 318 | 10 |  | Fixed | Roof
NJSTRE1545698203 | NJSRRE1544467210 | Transition Incentive Program | Highland Park | 8904 | 11 | 11.78 | Residential | Yes | Behind the Meter | Behind the Meter |  | None | Sunrun Installation Services, Inc. | PSE&G | Eligible for TI Program | 2020-02-17 | 2020-02-20 | 2021-10-30 | Delta Electronics | M10-TL-US | Inverters | 9600 |  | 1 |  |  | 0.96 |  | Outdoor | Next To Meter
NJSTRE1545698203 | NJSRRE1544467210 | Transition Incentive Program | Highland Park | 8904 | 11 | 11.78 | Residential | Yes | Behind the Meter | Behind the Meter |  | None | Sunrun Installation Services, Inc. | PSE&G | Eligible for TI Program | 2020-02-17 | 2020-02-20 | 2021-10-30 | REC Solar | REC310TP2M | Solar Panels |  | 0.31 | 10 | 72 | 23 |  | Fixed | Roof
NJSTRE1545698203 | NJSRRE1544467210 | Transition Incentive Program | Highland Park | 8904 | 11 | 11.78 | Residential | Yes | Behind the Meter | Behind the Meter |  | None | Sunrun Installation Services, Inc. | PSE&G | Eligible for TI Program | 2020-02-17 | 2020-02-20 | 2021-10-30 | REC Solar | REC310TP2M | Solar Panels |  | 0.31 | 28 | 163 | 23 |  | Fixed | Roof
NJSTRE1545698204 | NJSRRE1544805902 | Transition Incentive Program | Laurel Springs | 8021 | 14 | 13.94 | Residential | No | Behind the Meter | Behind the Meter |  | None | NJ Solar Power, LLC | PSE&G | Eligible for TI Program | 2020-04-07 | 2020-04-13 | 2021-10-30 | Solaredge | SE11400H-US | Inverters | 11400 |  | 1 |  |  | 0.99 |  | Indoor | garage
NJSTRE1545698204 | NJSRRE1544805902 | Transition Incentive Program | Laurel Springs | 8021 | 14 | 13.94 | Residential | No | Behind the Meter | Behind the Meter |  | None | NJ Solar Power, LLC | PSE&G | Eligible for TI Program | 2020-04-07 | 2020-04-13 | 2021-10-30 | Panasonic | VBHN340SA17 | Solar Panels |  | 0.34 | 3 | 160 | 18 |  | Fixed | Roof
NJSTRE1545698204 | NJSRRE1544805902 | Transition Incentive Program | Laurel Springs | 8021 | 14 | 13.94 | Residential | No | Behind the Meter | Behind the Meter |  | None | NJ Solar Power, LLC | PSE&G | Eligible for TI Program | 2020-04-07 | 2020-04-13 | 2021-10-30 | Panasonic | VBHN340SA17 | Solar Panels |  | 0.34 | 16 | 250 | 18 |  | Fixed | Roof
NJSTRE1545698204 | NJSRRE1544805902 | Transition Incentive Program | Laurel Springs | 8021 | 14 | 13.94 | Residential | No | Behind the Meter | Behind the Meter |  | None | NJ Solar Power, LLC | PSE&G | Eligible for TI Program | 2020-04-07 | 2020-04-13 | 2021-10-30 | Panasonic | VBHN340SA17 | Solar Panels |  | 0.34 | 9 | 250 | 14 |  | Fixed | Roof
NJSTRE1545698204 | NJSRRE1544805902 | Transition Incentive Program | Laurel Springs | 8021 | 14 | 13.94 | Residential | No | Behind the Meter | Behind the Meter |  | None | NJ Solar Power, LLC | PSE&G | Eligible for TI Program | 2020-04-07 | 2020-04-13 | 2021-10-30 | Panasonic | VBHN340SA17 | Solar Panels |  | 0.34 | 8 | 250 | 14 |  | Fixed | Roof
NJSTRE1545698204 | NJSRRE1544805902 | Transition Incentive Program | Laurel Springs | 8021 | 14 | 13.94 | Residential | No | Behind the Meter | Behind the Meter |  | None | NJ Solar Power, LLC | PSE&G | Eligible for TI Program | 2020-04-07 | 2020-04-13 | 2021-10-30 | Panasonic | VBHN340SA17 | Solar Panels |  | 0.34 | 5 | 70 | 18 |  | Fixed | Roof
NJSTRE1545698205 | NJSRRE1544559319 | Transition Incentive Program | Clementon | 8021 | 14 | 7.04 | Residential | Yes | Behind the Meter | Net-metered residential rooftop and canopy |  | None | Vision Solar LLC | AC Electric | Accepted | 2020-02-29 | 2020-03-04 | 2021-10-30 | enphase | iq7-60-2-us | Inverters | 0.25 |  | 21 |  |  | 0.96 |  | Other | behind panels
NJSTRE1545698205 | NJSRRE1544559319 | Transition Incentive Program | Clementon | 8021 | 14 | 7.04 | Residential | Yes | Behind the Meter | Net-metered residential rooftop and canopy |  | None | Vision Solar LLC | AC Electric | Accepted | 2020-02-29 | 2020-03-04 | 2021-10-30 | lg solar | lg335n1k-v5 | Solar Panels |  | 0.335 | 21 | 122 | 21 |  | Fixed | Roof
NJSTRE1545698210 | NJSRRE1544472687 | Transition Incentive Program | sicklerville | 8081 | 14 | 7.56 | Residential | Yes | Behind the Meter | Net-metered residential rooftop and canopy |  | None | Vision Solar LLC | AC Electric | Accepted | 2020-02-19 | 2020-02-21 | 2021-10-30 | enphase | iq7-60-2-us | Inverters | 0.25 |  | 24 |  |  | 0.96 |  | Other | behind panels
NJSTRE1545698210 | NJSRRE1544472687 | Transition Incentive Program | sicklerville | 8081 | 14 | 7.56 | Residential | Yes | Behind the Meter | Net-metered residential rooftop and canopy |  | None | Vision Solar LLC | AC Electric | Accepted | 2020-02-19 | 2020-02-21 | 2021-10-30 | hanwa qcells | qpeak duo g5 315 | Solar Panels |  | 0.315 | 7 | 128 | 20 |  | Fixed | Roof
NJSTRE1545698210 | NJSRRE1544472687 | Transition Incentive Program | sicklerville | 8081 | 14 | 7.56 | Residential | Yes | Behind the Meter | Net-metered residential rooftop and canopy |  | None | Vision Solar LLC | AC Electric | Accepted | 2020-02-19 | 2020-02-21 | 2021-10-30 | hanwa qcells | qpeak duo g5 315 | Solar Panels |  | 0.315 | 17 | 128 | 20 |  | Fixed | Roof
NJSTRE1545698211 | NJSRRE1544546707 | Transition Incentive Program | City of Orange | 7050 | 9 | 6.82 | Residential | Yes | Behind the Meter | Behind the Meter |  | None | Sunrun Installation Services, Inc. | PSE&G | Eligible for TI Program | 2020-02-27 | 2020-03-03 | 2021-10-30 | Enphase Energy | IQ7-60-x-US (240V) | Inverters | 240 |  | 22 |  |  | 0.96 |  | Outdoor | Rooftop
NJSTRE1545698211 | NJSRRE1544546707 | Transition Incentive Program | City of Orange | 7050 | 9 | 6.82 | Residential | Yes | Behind the Meter | Behind the Meter |  | None | Sunrun Installation Services, Inc. | PSE&G | Eligible for TI Program | 2020-02-27 | 2020-03-03 | 2021-10-30 | REC Solar | REC310TP2M | Solar Panels |  | 0.31 | 4 | 311 | 30 |  | Fixed | Roof
NJSTRE1545698211 | NJSRRE1544546707 | Transition Incentive Program | City of Orange | 7050 | 9 | 6.82 | Residential | Yes | Behind the Meter | Behind the Meter |  | None | Sunrun Installation Services, Inc. | PSE&G | Eligible for TI Program | 2020-02-27 | 2020-03-03 | 2021-10-30 | REC Solar | REC310TP2M | Solar Panels |  | 0.31 | 6 | 131 | 45 |  | Fixed | Roof
NJSTRE1545698211 | NJSRRE1544546707 | Transition Incentive Program | City of Orange | 7050 | 9 | 6.82 | Residential | Yes | Behind the Meter | Behind the Meter |  | None | Sunrun Installation Services, Inc. | PSE&G | Eligible for TI Program | 2020-02-27 | 2020-03-03 | 2021-10-30 | REC Solar | REC310TP2M | Solar Panels |  | 0.31 | 6 | 131 | 30 |  | Fixed | Roof
NJSTRE1545698211 | NJSRRE1544546707 | Transition Incentive Program | City of Orange | 7050 | 9 | 6.82 | Residential | Yes | Behind the Meter | Behind the Meter |  | None | Sunrun Installation Services, Inc. | PSE&G | Eligible for TI Program | 2020-02-27 | 2020-03-03 | 2021-10-30 | REC Solar | REC310TP2M | Solar Panels |  | 0.31 | 6 | 312 | 45 |  | Fixed | Roof
NJSTRE1545698212 | NJSRRE1544775319 | Transition Incentive Program | Plainfield city | 7060 | 10 | 4.02 | Residential | Yes | Behind the Meter | Net-metered residential rooftop and canopy |  | None | Vision Solar LLC | PSE&G | Accepted | 2020-03-31 | 2020-04-09 | 2021-10-30 | enphase | iq7-60-2-us | Inverters | 0.25 |  | 12 |  |  | 0.96 |  | Outside | behind panels
NJSTRE1545698212 | NJSRRE1544775319 | Transition Incentive Program | Plainfield city | 7060 | 10 | 4.02 | Residential | Yes | Behind the Meter | Net-metered residential rooftop and canopy |  | None | Vision Solar LLC | PSE&G | Accepted | 2020-03-31 | 2020-04-09 | 2021-10-30 | lg solar | lg335n1k-v5 | Solar Panels |  | 0.335 | 6 | 47 | 221 |  | Fixed | Roof
NJSTRE1545698212 | NJSRRE1544775319 | Transition Incentive Program | Plainfield city | 7060 | 10 | 4.02 | Residential | Yes | Behind the Meter | Net-metered residential rooftop and canopy |  | None | Vision Solar LLC | PSE&G | Accepted | 2020-03-31 | 2020-04-09 | 2021-10-30 | lg solar | lg335n1k-v5 | Solar Panels |  | 0.335 | 3 | 44 | 41 |  | Fixed | Roof
NJSTRE1545698212 | NJSRRE1544775319 | Transition Incentive Program | Plainfield city | 7060 | 10 | 4.02 | Residential | Yes | Behind the Meter | Net-metered residential rooftop and canopy |  | None | Vision Solar LLC | PSE&G | Accepted | 2020-03-31 | 2020-04-09 | 2021-10-30 | lg solar | lg335n1k-v5 | Solar Panels |  | 0.335 | 3 | 44 | 221 |  | Fixed | Roof
NJSTRE1545698213 | NJSRRE1544623216 | Transition Incentive Program | Ridgefield Park | 7660 | 7 | 5.03 | Residential | Yes | Behind the Meter | Net-metered residential rooftop and canopy |  | None | Vision Solar LLC | PSE&G | Accepted | 2020-03-10 | 2020-03-12 | 2021-10-30 | Enphase | IQ7- 60-2-US | Inverters | 0.25 |  | 15 |  |  | 0.96 |  | Other | Behind panels
NJSTRE1545698213 | NJSRRE1544623216 | Transition Incentive Program | Ridgefield Park | 7660 | 7 | 5.03 | Residential | Yes | Behind the Meter | Net-metered residential rooftop and canopy |  | None | Vision Solar LLC | PSE&G | Accepted | 2020-03-10 | 2020-03-12 | 2021-10-30 | LG Solar | LG335N1K-V5 | Solar Panels |  | 0.335 | 8 | 201 | 34 |  | Fixed | Roof
NJSTRE1545698213 | NJSRRE1544623216 | Transition Incentive Program | Ridgefield Park | 7660 | 7 | 5.03 | Residential | Yes | Behind the Meter | Net-metered residential rooftop and canopy |  | None | Vision Solar LLC | PSE&G | Accepted | 2020-03-10 | 2020-03-12 | 2021-10-30 | LG Solar | LG335N1K-V5 | Solar Panels |  | 0.335 | 2 | 110 | 34 |  | Fixed | Roof
NJSTRE1545698213 | NJSRRE1544623216 | Transition Incentive Program | Ridgefield Park | 7660 | 7 | 5.03 | Residential | Yes | Behind the Meter | Net-metered residential rooftop and canopy |  | None | Vision Solar LLC | PSE&G | Accepted | 2020-03-10 | 2020-03-12 | 2021-10-30 | LG Solar | LG335N1K-V5 | Solar Panels |  | 0.335 | 2 | 292 | 10 |  | Fixed | Roof
NJSTRE1545698213 | NJSRRE1544623216 | Transition Incentive Program | Ridgefield Park | 7660 | 7 | 5.03 | Residential | Yes | Behind the Meter | Net-metered residential rooftop and canopy |  | None | Vision Solar LLC | PSE&G | Accepted | 2020-03-10 | 2020-03-12 | 2021-10-30 | LG Solar | LG335N1K-V5 | Solar Panels |  | 0.335 | 3 | 291 | 34 |  | Fixed | Roof
NJSTRE1545698214 | NJSRRE1544701714 | Transition Incentive Program | Camden City | 8105 | 14 | 5.7 | Residential | Yes | Behind the Meter | Net-metered residential rooftop and canopy |  | None | Vision Solar LLC | PSE&G | Accepted | 2020-03-16 | 2020-03-19 | 2021-10-30 | enphase | iq7-60-2-us | Inverters | 0.25 |  | 17 |  |  | 0.96 |  | Other | behind panels
NJSTRE1545698214 | NJSRRE1544701714 | Transition Incentive Program | Camden City | 8105 | 14 | 5.7 | Residential | Yes | Behind the Meter | Net-metered residential rooftop and canopy |  | None | Vision Solar LLC | PSE&G | Accepted | 2020-03-16 | 2020-03-19 | 2021-10-30 | lg solar | lg335n1k-v5 | Solar Panels |  | 0.335 | 17 | 144 | 10 |  | Fixed | Roof
NJSTRE1545698216 | NJSRRE1544797761 | Transition Incentive Program | hackensack | 7601 | 7 | 5.36 | Residential | Yes | Behind the Meter | Net-metered residential rooftop and canopy |  | None | Vision Solar LLC | PSE&G | Accepted | 2020-04-04 | 2020-04-09 | 2021-10-30 | enphase | iq7-60-2-us | Inverters | 0.25 |  | 16 |  |  | 0.96 |  | Other | behind panels
NJSTRE1545698216 | NJSRRE1544797761 | Transition Incentive Program | hackensack | 7601 | 7 | 5.36 | Residential | Yes | Behind the Meter | Net-metered residential rooftop and canopy |  | None | Vision Solar LLC | PSE&G | Accepted | 2020-04-04 | 2020-04-09 | 2021-10-30 | lg solar | lg335n1k-v5 | Solar Panels |  | 0.335 | 14 | 189 | 41 |  | Fixed | Roof
NJSTRE1545698216 | NJSRRE1544797761 | Transition Incentive Program | hackensack | 7601 | 7 | 5.36 | Residential | Yes | Behind the Meter | Net-metered residential rooftop and canopy |  | None | Vision Solar LLC | PSE&G | Accepted | 2020-04-04 | 2020-04-09 | 2021-10-30 | lgsolar | lg335n1k-v5 | Solar Panels |  | 0.335 | 1 | 99 | 44 |  | Fixed | Roof
NJSTRE1545698216 | NJSRRE1544797761 | Transition Incentive Program | hackensack | 7601 | 7 | 5.36 | Residential | Yes | Behind the Meter | Net-metered residential rooftop and canopy |  | None | Vision Solar LLC | PSE&G | Accepted | 2020-04-04 | 2020-04-09 | 2021-10-30 | lgsolar | lg335n1k-v5 | Solar Panels |  | 0.335 | 1 | 279 | 44 |  | Fixed | Roof
NJSTRE1545698217 | NJSRRE1544846379 | Transition Incentive Program | gloucester twp | 8012 | 14 | 8.71 | Residential | Yes | Behind the Meter | Net-metered residential rooftop and canopy |  | None | Vision Solar LLC | PSE&G | Accepted | 2020-04-15 | 2020-04-22 | 2021-10-30 | enphase | iq7-60-2-us | Inverters | 0.24 |  | 26 |  |  | 0.96 |  | Other | behind panels
NJSTRE1545698217 | NJSRRE1544846379 | Transition Incentive Program | gloucester twp | 8012 | 14 | 8.71 | Residential | Yes | Behind the Meter | Net-metered residential rooftop and canopy |  | None | Vision Solar LLC | PSE&G | Accepted | 2020-04-15 | 2020-04-22 | 2021-10-30 | lg solar | lg335n1k-v5 | Solar Panels |  | 0.335 | 26 | 247 | 20 |  | Fixed | Roof
NJSTRE1545698222 | NJSRRE1544708424 | Transition Incentive Program | Maple Shade TWP | 8052 | 13 | 9.72 | Residential | Yes | Behind the Meter | Net-metered residential rooftop and canopy |  | None | Vision Solar LLC | PSE&G | Accepted | 2020-03-17 | 2020-03-20 | 2021-10-30 | enphase | iq7-60-2-us | Inverters | 0.25 |  | 29 |  |  | 0.96 |  | Other | behind panels
NJSTRE1545698222 | NJSRRE1544708424 | Transition Incentive Program | Maple Shade TWP | 8052 | 13 | 9.72 | Residential | Yes | Behind the Meter | Net-metered residential rooftop and canopy |  | None | Vision Solar LLC | PSE&G | Accepted | 2020-03-17 | 2020-03-20 | 2021-10-30 | lg solar | lg335n1k-v5 | Solar Panels |  | 0.335 | 12 | 221 | 20 |  | Fixed | Roof
NJSTRE1545698222 | NJSRRE1544708424 | Transition Incentive Program | Maple Shade TWP | 8052 | 13 | 9.72 | Residential | Yes | Behind the Meter | Net-metered residential rooftop and canopy |  | None | Vision Solar LLC | PSE&G | Accepted | 2020-03-17 | 2020-03-20 | 2021-10-30 | lg solar | lg335n1k-v5 | Solar Panels |  | 0.335 | 2 | 41 | 38 |  | Fixed | Roof
NJSTRE1545698222 | NJSRRE1544708424 | Transition Incentive Program | Maple Shade TWP | 8052 | 13 | 9.72 | Residential | Yes | Behind the Meter | Net-metered residential rooftop and canopy |  | None | Vision Solar LLC | PSE&G | Accepted | 2020-03-17 | 2020-03-20 | 2021-10-30 | lg solar | lg335n1k-v5 | Solar Panels |  | 0.335 | 15 | 221 | 38 |  | Fixed | Roof
NJSTRE1545698223 | NJSRRE1544767335 | Transition Incentive Program | Pennsville | 8070 | 16 | 5.7 | Residential | Yes | Behind the Meter | Net-metered residential rooftop and canopy |  | None | Vision Solar LLC | AC Electric | Accepted | 2020-03-26 | 2020-03-31 | 2021-10-30 | enphase | iq7-60-2-us | Inverters | 0.96 |  | 17 |  |  | 0.1 |  | Other | behind panels
NJSTRE1545698223 | NJSRRE1544767335 | Transition Incentive Program | Pennsville | 8070 | 16 | 5.7 | Residential | Yes | Behind the Meter | Net-metered residential rooftop and canopy |  | None | Vision Solar LLC | AC Electric | Accepted | 2020-03-26 | 2020-03-31 | 2021-10-30 | lg solar | lg335n1k-v5 | Solar Panels |  | 0.335 | 2 | 134 | 20 |  | Fixed | Roof
NJSTRE1545698223 | NJSRRE1544767335 | Transition Incentive Program | Pennsville | 8070 | 16 | 5.7 | Residential | Yes | Behind the Meter | Net-metered residential rooftop and canopy |  | None | Vision Solar LLC | AC Electric | Accepted | 2020-03-26 | 2020-03-31 | 2021-10-30 | lg solar | lg335n1k-v5 | Solar Panels |  | 0.335 | 6 | 224 | 20 |  | Fixed | Roof
NJSTRE1545698223 | NJSRRE1544767335 | Transition Incentive Program | Pennsville | 8070 | 16 | 5.7 | Residential | Yes | Behind the Meter | Net-metered residential rooftop and canopy |  | None | Vision Solar LLC | AC Electric | Accepted | 2020-03-26 | 2020-03-31 | 2021-10-30 | lg solar | lg335n1k-v5 | Solar Panels |  | 0.335 | 4 | 134 | 30 |  | Fixed | Roof
NJSTRE1545698223 | NJSRRE1544767335 | Transition Incentive Program | Pennsville | 8070 | 16 | 5.7 | Residential | Yes | Behind the Meter | Net-metered residential rooftop and canopy |  | None | Vision Solar LLC | AC Electric | Accepted | 2020-03-26 | 2020-03-31 | 2021-10-30 | lg solar | lg335n1k-v5 | Solar Panels |  | 0.335 | 5 | 314 | 20 |  | Fixed | Roof
NJSTRE1545698225 | NJSRRE1544773347 | Transition Incentive Program | somers point | 8244 | 19 | 4.02 | Residential | Yes | Behind the Meter | Net-metered residential rooftop and canopy |  | None | Vision Solar LLC | AC Electric | Accepted | 2020-03-30 | 2020-04-09 | 2021-10-30 | ENPHASE | IQ7-60-2-US | Inverters | 0.25 |  | 12 |  |  | 0.96 |  | Other | BEHIND PANELS
NJSTRE1545698225 | NJSRRE1544773347 | Transition Incentive Program | somers point | 8244 | 19 | 4.02 | Residential | Yes | Behind the Meter | Net-metered residential rooftop and canopy |  | None | Vision Solar LLC | AC Electric | Accepted | 2020-03-30 | 2020-04-09 | 2021-10-30 | LG SOLAR | LG335N1K-V5 | Solar Panels |  | 0.335 | 12 | 206 | 43 |  | Fixed | Roof
NJSTRE1545698229 | NJSRRE1544465764 | Transition Incentive Program | HEWITT | 7421 | 6 | 8.71 | Residential | Yes | Behind the Meter | Net-metered residential rooftop and canopy |  | None | Vision Solar LLC | Orange Rockland Electric | Accepted | 2020-02-17 | 2020-02-19 | 2021-10-30 | enphase | iq7-60-2-us | Inverters | 0.25 |  | 26 |  |  | 0.96 |  | Other | behind panels
NJSTRE1545698229 | NJSRRE1544465764 | Transition Incentive Program | HEWITT | 7421 | 6 | 8.71 | Residential | Yes | Behind the Meter | Net-metered residential rooftop and canopy |  | None | Vision Solar LLC | Orange Rockland Electric | Accepted | 2020-02-17 | 2020-02-19 | 2021-10-30 | lg solar | lg335n1k-v5 | Solar Panels |  | 0.335 | 8 | 303 | 20 |  | Fixed | Roof
NJSTRE1545698229 | NJSRRE1544465764 | Transition Incentive Program | HEWITT | 7421 | 6 | 8.71 | Residential | Yes | Behind the Meter | Net-metered residential rooftop and canopy |  | None | Vision Solar LLC | Orange Rockland Electric | Accepted | 2020-02-17 | 2020-02-19 | 2021-10-30 | lg solar | lg335n1k-v5 | Solar Panels |  | 0.335 | 5 | 123 | 20 |  | Fixed | Roof
NJSTRE1545698229 | NJSRRE1544465764 | Transition Incentive Program | HEWITT | 7421 | 6 | 8.71 | Residential | Yes | Behind the Meter | Net-metered residential rooftop and canopy |  | None | Vision Solar LLC | Orange Rockland Electric | Accepted | 2020-02-17 | 2020-02-19 | 2021-10-30 | lgsolar | lg335n1k-v5 | Solar Panels |  | 0.335 | 6 | 213 | 22 |  | Fixed | Roof
NJSTRE1545698229 | NJSRRE1544465764 | Transition Incentive Program | HEWITT | 7421 | 6 | 8.71 | Residential | Yes | Behind the Meter | Net-metered residential rooftop and canopy |  | None | Vision Solar LLC | Orange Rockland Electric | Accepted | 2020-02-17 | 2020-02-19 | 2021-10-30 | lg solar | lg335n1k-v5 | Solar Panels |  | 0.335 | 7 | 123 | 18 |  | Fixed | Roof
NJSTRE1545698230 | NJSRRE1544818064 | Transition Incentive Program | villas | 8251 | 21 | 4.69 | Residential | Yes | Behind the Meter | Net-metered residential rooftop and canopy |  | None | Vision Solar LLC | AC Electric | Accepted | 2020-04-09 | 2020-04-16 | 2021-10-30 | lgsolar | lg335n1k-v5 | Solar Panels |  | 0.335 | 4 | 216 | 15 |  | Fixed | Roof
NJSTRE1545698230 | NJSRRE1544818064 | Transition Incentive Program | villas | 8251 | 21 | 4.69 | Residential | Yes | Behind the Meter | Net-metered residential rooftop and canopy |  | None | Vision Solar LLC | AC Electric | Accepted | 2020-04-09 | 2020-04-16 | 2021-10-30 | lgsolar | lg335n1k-v5 | Solar Panels |  | 0.335 | 4 | 126 | 30 |  | Fixed | Roof
NJSTRE1545698230 | NJSRRE1544818064 | Transition Incentive Program | villas | 8251 | 21 | 4.69 | Residential | Yes | Behind the Meter | Net-metered residential rooftop and canopy |  | None | Vision Solar LLC | AC Electric | Accepted | 2020-04-09 | 2020-04-16 | 2021-10-30 | lg | lg335n1k-v5 | Solar Panels |  | 0.335 | 6 | 216 | 19 |  | Fixed | Roof
NJSTRE1545698232 | NJSRRE1544836447 | Transition Incentive Program | palmyra | 8065 | 13 | 7.71 | Residential | Yes | Behind the Meter | Net-metered residential rooftop and canopy |  | None | Vision Solar LLC | PSE&G | Accepted | 2020-04-13 | 2020-04-20 | 2021-10-30 | enphase | iq7-60-2-us | Inverters | 0.24 |  | 23 |  |  | 0.96 |  | Other | behind panels
NJSTRE1545698232 | NJSRRE1544836447 | Transition Incentive Program | palmyra | 8065 | 13 | 7.71 | Residential | Yes | Behind the Meter | Net-metered residential rooftop and canopy |  | None | Vision Solar LLC | PSE&G | Accepted | 2020-04-13 | 2020-04-20 | 2021-10-30 | lgsolar | lg335n1k-v5 | Solar Panels |  | 0.335 | 3 | 110 | 15 |  | Fixed | Roof
NJSTRE1545698232 | NJSRRE1544836447 | Transition Incentive Program | palmyra | 8065 | 13 | 7.71 | Residential | Yes | Behind the Meter | Net-metered residential rooftop and canopy |  | None | Vision Solar LLC | PSE&G | Accepted | 2020-04-13 | 2020-04-20 | 2021-10-30 | lg solar | lg335n1k-v5 | Solar Panels |  | 0.335 | 6 | 110 | 43 |  | Fixed | Roof
NJSTRE1545698232 | NJSRRE1544836447 | Transition Incentive Program | palmyra | 8065 | 13 | 7.71 | Residential | Yes | Behind the Meter | Net-metered residential rooftop and canopy |  | None | Vision Solar LLC | PSE&G | Accepted | 2020-04-13 | 2020-04-20 | 2021-10-30 | lgsolar | lg335n1k-v5 | Solar Panels |  | 0.335 | 6 | 290 | 43 |  | Fixed | Roof
NJSTRE1545698232 | NJSRRE1544836447 | Transition Incentive Program | palmyra | 8065 | 13 | 7.71 | Residential | Yes | Behind the Meter | Net-metered residential rooftop and canopy |  | None | Vision Solar LLC | PSE&G | Accepted | 2020-04-13 | 2020-04-20 | 2021-10-30 | lgsolar | lg335n1k-v5 | Solar Panels |  | 0.335 | 4 | 110 | 11 |  | Fixed | Roof
NJSTRE1545698232 | NJSRRE1544836447 | Transition Incentive Program | palmyra | 8065 | 13 | 7.71 | Residential | Yes | Behind the Meter | Net-metered residential rooftop and canopy |  | None | Vision Solar LLC | PSE&G | Accepted | 2020-04-13 | 2020-04-20 | 2021-10-30 | lgsolar | lg335n1k-v5 | Solar Panels |  | 0.335 | 4 | 290 | 15 |  | Fixed | Roof
NJSTRE1545698235 | NJSRRE1544523784 | Transition Incentive Program | haledon | 7508 | 6 | 8.51 | Residential | Yes | Behind the Meter | Net-metered residential rooftop and canopy |  | None | Vision Solar LLC | PSE&G | Accepted | 2020-02-24 | 2020-02-26 | 2021-10-30 | enphase energy | iq7-60-2-us | Inverters | 0.25 |  | 27 |  |  | 0.96 |  | Other | behind panels
NJSTRE1545698235 | NJSRRE1544523784 | Transition Incentive Program | haledon | 7508 | 6 | 8.51 | Residential | Yes | Behind the Meter | Net-metered residential rooftop and canopy |  | None | Vision Solar LLC | PSE&G | Accepted | 2020-02-24 | 2020-02-26 | 2021-10-30 | hanwha qcells | qpeak duo | Solar Panels |  | 0.315 | 27 | 263 | 34 |  | Fixed | Roof
NJSTRE1545698240 | NJSRRE1544545667 | Transition Incentive Program | bayonne | 7002 | 8 | 4.69 | Residential | Yes | Behind the Meter | Net-metered residential rooftop and canopy |  | None | Vision Solar LLC | PSE&G | Accepted | 2020-02-27 | 2020-03-02 | 2021-10-30 | enphase | iq7-60-2-us | Inverters | 0.25 |  | 14 |  |  | 0.96 |  | Other | behind panels
NJSTRE1545698240 | NJSRRE1544545667 | Transition Incentive Program | bayonne | 7002 | 8 | 4.69 | Residential | Yes | Behind the Meter | Net-metered residential rooftop and canopy |  | None | Vision Solar LLC | PSE&G | Accepted | 2020-02-27 | 2020-03-02 | 2021-10-30 | lg solar | lg335n1k-v5 | Solar Panels |  | 0.335 | 3 | 302 | 30 |  | Fixed | Roof
NJSTRE1545698240 | NJSRRE1544545667 | Transition Incentive Program | bayonne | 7002 | 8 | 4.69 | Residential | Yes | Behind the Meter | Net-metered residential rooftop and canopy |  | None | Vision Solar LLC | PSE&G | Accepted | 2020-02-27 | 2020-03-02 | 2021-10-30 | lg solar | lg335n1k-v5 | Solar Panels |  | 0.335 | 11 | 112 | 30 |  | Fixed | Roof
NJSTRE1545698241 | NJSRRE1544521929 | Transition Incentive Program | Newark City | 7108 | 9 | 12.4 | Residential | No | Behind the Meter | Net-metered residential rooftop and canopy |  | None | Vision Solar LLC | PSE&G | Accepted | 2020-02-22 | 2020-02-25 | 2021-10-30 | enphase | iq7-60-2-us | Inverters | 0.25 |  | 37 |  |  | 0.96 |  | Other | behind panels
NJSTRE1545698241 | NJSRRE1544521929 | Transition Incentive Program | Newark City | 7108 | 9 | 12.4 | Residential | No | Behind the Meter | Net-metered residential rooftop and canopy |  | None | Vision Solar LLC | PSE&G | Accepted | 2020-02-22 | 2020-02-25 | 2021-10-30 | lg solar | lg335n1k-v5 | Solar Panels |  | 0.335 | 10 | 197 | 48 |  | Fixed | Roof
NJSTRE1545698241 | NJSRRE1544521929 | Transition Incentive Program | Newark City | 7108 | 9 | 12.4 | Residential | No | Behind the Meter | Net-metered residential rooftop and canopy |  | None | Vision Solar LLC | PSE&G | Accepted | 2020-02-22 | 2020-02-25 | 2021-10-30 | lg solar | lg335n1k-v5 | Solar Panels |  | 0.335 | 6 | 107 | 48 |  | Fixed | Roof
NJSTRE1545698241 | NJSRRE1544521929 | Transition Incentive Program | Newark City | 7108 | 9 | 12.4 | Residential | No | Behind the Meter | Net-metered residential rooftop and canopy |  | None | Vision Solar LLC | PSE&G | Accepted | 2020-02-22 | 2020-02-25 | 2021-10-30 | lg solar | lg335n1k-v5 | Solar Panels |  | 0.335 | 4 | 197 | 53 |  | Fixed | Roof
NJSTRE1545698241 | NJSRRE1544521929 | Transition Incentive Program | Newark City | 7108 | 9 | 12.4 | Residential | No | Behind the Meter | Net-metered residential rooftop and canopy |  | None | Vision Solar LLC | PSE&G | Accepted | 2020-02-22 | 2020-02-25 | 2021-10-30 | lg solar | lg335n1k-v5 | Solar Panels |  | 0.335 | 7 | 17 | 48 |  | Fixed | Roof
NJSTRE1545698241 | NJSRRE1544521929 | Transition Incentive Program | Newark City | 7108 | 9 | 12.4 | Residential | No | Behind the Meter | Net-metered residential rooftop and canopy |  | None | Vision Solar LLC | PSE&G | Accepted | 2020-02-22 | 2020-02-25 | 2021-10-30 | lg solar | lg335n1k-v5 | Solar Panels |  | 0.335 | 10 | 287 | 48 |  | Fixed | Roof
NJSTRE1545698242 | NJSRRE1544796440 | Transition Incentive Program | fishing creek | 8204 | 21 | 8.71 | Residential | Yes | Behind the Meter | Net-metered residential rooftop and canopy |  | None | Vision Solar LLC | AC Electric | Accepted | 2020-04-03 | 2020-04-09 | 2021-10-30 | enpahse | iq7-60-2-us | Inverters | 0.25 |  | 26 |  |  | 0.96 |  | Other | behind panels
NJSTRE1545698242 | NJSRRE1544796440 | Transition Incentive Program | fishing creek | 8204 | 21 | 8.71 | Residential | Yes | Behind the Meter | Net-metered residential rooftop and canopy |  | None | Vision Solar LLC | AC Electric | Accepted | 2020-04-03 | 2020-04-09 | 2021-10-30 | lg solar | lg335n1k-v5 | Solar Panels |  | 0.335 | 12 | 213 | 20 |  | Fixed | Roof
NJSTRE1545698242 | NJSRRE1544796440 | Transition Incentive Program | fishing creek | 8204 | 21 | 8.71 | Residential | Yes | Behind the Meter | Net-metered residential rooftop and canopy |  | None | Vision Solar LLC | AC Electric | Accepted | 2020-04-03 | 2020-04-09 | 2021-10-30 | lg solar | lg335n1k-v5 | Solar Panels |  | 0.335 | 14 | 214 | 20 |  | Fixed | Roof
NJSTRE1545698243 | NJSRRE1544705416 | Transition Incentive Program | Edison | 8817 | 11 | 3.35 | Residential | Yes | Behind the Meter | Net-metered residential rooftop and canopy |  | None | Vision Solar LLC | PSE&G | Accepted | 2020-03-17 | 2020-03-20 | 2021-10-30 | enphase | iq7-60-2-us | Inverters | 0.25 |  | 10 |  |  | 0.96 |  | Other | behind panels
NJSTRE1545698243 | NJSRRE1544705416 | Transition Incentive Program | Edison | 8817 | 11 | 3.35 | Residential | Yes | Behind the Meter | Net-metered residential rooftop and canopy |  | None | Vision Solar LLC | PSE&G | Accepted | 2020-03-17 | 2020-03-20 | 2021-10-30 | lg solar | lg335n1k-v5 | Solar Panels |  | 0.335 | 10 | 186 | 20 |  | Fixed | Roof
NJSTRE1545698246 | NJSRRE1544736460 | Transition Incentive Program | Asbury | 8802 | 4 | 9.38 | Residential | Yes | Behind the Meter | Net-metered residential rooftop and canopy |  | None | Vision Solar LLC | JCP&L | Accepted | 2020-03-20 | 2020-03-25 | 2021-10-30 | enphase | iq7-60-2-us | Inverters | 0.25 |  | 28 |  |  | 0.96 |  | Outside | behind panels
NJSTRE1545698246 | NJSRRE1544736460 | Transition Incentive Program | Asbury | 8802 | 4 | 9.38 | Residential | Yes | Behind the Meter | Net-metered residential rooftop and canopy |  | None | Vision Solar LLC | JCP&L | Accepted | 2020-03-20 | 2020-03-25 | 2021-10-30 | lg solar | lg335n1k-v5 | Solar Panels |  | 0.335 | 28 | 139 | 30 |  | Fixed | Roof
NJSTRE1545698248 | NJSRRE1544770183 | Transition Incentive Program | McKee City | 8234 | 19 | 6.03 | Residential | Yes | Behind the Meter | Net-metered residential rooftop and canopy |  | None | Vision Solar LLC | AC Electric | Accepted | 2020-03-27 | 2020-04-02 | 2021-10-30 | enphase | iq7-60-2-us | Inverters | 0.25 |  | 18 |  |  | 0.96 |  | Other | behind panels
NJSTRE1545698248 | NJSRRE1544770183 | Transition Incentive Program | McKee City | 8234 | 19 | 6.03 | Residential | Yes | Behind the Meter | Net-metered residential rooftop and canopy |  | None | Vision Solar LLC | AC Electric | Accepted | 2020-03-27 | 2020-04-02 | 2021-10-30 | lg | lg335n1k-v5 | Solar Panels |  | 0.335 | 18 | 111 | 20 |  | Fixed | Roof
NJSTRE1545698250 | NJSRRE1544523758 | Transition Incentive Program | SOMERVILLE | 8076 |  | 12.29 | Residential | Yes | Behind the Meter | Net-metered residential rooftop and canopy |  | None | Vision Solar LLC | PSE&G | Accepted | 2020-02-24 | 2020-02-26 | 2021-10-30 | enphase energy | iq7-60-2-us | Inverters | 0.25 |  | 39 |  |  | 0.96 |  | Other | behind panels
NJSTRE1545698250 | NJSRRE1544523758 | Transition Incentive Program | SOMERVILLE | 8076 |  | 12.29 | Residential | Yes | Behind the Meter | Net-metered residential rooftop and canopy |  | None | Vision Solar LLC | PSE&G | Accepted | 2020-02-24 | 2020-02-26 | 2021-10-30 | HANWHA QCELLS | QPEAK DUO G5 | Solar Panels |  | 0.315 | 6 | 195 | 21 |  | Fixed | Roof
NJSTRE1545698250 | NJSRRE1544523758 | Transition Incentive Program | SOMERVILLE | 8076 |  | 12.29 | Residential | Yes | Behind the Meter | Net-metered residential rooftop and canopy |  | None | Vision Solar LLC | PSE&G | Accepted | 2020-02-24 | 2020-02-26 | 2021-10-30 | HANWHA QCELLS | QPEAK DUO G5 | Solar Panels |  | 0.315 | 8 | 285 | 22 |  | Fixed | Roof
NJSTRE1545698250 | NJSRRE1544523758 | Transition Incentive Program | SOMERVILLE | 8076 |  | 12.29 | Residential | Yes | Behind the Meter | Net-metered residential rooftop and canopy |  | None | Vision Solar LLC | PSE&G | Accepted | 2020-02-24 | 2020-02-26 | 2021-10-30 | hanwha qcells | qpeak duo g5 | Solar Panels |  | 0.315 | 5 | 15 | 23 |  | Fixed | Roof
NJSTRE1545698250 | NJSRRE1544523758 | Transition Incentive Program | SOMERVILLE | 8076 |  | 12.29 | Residential | Yes | Behind the Meter | Net-metered residential rooftop and canopy |  | None | Vision Solar LLC | PSE&G | Accepted | 2020-02-24 | 2020-02-26 | 2021-10-30 | HANWHA QCELLS | QPEAK DUO G5 | Solar Panels |  | 0.315 | 15 | 195 | 23 |  | Fixed | Roof
NJSTRE1545698250 | NJSRRE1544523758 | Transition Incentive Program | SOMERVILLE | 8076 |  | 12.29 | Residential | Yes | Behind the Meter | Net-metered residential rooftop and canopy |  | None | Vision Solar LLC | PSE&G | Accepted | 2020-02-24 | 2020-02-26 | 2021-10-30 | HANWHA QCELLS | QPEAK DUO G5 | Solar Panels |  | 0.315 | 5 | 105 | 23 |  | Fixed | Roof
NJSTRE1545698252 | NJSRRE1544818002 | Transition Incentive Program | Edison | 8820 | 11 | 8.38 | Residential | No | Behind the Meter | Net-metered residential rooftop and canopy |  | None | Morgan Associates and Consulting LLC | PSE&G | Accepted | 2020-04-09 | 2020-04-16 | 2021-10-30 | Hialeam | cl200 | Meters |  |  | 1 |  |  |  | Yes | Indoor
NJSTRE1545698252 | NJSRRE1544818002 | Transition Incentive Program | Edison | 8820 | 11 | 8.38 | Residential | No | Behind the Meter | Net-metered residential rooftop and canopy |  | None | Morgan Associates and Consulting LLC | PSE&G | Accepted | 2020-04-09 | 2020-04-16 | 2021-10-30 | Enphase | IQ7 | Inverters | 0.24 |  | 25 |  |  | 0.99 |  | Outdoor | roof
NJSTRE1545698252 | NJSRRE1544818002 | Transition Incentive Program | Edison | 8820 | 11 | 8.38 | Residential | No | Behind the Meter | Net-metered residential rooftop and canopy |  | None | Morgan Associates and Consulting LLC | PSE&G | Accepted | 2020-04-09 | 2020-04-16 | 2021-10-30 | LG | LG 335 | Solar Panels |  | 0.335 | 25 | 263 | 40 |  | Fixed | Roof
NJSTRE1545698254 | NJSRRE1544724275 | Transition Incentive Program | Bargaintown | 8234 | 19 | 9.05 | Residential | Yes | Behind the Meter | Net-metered residential rooftop and canopy |  | None | Vision Solar LLC | AC Electric | Accepted | 2020-03-19 | 2020-03-24 | 2021-10-30 | enphase | iq7-60-2-us | Inverters | 0.25 |  | 27 |  |  | 0.96 |  | Outdoor | behind panels
NJSTRE1545698254 | NJSRRE1544724275 | Transition Incentive Program | Bargaintown | 8234 | 19 | 9.05 | Residential | Yes | Behind the Meter | Net-metered residential rooftop and canopy |  | None | Vision Solar LLC | AC Electric | Accepted | 2020-03-19 | 2020-03-24 | 2021-10-30 | lg solar | lg335n1k-v5 | Solar Panels |  | 0.335 | 27 | 123 | 32 |  | Fixed | Roof
NJSTRE1545698256 | NJSRRE1544522699 | Transition Incentive Program | Orange City | 7050 | 9 | 13.86 | Residential | Yes | Behind the Meter | Net-metered residential rooftop and canopy |  | None | Vision Solar LLC | PSE&G | Accepted | 2020-02-22 | 2020-02-25 | 2021-10-30 | enphase | iq7-60-2-us | Inverters | 0.25 |  | 1 |  |  | 0.96 |  | Other | behind panels
NJSTRE1545698256 | NJSRRE1544522699 | Transition Incentive Program | Orange City | 7050 | 9 | 13.86 | Residential | Yes | Behind the Meter | Net-metered residential rooftop and canopy |  | None | Vision Solar LLC | PSE&G | Accepted | 2020-02-22 | 2020-02-25 | 2021-10-30 | hanwa qcells | qpeak duo g5 315 | Solar Panels |  | 0.315 | 22 | 301 | 34 |  | Fixed | Roof
NJSTRE1545698256 | NJSRRE1544522699 | Transition Incentive Program | Orange City | 7050 | 9 | 13.86 | Residential | Yes | Behind the Meter | Net-metered residential rooftop and canopy |  | None | Vision Solar LLC | PSE&G | Accepted | 2020-02-22 | 2020-02-25 | 2021-10-30 | hanwa qcells | qpeak duo g5 315 | Solar Panels |  | 0.315 | 8 | 121 | 17 |  | Fixed | Roof
NJSTRE1545698256 | NJSRRE1544522699 | Transition Incentive Program | Orange City | 7050 | 9 | 13.86 | Residential | Yes | Behind the Meter | Net-metered residential rooftop and canopy |  | None | Vision Solar LLC | PSE&G | Accepted | 2020-02-22 | 2020-02-25 | 2021-10-30 | hanwa cells | qpeak duo g5 315 | Solar Panels |  | 0.315 | 14 | 121 | 37 |  | Fixed | Roof
NJSTRE1545698257 | NJSRRE1544598083 | Transition Incentive Program | Sicklerville | 8081 | 14 | 16.08 | Residential | No | Behind the Meter | Net-metered residential rooftop and canopy |  | None | Vision Solar LLC | AC Electric | Accepted | 2020-03-04 | 2020-03-09 | 2021-10-30 | enphase | iq7-60-2-us | Inverters | 0.25 |  | 48 |  |  | 0.96 |  | Other | behind panels
NJSTRE1545698257 | NJSRRE1544598083 | Transition Incentive Program | Sicklerville | 8081 | 14 | 16.08 | Residential | No | Behind the Meter | Net-metered residential rooftop and canopy |  | None | Vision Solar LLC | AC Electric | Accepted | 2020-03-04 | 2020-03-09 | 2021-10-30 | lg solar | lg335n1k-v5 | Solar Panels |  | 0.335 | 2 | 152 | 18 |  | Fixed | Roof
NJSTRE1545698257 | NJSRRE1544598083 | Transition Incentive Program | Sicklerville | 8081 | 14 | 16.08 | Residential | No | Behind the Meter | Net-metered residential rooftop and canopy |  | None | Vision Solar LLC | AC Electric | Accepted | 2020-03-04 | 2020-03-09 | 2021-10-30 | lg solar | lg335n1k-v5 | Solar Panels |  | 0.335 | 19 | 62 | 21 |  | Fixed | Roof
NJSTRE1545698257 | NJSRRE1544598083 | Transition Incentive Program | Sicklerville | 8081 | 14 | 16.08 | Residential | No | Behind the Meter | Net-metered residential rooftop and canopy |  | None | Vision Solar LLC | AC Electric | Accepted | 2020-03-04 | 2020-03-09 | 2021-10-30 | lg solar | lg335n1k-v5 | Solar Panels |  | 0.335 | 27 | 242 | 21 |  | Fixed | Roof
NJSTRE1545698261 | NJSRRE1544836549 | Transition Incentive Program | Mansfield TWP | 8022 | 13 | 8.37 | Residential | No | Behind the Meter | Net-metered residential rooftop and canopy |  | None | Morgan Associates and Consulting LLC | PSE&G | Accepted | 2020-04-13 | 2020-04-21 | 2021-10-30 | Enphase | IQ7 | Inverters | 0.24 |  | 27 |  |  | 0.99 |  | Outdoor | roof
NJSTRE1545698261 | NJSRRE1544836549 | Transition Incentive Program | Mansfield TWP | 8022 | 13 | 8.37 | Residential | No | Behind the Meter | Net-metered residential rooftop and canopy |  | None | Morgan Associates and Consulting LLC | PSE&G | Accepted | 2020-04-13 | 2020-04-21 | 2021-10-30 | Axitec | 310 | Solar Panels |  | 0.31 | 27 | 239 | 27 |  | Fixed | Roof
NJSTRE1545698266 | NJSRRE1544519569 | Transition Incentive Program | Bayonnne | 7002 | 8 | 8.19 | Residential | Yes | Behind the Meter | Net-metered residential rooftop and canopy |  | None | Vision Solar LLC | PSE&G | Accepted | 2020-02-21 | 2020-02-25 | 2021-10-30 | enphase energy | iq7-60-2-us | Inverters | 0.25 |  | 26 |  |  | 0.96 |  | Other | behind panels
NJSTRE1545698266 | NJSRRE1544519569 | Transition Incentive Program | Bayonnne | 7002 | 8 | 8.19 | Residential | Yes | Behind the Meter | Net-metered residential rooftop and canopy |  | None | Vision Solar LLC | PSE&G | Accepted | 2020-02-21 | 2020-02-25 | 2021-10-30 | hanwha qcells | qpeak duo g5 | Solar Panels |  | 0.315 | 7 | 90 | 35 |  | Fixed | Roof
NJSTRE1545698266 | NJSRRE1544519569 | Transition Incentive Program | Bayonnne | 7002 | 8 | 8.19 | Residential | Yes | Behind the Meter | Net-metered residential rooftop and canopy |  | None | Vision Solar LLC | PSE&G | Accepted | 2020-02-21 | 2020-02-25 | 2021-10-30 | hanwha qcells | qpeak duo g5 | Solar Panels |  | 0.315 | 8 | 270 | 36 |  | Fixed | Roof
NJSTRE1545698266 | NJSRRE1544519569 | Transition Incentive Program | Bayonnne | 7002 | 8 | 8.19 | Residential | Yes | Behind the Meter | Net-metered residential rooftop and canopy |  | None | Vision Solar LLC | PSE&G | Accepted | 2020-02-21 | 2020-02-25 | 2021-10-30 | hanwha qcells | qpeak duo g5 | Solar Panels |  | 0.315 | 5 | 180 | 48 |  | Fixed | Roof
NJSTRE1545698266 | NJSRRE1544519569 | Transition Incentive Program | Bayonnne | 7002 | 8 | 8.19 | Residential | Yes | Behind the Meter | Net-metered residential rooftop and canopy |  | None | Vision Solar LLC | PSE&G | Accepted | 2020-02-21 | 2020-02-25 | 2021-10-30 | hanwha qcells | qpeak duo g5 | Solar Panels |  | 0.315 | 6 | 90 | 40 |  | Fixed | Roof
NJSTRE1545698269 | NJSRRE1544523777 | Transition Incentive Program | haledon | 7508 | 6 | 2.84 | Residential | Yes | Behind the Meter | Net-metered residential rooftop and canopy |  | None | Vision Solar LLC | PSE&G | Accepted | 2020-02-24 | 2020-02-26 | 2021-10-30 | enphase energy | iq7-60-2-us | Inverters | 0.25 |  | 9 |  |  | 0.96 |  | Other | behind panels
NJSTRE1545698269 | NJSRRE1544523777 | Transition Incentive Program | haledon | 7508 | 6 | 2.84 | Residential | Yes | Behind the Meter | Net-metered residential rooftop and canopy |  | None | Vision Solar LLC | PSE&G | Accepted | 2020-02-24 | 2020-02-26 | 2021-10-30 | hanwha qcells | qpeak duo g5 | Solar Panels |  | 0.315 | 9 | 263 | 34 |  | Fixed | Roof
NJSTRE1545698272 | NJSRRE1544566602 | Transition Incentive Program | Sewell | 8080 | 15 | 20.44 | Residential | Yes | Behind the Meter | Net-metered residential rooftop and canopy |  | None | Vision Solar LLC | AC Electric | Accepted | 2020-03-03 | 2020-03-05 | 2021-10-30 | enphase | iq7-60-2-us | Inverters | 0.25 |  | 61 |  |  | 0.96 |  | Other | behind panels
NJSTRE1545698272 | NJSRRE1544566602 | Transition Incentive Program | Sewell | 8080 | 15 | 20.44 | Residential | Yes | Behind the Meter | Net-metered residential rooftop and canopy |  | None | Vision Solar LLC | AC Electric | Accepted | 2020-03-03 | 2020-03-05 | 2021-10-30 | LG SOLAR | lg335n1k-v5 | Solar Panels |  | 0.335 | 18 | 91 | 29 |  | Fixed | Roof
NJSTRE1545698272 | NJSRRE1544566602 | Transition Incentive Program | Sewell | 8080 | 15 | 20.44 | Residential | Yes | Behind the Meter | Net-metered residential rooftop and canopy |  | None | Vision Solar LLC | AC Electric | Accepted | 2020-03-03 | 2020-03-05 | 2021-10-30 | lg solar | lg335n1k-v5 | Solar Panels |  | 0.335 | 17 | 271 | 18 |  | Fixed | Roof
NJSTRE1545698272 | NJSRRE1544566602 | Transition Incentive Program | Sewell | 8080 | 15 | 20.44 | Residential | Yes | Behind the Meter | Net-metered residential rooftop and canopy |  | None | Vision Solar LLC | AC Electric | Accepted | 2020-03-03 | 2020-03-05 | 2021-10-30 | lg solar | lg335n1k-v5 | Solar Panels |  | 0.335 | 2 | 181 | 29 |  | Fixed | Roof
NJSTRE1545698272 | NJSRRE1544566602 | Transition Incentive Program | Sewell | 8080 | 15 | 20.44 | Residential | Yes | Behind the Meter | Net-metered residential rooftop and canopy |  | None | Vision Solar LLC | AC Electric | Accepted | 2020-03-03 | 2020-03-05 | 2021-10-30 | lg solar | lg335n1k-v5 | Solar Panels |  | 0.335 | 18 | 181 | 22 |  | Fixed | Roof
NJSTRE1545698272 | NJSRRE1544566602 | Transition Incentive Program | Sewell | 8080 | 15 | 20.44 | Residential | Yes | Behind the Meter | Net-metered residential rooftop and canopy |  | None | Vision Solar LLC | AC Electric | Accepted | 2020-03-03 | 2020-03-05 | 2021-10-30 | lg solar | lg335n1k-v5 | Solar Panels |  | 0.335 | 6 | 181 | 29 |  | Fixed | Roof
NJSTRE1545698273 | NJSRRE1544626092 | Transition Incentive Program | Trenton | 8629 | 12 | 12.06 | Residential | Yes | Behind the Meter | Net-metered residential rooftop and canopy |  | None | Vision Solar LLC | PSE&G | Accepted | 2020-03-11 | 2020-03-16 | 2021-10-30 | enphase | iq7-60-2-us | Inverters | 0.25 |  | 36 |  |  | 0.96 |  | Other | behind panels
NJSTRE1545698273 | NJSRRE1544626092 | Transition Incentive Program | Trenton | 8629 | 12 | 12.06 | Residential | Yes | Behind the Meter | Net-metered residential rooftop and canopy |  | None | Vision Solar LLC | PSE&G | Accepted | 2020-03-11 | 2020-03-16 | 2021-10-30 | lg solar | lg335n1k-v5 | Solar Panels |  | 0.335 | 14 | 233 | 28 |  | Fixed | Roof
NJSTRE1545698273 | NJSRRE1544626092 | Transition Incentive Program | Trenton | 8629 | 12 | 12.06 | Residential | Yes | Behind the Meter | Net-metered residential rooftop and canopy |  | None | Vision Solar LLC | PSE&G | Accepted | 2020-03-11 | 2020-03-16 | 2021-10-30 | lg solar | lg335n1k-v5 | Solar Panels |  | 0.335 | 22 | 143 | 28 |  | Fixed | Roof
NJSTRE1545698274 | NJSRRE1544701551 | Transition Incentive Program | Old Bridge | 8857 | 11 | 8.71 | Residential | Yes | Behind the Meter | Net-metered residential rooftop and canopy |  | None | Vision Solar LLC | JCP&L | Accepted | 2020-03-16 | 2020-03-19 | 2021-10-30 | Enphase | IQ7-60-2-US | Inverters | 0.25 |  | 26 |  |  | 0.96 |  | Other | adj to utility meter
NJSTRE1545698274 | NJSRRE1544701551 | Transition Incentive Program | Old Bridge | 8857 | 11 | 8.71 | Residential | Yes | Behind the Meter | Net-metered residential rooftop and canopy |  | None | Vision Solar LLC | JCP&L | Accepted | 2020-03-16 | 2020-03-19 | 2021-10-30 | lg solar | lg335n1k-v5 | Solar Panels |  | 0.335 | 12 | 254 | 20 |  | Fixed | Roof
NJSTRE1545698274 | NJSRRE1544701551 | Transition Incentive Program | Old Bridge | 8857 | 11 | 8.71 | Residential | Yes | Behind the Meter | Net-metered residential rooftop and canopy |  | None | Vision Solar LLC | JCP&L | Accepted | 2020-03-16 | 2020-03-19 | 2021-10-30 | Lg Solar | lg335n1k-v5 | Solar Panels |  | 0.335 | 14 | 74 | 20 |  | Fixed | Roof
NJSTRE1545698276 | NJSRRE1544524515 | Transition Incentive Program | Fairview | 7022 | 7 | 7.44 | Residential | Yes | Behind the Meter | Behind the Meter |  | None | Sunrun Installation Services, Inc. | PSE&G | Eligible for TI Program | 2020-02-24 | 2020-02-27 | 2021-10-30 | Enphase Energy | IQ7-60-x-US (240V) | Inverters | 240 |  | 24 |  |  | 0.96 |  | Outdoor | Rooftop
NJSTRE1545698276 | NJSRRE1544524515 | Transition Incentive Program | Fairview | 7022 | 7 | 7.44 | Residential | Yes | Behind the Meter | Behind the Meter |  | None | Sunrun Installation Services, Inc. | PSE&G | Eligible for TI Program | 2020-02-24 | 2020-02-27 | 2021-10-30 | REC Solar | REC310TP2M | Solar Panels |  | 0.31 | 6 | 214 | 14 |  | Fixed | Roof
NJSTRE1545698276 | NJSRRE1544524515 | Transition Incentive Program | Fairview | 7022 | 7 | 7.44 | Residential | Yes | Behind the Meter | Behind the Meter |  | None | Sunrun Installation Services, Inc. | PSE&G | Eligible for TI Program | 2020-02-24 | 2020-02-27 | 2021-10-30 | REC Solar | REC310TP2M | Solar Panels |  | 0.31 | 3 | 304 | 15 |  | Fixed | Roof
NJSTRE1545698276 | NJSRRE1544524515 | Transition Incentive Program | Fairview | 7022 | 7 | 7.44 | Residential | Yes | Behind the Meter | Behind the Meter |  | None | Sunrun Installation Services, Inc. | PSE&G | Eligible for TI Program | 2020-02-24 | 2020-02-27 | 2021-10-30 | REC Solar | REC310TP2M | Solar Panels |  | 0.31 | 15 | 124 | 14 |  | Fixed | Roof
NJSTRE1545698279 | NJSRRE1544626497 | Transition Incentive Program | Mullica Hill | 8062 | 15 | 13.65 | Residential | No | Behind the Meter | Behind the Meter |  | None | Sunny Corp | AC Electric | Eligible for TI Program | 2020-03-11 | 2020-03-16 | 2021-10-30 | SolarEdge | Se10000 | Inverters | 10000 |  | 1 |  |  | 0.996 |  | Outdoor | side of home
NJSTRE1545698279 | NJSRRE1544626497 | Transition Incentive Program | Mullica Hill | 8062 | 15 | 13.65 | Residential | No | Behind the Meter | Behind the Meter |  | None | Sunny Corp | AC Electric | Eligible for TI Program | 2020-03-11 | 2020-03-16 | 2021-10-30 | Panasonic | 325KA03 | Solar Panels |  | 0.325 | 6 | 138 | 38 |  | Fixed | Roof
NJSTRE1545698279 | NJSRRE1544626497 | Transition Incentive Program | Mullica Hill | 8062 | 15 | 13.65 | Residential | No | Behind the Meter | Behind the Meter |  | None | Sunny Corp | AC Electric | Eligible for TI Program | 2020-03-11 | 2020-03-16 | 2021-10-30 | Panasonic | 325KA03 | Solar Panels |  | 0.325 | 22 | 48 | 30 |  | Fixed | Roof
NJSTRE1545698279 | NJSRRE1544626497 | Transition Incentive Program | Mullica Hill | 8062 | 15 | 13.65 | Residential | No | Behind the Meter | Behind the Meter |  | None | Sunny Corp | AC Electric | Eligible for TI Program | 2020-03-11 | 2020-03-16 | 2021-10-30 | Panasonic | 325KA03 | Solar Panels |  | 0.325 | 14 | 228 | 30 |  | Fixed | Roof
NJSTRE1545698280 | NJSRRE1544626048 | Transition Incentive Program | Trenton | 8629 | 12 | 15.75 | Residential | Yes | Behind the Meter | Net-metered residential rooftop and canopy |  | None | Vision Solar LLC | PSE&G | Accepted | 2020-03-11 | 2020-03-16 | 2021-10-30 | enphase | iq7-60-2-us | Inverters | 0.25 |  | 47 |  |  | 0.96 |  | Other | behind panels
NJSTRE1545698280 | NJSRRE1544626048 | Transition Incentive Program | Trenton | 8629 | 12 | 15.75 | Residential | Yes | Behind the Meter | Net-metered residential rooftop and canopy |  | None | Vision Solar LLC | PSE&G | Accepted | 2020-03-11 | 2020-03-16 | 2021-10-30 | lg solar | lg335n1k-v5 | Solar Panels |  | 0.335 | 29 | 323 | 28 |  | Fixed | Roof
NJSTRE1545698280 | NJSRRE1544626048 | Transition Incentive Program | Trenton | 8629 | 12 | 15.75 | Residential | Yes | Behind the Meter | Net-metered residential rooftop and canopy |  | None | Vision Solar LLC | PSE&G | Accepted | 2020-03-11 | 2020-03-16 | 2021-10-30 | lg solar | lg335n1k-v5 | Solar Panels |  | 0.335 | 4 | 143 | 28 |  | Fixed | Roof
NJSTRE1545698280 | NJSRRE1544626048 | Transition Incentive Program | Trenton | 8629 | 12 | 15.75 | Residential | Yes | Behind the Meter | Net-metered residential rooftop and canopy |  | None | Vision Solar LLC | PSE&G | Accepted | 2020-03-11 | 2020-03-16 | 2021-10-30 | lg solar | lg335n1k-v5 | Solar Panels |  | 0.335 | 14 | 53 | 28 |  | Fixed | Roof
NJSTRE1545698281 | NJSRRE1544701317 | Transition Incentive Program | Clayton | 8312 | 15 | 8.37 | Residential | Yes | Behind the Meter | Behind the Meter |  | None | Sunrun Installation Services, Inc. | AC Electric | Eligible for TI Program | 2020-03-16 | 2020-03-19 | 2021-10-30 | Enphase Energy | IQ7-60-x-US (240V) | Inverters | 240 |  | 27 |  |  | 0.96 |  | Outdoor | Rooftop
NJSTRE1545698281 | NJSRRE1544701317 | Transition Incentive Program | Clayton | 8312 | 15 | 8.37 | Residential | Yes | Behind the Meter | Behind the Meter |  | None | Sunrun Installation Services, Inc. | AC Electric | Eligible for TI Program | 2020-03-16 | 2020-03-19 | 2021-10-30 | REC Solar | REC310TP2M | Solar Panels |  | 0.31 | 3 | 90 | 18 |  | Fixed | Roof
NJSTRE1545698281 | NJSRRE1544701317 | Transition Incentive Program | Clayton | 8312 | 15 | 8.37 | Residential | Yes | Behind the Meter | Behind the Meter |  | None | Sunrun Installation Services, Inc. | AC Electric | Eligible for TI Program | 2020-03-16 | 2020-03-19 | 2021-10-30 | REC Solar | REC310TP2M | Solar Panels |  | 0.31 | 24 | 180 | 27 |  | Fixed | Roof
NJSTRE1545698285 | NJSRRE1544767533 | Transition Incentive Program | blackwood | 8012 | 14 | 7.71 | Residential | Yes | Behind the Meter | Net-metered residential rooftop and canopy |  | None | Vision Solar LLC | PSE&G | Accepted | 2020-03-26 | 2020-03-31 | 2021-10-30 | enphase | iq7-60-2-us | Inverters | 0.25 |  | 23 |  |  | 0.96 |  | Other | behind panels
NJSTRE1545698285 | NJSRRE1544767533 | Transition Incentive Program | blackwood | 8012 | 14 | 7.71 | Residential | Yes | Behind the Meter | Net-metered residential rooftop and canopy |  | None | Vision Solar LLC | PSE&G | Accepted | 2020-03-26 | 2020-03-31 | 2021-10-30 | lg solar | lg335n1k-v5 | Solar Panels |  | 0.335 | 15 | 238 | 30 |  | Fixed | Roof
NJSTRE1545698285 | NJSRRE1544767533 | Transition Incentive Program | blackwood | 8012 | 14 | 7.71 | Residential | Yes | Behind the Meter | Net-metered residential rooftop and canopy |  | None | Vision Solar LLC | PSE&G | Accepted | 2020-03-26 | 2020-03-31 | 2021-10-30 | lg solar | lg335n1k-v5 | Solar Panels |  | 0.335 | 8 | 58 | 30 |  | Fixed | Roof
NJSTRE1545698289 | NJSRRE1544550196 | Transition Incentive Program | Perth Amboy | 8861 | 11 | 5.27 | Residential | Yes | Behind the Meter | Behind the Meter |  | None | Sunrun Installation Services, Inc. | PSE&G | Eligible for TI Program | 2020-02-28 | 2020-03-04 | 2021-10-30 | Enphase Energy | IQ7-60-x-US (240V) | Inverters | 240 |  | 17 |  |  | 0.96 |  | Outdoor | Rooftop
NJSTRE1545698289 | NJSRRE1544550196 | Transition Incentive Program | Perth Amboy | 8861 | 11 | 5.27 | Residential | Yes | Behind the Meter | Behind the Meter |  | None | Sunrun Installation Services, Inc. | PSE&G | Eligible for TI Program | 2020-02-28 | 2020-03-04 | 2021-10-30 | REC Solar | REC310TP2M | Solar Panels |  | 0.31 | 17 | 110 | 34 |  | Fixed | Roof
NJSTRE1545698294 | NJSRRE1544707957 | Transition Incentive Program | Wayne | 7470 | 6 | 11.73 | Residential | Yes | Behind the Meter | Net-metered residential rooftop and canopy |  | None | Vision Solar LLC | PSE&G | Accepted | 2020-03-17 | 2020-03-20 | 2021-10-30 | enphase | iq7-60-2-us | Inverters | 0.25 |  | 35 |  |  | 0.96 |  | Other | behind panels
NJSTRE1545698294 | NJSRRE1544707957 | Transition Incentive Program | Wayne | 7470 | 6 | 11.73 | Residential | Yes | Behind the Meter | Net-metered residential rooftop and canopy |  | None | Vision Solar LLC | PSE&G | Accepted | 2020-03-17 | 2020-03-20 | 2021-10-30 | LGsolar | lg335n1k-v5 | Solar Panels |  | 0.335 | 6 | 259 | 20 |  | Fixed | Roof
NJSTRE1545698294 | NJSRRE1544707957 | Transition Incentive Program | Wayne | 7470 | 6 | 11.73 | Residential | Yes | Behind the Meter | Net-metered residential rooftop and canopy |  | None | Vision Solar LLC | PSE&G | Accepted | 2020-03-17 | 2020-03-20 | 2021-10-30 | lg solar | lg335n1k-v5 | Solar Panels |  | 0.335 | 29 | 79 | 20 |  | Fixed | Roof
NJSTRE1545698296 | NJSRRE1544501427 | Transition Incentive Program | Irvington | 7111 | 9 | 9.05 | Residential | Yes | Behind the Meter | Net-metered residential rooftop and canopy |  | None | Vision Solar LLC | PSE&G | Accepted | 2020-02-19 | 2020-02-24 | 2021-10-30 | enphase | iq7-60-2-us | Inverters | 0.25 |  | 27 |  |  | 0.96 |  | Other | behind panels
NJSTRE1545698296 | NJSRRE1544501427 | Transition Incentive Program | Irvington | 7111 | 9 | 9.05 | Residential | Yes | Behind the Meter | Net-metered residential rooftop and canopy |  | None | Vision Solar LLC | PSE&G | Accepted | 2020-02-19 | 2020-02-24 | 2021-10-30 | lg solar | lg335n1k-v5 | Solar Panels |  | 0.335 | 7 | 302 | 18 |  | Fixed | Roof
NJSTRE1545698296 | NJSRRE1544501427 | Transition Incentive Program | Irvington | 7111 | 9 | 9.05 | Residential | Yes | Behind the Meter | Net-metered residential rooftop and canopy |  | None | Vision Solar LLC | PSE&G | Accepted | 2020-02-19 | 2020-02-24 | 2021-10-30 | lg solar | lg335n1k-v5 | Solar Panels |  | 0.335 | 20 | 122 | 18 |  | Fixed | Roof
NJSTRE1545698301 | NJSRRE1544836730 | Transition Incentive Program | camden | 8104 | 14 | 4.36 | Residential | Yes | Behind the Meter | Net-metered residential rooftop and canopy |  | None | Vision Solar LLC | PSE&G | Accepted | 2020-04-13 | 2020-04-21 | 2021-10-30 | enphase | iq7-60-2-us | Inverters | 0.24 |  | 13 |  |  | 0.96 |  | Other | behind panels
NJSTRE1545698301 | NJSRRE1544836730 | Transition Incentive Program | camden | 8104 | 14 | 4.36 | Residential | Yes | Behind the Meter | Net-metered residential rooftop and canopy |  | None | Vision Solar LLC | PSE&G | Accepted | 2020-04-13 | 2020-04-21 | 2021-10-30 | lg solar | lg335n2k-v5 | Solar Panels |  | 0.335 | 4 | 332 | 38 |  | Fixed | Roof
NJSTRE1545698301 | NJSRRE1544836730 | Transition Incentive Program | camden | 8104 | 14 | 4.36 | Residential | Yes | Behind the Meter | Net-metered residential rooftop and canopy |  | None | Vision Solar LLC | PSE&G | Accepted | 2020-04-13 | 2020-04-21 | 2021-10-30 | lg solar | lg335n2k-v5 | Solar Panels |  | 0.335 | 9 | 152 | 38 |  | Fixed | Roof
NJSTRE1545698315 |  | Transition Incentive Program | Pliesgrove | 8098 | 16 | 15.33 | Residential | No | Behind the Meter | Net-metered residential rooftop and canopy |  | None | Castle Energy, LLC | AC Electric | Accepted | 2020-10-07 | 2020-10-09 | 2021-10-30 | Enphase Energy | IQ7PLUS-72-2-US | Inverters | 290 |  | 42 |  |  | 0.967 |  | Outdoor | on the rooftop under each solar panel
NJSTRE1545698315 |  | Transition Incentive Program | Pliesgrove | 8098 | 16 | 15.33 | Residential | No | Behind the Meter | Net-metered residential rooftop and canopy |  | None | Castle Energy, LLC | AC Electric | Accepted | 2020-10-07 | 2020-10-09 | 2021-10-30 | REC Solar | REC365AA | Solar Panels |  | 0.365 | 2 | 255 | 17 |  | Fixed | Roof
NJSTRE1545698315 |  | Transition Incentive Program | Pliesgrove | 8098 | 16 | 15.33 | Residential | No | Behind the Meter | Net-metered residential rooftop and canopy |  | None | Castle Energy, LLC | AC Electric | Accepted | 2020-10-07 | 2020-10-09 | 2021-10-30 | REC Solar | REC365AA | Solar Panels |  | 0.365 | 36 | 165 | 23 |  | Fixed | Roof
NJSTRE1545698315 |  | Transition Incentive Program | Pliesgrove | 8098 | 16 | 15.33 | Residential | No | Behind the Meter | Net-metered residential rooftop and canopy |  | None | Castle Energy, LLC | AC Electric | Accepted | 2020-10-07 | 2020-10-09 | 2021-10-30 | REC Solar | REC365AA | Solar Panels |  | 0.365 | 4 | 165 | 23 |  | Fixed | Roof
NJSTRE1545698339 |  | Transition Incentive Program | Clifton | 7011 | 6 | 3.85 | Residential | Yes | Behind the Meter | Net-metered residential rooftop and canopy |  | None | Pro Custom Solar dba Momentum Solar | PSE&G | Accepted | 2020-10-07 | 2020-10-09 | 2021-10-30 | Enphase | IQ7PLUS-72-2-US | Inverters | 290 |  | 11 |  |  | 0.97 |  | Outdoor | Roof
NJSTRE1545698339 |  | Transition Incentive Program | Clifton | 7011 | 6 | 3.85 | Residential | Yes | Behind the Meter | Net-metered residential rooftop and canopy |  | None | Pro Custom Solar dba Momentum Solar | PSE&G | Accepted | 2020-10-07 | 2020-10-09 | 2021-10-30 | LG | LG 350N1C-V5 | Solar Panels |  | 0.35 | 11 | 197 | 5 |  | Fixed | Roof
NJSTRE1545698998 |  | Transition Incentive Program | Ringwood | 7456 | 6 | 5.03 | Residential | Yes | Behind the Meter | Net-metered residential rooftop and canopy |  | None | Freedom Forever New Jersey, LLC | Orange Rockland Electric | Accepted | 2020-10-08 | 2020-10-09 | 2021-10-30 | Solar Edge | SE5000H-US [SI1] RGM | Inverters | 21 |  | 1 |  |  | 0.99 |  | Outdoor | N/A
NJSTRE1545698998 |  | Transition Incentive Program | Ringwood | 7456 | 6 | 5.03 | Residential | Yes | Behind the Meter | Net-metered residential rooftop and canopy |  | None | Freedom Forever New Jersey, LLC | Orange Rockland Electric | Accepted | 2020-10-08 | 2020-10-09 | 2021-10-30 | LG | LG335N1K-V5 | Solar Panels |  | 0.335 | 15 | 209 | 22 |  | Fixed | Roof | Roof
NJSTRE1545699344 |  | Transition Incentive Program | Keansburg | 7734 | 17 | 6.38 | Residential | Yes | Behind the Meter | Net-metered residential rooftop and canopy |  | None | Freedom Forever New Jersey, LLC | JCP&L | Accepted | 2020-10-09 | 2020-10-09 | 2021-10-30 | Solar Edge | SE5000H-US [SI1] RGM | Inverters | 21 |  | 1 |  |  | 0.99 |  | Outdoor | N/A
NJSTRE1545699344 |  | Transition Incentive Program | Keansburg | 7734 | 17 | 6.38 | Residential | Yes | Behind the Meter | Net-metered residential rooftop and canopy |  | None | Freedom Forever New Jersey, LLC | JCP&L | Accepted | 2020-10-09 | 2020-10-09 | 2021-10-30 | Hanwha Qcell | Q.PLUS BFR-G4.1- 290 | Solar Panels |  | 0.29 | 20 | 169 | 27 |  | Fixed | Roof | Roof
NJSTRE1545699344 |  | Transition Incentive Program | Keansburg | 7734 | 17 | 6.38 | Residential | Yes | Behind the Meter | Net-metered residential rooftop and canopy |  | None | Freedom Forever New Jersey, LLC | JCP&L | Accepted | 2020-10-09 | 2020-10-09 | 2021-10-30 | Hanwha Qcell | Q.PLUS BFR-G4.1- 290 | Solar Panels |  | 0.29 | 2 | 169 | 14 |  | Fixed | Roof | Roof
NJSTRE1545699369 |  | Transition Incentive Program | Pennsauken TWP | 8110 | 14 | 6.72 | Residential | Yes | Behind the Meter | Net-metered residential rooftop and canopy |  | None | Sunbound Solar | PSE&G | Accepted | 2020-10-07 | 2020-10-20 | 2021-10-30 | Enphase | IQ7-60-2-US | Inverters | 240 |  | 21 |  |  | 0.981 |  | Outside | Under module
NJSTRE1545699369 |  | Transition Incentive Program | Pennsauken TWP | 8110 | 14 | 6.72 | Residential | Yes | Behind the Meter | Net-metered residential rooftop and canopy |  | None | Sunbound Solar | PSE&G | Accepted | 2020-10-07 | 2020-10-20 | 2021-10-30 | Hanwha | Q-CELL. Q.PEAK DUO-G5 320, 320W | Solar Panels |  | 0.32 | 6 | 35 | 27 |  | Fixed | Roof
NJSTRE1545699369 |  | Transition Incentive Program | Pennsauken TWP | 8110 | 14 | 6.72 | Residential | Yes | Behind the Meter | Net-metered residential rooftop and canopy |  | None | Sunbound Solar | PSE&G | Accepted | 2020-10-07 | 2020-10-20 | 2021-10-30 | Hanwha | Q-CELL. Q.PEAK DUO-G5 320, 320W | Solar Panels |  | 0.32 | 15 | 215 | 27 |  | Fixed | Roof
NJSTRE1545703609 |  | Transition Incentive Program | Sicklerville | 8081 | 14 | 7.88 | Residential | No | Behind the Meter | Net-metered residential rooftop and canopy |  | None | Advanced Renewable Solutions | AC Electric | Accepted | 2020-10-08 | 2020-10-09 | 2021-10-30 | ENPHASE | IQ6PLUS-72-2-US | Inverters | 7000 |  | 25 |  |  | 0.97 |  | Outdoor | Micro-inverters are mounted to underside of each solar
NJSTRE1545703609 |  | Transition Incentive Program | Sicklerville | 8081 | 14 | 7.88 | Residential | No | Behind the Meter | Net-metered residential rooftop and canopy |  | None | Advanced Renewable Solutions | AC Electric | Accepted | 2020-10-08 | 2020-10-09 | 2021-10-30 | CertainTeed | CY315M11-02 | Solar Panels |  | 0.315 | 21 | 180 | 30 |  | Fixed | Roof
NJSTRE1545703609 |  | Transition Incentive Program | Sicklerville | 8081 | 14 | 7.88 | Residential | No | Behind the Meter | Net-metered residential rooftop and canopy |  | None | Advanced Renewable Solutions | AC Electric | Accepted | 2020-10-08 | 2020-10-09 | 2021-10-30 | CertainTeed | CT315M11-02 | Solar Panels |  | 0.315 | 4 | 181 | 35 |  | Fixed | Roof
NJSTRE1545703614 |  | Transition Incentive Program | Pennsauken Township | 8109 | 14 | 10.08 | Residential | Yes | Behind the Meter | Net-metered residential rooftop and canopy |  | None | Suntuity Solar LLC | PSE&G | Accepted | 2020-10-08 | 2020-10-09 | 2021-10-30 | Enphase Energy | IQ7-60-2-US | Inverters | 240 |  | 32 |  |  | 0.97 |  | Outdoor | Behind the PV Modules
NJSTRE1545703614 |  | Transition Incentive Program | Pennsauken Township | 8109 | 14 | 10.08 | Residential | Yes | Behind the Meter | Net-metered residential rooftop and canopy |  | None | Suntuity Solar LLC | PSE&G | Accepted | 2020-10-08 | 2020-10-09 | 2021-10-30 | Longi | LR6-60HPB-315M | Solar Panels |  | 0.315 | 21 | 87 | 23 |  | Fixed | Roof
NJSTRE1545703614 |  | Transition Incentive Program | Pennsauken Township | 8109 | 14 | 10.08 | Residential | Yes | Behind the Meter | Net-metered residential rooftop and canopy |  | None | Suntuity Solar LLC | PSE&G | Accepted | 2020-10-08 | 2020-10-09 | 2021-10-30 | Longi | LR6-60HPB-315M | Solar Panels |  | 0.315 | 11 | 267 | 23 |  | Fixed | Roof
NJSTRE1545703615 |  | Transition Incentive Program | CHERRY HILL | 8002 | 14 | 8.19 | Residential | Yes | Behind the Meter | Net-metered residential rooftop and canopy |  | None | Suntuity Solar LLC | PSE&G | Accepted | 2020-10-08 | 2020-10-09 | 2021-10-30 | Enphase Energy | IQ7-60-2-US | Inverters | 240 |  | 26 |  |  | 0.97 |  | Outdoor | Behind the PV Modules
NJSTRE1545703615 |  | Transition Incentive Program | CHERRY HILL | 8002 | 14 | 8.19 | Residential | Yes | Behind the Meter | Net-metered residential rooftop and canopy |  | None | Suntuity Solar LLC | PSE&G | Accepted | 2020-10-08 | 2020-10-09 | 2021-10-30 | Longi | LR6-60HPB-315M | Solar Panels |  | 0.315 | 14 | 307 | 23 |  | Fixed | Roof
NJSTRE1545703615 |  | Transition Incentive Program | CHERRY HILL | 8002 | 14 | 8.19 | Residential | Yes | Behind the Meter | Net-metered residential rooftop and canopy |  | None | Suntuity Solar LLC | PSE&G | Accepted | 2020-10-08 | 2020-10-09 | 2021-10-30 | Longi | LR6-60HPB-315M | Solar Panels |  | 0.315 | 12 | 217 | 20 |  | Fixed | Roof
NJSTRE1545703616 |  | Transition Incentive Program | TEANECK | 7666 | 7 | 10.71 | Residential | Yes | Behind the Meter | Net-metered residential rooftop and canopy |  | None | Suntuity Solar LLC | PSE&G | Accepted | 2020-10-08 | 2020-10-09 | 2021-10-30 | Enphase Energy | IQ7-60-2-US | Inverters | 240 |  | 34 |  |  | 0.97 |  | Outdoor | Behind the PV Modules
NJSTRE1545703616 |  | Transition Incentive Program | TEANECK | 7666 | 7 | 10.71 | Residential | Yes | Behind the Meter | Net-metered residential rooftop and canopy |  | None | Suntuity Solar LLC | PSE&G | Accepted | 2020-10-08 | 2020-10-09 | 2021-10-30 | Longi | LR6-60HPB-315M | Solar Panels |  | 0.315 | 11 | 25 | 25 |  | Fixed | Roof
NJSTRE1545703616 |  | Transition Incentive Program | TEANECK | 7666 | 7 | 10.71 | Residential | Yes | Behind the Meter | Net-metered residential rooftop and canopy |  | None | Suntuity Solar LLC | PSE&G | Accepted | 2020-10-08 | 2020-10-09 | 2021-10-30 | Longi | LR6-60HPB-315M | Solar Panels |  | 0.315 | 10 | 24 | 42 |  | Fixed | Roof
NJSTRE1545703616 |  | Transition Incentive Program | TEANECK | 7666 | 7 | 10.71 | Residential | Yes | Behind the Meter | Net-metered residential rooftop and canopy |  | None | Suntuity Solar LLC | PSE&G | Accepted | 2020-10-08 | 2020-10-09 | 2021-10-30 | Longi | LR6-60HPB-315M | Solar Panels |  | 0.315 | 13 | 205 | 25 |  | Fixed | Roof
NJSTRE1545703617 |  | Transition Incentive Program | SOMERDALE | 8083 | 14 | 9.77 | Residential | Yes | Behind the Meter | Net-metered residential rooftop and canopy |  | None | Suntuity Solar LLC | PSE&G | Accepted | 2020-10-08 | 2020-10-09 | 2021-10-30 | Enphase Energy | IQ7-60-2-US | Inverters | 240 |  | 31 |  |  | 0.97 |  | Outdoor | Behind the PV Modules
NJSTRE1545703617 |  | Transition Incentive Program | SOMERDALE | 8083 | 14 | 9.77 | Residential | Yes | Behind the Meter | Net-metered residential rooftop and canopy |  | None | Suntuity Solar LLC | PSE&G | Accepted | 2020-10-08 | 2020-10-09 | 2021-10-30 | Longi | LR6-60HPB-315M | Solar Panels |  | 0.315 | 11 | 325 | 33 |  | Fixed | Roof
NJSTRE1545703617 |  | Transition Incentive Program | SOMERDALE | 8083 | 14 | 9.77 | Residential | Yes | Behind the Meter | Net-metered residential rooftop and canopy |  | None | Suntuity Solar LLC | PSE&G | Accepted | 2020-10-08 | 2020-10-09 | 2021-10-30 | Longi | LR6-60HPB-315M | Solar Panels |  | 0.315 | 20 | 145 | 33 |  | Fixed | Roof
NJSTRE1545703622 |  | Transition Incentive Program | Haddon Heights Boro | 8035 | 14 | 8.04 | Residential | No | Behind the Meter | Net-metered residential rooftop and canopy |  | None | Vision Solar LLC | PSE&G | Accepted | 2020-10-08 | 2020-10-09 | 2021-10-30 | ENPHASE | IQ7-60-2-US | Inverters | 0.24 |  | 24 |  |  | 0.96 |  | Other | BEHIND EACH PANEL
NJSTRE1545703622 |  | Transition Incentive Program | Haddon Heights Boro | 8035 | 14 | 8.04 | Residential | No | Behind the Meter | Net-metered residential rooftop and canopy |  | None | Vision Solar LLC | PSE&G | Accepted | 2020-10-08 | 2020-10-09 | 2021-10-30 | HANWHA Q-CELLS | Q.PEAK DUO-G6+ 335 | Solar Panels |  | 0.335 | 19 | 140 | 36 |  | Fixed | Roof
NJSTRE1545703622 |  | Transition Incentive Program | Haddon Heights Boro | 8035 | 14 | 8.04 | Residential | No | Behind the Meter | Net-metered residential rooftop and canopy |  | None | Vision Solar LLC | PSE&G | Accepted | 2020-10-08 | 2020-10-09 | 2021-10-30 | HANWHA Q-CELLS | Q.PEAK DUO-G6+ 335 | Solar Panels |  | 0.335 | 5 | 320 | 36 |  | Fixed | Roof
NJSTRE1545703636 |  | Transition Incentive Program | Manahawkin | 8050 | 18 | 7.71 | Residential | No | Behind the Meter | Net-metered residential rooftop and canopy |  | None | Savkat Solar | AC Electric | Accepted | 2020-10-08 | 2020-10-09 | 2021-10-30 | Sunpower | PVS6 | Meters |  |  | 1 |  |  |  | Yes
NJSTRE1545703636 |  | Transition Incentive Program | Manahawkin | 8050 | 18 | 7.71 | Residential | No | Behind the Meter | Net-metered residential rooftop and canopy |  | None | Savkat Solar | AC Electric | Accepted | 2020-10-08 | 2020-10-09 | 2021-10-30 | Enphase | IQ7PLUS | Inverters | 315 |  | 23 |  |  | 0.96 |  | Other | under panels
NJSTRE1545703636 |  | Transition Incentive Program | Manahawkin | 8050 | 18 | 7.71 | Residential | No | Behind the Meter | Net-metered residential rooftop and canopy |  | None | Savkat Solar | AC Electric | Accepted | 2020-10-08 | 2020-10-09 | 2021-10-30 | Sunpower | X21-335-BLK-E-AC | Solar Panels |  | 0.335 | 23 | 104 | 26 |  | Fixed | Roof
NJSTRE1545703649 |  | Transition Incentive Program | Lebanon | 8833 | 4 | 7.92 | Residential | No | Behind the Meter | Net-metered residential rooftop and canopy |  | None | Green Power Energy | JCP&L | Accepted | 2020-10-08 | 2020-10-09 | 2021-10-30 | Solar Edge | SE7600H-US | Inverters | 7600 |  | 1 |  |  | 0.97 |  | Outside | next to meter
NJSTRE1545703649 |  | Transition Incentive Program | Lebanon | 8833 | 4 | 7.92 | Residential | No | Behind the Meter | Net-metered residential rooftop and canopy |  | None | Green Power Energy | JCP&L | Accepted | 2020-10-08 | 2020-10-09 | 2021-10-30 | LG Electronics | LG360N1C-N5 | Solar Panels |  | 0.36 | 18 | 165 | 20 |  | Fixed | Roof
NJSTRE1545703649 |  | Transition Incentive Program | Lebanon | 8833 | 4 | 7.92 | Residential | No | Behind the Meter | Net-metered residential rooftop and canopy |  | None | Green Power Energy | JCP&L | Accepted | 2020-10-08 | 2020-10-09 | 2021-10-30 | LG electronics | LG360N1C-N5 | Solar Panels |  | 0.36 | 4 | 163 | 20 |  | Fixed | Roof
NJSTRE1545703657 |  | Transition Incentive Program | West Windsor Twp | 8550 | 12 | 12.95 | Residential | No | Behind the Meter | Net-metered residential rooftop and canopy |  | None | Green Power Energy | PSE&G | Accepted | 2020-10-08 | 2020-10-09 | 2021-10-30 | Solar Edge | SE5000H-US | Inverters | 5000 |  | 1 |  |  | 0.97 |  | Outside | next to meter
NJSTRE1545703657 |  | Transition Incentive Program | West Windsor Twp | 8550 | 12 | 12.95 | Residential | No | Behind the Meter | Net-metered residential rooftop and canopy |  | None | Green Power Energy | PSE&G | Accepted | 2020-10-08 | 2020-10-09 | 2021-10-30 | Solar Edge | SE7600H-US | Inverters | 7600 |  | 1 |  |  | 0.97 |  | Outside | next to meter
NJSTRE1545703657 |  | Transition Incentive Program | West Windsor Twp | 8550 | 12 | 12.95 | Residential | No | Behind the Meter | Net-metered residential rooftop and canopy |  | None | Green Power Energy | PSE&G | Accepted | 2020-10-08 | 2020-10-09 | 2021-10-30 | Solaria | PowerXT-370R-PD | Solar Panels |  | 0.37 | 15 | 26 | 25 |  | Fixed | Roof
NJSTRE1545703657 |  | Transition Incentive Program | West Windsor Twp | 8550 | 12 | 12.95 | Residential | No | Behind the Meter | Net-metered residential rooftop and canopy |  | None | Green Power Energy | PSE&G | Accepted | 2020-10-08 | 2020-10-09 | 2021-10-30 | Solaria | PowerXT-370R-PD | Solar Panels |  | 0.37 | 5 | 206 | 25 |  | Fixed | Roof
NJSTRE1545703657 |  | Transition Incentive Program | West Windsor Twp | 8550 | 12 | 12.95 | Residential | No | Behind the Meter | Net-metered residential rooftop and canopy |  | None | Green Power Energy | PSE&G | Accepted | 2020-10-08 | 2020-10-09 | 2021-10-30 | Solaria | PowerXT-370R-PD | Solar Panels |  | 0.37 | 15 | 203 | 25 |  | Fixed | Roof
NJSTRE1545703673 |  | Transition Incentive Program | Maplewood | 7040 | 9 | 4.42 | Residential | Yes | Behind the Meter | Net-metered residential rooftop and canopy |  | None | Trinity Solar | PSE&G | Accepted | 2020-10-08 | 2020-10-09 | 2021-10-30 | SOLAR EDGE | SE3800H-US | Inverters | 3800 |  | 1 |  |  | 0.97 |  | Outside | 0.97
NJSTRE1545703673 |  | Transition Incentive Program | Maplewood | 7040 | 9 | 4.42 | Residential | Yes | Behind the Meter | Net-metered residential rooftop and canopy |  | None | Trinity Solar | PSE&G | Accepted | 2020-10-08 | 2020-10-09 | 2021-10-30 | HANWHA 340 (Q.PEAK DUO BLK-G6 340) | HANWHA 340 (Q.PEAK DUO BLK-G6 340) | Solar Panels |  | 0.34 | 9 | 220 | 27 |  | Fixed | Roof
NJSTRE1545703673 |  | Transition Incentive Program | Maplewood | 7040 | 9 | 4.42 | Residential | Yes | Behind the Meter | Net-metered residential rooftop and canopy |  | None | Trinity Solar | PSE&G | Accepted | 2020-10-08 | 2020-10-09 | 2021-10-30 | HANWHA 340 (Q.PEAK DUO BLK-G6 340) | HANWHA 340 (Q.PEAK DUO BLK-G6 340) | Solar Panels |  | 0.34 | 4 | 221 | 18 |  | Fixed | Roof
NJSTRE1545703682 |  | Transition Incentive Program | Washington Township | 8080 | 15 | 12.6 | Residential | Yes | Behind the Meter | Net-metered residential rooftop and canopy |  | None | Pro Custom Solar dba Momentum Solar | PSE&G | Accepted | 2020-10-08 | 2020-10-12 | 2021-10-30 | Enphase | IQ7PLUS-72-2-US | Inverters | 290 |  | 36 |  |  | 0.97 |  | Outdoor | Roof
NJSTRE1545703682 |  | Transition Incentive Program | Washington Township | 8080 | 15 | 12.6 | Residential | Yes | Behind the Meter | Net-metered residential rooftop and canopy |  | None | Pro Custom Solar dba Momentum Solar | PSE&G | Accepted | 2020-10-08 | 2020-10-12 | 2021-10-30 | LG | LG 350N1C-V5 | Solar Panels |  | 0.35 | 14 | 260 | 32 |  | Fixed | Roof
NJSTRE1545703682 |  | Transition Incentive Program | Washington Township | 8080 | 15 | 12.6 | Residential | Yes | Behind the Meter | Net-metered residential rooftop and canopy |  | None | Pro Custom Solar dba Momentum Solar | PSE&G | Accepted | 2020-10-08 | 2020-10-12 | 2021-10-30 | LG | LG 350N1C-V5 | Solar Panels |  | 0.35 | 14 | 80 | 32 |  | Fixed | Roof
NJSTRE1545703682 |  | Transition Incentive Program | Washington Township | 8080 | 15 | 12.6 | Residential | Yes | Behind the Meter | Net-metered residential rooftop and canopy |  | None | Pro Custom Solar dba Momentum Solar | PSE&G | Accepted | 2020-10-08 | 2020-10-12 | 2021-10-30 | LG | LG 350N1C-V5 | Solar Panels |  | 0.35 | 8 | 260 | 32 |  | Fixed | Roof
NJSTRE1545703704 |  | Transition Incentive Program | Paramus | 7652 | 7 | 6.65 | Residential | Yes | Behind the Meter | Net-metered residential rooftop and canopy |  | None | Pro Custom Solar dba Momentum Solar | PSE&G | Accepted | 2020-10-08 | 2020-10-12 | 2021-10-30 | Enphase | IQ7PLUS-72-2-US | Inverters | 290 |  | 19 |  |  | 0.97 |  | Outdoor | Roof
NJSTRE1545703704 |  | Transition Incentive Program | Paramus | 7652 | 7 | 6.65 | Residential | Yes | Behind the Meter | Net-metered residential rooftop and canopy |  | None | Pro Custom Solar dba Momentum Solar | PSE&G | Accepted | 2020-10-08 | 2020-10-12 | 2021-10-30 | LG | LG 350N1C-V5 | Solar Panels |  | 0.35 | 9 | 229 | 40 |  | Fixed | Roof
NJSTRE1545703704 |  | Transition Incentive Program | Paramus | 7652 | 7 | 6.65 | Residential | Yes | Behind the Meter | Net-metered residential rooftop and canopy |  | None | Pro Custom Solar dba Momentum Solar | PSE&G | Accepted | 2020-10-08 | 2020-10-12 | 2021-10-30 | LG | LG 350N1C-V5 | Solar Panels |  | 0.35 | 10 | 139 | 32 |  | Fixed | Roof
NJSTRE1545703712 |  | Transition Incentive Program | bargaintown | 8234 | 19 | 8.96 | Residential | No | Behind the Meter | Net-metered residential rooftop and canopy |  | None | Orbit Energy & Power, LLC | AC Electric | Accepted | 2020-10-08 | 2020-10-12 | 2021-10-30 | ENPHASE | X-IQ-AM1-240-3 | Meters |  |  | 1 |  |  |  | Yes | Outdoor
NJSTRE1545703712 |  | Transition Incentive Program | bargaintown | 8234 | 19 | 8.96 | Residential | No | Behind the Meter | Net-metered residential rooftop and canopy |  | None | Orbit Energy & Power, LLC | AC Electric | Accepted | 2020-10-08 | 2020-10-12 | 2021-10-30 | enphase | iq7-60-2-us | Inverters | 0.24 |  | 28 |  |  | 0.99 |  | Other | behind panels
NJSTRE1545703712 |  | Transition Incentive Program | bargaintown | 8234 | 19 | 8.96 | Residential | No | Behind the Meter | Net-metered residential rooftop and canopy |  | None | Orbit Energy & Power, LLC | AC Electric | Accepted | 2020-10-08 | 2020-10-12 | 2021-10-30 | hanwha qcells | qpeak 320w | Solar Panels |  | 0.32 | 8 | 330 | 26 |  | Fixed | Roof
NJSTRE1545703712 |  | Transition Incentive Program | bargaintown | 8234 | 19 | 8.96 | Residential | No | Behind the Meter | Net-metered residential rooftop and canopy |  | None | Orbit Energy & Power, LLC | AC Electric | Accepted | 2020-10-08 | 2020-10-12 | 2021-10-30 | hanwha qcells | qpeak 320w | Solar Panels |  | 0.32 | 4 | 330 | 26 |  | Fixed | Roof
NJSTRE1545703712 |  | Transition Incentive Program | bargaintown | 8234 | 19 | 8.96 | Residential | No | Behind the Meter | Net-metered residential rooftop and canopy |  | None | Orbit Energy & Power, LLC | AC Electric | Accepted | 2020-10-08 | 2020-10-12 | 2021-10-30 | hanwha qcells | qpeak 320w | Solar Panels |  | 0.32 | 16 | 150 | 26 |  | Fixed | Roof
NJSTRE1545703723 |  | Transition Incentive Program | Ventnor City | 8406 | 19 | 9.45 | Residential | No | Behind the Meter | Net-metered residential rooftop and canopy |  | None | Pro Custom Solar dba Momentum Solar | AC Electric | Accepted | 2020-10-08 | 2020-10-12 | 2021-10-30 | Enphase | IQ7PLUS-72-2-US | Inverters | 290 |  | 27 |  |  | 0.97 |  | Outdoor | Roof
NJSTRE1545703723 |  | Transition Incentive Program | Ventnor City | 8406 | 19 | 9.45 | Residential | No | Behind the Meter | Net-metered residential rooftop and canopy |  | None | Pro Custom Solar dba Momentum Solar | AC Electric | Accepted | 2020-10-08 | 2020-10-12 | 2021-10-30 | LG | LG 350N1C-V5 | Solar Panels |  | 0.35 | 11 | 147 | 19 |  | Fixed | Roof
NJSTRE1545703723 |  | Transition Incentive Program | Ventnor City | 8406 | 19 | 9.45 | Residential | No | Behind the Meter | Net-metered residential rooftop and canopy |  | None | Pro Custom Solar dba Momentum Solar | AC Electric | Accepted | 2020-10-08 | 2020-10-12 | 2021-10-30 | LG | LG 350N1C-V5 | Solar Panels |  | 0.35 | 9 | 327 | 19 |  | Fixed | Roof
NJSTRE1545703723 |  | Transition Incentive Program | Ventnor City | 8406 | 19 | 9.45 | Residential | No | Behind the Meter | Net-metered residential rooftop and canopy |  | None | Pro Custom Solar dba Momentum Solar | AC Electric | Accepted | 2020-10-08 | 2020-10-12 | 2021-10-30 | LG | LG 350N1C-V5 | Solar Panels |  | 0.35 | 7 | 57 | 21 |  | Fixed | Roof
NJSTRE1545703745 |  | Transition Incentive Program | MCKEE CITY | 8234 | 19 | 13.12 | Residential | No | Behind the Meter | Net-metered residential rooftop and canopy |  | None | Orbit Energy & Power, LLC | AC Electric | Accepted | 2020-10-08 | 2020-10-12 | 2021-10-30 | ENPHASE ENERGY | IQ7-60-2-US | Inverters | 240 |  | 41 |  |  | 0.99 |  | Other | UNDER EACH PANEL
NJSTRE1545703745 |  | Transition Incentive Program | MCKEE CITY | 8234 | 19 | 13.12 | Residential | No | Behind the Meter | Net-metered residential rooftop and canopy |  | None | Orbit Energy & Power, LLC | AC Electric | Accepted | 2020-10-08 | 2020-10-12 | 2021-10-30 | HANWHA | Q PEAK CELLS 320W | Solar Panels |  | 0.32 | 2 | 292 | 25 |  | Fixed | Roof
NJSTRE1545703745 |  | Transition Incentive Program | MCKEE CITY | 8234 | 19 | 13.12 | Residential | No | Behind the Meter | Net-metered residential rooftop and canopy |  | None | Orbit Energy & Power, LLC | AC Electric | Accepted | 2020-10-08 | 2020-10-12 | 2021-10-30 | HANWHA | Q PEAK CELLS 320W | Solar Panels |  | 0.32 | 2 | 112 | 25 |  | Fixed | Roof
NJSTRE1545703745 |  | Transition Incentive Program | MCKEE CITY | 8234 | 19 | 13.12 | Residential | No | Behind the Meter | Net-metered residential rooftop and canopy |  | None | Orbit Energy & Power, LLC | AC Electric | Accepted | 2020-10-08 | 2020-10-12 | 2021-10-30 | HANWHA | Q PEAK CELLS 320W | Solar Panels |  | 0.32 | 5 | 201 | 25 |  | Fixed | Roof
NJSTRE1545703745 |  | Transition Incentive Program | MCKEE CITY | 8234 | 19 | 13.12 | Residential | No | Behind the Meter | Net-metered residential rooftop and canopy |  | None | Orbit Energy & Power, LLC | AC Electric | Accepted | 2020-10-08 | 2020-10-12 | 2021-10-30 | HANWHA | Q PEAK CELLS 320 W | Solar Panels |  | 0.32 | 13 | 21 | 25 |  | Fixed | Roof
NJSTRE1545703745 |  | Transition Incentive Program | MCKEE CITY | 8234 | 19 | 13.12 | Residential | No | Behind the Meter | Net-metered residential rooftop and canopy |  | None | Orbit Energy & Power, LLC | AC Electric | Accepted | 2020-10-08 | 2020-10-12 | 2021-10-30 | HANWHA | Q PEAK CELLS 320W | Solar Panels |  | 0.32 | 19 | 201 | 25 |  | Fixed | Roof
NJSTRE1545703747 |  | Transition Incentive Program | ELIZABETH | 7202 | 10 | 5.1 | Residential | No | Behind the Meter | Net-metered residential rooftop and canopy |  | None | Trinity Solar | PSE&G | Accepted | 2020-10-08 | 2020-10-12 | 2021-10-30 | Solar Edge | SE3800H-US000BNC4 | Inverters | 3800 |  | 1 |  |  | 0.97 |  | Outdoor | side of home
NJSTRE1545703747 |  | Transition Incentive Program | ELIZABETH | 7202 | 10 | 5.1 | Residential | No | Behind the Meter | Net-metered residential rooftop and canopy |  | None | Trinity Solar | PSE&G | Accepted | 2020-10-08 | 2020-10-12 | 2021-10-30 | HANWHA | Q.PEAK DUO BLK-G6 340 | Solar Panels |  | 0.34 | 8 | 274 | 30 |  | Fixed | Roof
NJSTRE1545703747 |  | Transition Incentive Program | ELIZABETH | 7202 | 10 | 5.1 | Residential | No | Behind the Meter | Net-metered residential rooftop and canopy |  | None | Trinity Solar | PSE&G | Accepted | 2020-10-08 | 2020-10-12 | 2021-10-30 | HANWHA | Q.PEAK DUO BLK-G6 340 | Solar Panels |  | 0.34 | 7 | 94 | 30 |  | Fixed | Roof
NJSTRE1545703761 |  | Transition Incentive Program | DELRAN TWP | 8075 | 13 | 16 | Residential | Yes | Behind the Meter | Net-metered residential rooftop and canopy |  | None | Orbit Energy & Power, LLC | AC Electric | Accepted | 2020-10-08 | 2020-10-12 | 2021-10-30 | enphas | iq7-60-2-us | Inverters | 240 |  | 50 |  |  | 0.99 |  | Other | behind panels
NJSTRE1545703761 |  | Transition Incentive Program | DELRAN TWP | 8075 | 13 | 16 | Residential | Yes | Behind the Meter | Net-metered residential rooftop and canopy |  | None | Orbit Energy & Power, LLC | AC Electric | Accepted | 2020-10-08 | 2020-10-12 | 2021-10-30 | hanwha qcells | qpeak 320w | Solar Panels |  | 0.32 | 4 | 219 | 27 |  | Fixed | Roof
NJSTRE1545703761 |  | Transition Incentive Program | DELRAN TWP | 8075 | 13 | 16 | Residential | Yes | Behind the Meter | Net-metered residential rooftop and canopy |  | None | Orbit Energy & Power, LLC | AC Electric | Accepted | 2020-10-08 | 2020-10-12 | 2021-10-30 | hanwha qcells | qpeak 320w | Solar Panels |  | 0.32 | 14 | 219 | 30 |  | Fixed | Roof
NJSTRE1545703761 |  | Transition Incentive Program | DELRAN TWP | 8075 | 13 | 16 | Residential | Yes | Behind the Meter | Net-metered residential rooftop and canopy |  | None | Orbit Energy & Power, LLC | AC Electric | Accepted | 2020-10-08 | 2020-10-12 | 2021-10-30 | hanwha qcells | qpeak 320w | Solar Panels |  | 0.32 | 10 | 39 | 30 |  | Fixed | Roof
NJSTRE1545703761 |  | Transition Incentive Program | DELRAN TWP | 8075 | 13 | 16 | Residential | Yes | Behind the Meter | Net-metered residential rooftop and canopy |  | None | Orbit Energy & Power, LLC | AC Electric | Accepted | 2020-10-08 | 2020-10-12 | 2021-10-30 | hanwha qcells | qpeak 320w | Solar Panels |  | 0.32 | 12 | 219 | 30 |  | Fixed | Roof
NJSTRE1545703761 |  | Transition Incentive Program | DELRAN TWP | 8075 | 13 | 16 | Residential | Yes | Behind the Meter | Net-metered residential rooftop and canopy |  | None | Orbit Energy & Power, LLC | AC Electric | Accepted | 2020-10-08 | 2020-10-12 | 2021-10-30 | hanwha qcells | qpeak 320w | Solar Panels |  | 0.32 | 10 | 39 | 30 |  | Fixed | Roof
NJSTRE1545703769 |  | Transition Incentive Program | South Brunswick Township | 8852 | 11 | 7.63 | Residential | Yes | Behind the Meter | Net-metered residential rooftop and canopy |  | None | Sunrun Installation Services, Inc. | PSE&G | Accepted | 2020-10-08 | 2020-10-12 | 2021-10-30 | Enphase Energy | IQ7-60-x-US (240V) | Inverters | 240 |  | 25 |  |  | 0.96 |  | Outdoor | Rooftop
NJSTRE1545703769 |  | Transition Incentive Program | South Brunswick Township | 8852 | 11 | 7.63 | Residential | Yes | Behind the Meter | Net-metered residential rooftop and canopy |  | None | Sunrun Installation Services, Inc. | PSE&G | Accepted | 2020-10-08 | 2020-10-12 | 2021-10-30 | LONGi Green Energy Technology Co Ltd | LR6-60HPB-305M | Solar Panels |  | 0.305 | 1 | 9 | 18 |  | Fixed | Roof
NJSTRE1545703769 |  | Transition Incentive Program | South Brunswick Township | 8852 | 11 | 7.63 | Residential | Yes | Behind the Meter | Net-metered residential rooftop and canopy |  | None | Sunrun Installation Services, Inc. | PSE&G | Accepted | 2020-10-08 | 2020-10-12 | 2021-10-30 | LONGi Green Energy Technology Co Ltd | LR6-60HPB-305M | Solar Panels |  | 0.305 | 24 | 189 | 18 |  | Fixed | Roof
NJSTRE1545703894 |  | Transition Incentive Program | Lakewood | 8701 | 18 | 13.44 | Residential | No | Behind the Meter | Net-metered residential rooftop and canopy |  | None | Powerlutions | JCP&L | Accepted | 2020-10-08 | 2020-10-12 | 2021-10-30 | SolarEdge | SE10000H-US | Inverters | 10 |  | 1 |  |  | 0.99 |  | Outdoor | Near Meter
NJSTRE1545703894 |  | Transition Incentive Program | Lakewood | 8701 | 18 | 13.44 | Residential | No | Behind the Meter | Net-metered residential rooftop and canopy |  | None | Powerlutions | JCP&L | Accepted | 2020-10-08 | 2020-10-12 | 2021-10-30 | REC | 320NP BLACK | Solar Panels |  | 0.32 | 19 | 277 | 33 |  | Fixed | Roof
NJSTRE1545703894 |  | Transition Incentive Program | Lakewood | 8701 | 18 | 13.44 | Residential | No | Behind the Meter | Net-metered residential rooftop and canopy |  | None | Powerlutions | JCP&L | Accepted | 2020-10-08 | 2020-10-12 | 2021-10-30 | REC | 320NP BLACK | Solar Panels |  | 0.32 | 23 | 97 | 33 |  | Fixed | Roof
NJSTRE1545703915 |  | Transition Incentive Program | Bergenfield | 7621 | 7 | 9.52 | Residential | Yes | Behind the Meter | Net-metered residential rooftop and canopy |  | None | Trinity Solar | PSE&G | Accepted | 2020-10-08 | 2020-10-12 | 2021-10-30 | SOLAR EDGE | SE7600H-US | Inverters | 7600 |  | 1 |  |  | 0.97 |  | Outside | SIDE OF HOME
NJSTRE1545703915 |  | Transition Incentive Program | Bergenfield | 7621 | 7 | 9.52 | Residential | Yes | Behind the Meter | Net-metered residential rooftop and canopy |  | None | Trinity Solar | PSE&G | Accepted | 2020-10-08 | 2020-10-12 | 2021-10-30 | HANWHA 340 (Q.PEAK DUO BLK-G6 340) | HANWHA 340 (Q.PEAK DUO BLK-G6 340) | Solar Panels |  | 0.34 | 10 | 266 | 23 |  | Fixed | Roof
NJSTRE1545703915 |  | Transition Incentive Program | Bergenfield | 7621 | 7 | 9.52 | Residential | Yes | Behind the Meter | Net-metered residential rooftop and canopy |  | None | Trinity Solar | PSE&G | Accepted | 2020-10-08 | 2020-10-12 | 2021-10-30 | HANWHA 340 (Q.PEAK DUO BLK-G6 340) | HANWHA 340 (Q.PEAK DUO BLK-G6 340) | Solar Panels |  | 0.34 | 6 | 86 | 23 |  | Fixed | Roof
NJSTRE1545703915 |  | Transition Incentive Program | Bergenfield | 7621 | 7 | 9.52 | Residential | Yes | Behind the Meter | Net-metered residential rooftop and canopy |  | None | Trinity Solar | PSE&G | Accepted | 2020-10-08 | 2020-10-12 | 2021-10-30 | HANWHA 340 (Q.PEAK DUO BLK-G6 340) | HANWHA 340 (Q.PEAK DUO BLK-G6 340) | Solar Panels |  | 0.34 | 12 | 176 | 23 |  | Fixed | Roof
NJSTRE1545703920 |  | Transition Incentive Program | Alpha | 8865 | 2 | 7.32 | Residential | Yes | Behind the Meter | Net-metered residential rooftop and canopy |  | None | Sunrun Installation Services, Inc. | JCP&L | Accepted | 2020-10-08 | 2020-10-12 | 2021-10-30 | Enphase Energy | IQ7-60-x-US (240V) | Inverters | 240 |  | 24 |  |  | 0.96 |  | Outdoor | Rooftop
NJSTRE1545703920 |  | Transition Incentive Program | Alpha | 8865 | 2 | 7.32 | Residential | Yes | Behind the Meter | Net-metered residential rooftop and canopy |  | None | Sunrun Installation Services, Inc. | JCP&L | Accepted | 2020-10-08 | 2020-10-12 | 2021-10-30 | LONGi Green Energy Technology Co Ltd | LR6-60HPB-305M | Solar Panels |  | 0.305 | 24 | 170 | 39 |  | Fixed | Roof
NJSTRE1545703927 |  | Transition Incentive Program | Edison TWP | 8820 | 11 | 11.93 | Residential | No | Behind the Meter | Net-metered residential rooftop and canopy |  | None | Tesla Energy Operations Inc. | PSE&G | Accepted | 2020-10-08 | 2020-10-12 | 2021-10-30 | Delta Electronics | M4-TL-US [240V] | Inverters | 3840 |  | 3 |  |  | 0.975 |  | Outside | Outside
NJSTRE1545703927 |  | Transition Incentive Program | Edison TWP | 8820 | 11 | 11.93 | Residential | No | Behind the Meter | Net-metered residential rooftop and canopy |  | None | Tesla Energy Operations Inc. | PSE&G | Accepted | 2020-10-08 | 2020-10-12 | 2021-10-30 | Tesla | SR60T1 | Solar Panels |  | 0.05847 | 16 | 86 | 14 |  | Fixed | Roof
NJSTRE1545703927 |  | Transition Incentive Program | Edison TWP | 8820 | 11 | 11.93 | Residential | No | Behind the Meter | Net-metered residential rooftop and canopy |  | None | Tesla Energy Operations Inc. | PSE&G | Accepted | 2020-10-08 | 2020-10-12 | 2021-10-30 | Tesla | SR60T1 | Solar Panels |  | 0.05847 | 27 | 266 | 18 |  | Fixed | Roof
NJSTRE1545703927 |  | Transition Incentive Program | Edison TWP | 8820 | 11 | 11.93 | Residential | No | Behind the Meter | Net-metered residential rooftop and canopy |  | None | Tesla Energy Operations Inc. | PSE&G | Accepted | 2020-10-08 | 2020-10-12 | 2021-10-30 | Tesla | SR60T1 | Solar Panels |  | 0.05847 | 31 | 356 | 18 |  | Fixed | Roof
NJSTRE1545703927 |  | Transition Incentive Program | Edison TWP | 8820 | 11 | 11.93 | Residential | No | Behind the Meter | Net-metered residential rooftop and canopy |  | None | Tesla Energy Operations Inc. | PSE&G | Accepted | 2020-10-08 | 2020-10-12 | 2021-10-30 | Tesla | SR60T1 | Solar Panels |  | 0.05847 | 39 | 266 | 18 |  | Fixed | Roof
NJSTRE1545703927 |  | Transition Incentive Program | Edison TWP | 8820 | 11 | 11.93 | Residential | No | Behind the Meter | Net-metered residential rooftop and canopy |  | None | Tesla Energy Operations Inc. | PSE&G | Accepted | 2020-10-08 | 2020-10-12 | 2021-10-30 | Tesla | SR60T1 | Solar Panels |  | 0.05847 | 21 | 176 | 18 |  | Fixed | Roof
NJSTRE1545703927 |  | Transition Incentive Program | Edison TWP | 8820 | 11 | 11.93 | Residential | No | Behind the Meter | Net-metered residential rooftop and canopy |  | None | Tesla Energy Operations Inc. | PSE&G | Accepted | 2020-10-08 | 2020-10-12 | 2021-10-30 | Tesla | SR60T1 | Solar Panels |  | 0.05847 | 27 | 86 | 18 |  | Fixed | Roof
NJSTRE1545703927 |  | Transition Incentive Program | Edison TWP | 8820 | 11 | 11.93 | Residential | No | Behind the Meter | Net-metered residential rooftop and canopy |  | None | Tesla Energy Operations Inc. | PSE&G | Accepted | 2020-10-08 | 2020-10-12 | 2021-10-30 | Tesla | SR60T1 | Solar Panels |  | 0.05847 | 23 | 356 | 18 |  | Fixed | Roof
NJSTRE1545703927 |  | Transition Incentive Program | Edison TWP | 8820 | 11 | 11.93 | Residential | No | Behind the Meter | Net-metered residential rooftop and canopy |  | None | Tesla Energy Operations Inc. | PSE&G | Accepted | 2020-10-08 | 2020-10-12 | 2021-10-30 | Tesla | SR60T1 | Solar Panels |  | 0.05847 | 20 | 86 | 18 |  | Fixed | Roof
NJSTRE1545703933 |  | Transition Incentive Program | National Park Boro | 8063 | 15 | 17.6 | Residential | No | Behind the Meter | Net-metered residential rooftop and canopy |  | None | Bright Planet Solar | PSE&G | Accepted | 2020-10-08 | 2020-10-12 | 2021-10-30 | SOLAR EDGE | SE3800H-USRGM | Inverters | 3800 |  | 1 |  |  | 0.98 |  | Outdoor | OUTSIDE
NJSTRE1545703933 |  | Transition Incentive Program | National Park Boro | 8063 | 15 | 17.6 | Residential | No | Behind the Meter | Net-metered residential rooftop and canopy |  | None | Bright Planet Solar | PSE&G | Accepted | 2020-10-08 | 2020-10-12 | 2021-10-30 | SOLAR EDGE | SE10000H-USRGM | Inverters | 10000 |  | 1 |  |  | 0.98 |  | Outdoor | OUTSIDE
NJSTRE1545703933 |  | Transition Incentive Program | National Park Boro | 8063 | 15 | 17.6 | Residential | No | Behind the Meter | Net-metered residential rooftop and canopy |  | None | Bright Planet Solar | PSE&G | Accepted | 2020-10-08 | 2020-10-12 | 2021-10-30 | SUNPOWER | SPR-A400 | Solar Panels |  | 0.4 | 6 | 135 | 22 |  | Fixed | Roof
NJSTRE1545703933 |  | Transition Incentive Program | National Park Boro | 8063 | 15 | 17.6 | Residential | No | Behind the Meter | Net-metered residential rooftop and canopy |  | None | Bright Planet Solar | PSE&G | Accepted | 2020-10-08 | 2020-10-12 | 2021-10-30 | SUNPOWER | SPR-A400 | Solar Panels |  | 0.4 | 7 | 225 | 18 |  | Fixed | Roof
NJSTRE1545703933 |  | Transition Incentive Program | National Park Boro | 8063 | 15 | 17.6 | Residential | No | Behind the Meter | Net-metered residential rooftop and canopy |  | None | Bright Planet Solar | PSE&G | Accepted | 2020-10-08 | 2020-10-12 | 2021-10-30 | SUNPOWER | SPR-A400 | Solar Panels |  | 0.4 | 4 | 45 | 33 |  | Fixed | Roof
NJSTRE1545703933 |  | Transition Incentive Program | National Park Boro | 8063 | 15 | 17.6 | Residential | No | Behind the Meter | Net-metered residential rooftop and canopy |  | None | Bright Planet Solar | PSE&G | Accepted | 2020-10-08 | 2020-10-12 | 2021-10-30 | SUNPOWER | SPR-A400 | Solar Panels |  | 0.4 | 4 | 225 | 33 |  | Fixed | Roof
NJSTRE1545703933 |  | Transition Incentive Program | National Park Boro | 8063 | 15 | 17.6 | Residential | No | Behind the Meter | Net-metered residential rooftop and canopy |  | None | Bright Planet Solar | PSE&G | Accepted | 2020-10-08 | 2020-10-12 | 2021-10-30 | SUNPOWER | SPR-A400 | Solar Panels |  | 0.4 | 17 | 135 | 33 |  | Fixed | Roof
NJSTRE1545703933 |  | Transition Incentive Program | National Park Boro | 8063 | 15 | 17.6 | Residential | No | Behind the Meter | Net-metered residential rooftop and canopy |  | None | Bright Planet Solar | PSE&G | Accepted | 2020-10-08 | 2020-10-12 | 2021-10-30 | SUNPOWER | SPR-A400 | Solar Panels |  | 0.4 | 6 | 315 | 22 |  | Fixed | Roof
NJSTRE1545703946 |  | Transition Incentive Program | Dumont | 7628 | 7 | 6.71 | Residential | Yes | Behind the Meter | Net-metered residential rooftop and canopy |  | None | Sunrun Installation Services, Inc. | PSE&G | Accepted | 2020-10-08 | 2020-10-12 | 2021-10-30 | Enphase Energy | IQ7-60-x-US (240V) | Inverters | 240 |  | 22 |  |  | 0.96 |  | Outdoor | Rooftop
NJSTRE1545703946 |  | Transition Incentive Program | Dumont | 7628 | 7 | 6.71 | Residential | Yes | Behind the Meter | Net-metered residential rooftop and canopy |  | None | Sunrun Installation Services, Inc. | PSE&G | Accepted | 2020-10-08 | 2020-10-12 | 2021-10-30 | LONGi Green Energy Technology Co Ltd | LR6-60HPB-305M | Solar Panels |  | 0.305 | 16 | 268 | 40 |  | Fixed | Roof
NJSTRE1545703946 |  | Transition Incentive Program | Dumont | 7628 | 7 | 6.71 | Residential | Yes | Behind the Meter | Net-metered residential rooftop and canopy |  | None | Sunrun Installation Services, Inc. | PSE&G | Accepted | 2020-10-08 | 2020-10-12 | 2021-10-30 | LONGi Green Energy Technology Co Ltd | LR6-60HPB-305M | Solar Panels |  | 0.305 | 6 | 88 | 40 |  | Fixed | Roof
NJSTRE1545705734 |  | Transition Incentive Program | Somerset | 8873 | 5 | 7.14 | Residential | Yes | Behind the Meter | Net-metered residential rooftop and canopy |  | None | Trinity Solar | PSE&G | Accepted | 2020-10-08 | 2020-10-12 | 2021-10-30 | Solar Edge | SE6000 | Inverters | 6000 |  | 1 |  |  | 0.97 |  | Outside | side of home
NJSTRE1545705734 |  | Transition Incentive Program | Somerset | 8873 | 5 | 7.14 | Residential | Yes | Behind the Meter | Net-metered residential rooftop and canopy |  | None | Trinity Solar | PSE&G | Accepted | 2020-10-08 | 2020-10-12 | 2021-10-30 | Hanwha | Q.PEAK DUO BLK-G6 340 | Solar Panels |  | 0.34 | 21 | 233 | 20 |  | Fixed | Roof
NJSTRE1545707181 |  | Transition Incentive Program | LIVINGSTON | 7039 | 9 | 7.19 | Residential | No | Behind the Meter | Net-metered residential rooftop and canopy |  | None | SEA BRIGHT SOLAR, LLC | PSE&G | Accepted | 2020-10-08 | 2020-10-12 | 2021-10-30 | SUNPOWER | SPR-327-AC | Inverters | 320 |  | 22 |  |  | 0.96 |  | Outside | BENEATH ARRAY
NJSTRE1545707181 |  | Transition Incentive Program | LIVINGSTON | 7039 | 9 | 7.19 | Residential | No | Behind the Meter | Net-metered residential rooftop and canopy |  | None | SEA BRIGHT SOLAR, LLC | PSE&G | Accepted | 2020-10-08 | 2020-10-12 | 2021-10-30 | SUNPOWER | SPR-327-AC | Solar Panels |  | 0.327 | 6 | 265 | 22 |  | Fixed | Roof | WEST
NJSTRE1545707181 |  | Transition Incentive Program | LIVINGSTON | 7039 | 9 | 7.19 | Residential | No | Behind the Meter | Net-metered residential rooftop and canopy |  | None | SEA BRIGHT SOLAR, LLC | PSE&G | Accepted | 2020-10-08 | 2020-10-12 | 2021-10-30 | SUNPOWER | SPR-327-AC | Solar Panels |  | 0.327 | 16 | 175 | 20 |  | Fixed | Roof | S
NJSTRE1545709725 |  | Transition Incentive Program | Seaside Park | 8752 | 18 | 12.16 | Residential | No | Behind the Meter | Net-metered residential rooftop and canopy |  | None | SureWave Solar | JCP&L | Accepted | 2020-10-08 | 2020-10-15 | 2021-10-30 | Enphase | IQ-Envoy | Meters |  |  | 1 |  |  |  | Yes | Outdoor
NJSTRE1545709725 |  | Transition Incentive Program | Seaside Park | 8752 | 18 | 12.16 | Residential | No | Behind the Meter | Net-metered residential rooftop and canopy |  | None | SureWave Solar | JCP&L | Accepted | 2020-10-08 | 2020-10-15 | 2021-10-30 | Enphase | IQ-6 | Inverters | 240 |  | 38 |  |  | 0.97 |  | Outdoor | Rooftop under panel
NJSTRE1545709725 |  | Transition Incentive Program | Seaside Park | 8752 | 18 | 12.16 | Residential | No | Behind the Meter | Net-metered residential rooftop and canopy |  | None | SureWave Solar | JCP&L | Accepted | 2020-10-08 | 2020-10-15 | 2021-10-30 | Trina | TSM-320-dd06m0.5 | Solar Panels |  | 0.32 | 38 | 186 | 25 |  | Fixed | Roof
NJSTRE1545711854 |  | Transition Incentive Program | WASHINGTON TOWNSHIP | 8012 | 14 | 11.39 | Residential | Yes | Behind the Meter | Net-metered residential rooftop and canopy |  | None | Trinity Solar | PSE&G | Accepted | 2020-10-08 | 2020-10-12 | 2021-10-30 | Solar Edge | SE10000H-US000BNC4 | Inverters | 10000 |  | 1 |  |  | 0.97 |  | Outdoor | side of home
NJSTRE1545711854 |  | Transition Incentive Program | WASHINGTON TOWNSHIP | 8012 | 14 | 11.39 | Residential | Yes | Behind the Meter | Net-metered residential rooftop and canopy |  | None | Trinity Solar | PSE&G | Accepted | 2020-10-08 | 2020-10-12 | 2021-10-30 | HANWHA | Q.PEAK DUO BLK-G6 335 | Solar Panels |  | 0.335 | 7 | 146 | 18 |  | Fixed | Roof
NJSTRE1545711854 |  | Transition Incentive Program | WASHINGTON TOWNSHIP | 8012 | 14 | 11.39 | Residential | Yes | Behind the Meter | Net-metered residential rooftop and canopy |  | None | Trinity Solar | PSE&G | Accepted | 2020-10-08 | 2020-10-12 | 2021-10-30 | HANWHA | Q.PEAK DUO BLK-G6 335 | Solar Panels |  | 0.335 | 8 | 326 | 18 |  | Fixed | Roof
NJSTRE1545711854 |  | Transition Incentive Program | WASHINGTON TOWNSHIP | 8012 | 14 | 11.39 | Residential | Yes | Behind the Meter | Net-metered residential rooftop and canopy |  | None | Trinity Solar | PSE&G | Accepted | 2020-10-08 | 2020-10-12 | 2021-10-30 | HANWHA | Q.PEAK DUO BLK-G6 335 | Solar Panels |  | 0.335 | 4 | 236 | 18 |  | Fixed | Roof
NJSTRE1545711854 |  | Transition Incentive Program | WASHINGTON TOWNSHIP | 8012 | 14 | 11.39 | Residential | Yes | Behind the Meter | Net-metered residential rooftop and canopy |  | None | Trinity Solar | PSE&G | Accepted | 2020-10-08 | 2020-10-12 | 2021-10-30 | HANWHA | Q.PEAK DUO BLK-G6 335 | Solar Panels |  | 0.335 | 5 | 146 | 18 |  | Fixed | Roof
NJSTRE1545711854 |  | Transition Incentive Program | WASHINGTON TOWNSHIP | 8012 | 14 | 11.39 | Residential | Yes | Behind the Meter | Net-metered residential rooftop and canopy |  | None | Trinity Solar | PSE&G | Accepted | 2020-10-08 | 2020-10-12 | 2021-10-30 | HANWHA | Q.PEAK DUO BLK-G6 335 | Solar Panels |  | 0.335 | 10 | 56 | 18 |  | Fixed | Roof
NJSTRE1545711975 |  | Transition Incentive Program | Clayton | 8312 | 15 | 17.55 | Residential | Yes | Behind the Meter | Net-metered residential rooftop and canopy |  | None | RCL Enterprises Inc. | AC Electric | Accepted | 2020-10-08 | 2020-10-12 | 2021-10-30 | enphase | iq7 | Inverters | 240 |  | 54 |  |  | 0.96 |  | Outdoor | under panels
NJSTRE1545711975 |  | Transition Incentive Program | Clayton | 8312 | 15 | 17.55 | Residential | Yes | Behind the Meter | Net-metered residential rooftop and canopy |  | None | RCL Enterprises Inc. | AC Electric | Accepted | 2020-10-08 | 2020-10-12 | 2021-10-30 | Trina Solar | TSM-325DD06M | Solar Panels |  | 0.325 | 20 | 245 | 16 |  | Fixed | Roof
NJSTRE1545711975 |  | Transition Incentive Program | Clayton | 8312 | 15 | 17.55 | Residential | Yes | Behind the Meter | Net-metered residential rooftop and canopy |  | None | RCL Enterprises Inc. | AC Electric | Accepted | 2020-10-08 | 2020-10-12 | 2021-10-30 | Trina Solar | TSM-325DD06M | Solar Panels |  | 0.325 | 3 | 155 | 36 |  | Fixed | Roof
NJSTRE1545711975 |  | Transition Incentive Program | Clayton | 8312 | 15 | 17.55 | Residential | Yes | Behind the Meter | Net-metered residential rooftop and canopy |  | None | RCL Enterprises Inc. | AC Electric | Accepted | 2020-10-08 | 2020-10-12 | 2021-10-30 | Trina Solar | TSM-325DD06M | Solar Panels |  | 0.325 | 9 | 155 | 36 |  | Fixed | Roof
NJSTRE1545711975 |  | Transition Incentive Program | Clayton | 8312 | 15 | 17.55 | Residential | Yes | Behind the Meter | Net-metered residential rooftop and canopy |  | None | RCL Enterprises Inc. | AC Electric | Accepted | 2020-10-08 | 2020-10-12 | 2021-10-30 | Trina Solar | TSM-325DD06M | Solar Panels |  | 0.325 | 3 | 65 | 36 |  | Fixed | Pole
NJSTRE1545711975 |  | Transition Incentive Program | Clayton | 8312 | 15 | 17.55 | Residential | Yes | Behind the Meter | Net-metered residential rooftop and canopy |  | None | RCL Enterprises Inc. | AC Electric | Accepted | 2020-10-08 | 2020-10-12 | 2021-10-30 | Trina Solar | TSM-325DD06M | Solar Panels |  | 0.325 | 19 | 65 | 16 |  | Fixed | Roof
NJSTRE1545711979 |  | Transition Incentive Program | Paterson | 7502 | 6 | 5.8 | Residential | Yes | Behind the Meter | Net-metered residential rooftop and canopy |  | None | Sunrun Installation Services, Inc. | PSE&G | Accepted | 2020-10-08 | 2020-11-03 | 2021-11-03 | Enphase Energy | IQ7-60-x-US (240V) | Inverters | 240 |  | 19 |  |  | 0.96 |  | Outdoor | Rooftop
NJSTRE1545711979 |  | Transition Incentive Program | Paterson | 7502 | 6 | 5.8 | Residential | Yes | Behind the Meter | Net-metered residential rooftop and canopy |  | None | Sunrun Installation Services, Inc. | PSE&G | Accepted | 2020-10-08 | 2020-11-03 | 2021-11-03 | LONGi Green Energy Technology Co Ltd | LR6-60HPB-305M | Solar Panels |  | 0.305 | 4 | 230 | 41 |  | Fixed | Roof
NJSTRE1545711979 |  | Transition Incentive Program | Paterson | 7502 | 6 | 5.8 | Residential | Yes | Behind the Meter | Net-metered residential rooftop and canopy |  | None | Sunrun Installation Services, Inc. | PSE&G | Accepted | 2020-10-08 | 2020-11-03 | 2021-11-03 | LONGi Green Energy Technology Co Ltd | LR6-60HPB-305M | Solar Panels |  | 0.305 | 2 | 230 | 18 |  | Fixed | Roof
NJSTRE1545711979 |  | Transition Incentive Program | Paterson | 7502 | 6 | 5.8 | Residential | Yes | Behind the Meter | Net-metered residential rooftop and canopy |  | None | Sunrun Installation Services, Inc. | PSE&G | Accepted | 2020-10-08 | 2020-11-03 | 2021-11-03 | LONGi Green Energy Technology Co Ltd | LR6-60HPB-305M | Solar Panels |  | 0.305 | 13 | 50 | 7 |  | Fixed | Roof
NJSTRE1545711983 |  | Transition Incentive Program | Princton | 8540 | 12 | 13.04 | Residential | No | Behind the Meter | Net-metered residential rooftop and canopy |  | None | Evoke Solar, Inc | PSE&G | Accepted | 2020-10-08 | 2020-10-19 | 2021-10-30 | SunPower | PVS6 | Meters |  |  | 1 |  |  |  | Yes
NJSTRE1545711983 |  | Transition Incentive Program | Princton | 8540 | 12 | 13.04 | Residential | No | Behind the Meter | Net-metered residential rooftop and canopy |  | None | Evoke Solar, Inc | PSE&G | Accepted | 2020-10-08 | 2020-10-19 | 2021-10-30 | SunPower | SPWR-A4 | Inverters | 349 |  | 32 |  |  | 0.97 |  | Outside | back of each panel
NJSTRE1545711983 |  | Transition Incentive Program | Princton | 8540 | 12 | 13.04 | Residential | No | Behind the Meter | Net-metered residential rooftop and canopy |  | None | Evoke Solar, Inc | PSE&G | Accepted | 2020-10-08 | 2020-10-19 | 2021-10-30 | SunPower | SPR-A415-G-AC | Solar Panels |  | 0.415 | 16 | 250 | 33 |  | Fixed | Roof
NJSTRE1545711983 |  | Transition Incentive Program | Princton | 8540 | 12 | 13.04 | Residential | No | Behind the Meter | Net-metered residential rooftop and canopy |  | None | Evoke Solar, Inc | PSE&G | Accepted | 2020-10-08 | 2020-10-19 | 2021-10-30 | SunPower | SPR-A400-G-AC | Solar Panels |  | 0.4 | 16 | 65 | 10 |  | Fixed | Roof
NJSTRE1545711987 |  | Transition Incentive Program | Perth Amboy City | 8861 | 11 | 10.36 | Residential | No | Behind the Meter | Net-metered residential rooftop and canopy |  | None | Bright Planet Solar | PSE&G | Accepted | 2020-10-08 | 2020-10-12 | 2021-10-30 | SOLAR EDGE | SE10000H-USRGM | Inverters | 10000 |  | 1 |  |  | 0.98 |  | Outdoor | OUTSIDE
NJSTRE1545711987 |  | Transition Incentive Program | Perth Amboy City | 8861 | 11 | 10.36 | Residential | No | Behind the Meter | Net-metered residential rooftop and canopy |  | None | Bright Planet Solar | PSE&G | Accepted | 2020-10-08 | 2020-10-12 | 2021-10-30 | SUNPOWER X-SERIES | X22-370 | Solar Panels |  | 0.37 | 4 | 191 | 14 |  | Fixed | Roof
NJSTRE1545711987 |  | Transition Incentive Program | Perth Amboy City | 8861 | 11 | 10.36 | Residential | No | Behind the Meter | Net-metered residential rooftop and canopy |  | None | Bright Planet Solar | PSE&G | Accepted | 2020-10-08 | 2020-10-12 | 2021-10-30 | SUNPOWER X-SERIES | X22-370 | Solar Panels |  | 0.37 | 5 | 279 | 39 |  | Fixed | Roof
NJSTRE1545711987 |  | Transition Incentive Program | Perth Amboy City | 8861 | 11 | 10.36 | Residential | No | Behind the Meter | Net-metered residential rooftop and canopy |  | None | Bright Planet Solar | PSE&G | Accepted | 2020-10-08 | 2020-10-12 | 2021-10-30 | SUNPOWER X-SERIES | X22-370 | Solar Panels |  | 0.37 | 4 | 99 | 14 |  | Fixed | Roof
NJSTRE1545711987 |  | Transition Incentive Program | Perth Amboy City | 8861 | 11 | 10.36 | Residential | No | Behind the Meter | Net-metered residential rooftop and canopy |  | None | Bright Planet Solar | PSE&G | Accepted | 2020-10-08 | 2020-10-12 | 2021-10-30 | SUNPOWER | X-SERIES X22-370 | Solar Panels |  | 0.37 | 15 | 279 | 39 |  | Fixed | Roof
NJSTRE1545711992 |  | Transition Incentive Program | Warren | 7059 | 5 | 6.71 | Residential | Yes | Behind the Meter | Net-metered residential rooftop and canopy |  | None | Sunrun Installation Services, Inc. | JCP&L | Accepted | 2020-10-08 | 2020-10-12 | 2021-10-30 | Enphase Energy | IQ7-60-x-US (240V) | Inverters | 240 |  | 22 |  |  | 0.96 |  | Outdoor | Rooftop
NJSTRE1545711992 |  | Transition Incentive Program | Warren | 7059 | 5 | 6.71 | Residential | Yes | Behind the Meter | Net-metered residential rooftop and canopy |  | None | Sunrun Installation Services, Inc. | JCP&L | Accepted | 2020-10-08 | 2020-10-12 | 2021-10-30 | LONGi Green Energy Technology Co Ltd | LR6-60HPB-305M | Solar Panels |  | 0.305 | 5 | 96 | 27 |  | Fixed | Roof
NJSTRE1545711992 |  | Transition Incentive Program | Warren | 7059 | 5 | 6.71 | Residential | Yes | Behind the Meter | Net-metered residential rooftop and canopy |  | None | Sunrun Installation Services, Inc. | JCP&L | Accepted | 2020-10-08 | 2020-10-12 | 2021-10-30 | LONGi Green Energy Technology Co Ltd | LR6-60HPB-305M | Solar Panels |  | 0.305 | 13 | 187 | 27 |  | Fixed | Roof
NJSTRE1545711992 |  | Transition Incentive Program | Warren | 7059 | 5 | 6.71 | Residential | Yes | Behind the Meter | Net-metered residential rooftop and canopy |  | None | Sunrun Installation Services, Inc. | JCP&L | Accepted | 2020-10-08 | 2020-10-12 | 2021-10-30 | LONGi Green Energy Technology Co Ltd | LR6-60HPB-305M | Solar Panels |  | 0.305 | 4 | 277 | 18 |  | Fixed | Roof
NJSTRE1545712000 |  | Transition Incentive Program | Mays Landing | 8330 | 19 | 12.24 | Residential | No | Behind the Meter | Net-metered residential rooftop and canopy |  | None | Castle Energy, LLC | AC Electric | Accepted | 2020-10-08 | 2020-10-13 | 2021-10-30 | Enphase Energy | IQ7-60-2-US | Inverters | 240 |  | 36 |  |  | 0.967 |  | Outdoor | on the rooftop under each solar panel
NJSTRE1545712000 |  | Transition Incentive Program | Mays Landing | 8330 | 19 | 12.24 | Residential | No | Behind the Meter | Net-metered residential rooftop and canopy |  | None | Castle Energy, LLC | AC Electric | Accepted | 2020-10-08 | 2020-10-13 | 2021-10-30 | Hanwha Q-Cells | Q.Peak DUO BLK-G6 340 | Solar Panels |  | 0.34 | 8 | 15 | 31 |  | Fixed | Roof
NJSTRE1545712000 |  | Transition Incentive Program | Mays Landing | 8330 | 19 | 12.24 | Residential | No | Behind the Meter | Net-metered residential rooftop and canopy |  | None | Castle Energy, LLC | AC Electric | Accepted | 2020-10-08 | 2020-10-13 | 2021-10-30 | Hanwha Q-Cells | Q.Peak DUO BLK-G6 340 | Solar Panels |  | 0.34 | 6 | 285 | 32 |  | Fixed | Roof
NJSTRE1545712000 |  | Transition Incentive Program | Mays Landing | 8330 | 19 | 12.24 | Residential | No | Behind the Meter | Net-metered residential rooftop and canopy |  | None | Castle Energy, LLC | AC Electric | Accepted | 2020-10-08 | 2020-10-13 | 2021-10-30 | Hanwha Q-Cells | Q.Peak DUO BLK-G6 340 | Solar Panels |  | 0.34 | 6 | 105 | 32 |  | Fixed | Roof
NJSTRE1545712000 |  | Transition Incentive Program | Mays Landing | 8330 | 19 | 12.24 | Residential | No | Behind the Meter | Net-metered residential rooftop and canopy |  | None | Castle Energy, LLC | AC Electric | Accepted | 2020-10-08 | 2020-10-13 | 2021-10-30 | Hanwha Q-Cells | Q.Peak DUO BLK-G6 340 | Solar Panels |  | 0.34 | 16 | 195 | 31 |  | Fixed | Roof
NJSTRE1545712006 |  | Transition Incentive Program | Fort Lee | 7024 | 7 | 6.2 | Residential | Yes | Behind the Meter | Net-metered residential rooftop and canopy |  | None | Sunrun Installation Services, Inc. | PSE&G | Accepted | 2020-10-08 | 2020-10-12 | 2021-10-30 | Enphase Energy | IQ7-60-x-US (240V) | Inverters | 240 |  | 20 |  |  | 0.96 |  | Outdoor | Rooftop
NJSTRE1545712006 |  | Transition Incentive Program | Fort Lee | 7024 | 7 | 6.2 | Residential | Yes | Behind the Meter | Net-metered residential rooftop and canopy |  | None | Sunrun Installation Services, Inc. | PSE&G | Accepted | 2020-10-08 | 2020-10-12 | 2021-10-30 | LONGi Green Energy Technology Co Ltd | LR6-60HPB-310M | Solar Panels |  | 0.31 | 20 | 216 | 18 |  | Fixed | Roof
NJSTRE1545712016 |  | Transition Incentive Program | Bridgewater TWP | 8807 | 5 | 6.8 | Residential | No | Behind the Meter | Net-metered residential rooftop and canopy |  | None | Tesla Energy Operations Inc. | PSE&G | Accepted | 2020-10-08 | 2020-10-12 | 2021-10-30 | SolarEdge Technologies | SE7600H-US [240V] | Inverters | 7600 |  | 1 |  |  | 0.99 |  | Outside | Outside
NJSTRE1545712016 |  | Transition Incentive Program | Bridgewater TWP | 8807 | 5 | 6.8 | Residential | No | Behind the Meter | Net-metered residential rooftop and canopy |  | None | Tesla Energy Operations Inc. | PSE&G | Accepted | 2020-10-08 | 2020-10-12 | 2021-10-30 | Hanwha Q-CELLS | Q.Peak DUO BLK-G6+ 340 | Solar Panels |  | 0.34 | 4 | 133 | 37 |  | Fixed | Roof
NJSTRE1545712016 |  | Transition Incentive Program | Bridgewater TWP | 8807 | 5 | 6.8 | Residential | No | Behind the Meter | Net-metered residential rooftop and canopy |  | None | Tesla Energy Operations Inc. | PSE&G | Accepted | 2020-10-08 | 2020-10-12 | 2021-10-30 | Hanwha Q-CELLS | Q.Peak DUO BLK-G6+ 340 | Solar Panels |  | 0.34 | 10 | 43 | 30 |  | Fixed | Roof
NJSTRE1545712016 |  | Transition Incentive Program | Bridgewater TWP | 8807 | 5 | 6.8 | Residential | No | Behind the Meter | Net-metered residential rooftop and canopy |  | None | Tesla Energy Operations Inc. | PSE&G | Accepted | 2020-10-08 | 2020-10-12 | 2021-10-30 | Hanwha Q-CELLS | Q.Peak DUO BLK-G6+ 340 | Solar Panels |  | 0.34 | 4 | 223 | 30 |  | Fixed | Roof
NJSTRE1545712016 |  | Transition Incentive Program | Bridgewater TWP | 8807 | 5 | 6.8 | Residential | No | Behind the Meter | Net-metered residential rooftop and canopy |  | None | Tesla Energy Operations Inc. | PSE&G | Accepted | 2020-10-08 | 2020-10-12 | 2021-10-30 | Hanwha Q-CELLS | Q.Peak DUO BLK-G6+ 340 | Solar Panels |  | 0.34 | 2 | 133 | 37 |  | Fixed | Roof
NJSTRE1545712025 |  | Transition Incentive Program | Franklin Township | 8823 | 5 | 17.69 | Residential | Yes | Behind the Meter | Net-metered residential rooftop and canopy |  | None | Sunrun, Inc. | PSE&G | Accepted | 2020-10-08 | 2020-10-12 | 2021-10-30 | Enphase Energy | IQ7-60-x-US (240V) | Inverters | 240 |  | 58 |  |  | 0.96 |  | Outdoor | Rooftop
NJSTRE1545712025 |  | Transition Incentive Program | Franklin Township | 8823 | 5 | 17.69 | Residential | Yes | Behind the Meter | Net-metered residential rooftop and canopy |  | None | Sunrun, Inc. | PSE&G | Accepted | 2020-10-08 | 2020-10-12 | 2021-10-30 | LONGi Green Energy Technology Co Ltd | LR6-60HPB-305M | Solar Panels |  | 0.305 | 22 | 299 | 19 |  | Fixed | Roof
NJSTRE1545712025 |  | Transition Incentive Program | Franklin Township | 8823 | 5 | 17.69 | Residential | Yes | Behind the Meter | Net-metered residential rooftop and canopy |  | None | Sunrun, Inc. | PSE&G | Accepted | 2020-10-08 | 2020-10-12 | 2021-10-30 | LONGi Green Energy Technology Co Ltd | LR6-60HPB-305M | Solar Panels |  | 0.305 | 36 | 119 | 18 |  | Fixed | Roof
NJSTRE1545712036 |  | Transition Incentive Program | Galloway | 8205 | 19 | 14.72 | Residential | Yes | Behind the Meter | Net-metered residential rooftop and canopy |  | None | Sun Up Zero Down | AC Electric | Accepted | 2020-10-20 | 2020-10-20 | 2021-10-30 | Sunpower | TBD | Meters |  |  | 1 |  |  |  | Yes | Outdoor
NJSTRE1545712036 |  | Transition Incentive Program | Galloway | 8205 | 19 | 14.72 | Residential | Yes | Behind the Meter | Net-metered residential rooftop and canopy |  | None | Sun Up Zero Down | AC Electric | Accepted | 2020-10-20 | 2020-10-20 | 2021-10-30 | sunpower | TBD | Inverters | 327 |  | 45 |  |  | 0.98 |  | Outside | behind panel
NJSTRE1545712036 |  | Transition Incentive Program | Galloway | 8205 | 19 | 14.72 | Residential | Yes | Behind the Meter | Net-metered residential rooftop and canopy |  | None | Sun Up Zero Down | AC Electric | Accepted | 2020-10-20 | 2020-10-20 | 2021-10-30 | Sunpower | Sunpower327 | Solar Panels |  | 0.327 | 45 | 197 | 34 |  | Fixed | Roof
NJSTRE1545712075 |  | Transition Incentive Program | Linwood | 8221 | 19 | 6.65 | Residential | No | Behind the Meter | Net-metered residential rooftop and canopy |  | None | SunPower Capital, LLC | AC Electric | Accepted | 2020-10-08 | 2020-10-12 | 2021-10-30 | SunPower | SPR-X21-350-BLK-E-AC | Inverters | 320 |  | 19 |  |  | 0.975 |  | Outdoor | on the rooftop under each solar module
NJSTRE1545712075 |  | Transition Incentive Program | Linwood | 8221 | 19 | 6.65 | Residential | No | Behind the Meter | Net-metered residential rooftop and canopy |  | None | SunPower Capital, LLC | AC Electric | Accepted | 2020-10-08 | 2020-10-12 | 2021-10-30 | SunPower | SPR-X21-350-BLK-E-AC | Solar Panels |  | 0.35 | 10 | 26 | 35 |  | Fixed | Roof
NJSTRE1545712075 |  | Transition Incentive Program | Linwood | 8221 | 19 | 6.65 | Residential | No | Behind the Meter | Net-metered residential rooftop and canopy |  | None | SunPower Capital, LLC | AC Electric | Accepted | 2020-10-08 | 2020-10-12 | 2021-10-30 | SunPower | SPR-X21-350-BLK-E-AC | Solar Panels |  | 0.35 | 5 | 206 | 45 |  | Fixed | Roof
NJSTRE1545712075 |  | Transition Incentive Program | Linwood | 8221 | 19 | 6.65 | Residential | No | Behind the Meter | Net-metered residential rooftop and canopy |  | None | SunPower Capital, LLC | AC Electric | Accepted | 2020-10-08 | 2020-10-12 | 2021-10-30 | SunPower | SPR-X21-350-BLK-E-AC | Solar Panels |  | 0.35 | 4 | 206 | 45 |  | Fixed | Roof
NJSTRE1545712081 |  | Transition Incentive Program | Paterson City | 7522 | 6 | 8.14 | Residential | Yes | Behind the Meter | Net-metered residential rooftop and canopy |  | None | Bright Planet Solar | PSE&G | Accepted | 2020-10-08 | 2020-10-12 | 2021-10-30 | SOLAR EDGE | SE7600H-USRGM | Inverters | 7600 |  | 1 |  |  | 0.98 |  | Outdoor | OUTSIDE
NJSTRE1545712081 |  | Transition Incentive Program | Paterson City | 7522 | 6 | 8.14 | Residential | Yes | Behind the Meter | Net-metered residential rooftop and canopy |  | None | Bright Planet Solar | PSE&G | Accepted | 2020-10-08 | 2020-10-12 | 2021-10-30 | SUNPOWER X-SERIES | X22-370 | Solar Panels |  | 0.37 | 5 | 228 | 30 |  | Fixed | Roof
NJSTRE1545712081 |  | Transition Incentive Program | Paterson City | 7522 | 6 | 8.14 | Residential | Yes | Behind the Meter | Net-metered residential rooftop and canopy |  | None | Bright Planet Solar | PSE&G | Accepted | 2020-10-08 | 2020-10-12 | 2021-10-30 | SUNPOWER X-SERIES | X22-370 | Solar Panels |  | 0.37 | 7 | 48 | 30 |  | Fixed | Roof
NJSTRE1545712081 |  | Transition Incentive Program | Paterson City | 7522 | 6 | 8.14 | Residential | Yes | Behind the Meter | Net-metered residential rooftop and canopy |  | None | Bright Planet Solar | PSE&G | Accepted | 2020-10-08 | 2020-10-12 | 2021-10-30 | SUNPOWER X-SERIES | S22-370 | Solar Panels |  | 0.37 | 10 | 228 | 30 |  | Fixed | Roof
NJSTRE1545712110 |  | Transition Incentive Program | Woodbridge TWP | 7067 | 10 | 12.24 | Residential | No | Behind the Meter | Net-metered residential rooftop and canopy |  | None | Tesla Energy Operations Inc. | PSE&G | Accepted | 2020-10-08 | 2020-10-12 | 2021-10-30 | Tesla | AC Powerwall 2.0 | Electric Storage Battery |  |  | 2 |  |  |  | Lithium Ion |  | Inside garage
NJSTRE1545712110 |  | Transition Incentive Program | Woodbridge TWP | 7067 | 10 | 12.24 | Residential | No | Behind the Meter | Net-metered residential rooftop and canopy |  | None | Tesla Energy Operations Inc. | PSE&G | Accepted | 2020-10-08 | 2020-10-12 | 2021-10-30 | SolarEdge Technologie | SE11400H-US [240V] | Inverters | 11400 |  | 1 |  |  | 0.99 |  | Outside | Outside
NJSTRE1545712110 |  | Transition Incentive Program | Woodbridge TWP | 7067 | 10 | 12.24 | Residential | No | Behind the Meter | Net-metered residential rooftop and canopy |  | None | Tesla Energy Operations Inc. | PSE&G | Accepted | 2020-10-08 | 2020-10-12 | 2021-10-30 | Hanwha Q-CELLS | Q.Peak DUO BLK-G6+ 340 | Solar Panels |  | 0.34 | 6 | 95 | 26 |  | Fixed | Roof
NJSTRE1545712110 |  | Transition Incentive Program | Woodbridge TWP | 7067 | 10 | 12.24 | Residential | No | Behind the Meter | Net-metered residential rooftop and canopy |  | None | Tesla Energy Operations Inc. | PSE&G | Accepted | 2020-10-08 | 2020-10-12 | 2021-10-30 | Hanwha Q-CELLS | Q.Peak DUO BLK-G6+ 340 | Solar Panels |  | 0.34 | 4 | 275 | 26 |  | Fixed | Roof
NJSTRE1545712110 |  | Transition Incentive Program | Woodbridge TWP | 7067 | 10 | 12.24 | Residential | No | Behind the Meter | Net-metered residential rooftop and canopy |  | None | Tesla Energy Operations Inc. | PSE&G | Accepted | 2020-10-08 | 2020-10-12 | 2021-10-30 | Hanwha Q-CELLS | Q.Peak DUO BLK-G6+ 340 | Solar Panels |  | 0.34 | 4 | 185 | 26 |  | Fixed | Roof
NJSTRE1545712110 |  | Transition Incentive Program | Woodbridge TWP | 7067 | 10 | 12.24 | Residential | No | Behind the Meter | Net-metered residential rooftop and canopy |  | None | Tesla Energy Operations Inc. | PSE&G | Accepted | 2020-10-08 | 2020-10-12 | 2021-10-30 | Hanwha Q-CELLS | Q.Peak DUO BLK-G6+ 340 | Solar Panels |  | 0.34 | 22 | 95 | 26 |  | Fixed | Roof
NJSTRE1545712115 |  | Transition Incentive Program | Galloway | 8205 | 19 | 4.02 | Residential | No | Behind the Meter | Net-metered residential rooftop and canopy |  | None | Vision Solar LLC | AC Electric | Accepted | 2020-10-08 | 2020-10-12 | 2021-10-30 | ENPHASE | IQ7-60-2-US | Inverters | 0.24 |  | 12 |  |  | 0.96 |  | Other | behind each panel
NJSTRE1545712115 |  | Transition Incentive Program | Galloway | 8205 | 19 | 4.02 | Residential | No | Behind the Meter | Net-metered residential rooftop and canopy |  | None | Vision Solar LLC | AC Electric | Accepted | 2020-10-08 | 2020-10-12 | 2021-10-30 | HANWHA Q-CELLS | Q.PEAK DUO-G6+ 335 | Solar Panels |  | 0.335 | 12 | 97 | 26 |  | Fixed | Roof
NJSTRE1545712120 |  | Transition Incentive Program | Vorhees Twp | 8043 | 14 | 7.26 | Residential | No | Behind the Meter | Net-metered residential rooftop and canopy |  | None | Posigen NJ LLC | PSE&G | Accepted | 2020-10-08 | 2020-10-12 | 2021-10-30 | SolarEdge | SE7600H-US | Inverters | 7600 |  | 1 |  |  | 0.99 |  | Outside | within ten feet of meter
NJSTRE1545712120 |  | Transition Incentive Program | Vorhees Twp | 8043 | 14 | 7.26 | Residential | No | Behind the Meter | Net-metered residential rooftop and canopy |  | None | Posigen NJ LLC | PSE&G | Accepted | 2020-10-08 | 2020-10-12 | 2021-10-30 | Silfab | SIL330HL | Solar Panels |  | 0.33 | 22 | 144234 | 29 |  | Fixed | Roof
NJSTRE1545712136 |  | Transition Incentive Program | Cinnaminson | 8077 | 13 | 10.73 | Residential | No | Behind the Meter | Net-metered residential rooftop and canopy |  | None | EMT Renewables | PSE&G | Accepted | 2020-10-08 | 2020-10-12 | 2021-10-30 | Enphase | IQ7-60-2-US | Inverters | 240 |  | 33 |  |  | 0.97 |  | Outside | under panels
NJSTRE1545712136 |  | Transition Incentive Program | Cinnaminson | 8077 | 13 | 10.73 | Residential | No | Behind the Meter | Net-metered residential rooftop and canopy |  | None | EMT Renewables | PSE&G | Accepted | 2020-10-08 | 2020-10-12 | 2021-10-30 | Trina | 325-BLK | Solar Panels |  | 0.325 | 23 | 180 | 24 |  | Fixed | Roof
NJSTRE1545712136 |  | Transition Incentive Program | Cinnaminson | 8077 | 13 | 10.73 | Residential | No | Behind the Meter | Net-metered residential rooftop and canopy |  | None | EMT Renewables | PSE&G | Accepted | 2020-10-08 | 2020-10-12 | 2021-10-30 | Trina | 325-BLK | Solar Panels |  | 0.325 | 10 | 180 | 26 |  | Fixed | Roof
NJSTRE1545712148 |  | Transition Incentive Program | BURLINGTON | 8016 | 13 | 9.92 | Residential | Yes | Behind the Meter | Net-metered residential rooftop and canopy |  | None | Vivint Solar Developer, LLC | PSE&G | Accepted | 2020-10-09 | 2020-10-12 | 2021-10-30 | Solar Edge | SE7600H-US | Inverters | 7600 |  | 1 |  |  | 0.992 |  | Outdoor | Near the Utility Meter
NJSTRE1545712148 |  | Transition Incentive Program | BURLINGTON | 8016 | 13 | 9.92 | Residential | Yes | Behind the Meter | Net-metered residential rooftop and canopy |  | None | Vivint Solar Developer, LLC | PSE&G | Accepted | 2020-10-09 | 2020-10-12 | 2021-10-30 | JINKO SOLAR | JKM320M-60HBL | Solar Panels |  | 0.32 | 13 | 234 | 31 |  | Fixed | Roof
NJSTRE1545712148 |  | Transition Incentive Program | BURLINGTON | 8016 | 13 | 9.92 | Residential | Yes | Behind the Meter | Net-metered residential rooftop and canopy |  | None | Vivint Solar Developer, LLC | PSE&G | Accepted | 2020-10-09 | 2020-10-12 | 2021-10-30 | JINKO SOLAR | JKM320M-60HBL | Solar Panels |  | 0.32 | 18 | 234 | 31 |  | Fixed | Roof
NJSTRE1545712149 |  | Transition Incentive Program | Pine Hill | 8021 | 14 | 10.08 | Residential | Yes | Behind the Meter | Net-metered residential rooftop and canopy |  | None | SunnyMac LLC | AC Electric | Accepted | 2020-10-08 | 2020-10-12 | 2021-10-30 | Solaredge | SE7600H-US | Inverters | 7600 |  | 1 |  |  | 0.99 |  | Outdoor | Next to meter
NJSTRE1545712149 |  | Transition Incentive Program | Pine Hill | 8021 | 14 | 10.08 | Residential | Yes | Behind the Meter | Net-metered residential rooftop and canopy |  | None | SunnyMac LLC | AC Electric | Accepted | 2020-10-08 | 2020-10-12 | 2021-10-30 | REC | TwinPeak 2 Mono | Solar Panels |  | 0.325 | 8 | 103 | 27 |  | Fixed | Roof
NJSTRE1545712149 |  | Transition Incentive Program | Pine Hill | 8021 | 14 | 10.08 | Residential | Yes | Behind the Meter | Net-metered residential rooftop and canopy |  | None | SunnyMac LLC | AC Electric | Accepted | 2020-10-08 | 2020-10-12 | 2021-10-30 | REC | TwinPeak 2 Mono | Solar Panels |  | 0.325 | 4 | 104 | 284 |  | Fixed | Roof
NJSTRE1545712149 |  | Transition Incentive Program | Pine Hill | 8021 | 14 | 10.08 | Residential | Yes | Behind the Meter | Net-metered residential rooftop and canopy |  | None | SunnyMac LLC | AC Electric | Accepted | 2020-10-08 | 2020-10-12 | 2021-10-30 | REC | TwinPeak 2 Mono | Solar Panels |  | 0.325 | 7 | 104 | 18 |  | Fixed | Roof
NJSTRE1545712149 |  | Transition Incentive Program | Pine Hill | 8021 | 14 | 10.08 | Residential | Yes | Behind the Meter | Net-metered residential rooftop and canopy |  | None | SunnyMac LLC | AC Electric | Accepted | 2020-10-08 | 2020-10-12 | 2021-10-30 | REC | TwinPeak 2 Mono | Solar Panels |  | 0.325 | 8 | 27 | 283 |  | Fixed | Roof
NJSTRE1545712149 |  | Transition Incentive Program | Pine Hill | 8021 | 14 | 10.08 | Residential | Yes | Behind the Meter | Net-metered residential rooftop and canopy |  | None | SunnyMac LLC | AC Electric | Accepted | 2020-10-08 | 2020-10-12 | 2021-10-30 | REC | TwinPeak 2 Mono | Solar Panels |  | 0.325 | 4 | 284 | 5 |  | Fixed | Roof
NJSTRE1545712158 |  | Transition Incentive Program | Middletown | 7748 | 17 | 7.26 | Residential | No | Behind the Meter | Net-metered residential rooftop and canopy |  | None | Posigen NJ LLC | JCP&L | Accepted | 2020-10-08 | 2020-10-12 | 2021-10-30 | SolarEdge | SE7600H-US | Inverters | 7600 |  | 1 |  |  | 0.99 |  | Outside | within ten feet of meter
NJSTRE1545712158 |  | Transition Incentive Program | Middletown | 7748 | 17 | 7.26 | Residential | No | Behind the Meter | Net-metered residential rooftop and canopy |  | None | Posigen NJ LLC | JCP&L | Accepted | 2020-10-08 | 2020-10-12 | 2021-10-30 | Silfab | SIL330HL | Solar Panels |  | 0.33 | 22 | 168348 | 18 |  | Fixed | Roof
NJSTRE1545712167 |  | Transition Incentive Program | Mount Ephraim | 8059 | 14 | 3.02 | Residential | No | Behind the Meter | Net-metered residential rooftop and canopy |  | None | Vision Solar LLC | PSE&G | Accepted | 2020-10-08 | 2020-10-12 | 2021-10-30 | ENPHASE | IQ7-60-2-US | Inverters | 0.24 |  | 9 |  |  | 0.96 |  | Other | BEHIND EACH PANEL
NJSTRE1545712167 |  | Transition Incentive Program | Mount Ephraim | 8059 | 14 | 3.02 | Residential | No | Behind the Meter | Net-metered residential rooftop and canopy |  | None | Vision Solar LLC | PSE&G | Accepted | 2020-10-08 | 2020-10-12 | 2021-10-30 | HANWHA Q-CELLS | Q.PEAK DUO-G6+ 335 | Solar Panels |  | 0.335 | 2 | 72 | 22 |  | Fixed | Roof
NJSTRE1545712167 |  | Transition Incentive Program | Mount Ephraim | 8059 | 14 | 3.02 | Residential | No | Behind the Meter | Net-metered residential rooftop and canopy |  | None | Vision Solar LLC | PSE&G | Accepted | 2020-10-08 | 2020-10-12 | 2021-10-30 | HANWHA Q-CELLS | Q.PEAK DUO-G6+ 335 | Solar Panels |  | 0.335 | 3 | 72 | 23 |  | Fixed | Roof
NJSTRE1545712167 |  | Transition Incentive Program | Mount Ephraim | 8059 | 14 | 3.02 | Residential | No | Behind the Meter | Net-metered residential rooftop and canopy |  | None | Vision Solar LLC | PSE&G | Accepted | 2020-10-08 | 2020-10-12 | 2021-10-30 | HANWHA Q-CELLS | Q.PEAK DUO-G6+ 335 | Solar Panels |  | 0.335 | 1 | 252 | 23 |  | Fixed | Roof
NJSTRE1545712167 |  | Transition Incentive Program | Mount Ephraim | 8059 | 14 | 3.02 | Residential | No | Behind the Meter | Net-metered residential rooftop and canopy |  | None | Vision Solar LLC | PSE&G | Accepted | 2020-10-08 | 2020-10-12 | 2021-10-30 | HANWHA Q-CELLS | Q.PEAK DUO-G6+ 335 | Solar Panels |  | 0.335 | 3 | 252 | 22 |  | Fixed | Roof
NJSTRE1545712175 |  | Transition Incentive Program | West Orange | 7052 | 9 | 9.9 | Residential | No | Behind the Meter | Net-metered residential rooftop and canopy |  | None | Posigen NJ LLC | PSE&G | Accepted | 2020-10-08 | 2020-10-12 | 2021-10-30 | SolarEdge | SE10000H-US | Inverters | 10000 |  | 1 |  |  | 0.99 |  | Outside | within ten feet of meter
NJSTRE1545712175 |  | Transition Incentive Program | West Orange | 7052 | 9 | 9.9 | Residential | No | Behind the Meter | Net-metered residential rooftop and canopy |  | None | Posigen NJ LLC | PSE&G | Accepted | 2020-10-08 | 2020-10-12 | 2021-10-30 | Silfab | SIL330HL | Solar Panels |  | 0.33 | 30 | 158248 | 31 |  | Fixed | Roof
NJSTRE1545712197 |  | Transition Incentive Program | Brick | 8723 | 18 | 15.41 | Residential | Yes | Behind the Meter | Net-metered residential rooftop and canopy |  | None | Vision Solar LLC | JCP&L | Accepted | 2020-10-08 | 2020-10-12 | 2021-10-30 | ENPHASE | IQ7-60-2-US | Inverters | 0.24 |  | 46 |  |  | 0.96 |  | Other | BEHIND EACH PANE
NJSTRE1545712197 |  | Transition Incentive Program | Brick | 8723 | 18 | 15.41 | Residential | Yes | Behind the Meter | Net-metered residential rooftop and canopy |  | None | Vision Solar LLC | JCP&L | Accepted | 2020-10-08 | 2020-10-12 | 2021-10-30 | HANWHA Q-CELLS | Q.PEAK DUO-G6+ 335 | Solar Panels |  | 0.335 | 11 | 86 | 28 |  | Fixed | Roof
NJSTRE1545712197 |  | Transition Incentive Program | Brick | 8723 | 18 | 15.41 | Residential | Yes | Behind the Meter | Net-metered residential rooftop and canopy |  | None | Vision Solar LLC | JCP&L | Accepted | 2020-10-08 | 2020-10-12 | 2021-10-30 | HANWHA Q-CELLS | Q.PEAK DUO-G6+ 335 | Solar Panels |  | 0.335 | 12 | 86 | 28 |  | Fixed | Roof
NJSTRE1545712197 |  | Transition Incentive Program | Brick | 8723 | 18 | 15.41 | Residential | Yes | Behind the Meter | Net-metered residential rooftop and canopy |  | None | Vision Solar LLC | JCP&L | Accepted | 2020-10-08 | 2020-10-12 | 2021-10-30 | HANWHA Q-CELLS | Q.PEAK DUO-G6+ 335 | Solar Panels |  | 0.335 | 10 | 266 | 28 |  | Fixed | Roof
NJSTRE1545712197 |  | Transition Incentive Program | Brick | 8723 | 18 | 15.41 | Residential | Yes | Behind the Meter | Net-metered residential rooftop and canopy |  | None | Vision Solar LLC | JCP&L | Accepted | 2020-10-08 | 2020-10-12 | 2021-10-30 | HANWHA Q-CELLS | Q.PEAK DUO-G6+ 335 | Solar Panels |  | 0.335 | 7 | 266 | 33 |  | Fixed | Roof
NJSTRE1545712197 |  | Transition Incentive Program | Brick | 8723 | 18 | 15.41 | Residential | Yes | Behind the Meter | Net-metered residential rooftop and canopy |  | None | Vision Solar LLC | JCP&L | Accepted | 2020-10-08 | 2020-10-12 | 2021-10-30 | HANWHA Q-CELLS | Q.PEAK DUO-G6+ 335 | Solar Panels |  | 0.335 | 6 | 266 | 33 |  | Fixed | Roof
NJSTRE1545712199 |  | Transition Incentive Program | Willingboro | 8046 | 13 | 7.48 | Residential | No | Behind the Meter | Net-metered residential rooftop and canopy |  | None | SunnyMac LLC | PSE&G | Accepted | 2020-10-08 | 2020-10-12 | 2021-10-30 | Solaredge | SE6000H-US | Inverters | 6000 |  | 1 |  |  | 0.99 |  | Outside | Next to Meter
NJSTRE1545712199 |  | Transition Incentive Program | Willingboro | 8046 | 13 | 7.48 | Residential | No | Behind the Meter | Net-metered residential rooftop and canopy |  | None | SunnyMac LLC | PSE&G | Accepted | 2020-10-08 | 2020-10-12 | 2021-10-30 | REC | TwinPeak 2 Mono | Solar Panels |  | 0.325 | 23 | 90 | 18 |  | Fixed | Roof
NJSTRE1545712201 |  | Transition Incentive Program | Burlington | 8016 | 13 | 5.28 | Residential | No | Behind the Meter | Net-metered residential rooftop and canopy |  | None | Posigen NJ LLC | PSE&G | Accepted | 2020-10-08 | 2020-10-12 | 2021-10-30 | SolarEdge | SE7600H-US | Inverters | 7600 |  | 1 |  |  | 0.99 |  | Outside | within ten feet of meter
NJSTRE1545712201 |  | Transition Incentive Program | Burlington | 8016 | 13 | 5.28 | Residential | No | Behind the Meter | Net-metered residential rooftop and canopy |  | None | Posigen NJ LLC | PSE&G | Accepted | 2020-10-08 | 2020-10-12 | 2021-10-30 | Silfab | SIL330HL | Solar Panels |  | 0.33 | 16 | 182 | 22 |  | Fixed | Roof
NJSTRE1545712219 |  | Transition Incentive Program | Columbus | 8022 | 13 | 8.16 | Residential | Yes | Behind the Meter | Net-metered residential rooftop and canopy |  | None | Trinity Solar | PSE&G | Accepted | 2020-10-08 | 2020-10-12 | 2021-10-30 | Solar Edge | SE7600 | Inverters | 7600 |  | 1 |  |  | 0.97 |  | Outside | side of home
NJSTRE1545712219 |  | Transition Incentive Program | Columbus | 8022 | 13 | 8.16 | Residential | Yes | Behind the Meter | Net-metered residential rooftop and canopy |  | None | Trinity Solar | PSE&G | Accepted | 2020-10-08 | 2020-10-12 | 2021-10-30 | Hanwha | Q.PEAK DUO BLK-G6 340 | Solar Panels |  | 0.34 | 24 | 168 | 27 |  | Fixed | Roof
NJSTRE1545712225 |  | Transition Incentive Program | Mount Laurel Twp | 8054 | 13 | 15.6 | Residential | Yes | Behind the Meter | Net-metered residential rooftop and canopy |  | None | SunnyMac LLC | PSE&G | Accepted | 2020-10-08 | 2020-10-12 | 2021-10-30 | Solaredge | SE11400H-US | Inverters | 11400 |  | 1 |  |  | 0.99 |  | Outdoor | Next to Meter
NJSTRE1545712225 |  | Transition Incentive Program | Mount Laurel Twp | 8054 | 13 | 15.6 | Residential | Yes | Behind the Meter | Net-metered residential rooftop and canopy |  | None | SunnyMac LLC | PSE&G | Accepted | 2020-10-08 | 2020-10-12 | 2021-10-30 | REC | TwinPeak 2 Mono | Solar Panels |  | 0.325 | 12 | 206 | 34 |  | Fixed | Roof
NJSTRE1545712225 |  | Transition Incentive Program | Mount Laurel Twp | 8054 | 13 | 15.6 | Residential | Yes | Behind the Meter | Net-metered residential rooftop and canopy |  | None | SunnyMac LLC | PSE&G | Accepted | 2020-10-08 | 2020-10-12 | 2021-10-30 | REC | Twinpeak 2 Mono | Solar Panels |  | 0.325 | 23 | 116 | 18 |  | Fixed | Roof
NJSTRE1545712225 |  | Transition Incentive Program | Mount Laurel Twp | 8054 | 13 | 15.6 | Residential | Yes | Behind the Meter | Net-metered residential rooftop and canopy |  | None | SunnyMac LLC | PSE&G | Accepted | 2020-10-08 | 2020-10-12 | 2021-10-30 | REC | TwinPeak 2 Mono | Solar Panels |  | 0.325 | 13 | 296 | 18 |  | Fixed | Roof
NJSTRE1545712237 |  | Transition Incentive Program | Pedricktown | 8067 | 16 | 3.25 | Residential | No | Behind the Meter | Net-metered residential rooftop and canopy |  | None | EMT Renewables | AC Electric | Accepted | 2020-10-08 | 2020-10-12 | 2021-10-30 | Enphase | IQ7-60-2-US | Inverters | 240 |  | 10 |  |  | 0.97 |  | Outside | under panels
NJSTRE1545712237 |  | Transition Incentive Program | Pedricktown | 8067 | 16 | 3.25 | Residential | No | Behind the Meter | Net-metered residential rooftop and canopy |  | None | EMT Renewables | AC Electric | Accepted | 2020-10-08 | 2020-10-12 | 2021-10-30 | Trina | 325-BLK | Solar Panels |  | 0.325 | 2 | 308 | 33 |  | Fixed | Roof
NJSTRE1545712237 |  | Transition Incentive Program | Pedricktown | 8067 | 16 | 3.25 | Residential | No | Behind the Meter | Net-metered residential rooftop and canopy |  | None | EMT Renewables | AC Electric | Accepted | 2020-10-08 | 2020-10-12 | 2021-10-30 | Trina | 325-BLK | Solar Panels |  | 0.325 | 8 | 128 | 33 |  | Fixed | Roof
NJSTRE1545712464 |  | Transition Incentive Program | Vineland | 8360 | 20 | 4.36 | Residential | Yes | Behind the Meter | Net-metered residential rooftop and canopy |  | None | Vision Solar LLC | Vineland Muni Electric | Accepted | 2020-10-08 | 2020-10-12 | 2021-10-30 | ENPHASE | IQ7-60-2-US | Inverters | 0.24 |  | 13 |  |  | 0.96 |  | Other | behind each panel
NJSTRE1545712464 |  | Transition Incentive Program | Vineland | 8360 | 20 | 4.36 | Residential | Yes | Behind the Meter | Net-metered residential rooftop and canopy |  | None | Vision Solar LLC | Vineland Muni Electric | Accepted | 2020-10-08 | 2020-10-12 | 2021-10-30 | HANWHA Q-CELLS | Q.PEAK DUO-G6+ 335 | Solar Panels |  | 0.335 | 13 | 184 | 26 |  | Fixed | Roof
NJSTRE1545712575 |  | Transition Incentive Program | East Brunswick | 8816 | 11 | 6.37 | Residential | No | Behind the Meter | Net-metered residential rooftop and canopy |  | None | Ad Energy | PSE&G | Accepted | 2020-10-08 | 2020-10-12 | 2021-10-30 | Enphase Energy | IQ7XS-96-ACM-US | Inverters | 315 |  | 19 |  |  | 0.975 |  | Outdoor | At each panel
NJSTRE1545712575 |  | Transition Incentive Program | East Brunswick | 8816 | 11 | 6.37 | Residential | No | Behind the Meter | Net-metered residential rooftop and canopy |  | None | Ad Energy | PSE&G | Accepted | 2020-10-08 | 2020-10-12 | 2021-10-30 | SunPower | SPR-X21-335-E-AC | Solar Panels |  | 0.335 | 3 | 234 | 7 |  | Fixed | Roof
NJSTRE1545712575 |  | Transition Incentive Program | East Brunswick | 8816 | 11 | 6.37 | Residential | No | Behind the Meter | Net-metered residential rooftop and canopy |  | None | Ad Energy | PSE&G | Accepted | 2020-10-08 | 2020-10-12 | 2021-10-30 | SunPower | SPR-X21-335-E-AC | Solar Panels |  | 0.335 | 5 | 54 | 11 |  | Fixed | Roof
NJSTRE1545712575 |  | Transition Incentive Program | East Brunswick | 8816 | 11 | 6.37 | Residential | No | Behind the Meter | Net-metered residential rooftop and canopy |  | None | Ad Energy | PSE&G | Accepted | 2020-10-08 | 2020-10-12 | 2021-10-30 | SunPower | SPR-X21-335-E-AC | Solar Panels |  | 0.335 | 11 | 234 | 12 |  | Fixed | Roof
NJSTRE1545712582 |  | Transition Incentive Program | Egg Harbor City | 8215 | 19 | 10.46 | Residential | Yes | Behind the Meter | Net-metered residential rooftop and canopy |  | None | Castle Energy, LLC | AC Electric | Accepted | 2020-10-08 | 2020-10-13 | 2021-10-30 | SunPower | SPR-E20-327-E-AC | Inverters | 320 |  | 32 |  |  | 0.967 |  | Outdoor | on the rooftop under each solar panel
NJSTRE1545712582 |  | Transition Incentive Program | Egg Harbor City | 8215 | 19 | 10.46 | Residential | Yes | Behind the Meter | Net-metered residential rooftop and canopy |  | None | Castle Energy, LLC | AC Electric | Accepted | 2020-10-08 | 2020-10-13 | 2021-10-30 | SunPower | SPR-E20-327-E-AC | Solar Panels |  | 0.327 | 4 | 42 | 35 |  | Fixed | Roof
NJSTRE1545712582 |  | Transition Incentive Program | Egg Harbor City | 8215 | 19 | 10.46 | Residential | Yes | Behind the Meter | Net-metered residential rooftop and canopy |  | None | Castle Energy, LLC | AC Electric | Accepted | 2020-10-08 | 2020-10-13 | 2021-10-30 | SunPower | SPR-E20-327-E-AC | Solar Panels |  | 0.327 | 11 | 312 | 5 |  | Fixed | Roof
NJSTRE1545712582 |  | Transition Incentive Program | Egg Harbor City | 8215 | 19 | 10.46 | Residential | Yes | Behind the Meter | Net-metered residential rooftop and canopy |  | None | Castle Energy, LLC | AC Electric | Accepted | 2020-10-08 | 2020-10-13 | 2021-10-30 | SunPower | SPR-E20-327-E-AC | Solar Panels |  | 0.327 | 13 | 132 | 5 |  | Fixed | Roof
NJSTRE1545712582 |  | Transition Incentive Program | Egg Harbor City | 8215 | 19 | 10.46 | Residential | Yes | Behind the Meter | Net-metered residential rooftop and canopy |  | None | Castle Energy, LLC | AC Electric | Accepted | 2020-10-08 | 2020-10-13 | 2021-10-30 | SunPower | SPR-E20-327-E-AC | Solar Panels |  | 0.327 | 4 | 222 | 35 |  | Fixed | Roof
NJSTRE1545712584 |  | Transition Incentive Program | Colonia | 7067 | 10 | 7.82 | Residential | No | Behind the Meter | Net-metered residential rooftop and canopy |  | None | Trinity Solar | PSE&G | Accepted | 2020-10-08 | 2020-10-12 | 2021-10-30 | Solar Edge | SE6000 | Inverters | 6000 |  | 1 |  |  | 0.97 |  | Outside | side of home
NJSTRE1545712584 |  | Transition Incentive Program | Colonia | 7067 | 10 | 7.82 | Residential | No | Behind the Meter | Net-metered residential rooftop and canopy |  | None | Trinity Solar | PSE&G | Accepted | 2020-10-08 | 2020-10-12 | 2021-10-30 | Hanwha | Q.PEAK DUO BLK-G6 340 | Solar Panels |  | 0.34 | 7 | 137 | 13 |  | Fixed | Roof
NJSTRE1545712584 |  | Transition Incentive Program | Colonia | 7067 | 10 | 7.82 | Residential | No | Behind the Meter | Net-metered residential rooftop and canopy |  | None | Trinity Solar | PSE&G | Accepted | 2020-10-08 | 2020-10-12 | 2021-10-30 | Hanwha | Q.PEAK DUO BLK-G6 340 | Solar Panels |  | 0.34 | 16 | 137 | 21 |  | Fixed | Roof
NJSTRE1545712586 |  | Transition Incentive Program | Hamilton Twp Mer | 8610 | 12 | 8.99 | Residential | Yes | Behind the Meter | Net-metered residential rooftop and canopy |  | None | Bright Planet Solar | PSE&G | Accepted | 2020-10-08 | 2020-10-12 | 2021-10-30 | SOLAR EDGE | SE7600H-USRGM | Inverters | 7600 |  | 1 |  |  | 0.98 |  | Outdoor | OUTSIDE
NJSTRE1545712586 |  | Transition Incentive Program | Hamilton Twp Mer | 8610 | 12 | 8.99 | Residential | Yes | Behind the Meter | Net-metered residential rooftop and canopy |  | None | Bright Planet Solar | PSE&G | Accepted | 2020-10-08 | 2020-10-12 | 2021-10-30 | LONGI | LR6-60HPB-310M | Solar Panels |  | 0.31 | 8 | 299 | 26 |  | Fixed | Roof
NJSTRE1545712586 |  | Transition Incentive Program | Hamilton Twp Mer | 8610 | 12 | 8.99 | Residential | Yes | Behind the Meter | Net-metered residential rooftop and canopy |  | None | Bright Planet Solar | PSE&G | Accepted | 2020-10-08 | 2020-10-12 | 2021-10-30 | LONGI | LR6-60HPB-310M | Solar Panels |  | 0.31 | 5 | 119 | 14 |  | Fixed | Roof
NJSTRE1545712586 |  | Transition Incentive Program | Hamilton Twp Mer | 8610 | 12 | 8.99 | Residential | Yes | Behind the Meter | Net-metered residential rooftop and canopy |  | None | Bright Planet Solar | PSE&G | Accepted | 2020-10-08 | 2020-10-12 | 2021-10-30 | LONGI | LR6-60HPB-310M | Solar Panels |  | 0.31 | 10 | 117 | 26 |  | Fixed | Roof
NJSTRE1545712586 |  | Transition Incentive Program | Hamilton Twp Mer | 8610 | 12 | 8.99 | Residential | Yes | Behind the Meter | Net-metered residential rooftop and canopy |  | None | Bright Planet Solar | PSE&G | Accepted | 2020-10-08 | 2020-10-12 | 2021-10-30 | LONGI | LR6-60HPB-310M | Solar Panels |  | 0.31 | 6 | 208 | 14 |  | Fixed | Roof
NJSTRE1545712592 |  | Transition Incentive Program | MONROE TOWNSHIP | 8831 | 11 | 10.5 | Residential | No | Behind the Meter | Net-metered residential rooftop and canopy |  | None | Pro Custom Solar dba Momentum Solar | JCP&L | Accepted | 2020-10-08 | 2020-10-12 | 2021-10-30 | Enphase | IQ7PLUS-72-2-US | Inverters | 290 |  | 30 |  |  | 0.97 |  | Outdoor | Roof
NJSTRE1545712592 |  | Transition Incentive Program | MONROE TOWNSHIP | 8831 | 11 | 10.5 | Residential | No | Behind the Meter | Net-metered residential rooftop and canopy |  | None | Pro Custom Solar dba Momentum Solar | JCP&L | Accepted | 2020-10-08 | 2020-10-12 | 2021-10-30 | LG | LG 350N1C-V5 | Solar Panels |  | 0.35 | 9 | 128 | 30 |  | Fixed | Roof
NJSTRE1545712592 |  | Transition Incentive Program | MONROE TOWNSHIP | 8831 | 11 | 10.5 | Residential | No | Behind the Meter | Net-metered residential rooftop and canopy |  | None | Pro Custom Solar dba Momentum Solar | JCP&L | Accepted | 2020-10-08 | 2020-10-12 | 2021-10-30 | LG | LG 350N1C-V5 | Solar Panels |  | 0.35 | 21 | 128 | 31 |  | Fixed | Roof
NJSTRE1545712601 |  | Transition Incentive Program | Seaside Park | 8752 | 18 | 7.15 | Residential | No | Behind the Meter | Net-metered residential rooftop and canopy |  | None | SunnyMac LLC | JCP&L | Accepted | 2020-10-08 | 2020-10-12 | 2021-10-30 | Solaredge | SE6000H-US | Inverters | 6000 |  | 1 |  |  | 0.99 |  | Outdoor | Next to Meter
NJSTRE1545712601 |  | Transition Incentive Program | Seaside Park | 8752 | 18 | 7.15 | Residential | No | Behind the Meter | Net-metered residential rooftop and canopy |  | None | SunnyMac LLC | JCP&L | Accepted | 2020-10-08 | 2020-10-12 | 2021-10-30 | REC | TwinPeak 2 Mono | Solar Panels |  | 0.325 | 14 | 187 | 23 |  | Fixed | Roof
NJSTRE1545712601 |  | Transition Incentive Program | Seaside Park | 8752 | 18 | 7.15 | Residential | No | Behind the Meter | Net-metered residential rooftop and canopy |  | None | SunnyMac LLC | JCP&L | Accepted | 2020-10-08 | 2020-10-12 | 2021-10-30 | REC | TwinPeak 2 MOno | Solar Panels |  | 0.325 | 8 | 95 | 18 |  | Fixed | Roof
NJSTRE1545712603 |  | Transition Incentive Program | LAKE HIAWATHA | 7034 | 3 | 7.82 | Residential | No | Behind the Meter | Net-metered residential rooftop and canopy |  | None | Trinity Solar | JCP&L | Accepted | 2020-10-08 | 2020-10-12 | 2021-10-30 | Solar Edge | SE6000H-US000BNC4 | Inverters | 6000 |  | 1 |  |  | 0.97 |  | Outdoor | side of home
NJSTRE1545712603 |  | Transition Incentive Program | LAKE HIAWATHA | 7034 | 3 | 7.82 | Residential | No | Behind the Meter | Net-metered residential rooftop and canopy |  | None | Trinity Solar | JCP&L | Accepted | 2020-10-08 | 2020-10-12 | 2021-10-30 | HANWHA | Q.PEAK DUO BLK-G6 340 | Solar Panels |  | 0.34 | 11 | 96 | 23 |  | Fixed | Roof
NJSTRE1545712603 |  | Transition Incentive Program | LAKE HIAWATHA | 7034 | 3 | 7.82 | Residential | No | Behind the Meter | Net-metered residential rooftop and canopy |  | None | Trinity Solar | JCP&L | Accepted | 2020-10-08 | 2020-10-12 | 2021-10-30 | HANWHA | Q.PEAK DUO BLK-G6 340 | Solar Panels |  | 0.34 | 12 | 276 | 23 |  | Fixed | Roof
NJSTRE1545712613 |  | Transition Incentive Program | NORTH BRUNSWICK | 8902 | 11 | 11.52 | Residential | Yes | Behind the Meter | Net-metered residential rooftop and canopy |  | None | Vivint Solar Developer, LLC | PSE&G | Accepted | 2020-10-09 | 2020-10-12 | 2021-10-30 | SOLAREDGE | SE7600H-US | Inverters | 7600 |  | 1 |  |  | 0.9992 |  | Outdoor | Near the Utility Meter
NJSTRE1545712613 |  | Transition Incentive Program | NORTH BRUNSWICK | 8902 | 11 | 11.52 | Residential | Yes | Behind the Meter | Net-metered residential rooftop and canopy |  | None | Vivint Solar Developer, LLC | PSE&G | Accepted | 2020-10-09 | 2020-10-12 | 2021-10-30 | JINKO SOLAR | JKM320M-60HBL | Solar Panels |  | 0.32 | 36 | 218 | 19 |  | Fixed | Roof
NJSTRE1545712615 |  | Transition Incentive Program | Roselle | 7203 | 10 | 9.8 | Residential | Yes | Behind the Meter | Net-metered residential rooftop and canopy |  | None | Pro Custom Solar dba Momentum Solar | PSE&G | Accepted | 2020-10-08 | 2020-10-12 | 2021-10-30 | Enphase | IQ7PLUS-72-2-US | Inverters | 290 |  | 28 |  |  | 0.97 |  | Outdoor | Roof
NJSTRE1545712615 |  | Transition Incentive Program | Roselle | 7203 | 10 | 9.8 | Residential | Yes | Behind the Meter | Net-metered residential rooftop and canopy |  | None | Pro Custom Solar dba Momentum Solar | PSE&G | Accepted | 2020-10-08 | 2020-10-12 | 2021-10-30 | LG | LG 350N1C-V5 | Solar Panels |  | 0.35 | 14 | 170 | 25 |  | Fixed | Roof
NJSTRE1545712615 |  | Transition Incentive Program | Roselle | 7203 | 10 | 9.8 | Residential | Yes | Behind the Meter | Net-metered residential rooftop and canopy |  | None | Pro Custom Solar dba Momentum Solar | PSE&G | Accepted | 2020-10-08 | 2020-10-12 | 2021-10-30 | LG | LG 350N1C-V5 | Solar Panels |  | 0.35 | 14 | 350 | 25 |  | Fixed | Roof
NJSTRE1545712619 |  | Transition Incentive Program | Cherry Hill | 8002 | 14 | 5.67 | Residential | No | Behind the Meter | Net-metered residential rooftop and canopy |  | None | Impact Solar LLC | PSE&G | Accepted | 2020-10-08 | 2020-10-12 | 2021-10-30 | solaredge | solaredge direct | Meters |  |  | 1 |  |  |  | Yes | Indoor
NJSTRE1545712619 |  | Transition Incentive Program | Cherry Hill | 8002 | 14 | 5.67 | Residential | No | Behind the Meter | Net-metered residential rooftop and canopy |  | None | Impact Solar LLC | PSE&G | Accepted | 2020-10-08 | 2020-10-12 | 2021-10-30 | SolarEdge | SE5000H-US | Inverters | 5000 |  | 1 |  |  | 0.96 |  | Indoor | garage
NJSTRE1545712619 |  | Transition Incentive Program | Cherry Hill | 8002 | 14 | 5.67 | Residential | No | Behind the Meter | Net-metered residential rooftop and canopy |  | None | Impact Solar LLC | PSE&G | Accepted | 2020-10-08 | 2020-10-12 | 2021-10-30 | Axitec | AC-315MH | Solar Panels |  | 0.315 | 12 | 118 | 23 |  | Fixed | Roof
NJSTRE1545712619 |  | Transition Incentive Program | Cherry Hill | 8002 | 14 | 5.67 | Residential | No | Behind the Meter | Net-metered residential rooftop and canopy |  | None | Impact Solar LLC | PSE&G | Accepted | 2020-10-08 | 2020-10-12 | 2021-10-30 | Axitec | AC-315MH | Solar Panels |  | 0.315 | 6 | 118 | 23 |  | Fixed | Roof
NJSTRE1545712625 |  | Transition Incentive Program | Wayne TWP | 7470 | 6 | 7.25 | Residential | No | Behind the Meter | Net-metered residential rooftop and canopy |  | None | Tesla Energy Operations Inc. | PSE&G | Accepted | 2020-10-08 | 2020-10-12 | 2021-10-30 | Delta Electronics | M8-TL-US [240V] | Inverters | 7680 |  | 1 |  |  | 0.975 |  | Outside | Outside
NJSTRE1545712625 |  | Transition Incentive Program | Wayne TWP | 7470 | 6 | 7.25 | Residential | No | Behind the Meter | Net-metered residential rooftop and canopy |  | None | Tesla Energy Operations Inc. | PSE&G | Accepted | 2020-10-08 | 2020-10-12 | 2021-10-30 | Tesla | SR60T1 | Solar Panels |  | 0.05847 | 124 | 81 | 23 |  | Fixed | Roof
NJSTRE1545712641 |  | Transition Incentive Program | Sicklerville | 8081 | 14 | 7.44 | Residential | Yes | Behind the Meter | Net-metered residential rooftop and canopy |  | None | Bright Planet Solar | AC Electric | Accepted | 2020-10-08 | 2020-10-12 | 2021-10-30 | SOLAR EDGE | SE6000H-USRGM | Inverters | 6000 |  | 1 |  |  | 0.98 |  | Outdoor | OUTSIDE
NJSTRE1545712641 |  | Transition Incentive Program | Sicklerville | 8081 | 14 | 7.44 | Residential | Yes | Behind the Meter | Net-metered residential rooftop and canopy |  | None | Bright Planet Solar | AC Electric | Accepted | 2020-10-08 | 2020-10-12 | 2021-10-30 | HANWHA Q-CELLS | Q.PEAK DUO BLK-G5 310W | Solar Panels |  | 0.31 | 24 | 193 | 26 |  | Fixed | Roof
NJSTRE1545712642 |  | Transition Incentive Program | Toms River | 8757 | 18 | 4.91 | Residential | No | Behind the Meter | Net-metered residential rooftop and canopy |  | None | Ad Energy | JCP&L | Accepted | 2020-10-08 | 2020-10-12 | 2021-10-30 | Enphase Energy | IQ7XS-96-ACM-US | Inverters | 315 |  | 15 |  |  | 0.975 |  | Outdoor | At each panel
NJSTRE1545712642 |  | Transition Incentive Program | Toms River | 8757 | 18 | 4.91 | Residential | No | Behind the Meter | Net-metered residential rooftop and canopy |  | None | Ad Energy | JCP&L | Accepted | 2020-10-08 | 2020-10-12 | 2021-10-30 | SunPower | SPR-E20-327-E-AC | Solar Panels |  | 0.327 | 6 | 107 | 23 |  | Fixed | Roof
NJSTRE1545712642 |  | Transition Incentive Program | Toms River | 8757 | 18 | 4.91 | Residential | No | Behind the Meter | Net-metered residential rooftop and canopy |  | None | Ad Energy | JCP&L | Accepted | 2020-10-08 | 2020-10-12 | 2021-10-30 | SunPower | SPR-E20-327-E-AC | Solar Panels |  | 0.327 | 9 | 197 | 23 |  | Fixed | Roof
NJSTRE1545712643 |  | Transition Incentive Program | East Orange | 7017 | 9 | 4.2 | Residential | Yes | Behind the Meter | Net-metered residential rooftop and canopy |  | None | Pro Custom Solar dba Momentum Solar | PSE&G | Accepted | 2020-10-08 | 2020-10-12 | 2021-10-30 | Enphase | IQ7PLUS-72-2-US | Inverters | 290 |  | 12 |  |  | 0.97 |  | Outdoor | Roof
NJSTRE1545712643 |  | Transition Incentive Program | East Orange | 7017 | 9 | 4.2 | Residential | Yes | Behind the Meter | Net-metered residential rooftop and canopy |  | None | Pro Custom Solar dba Momentum Solar | PSE&G | Accepted | 2020-10-08 | 2020-10-12 | 2021-10-30 | LG | LG 350N1C-V5 | Solar Panels |  | 0.35 | 10 | 210 | 43 |  | Fixed | Roof
NJSTRE1545712643 |  | Transition Incentive Program | East Orange | 7017 | 9 | 4.2 | Residential | Yes | Behind the Meter | Net-metered residential rooftop and canopy |  | None | Pro Custom Solar dba Momentum Solar | PSE&G | Accepted | 2020-10-08 | 2020-10-12 | 2021-10-30 | LG | LG 350N1C-V5 | Solar Panels |  | 0.35 | 2 | 210 | 28 |  | Fixed | Roof
NJSTRE1545712652 |  | Transition Incentive Program | Franklin Township | 8873 | 5 | 7 | Residential | Yes | Behind the Meter | Net-metered residential rooftop and canopy |  | None | Pro Custom Solar dba Momentum Solar | PSE&G | Accepted | 2020-10-08 | 2020-10-12 | 2021-10-30 | Enphase | IQ7PLUS-72-2-US | Inverters | 290 |  | 20 |  |  | 0.97 |  | Outdoor | Roof
NJSTRE1545712652 |  | Transition Incentive Program | Franklin Township | 8873 | 5 | 7 | Residential | Yes | Behind the Meter | Net-metered residential rooftop and canopy |  | None | Pro Custom Solar dba Momentum Solar | PSE&G | Accepted | 2020-10-08 | 2020-10-12 | 2021-10-30 | LG | LG 350N1C-V5 | Solar Panels |  | 0.35 | 6 | 38 | 27 |  | Fixed | Roof
NJSTRE1545712652 |  | Transition Incentive Program | Franklin Township | 8873 | 5 | 7 | Residential | Yes | Behind the Meter | Net-metered residential rooftop and canopy |  | None | Pro Custom Solar dba Momentum Solar | PSE&G | Accepted | 2020-10-08 | 2020-10-12 | 2021-10-30 | LG | LG 350N1C-V5 | Solar Panels |  | 0.35 | 14 | 218 | 27 |  | Fixed | Roof
NJSTRE1545712655 |  | Transition Incentive Program | BARNEGAT | 8005 | 18 | 11.52 | Residential | Yes | Behind the Meter | Net-metered residential rooftop and canopy |  | None | Vivint Solar Developer, LLC | JCP&L | Accepted | 2020-10-09 | 2020-10-12 | 2021-10-30 | SolarEdge | SE7600H-US | Inverters | 7600 |  | 1 |  |  | 0.992 |  | Outdoor | Near the Utility Meter
NJSTRE1545712655 |  | Transition Incentive Program | BARNEGAT | 8005 | 18 | 11.52 | Residential | Yes | Behind the Meter | Net-metered residential rooftop and canopy |  | None | Vivint Solar Developer, LLC | JCP&L | Accepted | 2020-10-09 | 2020-10-12 | 2021-10-30 | Jinko Solar | JKM320M-60HBL | Solar Panels |  | 0.32 | 16 | 96 | 26 |  | Fixed | Roof
NJSTRE1545712655 |  | Transition Incentive Program | BARNEGAT | 8005 | 18 | 11.52 | Residential | Yes | Behind the Meter | Net-metered residential rooftop and canopy |  | None | Vivint Solar Developer, LLC | JCP&L | Accepted | 2020-10-09 | 2020-10-12 | 2021-10-30 | Jinko Solar | JKM320M-60HBL | Solar Panels |  | 0.32 | 11 | 276 | 26 |  | Fixed | Roof
NJSTRE1545712655 |  | Transition Incentive Program | BARNEGAT | 8005 | 18 | 11.52 | Residential | Yes | Behind the Meter | Net-metered residential rooftop and canopy |  | None | Vivint Solar Developer, LLC | JCP&L | Accepted | 2020-10-09 | 2020-10-12 | 2021-10-30 | Jinko Solar | JKM320M-60HBL | Solar Panels |  | 0.32 | 6 | 96 | 27 |  | Fixed | Roof
NJSTRE1545712655 |  | Transition Incentive Program | BARNEGAT | 8005 | 18 | 11.52 | Residential | Yes | Behind the Meter | Net-metered residential rooftop and canopy |  | None | Vivint Solar Developer, LLC | JCP&L | Accepted | 2020-10-09 | 2020-10-12 | 2021-10-30 | Jinko Solar | JKM320M-60HBL | Solar Panels |  | 0.32 | 3 | 96 | 27 |  | Fixed | Roof
NJSTRE1545712675 |  | Transition Incentive Program | Jefferson | 7849 | 3 | 11.78 | Residential | Yes | Behind the Meter | Net-metered residential rooftop and canopy |  | None | Sunrun Installation Services, Inc. | JCP&L | Accepted | 2020-10-08 | 2020-10-12 | 2021-10-30 | Tesla | Powerwall 2 AC | Electric Storage Battery |  |  | 1 |  |  |  | Lithium Ion |  | outside
NJSTRE1545712675 |  | Transition Incentive Program | Jefferson | 7849 | 3 | 11.78 | Residential | Yes | Behind the Meter | Net-metered residential rooftop and canopy |  | None | Sunrun Installation Services, Inc. | JCP&L | Accepted | 2020-10-08 | 2020-10-12 | 2021-10-30 | Enphase Energy | IQ7-60-x-US (240V) | Inverters | 240 |  | 38 |  |  | 0.96 |  | Outdoor | Rooftop
NJSTRE1545712675 |  | Transition Incentive Program | Jefferson | 7849 | 3 | 11.78 | Residential | Yes | Behind the Meter | Net-metered residential rooftop and canopy |  | None | Sunrun Installation Services, Inc. | JCP&L | Accepted | 2020-10-08 | 2020-10-12 | 2021-10-30 | LONGi Green Energy Technology Co Ltd | LR6-60HPB-310M | Solar Panels |  | 0.31 | 14 | 227 | 34 |  | Fixed | Roof
NJSTRE1545712675 |  | Transition Incentive Program | Jefferson | 7849 | 3 | 11.78 | Residential | Yes | Behind the Meter | Net-metered residential rooftop and canopy |  | None | Sunrun Installation Services, Inc. | JCP&L | Accepted | 2020-10-08 | 2020-10-12 | 2021-10-30 | LONGi Green Energy Technology Co Ltd | LR6-60HPB-310M | Solar Panels |  | 0.31 | 22 | 135 | 34 |  | Fixed | Roof
NJSTRE1545712675 |  | Transition Incentive Program | Jefferson | 7849 | 3 | 11.78 | Residential | Yes | Behind the Meter | Net-metered residential rooftop and canopy |  | None | Sunrun Installation Services, Inc. | JCP&L | Accepted | 2020-10-08 | 2020-10-12 | 2021-10-30 | LONGi Green Energy Technology Co Ltd | LR6-60HPB-310M | Solar Panels |  | 0.31 | 2 | 47 | 34 |  | Fixed | Roof
NJSTRE1545712680 |  | Transition Incentive Program | Williamstown | 8094 | 15 | 6.3 | Residential | Yes | Behind the Meter | Net-metered residential rooftop and canopy |  | None | Pro Custom Solar dba Momentum Solar | AC Electric | Accepted | 2020-10-08 | 2020-10-12 | 2021-10-30 | Enphase | IQ7PLUS-72-2-US | Inverters | 290 |  | 18 |  |  | 0.97 |  | Outdoor | Roof
NJSTRE1545712680 |  | Transition Incentive Program | Williamstown | 8094 | 15 | 6.3 | Residential | Yes | Behind the Meter | Net-metered residential rooftop and canopy |  | None | Pro Custom Solar dba Momentum Solar | AC Electric | Accepted | 2020-10-08 | 2020-10-12 | 2021-10-30 | LG | LG 350N1C-V5 | Solar Panels |  | 0.35 | 18 | 215 | 18 |  | Fixed | Roof
NJSTRE1545712715 |  | Transition Incentive Program | Metuchen | 8840 | 11 | 5.49 | Residential | Yes | Behind the Meter | Net-metered residential rooftop and canopy |  | None | Sunrun Installation Services, Inc. | PSE&G | Accepted | 2020-10-08 | 2020-10-12 | 2021-10-30 | Enphase Energy | IQ7-60-x-US (240V) | Inverters | 240 |  | 18 |  |  | 0.96 |  | Outdoor | Rooftop
NJSTRE1545712715 |  | Transition Incentive Program | Metuchen | 8840 | 11 | 5.49 | Residential | Yes | Behind the Meter | Net-metered residential rooftop and canopy |  | None | Sunrun Installation Services, Inc. | PSE&G | Accepted | 2020-10-08 | 2020-10-12 | 2021-10-30 | LONGi Green Energy Technology Co Ltd | LR6-60HPB-305M | Solar Panels |  | 0.305 | 18 | 154 | 27 |  | Fixed | Roof
NJSTRE1545712722 |  | Transition Incentive Program | Piscataway | 8854 | 11 | 5.25 | Residential | Yes | Behind the Meter | Net-metered residential rooftop and canopy |  | None | Momentum solar | PSE&G | Accepted | 2020-10-08 | 2020-10-12 | 2021-10-30 | Enphase | IQ7PLUS-72-2-US | Inverters | 290 |  | 15 |  |  | 0.97 |  | Outdoor | Roof
NJSTRE1545712722 |  | Transition Incentive Program | Piscataway | 8854 | 11 | 5.25 | Residential | Yes | Behind the Meter | Net-metered residential rooftop and canopy |  | None | Momentum solar | PSE&G | Accepted | 2020-10-08 | 2020-10-12 | 2021-10-30 | LG | LG 350N1C-V5 | Solar Panels |  | 0.35 | 9 | 257 | 36 |  | Fixed | Roof
NJSTRE1545712722 |  | Transition Incentive Program | Piscataway | 8854 | 11 | 5.25 | Residential | Yes | Behind the Meter | Net-metered residential rooftop and canopy |  | None | Momentum solar | PSE&G | Accepted | 2020-10-08 | 2020-10-12 | 2021-10-30 | LG | LG 350N1C-V5 | Solar Panels |  | 0.35 | 6 | 167 | 30 |  | Fixed | Roof
NJSTRE1545712731 |  | Transition Incentive Program | Vineland | 8361 | 20 | 3.6 | Residential | Yes | Behind the Meter | Net-metered residential rooftop and canopy |  | None | Castle Energy, LLC | Vineland Muni Electric | Accepted | 2020-10-08 | 2020-10-12 | 2021-10-30 | SunPower | SPR-E20-327-E-AC | Inverters | 320 |  | 11 |  |  | 0.967 |  | Outdoor | on the rooftop under each solar panel
NJSTRE1545712731 |  | Transition Incentive Program | Vineland | 8361 | 20 | 3.6 | Residential | Yes | Behind the Meter | Net-metered residential rooftop and canopy |  | None | Castle Energy, LLC | Vineland Muni Electric | Accepted | 2020-10-08 | 2020-10-12 | 2021-10-30 | SunPower | SPR-E20-327-E-AC | Solar Panels |  | 0.327 | 11 | 282 | 22 |  | Fixed | Roof
NJSTRE1545712732 |  | Transition Incentive Program | Vineland | 8360 | 20 | 9.72 | Residential | No | Behind the Meter | Net-metered residential rooftop and canopy |  | None | Seabright Solar | Vineland Muni Electric | Accepted | 2020-10-08 | 2020-10-12 | 2021-10-30 | Sunpower | PVS 6 | Meters |  |  | 1 |  |  |  | Yes | Indoor
NJSTRE1545712732 |  | Transition Incentive Program | Vineland | 8360 | 20 | 9.72 | Residential | No | Behind the Meter | Net-metered residential rooftop and canopy |  | None | Seabright Solar | Vineland Muni Electric | Accepted | 2020-10-08 | 2020-10-12 | 2021-10-30 | Enphase | IQ7XS-96-ACM-US | Inverters | 0.315 |  | 29 |  |  | 0.99 |  | Outside | Roof
NJSTRE1545712732 |  | Transition Incentive Program | Vineland | 8360 | 20 | 9.72 | Residential | No | Behind the Meter | Net-metered residential rooftop and canopy |  | None | Seabright Solar | Vineland Muni Electric | Accepted | 2020-10-08 | 2020-10-12 | 2021-10-30 | Sunpower | SPR-X21-335 | Solar Panels |  | 0.335 | 10 | 180 | 34 |  | Fixed | Roof
NJSTRE1545712732 |  | Transition Incentive Program | Vineland | 8360 | 20 | 9.72 | Residential | No | Behind the Meter | Net-metered residential rooftop and canopy |  | None | Seabright Solar | Vineland Muni Electric | Accepted | 2020-10-08 | 2020-10-12 | 2021-10-30 | Sunpower | SPR-X21-335 | Solar Panels |  | 0.335 | 19 | 180 | 34 |  | Fixed | Roof
NJSTRE1545712734 |  | Transition Incentive Program | Williamstown | 8094 | 15 | 23.08 | Residential | No | Behind the Meter | Net-metered residential rooftop and canopy |  | None | EMT Renewables | AC Electric | Accepted | 2020-10-08 | 2020-10-12 | 2021-10-30 | Enphase | IQ7-60-2-US | Inverters | 240 |  | 71 |  |  | 0.97 |  | Outside | under panels
NJSTRE1545712734 |  | Transition Incentive Program | Williamstown | 8094 | 15 | 23.08 | Residential | No | Behind the Meter | Net-metered residential rooftop and canopy |  | None | EMT Renewables | AC Electric | Accepted | 2020-10-08 | 2020-10-12 | 2021-10-30 | Trina | 325-BLK | Solar Panels |  | 0.325 | 34 | 159 | 20 |  | Fixed | Roof
NJSTRE1545712734 |  | Transition Incentive Program | Williamstown | 8094 | 15 | 23.08 | Residential | No | Behind the Meter | Net-metered residential rooftop and canopy |  | None | EMT Renewables | AC Electric | Accepted | 2020-10-08 | 2020-10-12 | 2021-10-30 | Trina | 325-BLK | Solar Panels |  | 0.325 | 5 | 159 | 13 |  | Fixed | Roof
NJSTRE1545712734 |  | Transition Incentive Program | Williamstown | 8094 | 15 | 23.08 | Residential | No | Behind the Meter | Net-metered residential rooftop and canopy |  | None | EMT Renewables | AC Electric | Accepted | 2020-10-08 | 2020-10-12 | 2021-10-30 | Trina | 325-BLK | Solar Panels |  | 0.325 | 12 | 339 | 21 |  | Fixed | Roof
NJSTRE1545712734 |  | Transition Incentive Program | Williamstown | 8094 | 15 | 23.08 | Residential | No | Behind the Meter | Net-metered residential rooftop and canopy |  | None | EMT Renewables | AC Electric | Accepted | 2020-10-08 | 2020-10-12 | 2021-10-30 | Trina | 325-BLK | Solar Panels |  | 0.325 | 8 | 339 | 21 |  | Fixed | Roof
NJSTRE1545712734 |  | Transition Incentive Program | Williamstown | 8094 | 15 | 23.08 | Residential | No | Behind the Meter | Net-metered residential rooftop and canopy |  | None | EMT Renewables | AC Electric | Accepted | 2020-10-08 | 2020-10-12 | 2021-10-30 | Trina | 325-BLK | Solar Panels |  | 0.325 | 12 | 339 | 21 |  | Fixed | Roof
NJSTRE1545712750 |  | Transition Incentive Program | Hillsborough TWP | 8844 | 5 | 4.08 | Residential | Yes | Behind the Meter | Net-metered residential rooftop and canopy |  | None | Tesla Energy Operations Inc. | PSE&G | Accepted | 2020-10-08 | 2020-10-12 | 2021-10-30 | SolarEdge Technologies | SE3800H-US [240V] | Inverters | 3800 |  | 1 |  |  | 0.99 |  | Outside | Outside
NJSTRE1545712750 |  | Transition Incentive Program | Hillsborough TWP | 8844 | 5 | 4.08 | Residential | Yes | Behind the Meter | Net-metered residential rooftop and canopy |  | None | Tesla Energy Operations Inc. | PSE&G | Accepted | 2020-10-08 | 2020-10-12 | 2021-10-30 | Hanwha Q-CELLS | Q.Peak DUO BLK-G6+ 340 | Solar Panels |  | 0.34 | 6 | 216 | 34 |  | Fixed | Roof
NJSTRE1545712750 |  | Transition Incentive Program | Hillsborough TWP | 8844 | 5 | 4.08 | Residential | Yes | Behind the Meter | Net-metered residential rooftop and canopy |  | None | Tesla Energy Operations Inc. | PSE&G | Accepted | 2020-10-08 | 2020-10-12 | 2021-10-30 | Hanwha Q-CELLS | Q.Peak DUO BLK-G6+ 340 | Solar Panels |  | 0.34 | 6 | 216 | 34 |  | Fixed | Roof
NJSTRE1545712770 |  | Transition Incentive Program | Brick | 8723 | 18 | 8.68 | Residential | Yes | Behind the Meter | Net-metered residential rooftop and canopy |  | None | Bright Planet Solar | JCP&L | Accepted | 2020-10-08 | 2020-10-12 | 2021-10-30 | SOLAR EDGE | SE7600H-USRGM | Inverters | 7600 |  | 1 |  |  | 0.98 |  | Outdoor | OUTSIDE
NJSTRE1545712770 |  | Transition Incentive Program | Brick | 8723 | 18 | 8.68 | Residential | Yes | Behind the Meter | Net-metered residential rooftop and canopy |  | None | Bright Planet Solar | JCP&L | Accepted | 2020-10-08 | 2020-10-12 | 2021-10-30 | HANWHA Q-CELLS | Q.PEAK DUO BLK-G5 310W | Solar Panels |  | 0.31 | 26 | 94 | 22 |  | Fixed | Roof
NJSTRE1545712770 |  | Transition Incentive Program | Brick | 8723 | 18 | 8.68 | Residential | Yes | Behind the Meter | Net-metered residential rooftop and canopy |  | None | Bright Planet Solar | JCP&L | Accepted | 2020-10-08 | 2020-10-12 | 2021-10-30 | HANWHA Q-CELLS | Q.PEAK DUO BLK-G5 310W | Solar Panels |  | 0.31 | 2 | 184 | 18 |  | Fixed | Roof
NJSTRE1545712790 |  | Transition Incentive Program | Villas | 8251 | 21 | 9.3 | Residential | Yes | Behind the Meter | Net-metered residential rooftop and canopy |  | None | Freedom Forever New Jersey LLC | AC Electric | Accepted | 2020-10-13 | 2020-10-13 | 2021-10-30 | Solar Edge | SE7600H-US [SI1] RGM | Inverters | 7600 |  | 1 |  |  | 0.99 |  | Outdoor | N/A
NJSTRE1545712790 |  | Transition Incentive Program | Villas | 8251 | 21 | 9.3 | Residential | Yes | Behind the Meter | Net-metered residential rooftop and canopy |  | None | Freedom Forever New Jersey LLC | AC Electric | Accepted | 2020-10-13 | 2020-10-13 | 2021-10-30 | REC Solar | REC310TP2M | Solar Panels |  | 0.31 | 15 | 2 | 20 |  | Fixed | Roof | N/A
NJSTRE1545712790 |  | Transition Incentive Program | Villas | 8251 | 21 | 9.3 | Residential | Yes | Behind the Meter | Net-metered residential rooftop and canopy |  | None | Freedom Forever New Jersey LLC | AC Electric | Accepted | 2020-10-13 | 2020-10-13 | 2021-10-30 | REC Solar | REC310TP2M | Solar Panels |  | 0.31 | 15 | 1 | 20 |  | Fixed | Roof | N/A
NJSTRE1545712798 |  | Transition Incentive Program | Toms River | 8753 | 18 | 13.64 | Residential | Yes | Behind the Meter | Net-metered residential rooftop and canopy |  | None | Bright Planet Solar | JCP&L | Accepted | 2020-10-08 | 2020-10-12 | 2021-10-30 | SOLAR EDGE | SE11400H-USRGM | Inverters | 11400 |  | 1 |  |  | 0.98 |  | Outdoor | OUTSIDE
NJSTRE1545712798 |  | Transition Incentive Program | Toms River | 8753 | 18 | 13.64 | Residential | Yes | Behind the Meter | Net-metered residential rooftop and canopy |  | None | Bright Planet Solar | JCP&L | Accepted | 2020-10-08 | 2020-10-12 | 2021-10-30 | HANWHA Q-CELLS | Q.PEAK DUO BLK-G5 310W | Solar Panels |  | 0.31 | 8 | 75 | 18 |  | Fixed | Roof
NJSTRE1545712798 |  | Transition Incentive Program | Toms River | 8753 | 18 | 13.64 | Residential | Yes | Behind the Meter | Net-metered residential rooftop and canopy |  | None | Bright Planet Solar | JCP&L | Accepted | 2020-10-08 | 2020-10-12 | 2021-10-30 | HANWHA Q-CELLS | Q.PEAK DUO BLK-G5 310W | Solar Panels |  | 0.31 | 36 | 75 | 18 |  | Fixed | Roof
NJSTRE1545712969 |  | Transition Incentive Program | Beach Haven | 8008 | 18 | 8.99 | Residential | Yes | Behind the Meter | Net-metered residential rooftop and canopy |  | None | Freedom Forever New Jersey LLC | AC Electric | Accepted | 2020-10-15 | 2020-10-15 | 2021-10-30 | Solar Edge | SE7600H-US [SI1] RGM | Inverters | 7600 |  | 1 |  |  | 0.99 |  | Outdoor | N/A
NJSTRE1545712969 |  | Transition Incentive Program | Beach Haven | 8008 | 18 | 8.99 | Residential | Yes | Behind the Meter | Net-metered residential rooftop and canopy |  | None | Freedom Forever New Jersey LLC | AC Electric | Accepted | 2020-10-15 | 2020-10-15 | 2021-10-30 | Hanwha Solar | Q.PLUS BFR-G4.1- 290 | Solar Panels |  | 0.29 | 18 | 1 | 25 |  | Fixed | Roof | N/A
NJSTRE1545712969 |  | Transition Incentive Program | Beach Haven | 8008 | 18 | 8.99 | Residential | Yes | Behind the Meter | Net-metered residential rooftop and canopy |  | None | Freedom Forever New Jersey LLC | AC Electric | Accepted | 2020-10-15 | 2020-10-15 | 2021-10-30 | Hanwha Solar | Q.PLUS BFR-G4.1- 290 | Solar Panels |  | 0.29 | 13 | 2 | 25 |  | Fixed | Roof | N/A
NJSTRE1545712988 |  | Transition Incentive Program | Laurel Springs | 8021 | 14 | 6.93 | Residential | No | Behind the Meter | Net-metered residential rooftop and canopy |  | None | Advanced Renewable Solutions | AC Electric | Accepted | 2020-10-08 | 2020-10-12 | 2021-10-30 | ENPHASE | IQ7-60-2-US | Inverters | 5280 |  | 22 |  |  | 0.976 |  | Outdoor | Micro-inverters are mounted to the underside of every s
NJSTRE1545712988 |  | Transition Incentive Program | Laurel Springs | 8021 | 14 | 6.93 | Residential | No | Behind the Meter | Net-metered residential rooftop and canopy |  | None | Advanced Renewable Solutions | AC Electric | Accepted | 2020-10-08 | 2020-10-12 | 2021-10-30 | CertainTeed | CT315M11-02 | Solar Panels |  | 0.315 | 10 | 217 | 20 |  | Fixed | Roof
NJSTRE1545712988 |  | Transition Incentive Program | Laurel Springs | 8021 | 14 | 6.93 | Residential | No | Behind the Meter | Net-metered residential rooftop and canopy |  | None | Advanced Renewable Solutions | AC Electric | Accepted | 2020-10-08 | 2020-10-12 | 2021-10-30 | CertainTeed | CT315M11-02 | Solar Panels |  | 0.315 | 12 | 216 | 20 |  | Fixed | Roof
NJSTRE1545713001 |  | Transition Incentive Program | Elizabeth | 7208 | 10 | 7.68 | Residential | Yes | Behind the Meter | Net-metered residential rooftop and canopy |  | None | Sunbound Solar | PSE&G | Accepted | 2020-10-08 | 2020-10-20 | 2021-10-30 | Enphase | IQ7-60-2-US | Inverters | 240 |  | 24 |  |  | 0.987 |  | Outdoor | under module
NJSTRE1545713001 |  | Transition Incentive Program | Elizabeth | 7208 | 10 | 7.68 | Residential | Yes | Behind the Meter | Net-metered residential rooftop and canopy |  | None | Sunbound Solar | PSE&G | Accepted | 2020-10-08 | 2020-10-20 | 2021-10-30 | Enphase | Q.PEAK DUO-G5 320 | Solar Panels |  | 0.32 | 20 | 186 | 37 |  | Fixed | Roof
NJSTRE1545713001 |  | Transition Incentive Program | Elizabeth | 7208 | 10 | 7.68 | Residential | Yes | Behind the Meter | Net-metered residential rooftop and canopy |  | None | Sunbound Solar | PSE&G | Accepted | 2020-10-08 | 2020-10-20 | 2021-10-30 | Hanwha | Q.PEAK DUO-G5 320 | Solar Panels |  | 0.32 | 4 | 6 | 37 |  | Fixed | Roof
NJSTRE1545713004 |  | Transition Incentive Program | Pennsauken Twp | 8110 | 14 | 4.16 | Residential | Yes | Behind the Meter | Net-metered residential rooftop and canopy |  | None | Sunbound Solar | PSE&G | Accepted | 2020-10-08 | 2020-10-20 | 2021-10-30 | Enphase | IQ7-60-2-US | Inverters | 240 |  | 13 |  |  | 0.987 |  | Outdoor | under module
NJSTRE1545713004 |  | Transition Incentive Program | Pennsauken Twp | 8110 | 14 | 4.16 | Residential | Yes | Behind the Meter | Net-metered residential rooftop and canopy |  | None | Sunbound Solar | PSE&G | Accepted | 2020-10-08 | 2020-10-20 | 2021-10-30 | Hanwha | Q.PEAK DUO-G5 320 | Solar Panels |  | 0.32 | 8 | 238 | 14 |  | Fixed | Roof
NJSTRE1545713004 |  | Transition Incentive Program | Pennsauken Twp | 8110 | 14 | 4.16 | Residential | Yes | Behind the Meter | Net-metered residential rooftop and canopy |  | None | Sunbound Solar | PSE&G | Accepted | 2020-10-08 | 2020-10-20 | 2021-10-30 | Hanwha | Q.PEAK DUO-G5 320 | Solar Panels |  | 0.32 | 5 | 238 | 34 |  | Fixed | Roof
NJSTRE1545713009 |  | Transition Incentive Program | Mansfield Twp Bur | 8022 | 13 | 7.75 | Residential | Yes | Behind the Meter | Net-metered residential rooftop and canopy |  | None | Bright Planet Solar | PSE&G | Accepted | 2020-10-08 | 2020-10-12 | 2021-10-30 | SOLAR EDGE | SE6000H-USRGM | Inverters | 6000 |  | 1 |  |  | 0.98 |  | Outdoor | OUTSIDE
NJSTRE1545713009 |  | Transition Incentive Program | Mansfield Twp Bur | 8022 | 13 | 7.75 | Residential | Yes | Behind the Meter | Net-metered residential rooftop and canopy |  | None | Bright Planet Solar | PSE&G | Accepted | 2020-10-08 | 2020-10-12 | 2021-10-30 | HANWHA Q-CELLS | Q.PEAK DUO BLK-G5 310W | Solar Panels |  | 0.31 | 7 | 18 | 272 |  | Fixed | Roof
NJSTRE1545713009 |  | Transition Incentive Program | Mansfield Twp Bur | 8022 | 13 | 7.75 | Residential | Yes | Behind the Meter | Net-metered residential rooftop and canopy |  | None | Bright Planet Solar | PSE&G | Accepted | 2020-10-08 | 2020-10-12 | 2021-10-30 | HANWHA Q-CELLS | Q.PEAK DUO BLK-G5 310W | Solar Panels |  | 0.31 | 8 | 91 | 18 |  | Fixed | Roof
NJSTRE1545713009 |  | Transition Incentive Program | Mansfield Twp Bur | 8022 | 13 | 7.75 | Residential | Yes | Behind the Meter | Net-metered residential rooftop and canopy |  | None | Bright Planet Solar | PSE&G | Accepted | 2020-10-08 | 2020-10-12 | 2021-10-30 | HANWHA Q-CELLS | Q.PEAK DUO BLK-G5 310W | Solar Panels |  | 0.31 | 10 | 181 | 18 |  | Fixed | Roof
NJSTRE1545713018 |  | Transition Incentive Program | Waterford | 8089 | 14 | 14.26 | Residential | Yes | Behind the Meter | Net-metered residential rooftop and canopy |  | None | Bright Planet Solar | AC Electric | Accepted | 2020-10-09 | 2020-10-12 | 2021-10-30 | SOLAR EDGE | SE11400H-USRGM | Inverters | 11400 |  | 1 |  |  | 0.98 |  | Outdoor | OUTSIDE
NJSTRE1545713018 |  | Transition Incentive Program | Waterford | 8089 | 14 | 14.26 | Residential | Yes | Behind the Meter | Net-metered residential rooftop and canopy |  | None | Bright Planet Solar | AC Electric | Accepted | 2020-10-09 | 2020-10-12 | 2021-10-30 | LONGI | LR6-60HPB-310M | Solar Panels |  | 0.31 | 14 | 108 | 14 |  | Fixed | Roof
NJSTRE1545713018 |  | Transition Incentive Program | Waterford | 8089 | 14 | 14.26 | Residential | Yes | Behind the Meter | Net-metered residential rooftop and canopy |  | None | Bright Planet Solar | AC Electric | Accepted | 2020-10-09 | 2020-10-12 | 2021-10-30 | LONGI | LR6-60HPB-310M | Solar Panels |  | 0.31 | 12 | 108 | 45 |  | Fixed | Roof
NJSTRE1545713018 |  | Transition Incentive Program | Waterford | 8089 | 14 | 14.26 | Residential | Yes | Behind the Meter | Net-metered residential rooftop and canopy |  | None | Bright Planet Solar | AC Electric | Accepted | 2020-10-09 | 2020-10-12 | 2021-10-30 | LONGI | LR6-60HPB-310M | Solar Panels |  | 0.31 | 20 | 288 | 45 |  | Fixed | Roof
NJSTRE1545713696 |  | Transition Incentive Program | Rahway | 7065 | 10 | 7.32 | Residential | Yes | Behind the Meter | Net-metered residential rooftop and canopy |  | None | Sunrun Installation Services, Inc. | PSE&G | Accepted | 2020-10-09 | 2020-10-12 | 2021-10-30 | Enphase Energy | IQ7-60-x-US (240V) | Inverters | 240 |  | 24 |  |  | 0.96 |  | Outdoor | Rooftop
NJSTRE1545713696 |  | Transition Incentive Program | Rahway | 7065 | 10 | 7.32 | Residential | Yes | Behind the Meter | Net-metered residential rooftop and canopy |  | None | Sunrun Installation Services, Inc. | PSE&G | Accepted | 2020-10-09 | 2020-10-12 | 2021-10-30 | LONGi Green Energy Technology Co Ltd | LR6-60HPB-305M | Solar Panels |  | 0.305 | 16 | 280 | 34 |  | Fixed | Roof
NJSTRE1545713696 |  | Transition Incentive Program | Rahway | 7065 | 10 | 7.32 | Residential | Yes | Behind the Meter | Net-metered residential rooftop and canopy |  | None | Sunrun Installation Services, Inc. | PSE&G | Accepted | 2020-10-09 | 2020-10-12 | 2021-10-30 | LONGi Green Energy Technology Co Ltd | LR6-60HPB-305M | Solar Panels |  | 0.305 | 8 | 100 | 34 |  | Fixed | Roof
NJSTRE1545714246 |  | Transition Incentive Program | Sussex | 7461 | 1 | 3.96 | Residential | Yes | Behind the Meter | Net-metered residential rooftop and canopy |  | None | Posigen NJ LLC | JCP&L | Accepted | 2020-10-09 | 2020-10-13 | 2021-10-30 | SolarEdge | SE3800H-US | Inverters | 3800 |  | 1 |  |  | 0.99 |  | Outside | within ten feet of meter
NJSTRE1545714246 |  | Transition Incentive Program | Sussex | 7461 | 1 | 3.96 | Residential | Yes | Behind the Meter | Net-metered residential rooftop and canopy |  | None | Posigen NJ LLC | JCP&L | Accepted | 2020-10-09 | 2020-10-13 | 2021-10-30 | SIlfab | SIL330HL | Solar Panels |  | 0.33 | 12 | 218 | 25 |  | Fixed | Roof
NJSTRE1545714251 |  | Transition Incentive Program | Barnegat | 8005 | 18 | 7.26 | Residential | Yes | Behind the Meter | Net-metered residential rooftop and canopy |  | None | Posigen NJ LLC | JCP&L | Accepted | 2020-10-09 | 2020-10-13 | 2021-10-30 | SolarEdge | SE7600H-US | Inverters | 7600 |  | 1 |  |  | 0.99 |  | Outside | within ten feet of meter
NJSTRE1545714251 |  | Transition Incentive Program | Barnegat | 8005 | 18 | 7.26 | Residential | Yes | Behind the Meter | Net-metered residential rooftop and canopy |  | None | Posigen NJ LLC | JCP&L | Accepted | 2020-10-09 | 2020-10-13 | 2021-10-30 | Silfab | SIL330HL | Solar Panels |  | 0.33 | 22 | 94274 | 23 |  | Fixed | Roof
NJSTRE1545714255 |  | Transition Incentive Program | Atlantic City | 8401 | 19 | 5.23 | Residential | Yes | Behind the Meter | Net-metered residential rooftop and canopy |  | None | Vision Solar LLC | AC Electric | Accepted | 2020-10-09 | 2020-10-12 | 2021-10-30 | ENPHASE | IQ7-60-2-US | Inverters | 0.24 |  | 16 |  |  | 0.96 |  | Other | behind each panel
NJSTRE1545714255 |  | Transition Incentive Program | Atlantic City | 8401 | 19 | 5.23 | Residential | Yes | Behind the Meter | Net-metered residential rooftop and canopy |  | None | Vision Solar LLC | AC Electric | Accepted | 2020-10-09 | 2020-10-12 | 2021-10-30 | HANWHA Q-CELLS | Q.PEAK DUO-G6+ 335 | Solar Panels |  | 0.327 | 10 | 242 | 23 |  | Fixed | Roof
NJSTRE1545714255 |  | Transition Incentive Program | Atlantic City | 8401 | 19 | 5.23 | Residential | Yes | Behind the Meter | Net-metered residential rooftop and canopy |  | None | Vision Solar LLC | AC Electric | Accepted | 2020-10-09 | 2020-10-12 | 2021-10-30 | HANWHA Q-CELLS | Q.PEAK DUO-G6+ 335 | Solar Panels |  | 0.327 | 6 | 62 | 23 |  | Fixed | Roof
NJSTRE1545714257 |  | Transition Incentive Program | Secaucus | 7094 | 8 | 9.9 | Residential | Yes | Behind the Meter | Net-metered residential rooftop and canopy |  | None | Posigen NJ LLC | PSE&G | Accepted | 2020-10-09 | 2020-10-12 | 2021-10-30 | SolarEdge | SE10000H-US | Inverters | 10000 |  | 1 |  |  | 0.99 |  | Outside | within ten feet of meter
NJSTRE1545714257 |  | Transition Incentive Program | Secaucus | 7094 | 8 | 9.9 | Residential | Yes | Behind the Meter | Net-metered residential rooftop and canopy |  | None | Posigen NJ LLC | PSE&G | Accepted | 2020-10-09 | 2020-10-12 | 2021-10-30 | Silfab | SIL330HL | Solar Panels |  | 0.33 | 30 | 120210 | 22 |  | Fixed | Roof
NJSTRE1545714264 |  | Transition Incentive Program | Plainfield City | 7060 | 10 | 9.9 | Residential | Yes | Behind the Meter | Net-metered residential rooftop and canopy |  | None | Posigen NJ LLC | PSE&G | Accepted | 2020-10-09 | 2020-10-12 | 2021-10-30 | SolarEdge | SE10000H-US | Inverters | 10000 |  | 1 |  |  | 0.99 |  | Outside | within ten feet of meter
NJSTRE1545714264 |  | Transition Incentive Program | Plainfield City | 7060 | 10 | 9.9 | Residential | Yes | Behind the Meter | Net-metered residential rooftop and canopy |  | None | Posigen NJ LLC | PSE&G | Accepted | 2020-10-09 | 2020-10-12 | 2021-10-30 | SIlfab | SIL330HL | Solar Panels |  | 0.33 | 30 | 217 | 32 |  | Fixed | Roof
NJSTRE1545714275 |  | Transition Incentive Program | Califon | 7830 | 4 | 11.39 | Residential | No | Behind the Meter | Net-metered residential rooftop and canopy |  | None | Vision Solar LLC | JCP&L | Accepted | 2020-10-09 | 2020-10-13 | 2021-10-30 | ENPHASE | IQ7-60-2-US | Inverters | 0.24 |  | 34 |  |  | 0.96 |  | Other | BEHIND EACH PANEL
NJSTRE1545714275 |  | Transition Incentive Program | Califon | 7830 | 4 | 11.39 | Residential | No | Behind the Meter | Net-metered residential rooftop and canopy |  | None | Vision Solar LLC | JCP&L | Accepted | 2020-10-09 | 2020-10-13 | 2021-10-30 | HANWHA Q-CELLS | Q.PEAK DUO-G6+ 335 | Solar Panels |  | 0.335 | 4 | 64 | 28 |  | Fixed | Roof
NJSTRE1545714275 |  | Transition Incentive Program | Califon | 7830 | 4 | 11.39 | Residential | No | Behind the Meter | Net-metered residential rooftop and canopy |  | None | Vision Solar LLC | JCP&L | Accepted | 2020-10-09 | 2020-10-13 | 2021-10-30 | HANWHA Q-CELLS | Q.PEAK DUO-G6+ 335 | Solar Panels |  | 0.335 | 8 | 244 | 33 |  | Fixed | Roof
NJSTRE1545714275 |  | Transition Incentive Program | Califon | 7830 | 4 | 11.39 | Residential | No | Behind the Meter | Net-metered residential rooftop and canopy |  | None | Vision Solar LLC | JCP&L | Accepted | 2020-10-09 | 2020-10-13 | 2021-10-30 | HANWHA Q-CELLS | Q.PEAK DUO-G6+ 335 | Solar Panels |  | 0.335 | 1 | 154 | 33 |  | Fixed | Roof
NJSTRE1545714275 |  | Transition Incentive Program | Califon | 7830 | 4 | 11.39 | Residential | No | Behind the Meter | Net-metered residential rooftop and canopy |  | None | Vision Solar LLC | JCP&L | Accepted | 2020-10-09 | 2020-10-13 | 2021-10-30 | HANWHA Q-CELLS | Q.PEAK DUO-G6+ 335 | Solar Panels |  | 0.335 | 3 | 244 | 28 |  | Fixed | Roof
NJSTRE1545714275 |  | Transition Incentive Program | Califon | 7830 | 4 | 11.39 | Residential | No | Behind the Meter | Net-metered residential rooftop and canopy |  | None | Vision Solar LLC | JCP&L | Accepted | 2020-10-09 | 2020-10-13 | 2021-10-30 | HANWHA Q-CELLS | Q.PEAK DUO-G6+ 335 | Solar Panels |  | 0.335 | 3 | 334 | 33 |  | Fixed | Roof
NJSTRE1545714275 |  | Transition Incentive Program | Califon | 7830 | 4 | 11.39 | Residential | No | Behind the Meter | Net-metered residential rooftop and canopy |  | None | Vision Solar LLC | JCP&L | Accepted | 2020-10-09 | 2020-10-13 | 2021-10-30 | Q.PEAK DUO-G6+ 335 | Q.PEAK DUO-G6+ 335 | Solar Panels |  | 0.335 | 3 | 334 | 28 |  | Fixed | Roof
NJSTRE1545714275 |  | Transition Incentive Program | Califon | 7830 | 4 | 11.39 | Residential | No | Behind the Meter | Net-metered residential rooftop and canopy |  | None | Vision Solar LLC | JCP&L | Accepted | 2020-10-09 | 2020-10-13 | 2021-10-30 | HANWHA Q-CELLS | Q.PEAK DUO-G6+ 335 | Solar Panels |  | 0.335 | 1 | 64 | 33 |  | Fixed | Roof
NJSTRE1545714275 |  | Transition Incentive Program | Califon | 7830 | 4 | 11.39 | Residential | No | Behind the Meter | Net-metered residential rooftop and canopy |  | None | Vision Solar LLC | JCP&L | Accepted | 2020-10-09 | 2020-10-13 | 2021-10-30 | HANWHA Q-CELLS | Q.PEAK DUO-G6+ 335 | Solar Panels |  | 0.335 | 3 | 244 | 33 |  | Fixed | Roof
NJSTRE1545714275 |  | Transition Incentive Program | Califon | 7830 | 4 | 11.39 | Residential | No | Behind the Meter | Net-metered residential rooftop and canopy |  | None | Vision Solar LLC | JCP&L | Accepted | 2020-10-09 | 2020-10-13 | 2021-10-30 | HANWHA Q-CELLS | Q.PEAK DUO-G6+ 335 | Solar Panels |  | 0.335 | 8 | 64 | 33 |  | Fixed | Roof
NJSTRE1545714278 |  | Transition Incentive Program | Swedesboro | 8085 | 15 | 6.83 | Residential | Yes | Behind the Meter | Net-metered residential rooftop and canopy |  | None | SunnyMac LLC | AC Electric | Accepted | 2020-10-09 | 2020-10-12 | 2021-10-30 | Solaredge | SE6000H-US | Inverters | 6000 |  | 1 |  |  | 0.99 |  | Outdoor | Next to Meter
NJSTRE1545714278 |  | Transition Incentive Program | Swedesboro | 8085 | 15 | 6.83 | Residential | Yes | Behind the Meter | Net-metered residential rooftop and canopy |  | None | SunnyMac LLC | AC Electric | Accepted | 2020-10-09 | 2020-10-12 | 2021-10-30 | REC | Twinpeak 2 Mono | Solar Panels |  | 0.325 | 21 | 140 | 26 |  | Fixed | Roof
NJSTRE1545714285 |  | Transition Incentive Program | Westville | 8093 | 15 | 3.74 | Residential | Yes | Behind the Meter | Net-metered residential rooftop and canopy |  | None | Trinity Solar | PSE&G | Accepted | 2020-10-09 | 2020-10-16 | 2021-10-30 | SOLAR EDGE | SE3000H-US | Inverters | 3000 |  | 1 |  |  | 0.97 |  | Outside | SIDE OF HOME
NJSTRE1545714285 |  | Transition Incentive Program | Westville | 8093 | 15 | 3.74 | Residential | Yes | Behind the Meter | Net-metered residential rooftop and canopy |  | None | Trinity Solar | PSE&G | Accepted | 2020-10-09 | 2020-10-16 | 2021-10-30 | HANWHA 340 (Q.PEAK DUO BLK-G6 340) | HANWHA 340 (Q.PEAK DUO BLK-G6 340) | Solar Panels |  | 0.34 | 3 | 212 | 34 |  | Fixed | Roof
NJSTRE1545714285 |  | Transition Incentive Program | Westville | 8093 | 15 | 3.74 | Residential | Yes | Behind the Meter | Net-metered residential rooftop and canopy |  | None | Trinity Solar | PSE&G | Accepted | 2020-10-09 | 2020-10-16 | 2021-10-30 | HANWHA 340 (Q.PEAK DUO BLK-G6 340) | HANWHA 340 (Q.PEAK DUO BLK-G6 340) | Solar Panels |  | 0.34 | 2 | 212 | 9 |  | Fixed | Roof
NJSTRE1545714285 |  | Transition Incentive Program | Westville | 8093 | 15 | 3.74 | Residential | Yes | Behind the Meter | Net-metered residential rooftop and canopy |  | None | Trinity Solar | PSE&G | Accepted | 2020-10-09 | 2020-10-16 | 2021-10-30 | HANWHA 340 (Q.PEAK DUO BLK-G6 340) | HANWHA 340 (Q.PEAK DUO BLK-G6 340) | Solar Panels |  | 0.34 | 6 | 212 | 5 |  | Fixed | Roof
NJSTRE1545714289 |  | Transition Incentive Program | Carteret | 7008 | 11 | 4.08 | Residential | Yes | Behind the Meter | Net-metered residential rooftop and canopy |  | None | Trinity Solar | PSE&G | Accepted | 2020-10-09 | 2020-10-13 | 2021-10-30 | Solar Edge | SE3800 | Inverters | 3800 |  | 1 |  |  | 0.97 |  | Outside | side of home
NJSTRE1545714289 |  | Transition Incentive Program | Carteret | 7008 | 11 | 4.08 | Residential | Yes | Behind the Meter | Net-metered residential rooftop and canopy |  | None | Trinity Solar | PSE&G | Accepted | 2020-10-09 | 2020-10-13 | 2021-10-30 | Hanwha | Q.PEAK DUO BLK-G6 340 | Solar Panels |  | 0.34 | 12 | 217 | 42 |  | Fixed | Roof
NJSTRE1545714302 |  | Transition Incentive Program | Jersey City | 7036 | 10 | 5.28 | Residential | Yes | Behind the Meter | Net-metered residential rooftop and canopy |  | None | Posigen NJ LLC | PSE&G | Accepted | 2020-10-09 | 2020-10-13 | 2021-10-30 | SolarEdge | SE6000H-US | Inverters | 6000 |  | 1 |  |  | 0.99 |  | Outside | within ten feet of meter
NJSTRE1545714302 |  | Transition Incentive Program | Jersey City | 7036 | 10 | 5.28 | Residential | Yes | Behind the Meter | Net-metered residential rooftop and canopy |  | None | Posigen NJ LLC | PSE&G | Accepted | 2020-10-09 | 2020-10-13 | 2021-10-30 | Silfab | SIL330HL | Solar Panels |  | 0.33 | 16 | 34214 | 28 |  | Fixed | Roof
NJSTRE1545714311 |  | Transition Incentive Program | Jersey City | 7036 | 10 | 3.96 | Residential | Yes | Behind the Meter | Net-metered residential rooftop and canopy |  | None | Posigen NJ LLC | PSE&G | Accepted | 2020-10-09 | 2020-10-13 | 2021-10-30 | SolarEdge | SE3800H-US | Inverters | 3800 |  | 1 |  |  | 0.99 |  | Outside | within ten feet of meter
NJSTRE1545714311 |  | Transition Incentive Program | Jersey City | 7036 | 10 | 3.96 | Residential | Yes | Behind the Meter | Net-metered residential rooftop and canopy |  | None | Posigen NJ LLC | PSE&G | Accepted | 2020-10-09 | 2020-10-13 | 2021-10-30 | Silfab | SIL330HL | Solar Panels |  | 0.33 | 12 | 214 | 28 |  | Fixed | Roof
NJSTRE1545714329 |  | Transition Incentive Program | Pennsauken | 8110 | 14 | 70 | Commercial | No | Behind the Meter | Net-metered non-residential rooftop and canopy |  | None | SCG | PSE&G | Accepted | 2020-10-09 | 2020-10-13 | 2021-10-30 | tbd | tbd | Meters | tbd |  | 1 |  |  |  | Yes | Outdoor
NJSTRE1545714329 |  | Transition Incentive Program | Pennsauken | 8110 | 14 | 70 | Commercial | No | Behind the Meter | Net-metered non-residential rooftop and canopy |  | None | SCG | PSE&G | Accepted | 2020-10-09 | 2020-10-13 | 2021-10-30 | Solar Edge | SE 66.6KUS | Inverters | 80 |  | 1 |  |  | 0.985 |  | Indoor | n/a
NJSTRE1545714329 |  | Transition Incentive Program | Pennsauken | 8110 | 14 | 70 | Commercial | No | Behind the Meter | Net-metered non-residential rooftop and canopy |  | None | SCG | PSE&G | Accepted | 2020-10-09 | 2020-10-13 | 2021-10-30 | Hanwha QCell | Q.Peak Duo L-G7 | Solar Panels |  | 0.4 | 175 | 180 | 10 |  | Fixed | Roof | n/a
NJSTRE1545714334 |  | Transition Incentive Program | New Brunswick | 8901 | 11 | 5.44 | Residential | Yes | Behind the Meter | Net-metered residential rooftop and canopy |  | None | Trinity Solar | PSE&G | Accepted | 2020-10-09 | 2020-10-13 | 2021-10-30 | Solar Edge | SE5000 | Inverters | 5000 |  | 1 |  |  | 0.97 |  | Outside | side of home
NJSTRE1545714334 |  | Transition Incentive Program | New Brunswick | 8901 | 11 | 5.44 | Residential | Yes | Behind the Meter | Net-metered residential rooftop and canopy |  | None | Trinity Solar | PSE&G | Accepted | 2020-10-09 | 2020-10-13 | 2021-10-30 | Hanwha | Q.PEAK DUO BLK-G6 340 | Solar Panels |  | 0.34 | 16 | 239 | 37 |  | Fixed | Roof
NJSTRE1545714362 |  | Transition Incentive Program | Chesilhurst | 8089 | 14 | 22.43 | Residential | Yes | Behind the Meter | Net-metered residential rooftop and canopy |  | None | SunnyMac LLC | AC Electric | Accepted | 2020-10-09 | 2020-10-12 | 2021-10-30 | Solaredge | SE7600H-US | Inverters | 7600 |  | 1 |  |  | 0.99 |  | Outdoor | Next to Meter
NJSTRE1545714362 |  | Transition Incentive Program | Chesilhurst | 8089 | 14 | 22.43 | Residential | Yes | Behind the Meter | Net-metered residential rooftop and canopy |  | None | SunnyMac LLC | AC Electric | Accepted | 2020-10-09 | 2020-10-12 | 2021-10-30 | Solaredge | SE10000H-US | Inverters | 10000 |  | 1 |  |  | 0.99 |  | Outdoor | Next to Meter
NJSTRE1545714362 |  | Transition Incentive Program | Chesilhurst | 8089 | 14 | 22.43 | Residential | Yes | Behind the Meter | Net-metered residential rooftop and canopy |  | None | SunnyMac LLC | AC Electric | Accepted | 2020-10-09 | 2020-10-12 | 2021-10-30 | REC | TwinPeak 2 Mono | Solar Panels |  | 0.325 | 6 | 21 | 18 |  | Fixed | Roof
NJSTRE1545714362 |  | Transition Incentive Program | Chesilhurst | 8089 | 14 | 22.43 | Residential | Yes | Behind the Meter | Net-metered residential rooftop and canopy |  | None | SunnyMac LLC | AC Electric | Accepted | 2020-10-09 | 2020-10-12 | 2021-10-30 | REC | TwinPeak 2 Mono | Solar Panels |  | 0.325 | 39 | 201 | 18 |  | Fixed | Roof
NJSTRE1545714362 |  | Transition Incentive Program | Chesilhurst | 8089 | 14 | 22.43 | Residential | Yes | Behind the Meter | Net-metered residential rooftop and canopy |  | None | SunnyMac LLC | AC Electric | Accepted | 2020-10-09 | 2020-10-12 | 2021-10-30 | REC | TwinPeak 2 Mono | Solar Panels |  | 0.325 | 24 | 21 | 18 |  | Fixed | Roof
NJSTRE1545714368 |  | Transition Incentive Program | Brick | 8723 | 18 | 15.17 | Residential | No | Behind the Meter | Net-metered residential rooftop and canopy |  | None | Whitman Construction, LLC | JCP&L | Accepted | 2020-10-09 | 2020-10-12 | 2021-10-30 | enphase energy | iq7plus72-2-us | Inverters | 295 |  | 41 |  |  | 0.975 |  | Outdoor | microinverters located under modules
NJSTRE1545714368 |  | Transition Incentive Program | Brick | 8723 | 18 | 15.17 | Residential | No | Behind the Meter | Net-metered residential rooftop and canopy |  | None | Whitman Construction, LLC | JCP&L | Accepted | 2020-10-09 | 2020-10-12 | 2021-10-30 | solaria power | xt 370r-pd | Solar Panels |  | 0.37 | 13 | 25 | 35 |  | Fixed | Roof
NJSTRE1545714368 |  | Transition Incentive Program | Brick | 8723 | 18 | 15.17 | Residential | No | Behind the Meter | Net-metered residential rooftop and canopy |  | None | Whitman Construction, LLC | JCP&L | Accepted | 2020-10-09 | 2020-10-12 | 2021-10-30 | solaria | xt 370r-pd | Solar Panels |  | 0.37 | 10 | 205 | 35 |  | Fixed | Roof
NJSTRE1545714368 |  | Transition Incentive Program | Brick | 8723 | 18 | 15.17 | Residential | No | Behind the Meter | Net-metered residential rooftop and canopy |  | None | Whitman Construction, LLC | JCP&L | Accepted | 2020-10-09 | 2020-10-12 | 2021-10-30 | solaria power | xt 370r-pd | Solar Panels |  | 0.37 | 9 | 205 | 35 |  | Fixed | Roof
NJSTRE1545714368 |  | Transition Incentive Program | Brick | 8723 | 18 | 15.17 | Residential | No | Behind the Meter | Net-metered residential rooftop and canopy |  | None | Whitman Construction, LLC | JCP&L | Accepted | 2020-10-09 | 2020-10-12 | 2021-10-30 | solaria | xt 370r-pd | Solar Panels |  | 0.37 | 9 | 205 | 35 |  | Fixed | Roof
NJSTRE1545714395 |  | Transition Incentive Program | Elberon | 7740 | 17 | 12.54 | Non Profit | No | Behind the Meter | Net-metered residential rooftop and canopy |  | None | CE Team Inc. | JCP&L | Accepted | 2020-10-14 | 2020-10-14 | 2021-10-30 | solaredge | Smtr | Meters | 3 |  | 1 |  |  |  | Yes | Outdoor
NJSTRE1545714395 |  | Transition Incentive Program | Elberon | 7740 | 17 | 12.54 | Non Profit | No | Behind the Meter | Net-metered residential rooftop and canopy |  | None | CE Team Inc. | JCP&L | Accepted | 2020-10-14 | 2020-10-14 | 2021-10-30 | Solaredge | se11400h | Inverters | 11400 |  | 1 |  |  | 0.992 |  | Outside | west wall
NJSTRE1545714395 |  | Transition Incentive Program | Elberon | 7740 | 17 | 12.54 | Non Profit | No | Behind the Meter | Net-metered residential rooftop and canopy |  | None | CE Team Inc. | JCP&L | Accepted | 2020-10-14 | 2020-10-14 | 2021-10-30 | Axitec | AC-330MH/120s | Solar Panels |  | 0.33 | 38 | 178 | 24 |  | Fixed | Roof
NJSTRE1545714406 |  | Transition Incentive Program | Somers Point | 8244 | 19 | 5.1 | Residential | Yes | Behind the Meter | Net-metered residential rooftop and canopy |  | None | Trinity Solar | AC Electric | Accepted | 2020-10-09 | 2020-10-12 | 2021-10-30 | Solar Edge | SE3800 | Inverters | 3800 |  | 1 |  |  | 0.97 |  | Outside | side of home
NJSTRE1545714406 |  | Transition Incentive Program | Somers Point | 8244 | 19 | 5.1 | Residential | Yes | Behind the Meter | Net-metered residential rooftop and canopy |  | None | Trinity Solar | AC Electric | Accepted | 2020-10-09 | 2020-10-12 | 2021-10-30 | Hanwha | Q.PEAK DUO BLK-G6 340 | Solar Panels |  | 0.34 | 10 | 60 | 23 |  | Fixed | Roof
NJSTRE1545714406 |  | Transition Incentive Program | Somers Point | 8244 | 19 | 5.1 | Residential | Yes | Behind the Meter | Net-metered residential rooftop and canopy |  | None | Trinity Solar | AC Electric | Accepted | 2020-10-09 | 2020-10-12 | 2021-10-30 | Hanwha | Q.PEAK DUO BLK-G6 340 | Solar Panels |  | 0.34 | 5 | 60 | 23 |  | Fixed | Roof
NJSTRE1545714424 |  | Transition Incentive Program | Williamstown | 8094 | 15 | 14.3 | Residential | No | Behind the Meter | Net-metered residential rooftop and canopy |  | None | SunnyMac LLC | AC Electric | Accepted | 2020-10-09 | 2020-10-12 | 2021-10-30 | Solaredge | SE10000H-US | Inverters | 10000 |  | 1 |  |  | 0.99 |  | Outdoor | Next to meter
NJSTRE1545714424 |  | Transition Incentive Program | Williamstown | 8094 | 15 | 14.3 | Residential | No | Behind the Meter | Net-metered residential rooftop and canopy |  | None | SunnyMac LLC | AC Electric | Accepted | 2020-10-09 | 2020-10-12 | 2021-10-30 | REC | TwinPeak 2 Mono | Solar Panels |  | 0.325 | 7 | 256 | 43 |  | Fixed | Roof
NJSTRE1545714424 |  | Transition Incentive Program | Williamstown | 8094 | 15 | 14.3 | Residential | No | Behind the Meter | Net-metered residential rooftop and canopy |  | None | SunnyMac LLC | AC Electric | Accepted | 2020-10-09 | 2020-10-12 | 2021-10-30 | REC | TwinPeak 2 Mono | Solar Panels |  | 0.325 | 8 | 76 | 43 |  | Fixed | Roof
NJSTRE1545714424 |  | Transition Incentive Program | Williamstown | 8094 | 15 | 14.3 | Residential | No | Behind the Meter | Net-metered residential rooftop and canopy |  | None | SunnyMac LLC | AC Electric | Accepted | 2020-10-09 | 2020-10-12 | 2021-10-30 | rec | TwinPeak 2 Mono | Solar Panels |  | 0.325 | 29 | 166 | 26 |  | Fixed | Roof
NJSTRE1545714430 |  | Transition Incentive Program | Ledgewood | 7852 | 3 | 8.16 | Residential | Yes | Behind the Meter | Net-metered residential rooftop and canopy |  | None | Tesla Energy Operations Inc. | JCP&L | Accepted | 2020-10-09 | 2020-10-13 | 2021-10-30 | SolarEdge Technologies | SE7600H-US [240V] | Inverters | 7600 |  | 1 |  |  | 0.99 |  | Outside | Outside
NJSTRE1545714430 |  | Transition Incentive Program | Ledgewood | 7852 | 3 | 8.16 | Residential | Yes | Behind the Meter | Net-metered residential rooftop and canopy |  | None | Tesla Energy Operations Inc. | JCP&L | Accepted | 2020-10-09 | 2020-10-13 | 2021-10-30 | Hanwha Q-CELLS | Q.Peak DUO BLK-G6+ 340 | Solar Panels |  | 0.34 | 12 | 226 | 12 |  | Fixed | Roof
NJSTRE1545714430 |  | Transition Incentive Program | Ledgewood | 7852 | 3 | 8.16 | Residential | Yes | Behind the Meter | Net-metered residential rooftop and canopy |  | None | Tesla Energy Operations Inc. | JCP&L | Accepted | 2020-10-09 | 2020-10-13 | 2021-10-30 | Hanwha Q-CELLS | Q.Peak DUO BLK-G6+ 340 | Solar Panels |  | 0.34 | 10 | 225 | 12 |  | Fixed | Roof
NJSTRE1545714430 |  | Transition Incentive Program | Ledgewood | 7852 | 3 | 8.16 | Residential | Yes | Behind the Meter | Net-metered residential rooftop and canopy |  | None | Tesla Energy Operations Inc. | JCP&L | Accepted | 2020-10-09 | 2020-10-13 | 2021-10-30 | Hanwha Q-CELLS | Q.Peak DUO BLK-G6+ 340 | Solar Panels |  | 0.34 | 2 | 45 | 30 |  | Fixed | Roof
NJSTRE1545714433 |  | Transition Incentive Program | LITTLE EGG HARBOR TWP | 8087 | 18 | 6.72 | Residential | Yes | Behind the Meter | Net-metered residential rooftop and canopy |  | None | Vivint Solar Developer, LLC | AC Electric | Accepted | 2020-10-09 | 2020-10-13 | 2021-10-30 | Solar Edge | SE7600H-US | Inverters | 7600 |  | 1 |  |  | 0.992 |  | Outdoor | Near the Utility Meter
NJSTRE1545714433 |  | Transition Incentive Program | LITTLE EGG HARBOR TWP | 8087 | 18 | 6.72 | Residential | Yes | Behind the Meter | Net-metered residential rooftop and canopy |  | None | Vivint Solar Developer, LLC | AC Electric | Accepted | 2020-10-09 | 2020-10-13 | 2021-10-30 | JINKO SOLAR | JKM320M-60HBL | Solar Panels |  | 0.32 | 11 | 291 | 23 |  | Fixed | Roof
NJSTRE1545714433 |  | Transition Incentive Program | LITTLE EGG HARBOR TWP | 8087 | 18 | 6.72 | Residential | Yes | Behind the Meter | Net-metered residential rooftop and canopy |  | None | Vivint Solar Developer, LLC | AC Electric | Accepted | 2020-10-09 | 2020-10-13 | 2021-10-30 | JINKO SOLAR | JKM320M-60HBL | Solar Panels |  | 0.32 | 10 | 111 | 23 |  | Fixed | Roof
NJSTRE1545714440 |  | Transition Incentive Program | Pedricktown | 8067 | 16 | 9.86 | Residential | Yes | Behind the Meter | Net-metered residential rooftop and canopy |  | None | Trinity Solar | AC Electric | Accepted | 2020-10-09 | 2020-10-13 | 2021-10-30 | SOLAR EDGE | SE7600H-US | Inverters | 7600 |  | 1 |  |  | 0.97 |  | Outside | SIDE OF HOME
NJSTRE1545714440 |  | Transition Incentive Program | Pedricktown | 8067 | 16 | 9.86 | Residential | Yes | Behind the Meter | Net-metered residential rooftop and canopy |  | None | Trinity Solar | AC Electric | Accepted | 2020-10-09 | 2020-10-13 | 2021-10-30 | HANWHA 340 (Q.PEAK DUO BLK-G6 340) | HANWHA 340 (Q.PEAK DUO BLK-G6 340) | Solar Panels |  | 0.34 | 16 | 221 | 18 |  | Fixed | Roof
NJSTRE1545714440 |  | Transition Incentive Program | Pedricktown | 8067 | 16 | 9.86 | Residential | Yes | Behind the Meter | Net-metered residential rooftop and canopy |  | None | Trinity Solar | AC Electric | Accepted | 2020-10-09 | 2020-10-13 | 2021-10-30 | HANWHA 340 (Q.PEAK DUO BLK-G6 340) | HANWHA 340 (Q.PEAK DUO BLK-G6 340) | Solar Panels |  | 0.34 | 13 | 222 | 30 |  | Fixed | Roof
NJSTRE1545714449 |  | Transition Incentive Program | Califon | 7830 | 4 | 20.88 | Residential | No | Behind the Meter | Net-metered residential rooftop and canopy |  | None | Green Power Energy | JCP&L | Accepted | 2020-10-09 | 2020-10-13 | 2021-10-30 | Enphase Energy | IQ7PLUS-72-2-US | Inverters | 290 |  | 58 |  |  | 0.975 |  | Outside | next to meter
NJSTRE1545714449 |  | Transition Incentive Program | Califon | 7830 | 4 | 20.88 | Residential | No | Behind the Meter | Net-metered residential rooftop and canopy |  | None | Green Power Energy | JCP&L | Accepted | 2020-10-09 | 2020-10-13 | 2021-10-30 | LG Electronics | LG360N1C-N5 | Solar Panels |  | 0.36 | 11 | 99 | 30 |  | Fixed | Roof
NJSTRE1545714449 |  | Transition Incentive Program | Califon | 7830 | 4 | 20.88 | Residential | No | Behind the Meter | Net-metered residential rooftop and canopy |  | None | Green Power Energy | JCP&L | Accepted | 2020-10-09 | 2020-10-13 | 2021-10-30 | LG Electronics | LG360N1C-N5 | Solar Panels |  | 0.36 | 8 | 99 | 30 |  | Fixed | Roof
NJSTRE1545714449 |  | Transition Incentive Program | Califon | 7830 | 4 | 20.88 | Residential | No | Behind the Meter | Net-metered residential rooftop and canopy |  | None | Green Power Energy | JCP&L | Accepted | 2020-10-09 | 2020-10-13 | 2021-10-30 | LG Electronics | LG360N1C-N5 | Solar Panels |  | 0.36 | 2 | 189 | 45 |  | Fixed | Roof
NJSTRE1545714449 |  | Transition Incentive Program | Califon | 7830 | 4 | 20.88 | Residential | No | Behind the Meter | Net-metered residential rooftop and canopy |  | None | Green Power Energy | JCP&L | Accepted | 2020-10-09 | 2020-10-13 | 2021-10-30 | LG Electronics | LG360N1C-N5 | Solar Panels |  | 0.36 | 8 | 279 | 30 |  | Fixed | Roof
NJSTRE1545714449 |  | Transition Incentive Program | Califon | 7830 | 4 | 20.88 | Residential | No | Behind the Meter | Net-metered residential rooftop and canopy |  | None | Green Power Energy | JCP&L | Accepted | 2020-10-09 | 2020-10-13 | 2021-10-30 | LG Electronics | LG360N1C-N5 | Solar Panels |  | 0.36 | 29 | 99 | 30 |  | Fixed | Roof
NJSTRE1545714452 |  | Transition Incentive Program | West Caldwell | 7006 | 9 | 9.96 | Residential | No | Behind the Meter | Net-metered residential rooftop and canopy |  | None | Evoke Solar, Inc | PSE&G | Accepted | 2020-10-09 | 2020-10-13 | 2021-10-30 | SunPower | PVS6 | Meters |  |  | 1 |  |  |  | Yes
NJSTRE1545714452 |  | Transition Incentive Program | West Caldwell | 7006 | 9 | 9.96 | Residential | No | Behind the Meter | Net-metered residential rooftop and canopy |  | None | Evoke Solar, Inc | PSE&G | Accepted | 2020-10-09 | 2020-10-13 | 2021-10-30 | SunPower | SPWR-A4 | Inverters | 366 |  | 24 |  |  | 0.97 |  | Outside | Back of each panel
NJSTRE1545714452 |  | Transition Incentive Program | West Caldwell | 7006 | 9 | 9.96 | Residential | No | Behind the Meter | Net-metered residential rooftop and canopy |  | None | Evoke Solar, Inc | PSE&G | Accepted | 2020-10-09 | 2020-10-13 | 2021-10-30 | SunPower | SPR-A415-G-AC | Solar Panels |  | 0.415 | 24 | 160 | 30 |  | Fixed | Roof
NJSTRE1545714455 |  | Transition Incentive Program | Cherry Hill | 8034 | 14 | 8.5 | Residential | No | Behind the Meter | Net-metered residential rooftop and canopy |  | None | Impact Solar LLC | PSE&G | Accepted | 2020-10-12 | 2020-10-13 | 2021-10-30 | Enphase | Envoy | Meters |  |  | 1 |  |  |  | Yes | Indoor
NJSTRE1545714455 |  | Transition Incentive Program | Cherry Hill | 8034 | 14 | 8.5 | Residential | No | Behind the Meter | Net-metered residential rooftop and canopy |  | None | Impact Solar LLC | PSE&G | Accepted | 2020-10-12 | 2020-10-13 | 2021-10-30 | Enpase | IQ7+ | Inverters | 290 |  | 25 |  |  | 0.96 |  | Outdoor | roof under panels
NJSTRE1545714455 |  | Transition Incentive Program | Cherry Hill | 8034 | 14 | 8.5 | Residential | No | Behind the Meter | Net-metered residential rooftop and canopy |  | None | Impact Solar LLC | PSE&G | Accepted | 2020-10-12 | 2020-10-13 | 2021-10-30 | hanwha | Q.PEAKDUO-G5340 | Solar Panels |  | 0.34 | 25 | 141 | 23 |  | Fixed | Roof
NJSTRE1545714461 |  | Transition Incentive Program | Keyport | 7735 | 17 | 3.69 | Residential | Yes | Behind the Meter | Net-metered residential rooftop and canopy |  | None | Trinity Solar | JCP&L | Accepted | 2020-10-09 | 2020-10-13 | 2021-10-30 | Solar Edge | SE3000 | Inverters | 3000 |  | 1 |  |  | 0.97 |  | Outside | side of home
NJSTRE1545714461 |  | Transition Incentive Program | Keyport | 7735 | 17 | 3.69 | Residential | Yes | Behind the Meter | Net-metered residential rooftop and canopy |  | None | Trinity Solar | JCP&L | Accepted | 2020-10-09 | 2020-10-13 | 2021-10-30 | Hanwha | Q.PEAK DUO BLK-G6 335 | Solar Panels |  | 0.335 | 11 | 155 | 40 |  | Fixed | Roof
NJSTRE1545714467 |  | Transition Incentive Program | Bridgewater TWP | 8807 | 5 | 4.76 | Residential | Yes | Behind the Meter | Net-metered residential rooftop and canopy |  | None | Tesla Energy Operations Inc. | PSE&G | Accepted | 2020-10-09 | 2020-10-13 | 2021-10-30 | SolarEdge Technologies | SE3800H-US [240V] | Inverters | 3800 |  | 1 |  |  | 0.99 |  | Outside | Outside
NJSTRE1545714467 |  | Transition Incentive Program | Bridgewater TWP | 8807 | 5 | 4.76 | Residential | Yes | Behind the Meter | Net-metered residential rooftop and canopy |  | None | Tesla Energy Operations Inc. | PSE&G | Accepted | 2020-10-09 | 2020-10-13 | 2021-10-30 | Hanwha Q-CELLS | Q.Peak DUO BLK-G6+ 340 | Solar Panels |  | 0.34 | 4 | 174 | 27 |  | Fixed | Roof
NJSTRE1545714467 |  | Transition Incentive Program | Bridgewater TWP | 8807 | 5 | 4.76 | Residential | Yes | Behind the Meter | Net-metered residential rooftop and canopy |  | None | Tesla Energy Operations Inc. | PSE&G | Accepted | 2020-10-09 | 2020-10-13 | 2021-10-30 | Hanwha Q-CELLS | Q.Peak DUO BLK-G6+ 340 | Solar Panels |  | 0.34 | 4 | 354 | 27 |  | Fixed | Roof
NJSTRE1545714467 |  | Transition Incentive Program | Bridgewater TWP | 8807 | 5 | 4.76 | Residential | Yes | Behind the Meter | Net-metered residential rooftop and canopy |  | None | Tesla Energy Operations Inc. | PSE&G | Accepted | 2020-10-09 | 2020-10-13 | 2021-10-30 | Hanwha Q-CELLS | Q.Peak DUO BLK-G6+ 340 | Solar Panels |  | 0.34 | 6 | 174 | 27 |  | Fixed | Roof
NJSTRE1545714477 |  | Transition Incentive Program | Willingboro | 8046 | 13 | 9.1 | Residential | No | Behind the Meter | Net-metered residential rooftop and canopy |  | None | SunnyMac LLC | AC Electric | Accepted | 2020-10-09 | 2020-10-13 | 2021-10-30 | Solaredge | SE7600H-US | Inverters | 7600 |  | 1 |  |  | 0.99 |  | Outdoor | Next to MEter
NJSTRE1545714477 |  | Transition Incentive Program | Willingboro | 8046 | 13 | 9.1 | Residential | No | Behind the Meter | Net-metered residential rooftop and canopy |  | None | SunnyMac LLC | AC Electric | Accepted | 2020-10-09 | 2020-10-13 | 2021-10-30 | REC | TwinPeak 2 Mono | Solar Panels |  | 0.325 | 20 | 228 | 41 |  | Fixed | Roof
NJSTRE1545714477 |  | Transition Incentive Program | Willingboro | 8046 | 13 | 9.1 | Residential | No | Behind the Meter | Net-metered residential rooftop and canopy |  | None | SunnyMac LLC | AC Electric | Accepted | 2020-10-09 | 2020-10-13 | 2021-10-30 | REC | TwinPeak 2 Mono | Solar Panels |  | 0.325 | 8 | 228 | 42 |  | Fixed | Roof
NJSTRE1545714480 |  | Transition Incentive Program | Hammonton | 8037 | 19 | 8.16 | Residential | No | Behind the Meter | Net-metered residential rooftop and canopy |  | None | Trinity Solar | AC Electric | Accepted | 2020-10-09 | 2020-10-13 | 2021-10-30 | SOLAR EDGE | SE7600H-US | Inverters | 7600 |  | 1 |  |  | 0.97 |  | Outside | SIDE OF HOME
NJSTRE1545714480 |  | Transition Incentive Program | Hammonton | 8037 | 19 | 8.16 | Residential | No | Behind the Meter | Net-metered residential rooftop and canopy |  | None | Trinity Solar | AC Electric | Accepted | 2020-10-09 | 2020-10-13 | 2021-10-30 | HANWHA 340 (Q.PEAK DUO BLK-G6 340) | HANWHA 340 (Q.PEAK DUO BLK-G6 340) | Solar Panels |  | 0.34 | 24 | 246 | 18 |  | Fixed | Roof
NJSTRE1545714514 |  | Transition Incentive Program | Tabernacle | 8088 | 13 | 13.6 | Residential | Yes | Behind the Meter | Net-metered residential rooftop and canopy |  | None | Trinity Solar | AC Electric | Accepted | 2020-10-09 | 2020-10-13 | 2021-10-30 | Solar Edge | SE11400 | Inverters | 11400 |  | 1 |  |  | 0.97 |  | Outside | side of home
NJSTRE1545714514 |  | Transition Incentive Program | Tabernacle | 8088 | 13 | 13.6 | Residential | Yes | Behind the Meter | Net-metered residential rooftop and canopy |  | None | Trinity Solar | AC Electric | Accepted | 2020-10-09 | 2020-10-13 | 2021-10-30 | Hanwha | Q.PEAK DUO BLK-G6 340 | Solar Panels |  | 0.34 | 22 | 92 | 18 |  | Fixed | Roof
NJSTRE1545714514 |  | Transition Incentive Program | Tabernacle | 8088 | 13 | 13.6 | Residential | Yes | Behind the Meter | Net-metered residential rooftop and canopy |  | None | Trinity Solar | AC Electric | Accepted | 2020-10-09 | 2020-10-13 | 2021-10-30 | Hanwha | Q.PEAK DUO BLK-G6 340 | Solar Panels |  | 0.34 | 18 | 272 | 18 |  | Fixed | Roof
NJSTRE1545714532 |  | Transition Incentive Program | Lebanon | 8833 | 4 | 7.63 | Residential | Yes | Behind the Meter | Net-metered residential rooftop and canopy |  | None | Sunrun Installation Services, Inc. | JCP&L | Accepted | 2020-10-09 | 2020-10-13 | 2021-10-30 | Enphase Energy | IQ7-60-x-US (240V) | Inverters | 240 |  | 25 |  |  | 0.96 |  | Outdoor | Rooftop
NJSTRE1545714532 |  | Transition Incentive Program | Lebanon | 8833 | 4 | 7.63 | Residential | Yes | Behind the Meter | Net-metered residential rooftop and canopy |  | None | Sunrun Installation Services, Inc. | JCP&L | Accepted | 2020-10-09 | 2020-10-13 | 2021-10-30 | LONGi Green Energy Technology Co Ltd | LR6-60HPB-305M | Solar Panels |  | 0.305 | 25 | 135 | 34 |  | Fixed | Roof
NJSTRE1545714553 |  | Transition Incentive Program | Lawnside | 8045 | 14 | 8.16 | Residential | Yes | Behind the Meter | Net-metered residential rooftop and canopy |  | None | Trinity Solar | PSE&G | Accepted | 2020-10-09 | 2020-10-13 | 2021-10-30 | Solar Edge | SE7600 | Inverters | 7600 |  | 1 |  |  | 0.97 |  | Outside | side of home
NJSTRE1545714553 |  | Transition Incentive Program | Lawnside | 8045 | 14 | 8.16 | Residential | Yes | Behind the Meter | Net-metered residential rooftop and canopy |  | None | Trinity Solar | PSE&G | Accepted | 2020-10-09 | 2020-10-13 | 2021-10-30 | Hanwha | Q.PEAK DUO BLK-G6 340 | Solar Panels |  | 0.34 | 24 | 273 | 20 |  | Fixed | Roof
NJSTRE1545714554 |  | Transition Incentive Program | Gibbstown | 8027 | 15 | 13.33 | Residential | No | Behind the Meter | Net-metered residential rooftop and canopy |  | None | SunnyMac LLC | AC Electric | Accepted | 2020-10-09 | 2020-10-13 | 2021-10-30 | Solaredge | SE7600H-US | Inverters | 7600 |  | 1 |  |  | 0.99 |  | Outdoor | Next to Meter
NJSTRE1545714554 |  | Transition Incentive Program | Gibbstown | 8027 | 15 | 13.33 | Residential | No | Behind the Meter | Net-metered residential rooftop and canopy |  | None | SunnyMac LLC | AC Electric | Accepted | 2020-10-09 | 2020-10-13 | 2021-10-30 | Solaredge | SE3000H-US | Inverters | 3000 |  | 1 |  |  | 0.99 |  | Outdoor | Next to Meter
NJSTRE1545714554 |  | Transition Incentive Program | Gibbstown | 8027 | 15 | 13.33 | Residential | No | Behind the Meter | Net-metered residential rooftop and canopy |  | None | SunnyMac LLC | AC Electric | Accepted | 2020-10-09 | 2020-10-13 | 2021-10-30 | REC | TwinPeak 2 Mono | Solar Panels |  | 0.325 | 29 | 128 | 21 |  | Fixed | Roof
NJSTRE1545714554 |  | Transition Incentive Program | Gibbstown | 8027 | 15 | 13.33 | Residential | No | Behind the Meter | Net-metered residential rooftop and canopy |  | None | SunnyMac LLC | AC Electric | Accepted | 2020-10-09 | 2020-10-13 | 2021-10-30 | REC | TwinPeak 2 Mono | Solar Panels |  | 0.325 | 12 | 218 | 16 |  | Fixed | Roof
NJSTRE1545714555 |  | Transition Incentive Program | Wall | 7719 | 17 | 18.72 | Residential | No | Behind the Meter | Net-metered residential rooftop and canopy |  | None | Green Power Energy | JCP&L | Accepted | 2020-10-09 | 2020-10-13 | 2021-10-30 | Enphase Energy | IQ7PLUS-72-2-US | Inverters | 290 |  | 54 |  |  | 0.975 |  | Outdoor | next to meter
NJSTRE1545714555 |  | Transition Incentive Program | Wall | 7719 | 17 | 18.72 | Residential | No | Behind the Meter | Net-metered residential rooftop and canopy |  | None | Green Power Energy | JCP&L | Accepted | 2020-10-09 | 2020-10-13 | 2021-10-30 | LG Electronics | LG360Q1C-V5 | Solar Panels |  | 0.36 | 20 | 185 | 37 |  | Fixed | Roof
NJSTRE1545714555 |  | Transition Incentive Program | Wall | 7719 | 17 | 18.72 | Residential | No | Behind the Meter | Net-metered residential rooftop and canopy |  | None | Green Power Energy | JCP&L | Accepted | 2020-10-09 | 2020-10-13 | 2021-10-30 | LG Electronics | LG360Q1C-V5 | Solar Panels |  | 0.36 | 14 | 185 | 37 |  | Fixed | Roof
NJSTRE1545714555 |  | Transition Incentive Program | Wall | 7719 | 17 | 18.72 | Residential | No | Behind the Meter | Net-metered residential rooftop and canopy |  | None | Green Power Energy | JCP&L | Accepted | 2020-10-09 | 2020-10-13 | 2021-10-30 | LG electronics | LG360Q1C-V5 | Solar Panels |  | 0.36 | 18 | 5 | 37 |  | Fixed | Roof
NJSTRE1545714558 |  | Transition Incentive Program | Monroe township | 8831 | 11 | 10.88 | Non Profit | No | Behind the Meter | Net-metered residential rooftop and canopy |  | None | CE Team Inc. | JCP&L | Accepted | 2020-10-14 | 2020-10-14 | 2021-10-30 | Solaredge | se10000h | Inverters | 10000 |  | 1 |  |  | 0.992 |  | Outside | west facing wall
NJSTRE1545714558 |  | Transition Incentive Program | Monroe township | 8831 | 11 | 10.88 | Non Profit | No | Behind the Meter | Net-metered residential rooftop and canopy |  | None | CE Team Inc. | JCP&L | Accepted | 2020-10-14 | 2020-10-14 | 2021-10-30 | Hanwha | Qcell340 | Solar Panels |  | 0.34 | 32 | 170 | 24 |  | Fixed | Roof
NJSTRE1545714563 |  | Transition Incentive Program | Ramsey | 7446 | 7 | 8.04 | Residential | Yes | Behind the Meter | Net-metered residential rooftop and canopy |  | None | Vision Solar LLC | Orange Rockland Electric | Accepted | 2020-10-09 | 2020-10-13 | 2021-10-30 | ENPHASE | IQ7-60-2-US | Inverters | 0.24 |  | 1 |  |  | 0.96 |  | Other | BEHIND EACH PANEL
NJSTRE1545714563 |  | Transition Incentive Program | Ramsey | 7446 | 7 | 8.04 | Residential | Yes | Behind the Meter | Net-metered residential rooftop and canopy |  | None | Vision Solar LLC | Orange Rockland Electric | Accepted | 2020-10-09 | 2020-10-13 | 2021-10-30 | HANWHA Q-CELLS | Q.PEAK DUO-G6+ 335 | Solar Panels |  | 0.335 | 2 | 250 | 25 |  | Fixed | Roof
NJSTRE1545714563 |  | Transition Incentive Program | Ramsey | 7446 | 7 | 8.04 | Residential | Yes | Behind the Meter | Net-metered residential rooftop and canopy |  | None | Vision Solar LLC | Orange Rockland Electric | Accepted | 2020-10-09 | 2020-10-13 | 2021-10-30 | HANWHA Q-CELLS | Q.PEAK DUO-G6+ 335 | Solar Panels |  | 0.335 | 4 | 202 | 32 |  | Fixed | Roof
NJSTRE1545714563 |  | Transition Incentive Program | Ramsey | 7446 | 7 | 8.04 | Residential | Yes | Behind the Meter | Net-metered residential rooftop and canopy |  | None | Vision Solar LLC | Orange Rockland Electric | Accepted | 2020-10-09 | 2020-10-13 | 2021-10-30 | HANWHA Q-CELLS | Q.PEAK DUO-G6+ 335 | Solar Panels |  | 0.335 | 4 | 22 | 21 |  | Fixed | Roof
NJSTRE1545714563 |  | Transition Incentive Program | Ramsey | 7446 | 7 | 8.04 | Residential | Yes | Behind the Meter | Net-metered residential rooftop and canopy |  | None | Vision Solar LLC | Orange Rockland Electric | Accepted | 2020-10-09 | 2020-10-13 | 2021-10-30 | HANWHA Q-CELLS | Q.PEAK DUO-G6+ 335 | Solar Panels |  | 0.335 | 9 | 292 | 33 |  | Fixed | Roof
NJSTRE1545714563 |  | Transition Incentive Program | Ramsey | 7446 | 7 | 8.04 | Residential | Yes | Behind the Meter | Net-metered residential rooftop and canopy |  | None | Vision Solar LLC | Orange Rockland Electric | Accepted | 2020-10-09 | 2020-10-13 | 2021-10-30 | HANWHA Q-CELLS | Q.PEAK DUO-G6+ 335 | Solar Panels |  | 0.335 | 3 | 112 | 18 |  | Fixed | Roof
NJSTRE1545714563 |  | Transition Incentive Program | Ramsey | 7446 | 7 | 8.04 | Residential | Yes | Behind the Meter | Net-metered residential rooftop and canopy |  | None | Vision Solar LLC | Orange Rockland Electric | Accepted | 2020-10-09 | 2020-10-13 | 2021-10-30 | HANWHA Q-CELLS | Q.PEAK DUO-G6+ 335 | Solar Panels |  | 0.335 | 2 | 70 | 24 |  | Fixed | Roof
NJSTRE1545714579 |  | Transition Incentive Program | Warren | 7059 | 5 | 6.41 | Residential | Yes | Behind the Meter | Net-metered residential rooftop and canopy |  | None | Sunrun Installation Services, Inc. | JCP&L | Accepted | 2020-10-09 | 2020-10-13 | 2021-10-30 | Enphase Energy | IQ7-60-x-US (240V) | Inverters | 240 |  | 21 |  |  | 0.96 |  | Outdoor | Rooftop
NJSTRE1545714579 |  | Transition Incentive Program | Warren | 7059 | 5 | 6.41 | Residential | Yes | Behind the Meter | Net-metered residential rooftop and canopy |  | None | Sunrun Installation Services, Inc. | JCP&L | Accepted | 2020-10-09 | 2020-10-13 | 2021-10-30 | LONGi Green Energy Technology Co Ltd | LR6-60HPB-305M | Solar Panels |  | 0.305 | 2 | 345 | 14 |  | Fixed | Roof
NJSTRE1545714579 |  | Transition Incentive Program | Warren | 7059 | 5 | 6.41 | Residential | Yes | Behind the Meter | Net-metered residential rooftop and canopy |  | None | Sunrun Installation Services, Inc. | JCP&L | Accepted | 2020-10-09 | 2020-10-13 | 2021-10-30 | LONGi Green Energy Technology Co Ltd | LR6-60HPB-305M | Solar Panels |  | 0.305 | 19 | 165 | 34 |  | Fixed | Roof
NJSTRE1545714586 |  | Transition Incentive Program | Willingboro | 8046 | 13 | 17.68 | Non Profit | No | Behind the Meter | Net-metered residential rooftop and canopy |  | None | CE Team Inc. | PSE&G | Accepted | 2020-10-14 | 2020-10-16 | 2021-10-30 | solaredge | SE7600H | Inverters | 15200 |  | 2 |  |  | 0.992 |  | Outside | south wall
NJSTRE1545714586 |  | Transition Incentive Program | Willingboro | 8046 | 13 | 17.68 | Non Profit | No | Behind the Meter | Net-metered residential rooftop and canopy |  | None | CE Team Inc. | PSE&G | Accepted | 2020-10-14 | 2020-10-16 | 2021-10-30 | Hanwha | Qcell340 | Solar Panels |  | 0.34 | 21 | 206 | 20 |  | Fixed | Roof
NJSTRE1545714586 |  | Transition Incentive Program | Willingboro | 8046 | 13 | 17.68 | Non Profit | No | Behind the Meter | Net-metered residential rooftop and canopy |  | None | CE Team Inc. | PSE&G | Accepted | 2020-10-14 | 2020-10-16 | 2021-10-30 | Hanwha | Qcell340 | Solar Panels |  | 0.34 | 25 | 116 | 20 |  | Fixed | Roof
NJSTRE1545714586 |  | Transition Incentive Program | Willingboro | 8046 | 13 | 17.68 | Non Profit | No | Behind the Meter | Net-metered residential rooftop and canopy |  | None | CE Team Inc. | PSE&G | Accepted | 2020-10-14 | 2020-10-16 | 2021-10-30 | Hanwha | Qcell340 | Solar Panels |  | 0.34 | 6 | 296 | 20 |  | Fixed | Roof
NJSTRE1545714590 |  | Transition Incentive Program | BELLEVILLE | 7109 | 9 | 3.52 | Residential | Yes | Behind the Meter | Net-metered residential rooftop and canopy |  | None | Vivint Solar Developer, LLC | PSE&G | Accepted | 2020-10-09 | 2020-10-13 | 2021-10-30 | Solar Edge | SE3800H-US | Inverters | 3800 |  | 1 |  |  | 0.992 |  | Outdoor | Near the Utility Meter
NJSTRE1545714590 |  | Transition Incentive Program | BELLEVILLE | 7109 | 9 | 3.52 | Residential | Yes | Behind the Meter | Net-metered residential rooftop and canopy |  | None | Vivint Solar Developer, LLC | PSE&G | Accepted | 2020-10-09 | 2020-10-13 | 2021-10-30 | JINKO SOLAR | JKM320M-60HBL | Solar Panels |  | 0.32 | 6 | 108 | 28 |  | Fixed | Roof
NJSTRE1545714590 |  | Transition Incentive Program | BELLEVILLE | 7109 | 9 | 3.52 | Residential | Yes | Behind the Meter | Net-metered residential rooftop and canopy |  | None | Vivint Solar Developer, LLC | PSE&G | Accepted | 2020-10-09 | 2020-10-13 | 2021-10-30 | JINKO SOLAR | JKM320M-60HBL | Solar Panels |  | 0.32 | 5 | 198 | 37 |  | Fixed | Roof
NJSTRE1545714597 |  | Transition Incentive Program | Little Ferry | 7643 | 7 | 20.4 | Non Profit | No | Behind the Meter | Net-metered residential rooftop and canopy |  | None | CE Team Inc. | PSE&G | Accepted | 2020-10-14 | 2020-10-16 | 2021-10-30 | solaredge | se7600h | Inverters | 7600 |  | 1 |  |  | 0.992 |  | Outside | west wall
NJSTRE1545714597 |  | Transition Incentive Program | Little Ferry | 7643 | 7 | 20.4 | Non Profit | No | Behind the Meter | Net-metered residential rooftop and canopy |  | None | CE Team Inc. | PSE&G | Accepted | 2020-10-14 | 2020-10-16 | 2021-10-30 | Solaredge | se11400h | Inverters | 11400 |  | 1 |  |  | 0.992 |  | Outdoor | west wall
NJSTRE1545714597 |  | Transition Incentive Program | Little Ferry | 7643 | 7 | 20.4 | Non Profit | No | Behind the Meter | Net-metered residential rooftop and canopy |  | None | CE Team Inc. | PSE&G | Accepted | 2020-10-14 | 2020-10-16 | 2021-10-30 | hanwha | qcell340 | Solar Panels |  | 0.34 | 27 | 182 | 20 |  | Fixed | Roof
NJSTRE1545714597 |  | Transition Incentive Program | Little Ferry | 7643 | 7 | 20.4 | Non Profit | No | Behind the Meter | Net-metered residential rooftop and canopy |  | None | CE Team Inc. | PSE&G | Accepted | 2020-10-14 | 2020-10-16 | 2021-10-30 | hanwha | qcell340 | Solar Panels |  | 0.34 | 19 | 2 | 20 |  | Fixed | Roof
NJSTRE1545714597 |  | Transition Incentive Program | Little Ferry | 7643 | 7 | 20.4 | Non Profit | No | Behind the Meter | Net-metered residential rooftop and canopy |  | None | CE Team Inc. | PSE&G | Accepted | 2020-10-14 | 2020-10-16 | 2021-10-30 | hanwha | Qcell340 | Solar Panels |  | 0.34 | 7 | 282 | 20 |  | Fixed | Roof
NJSTRE1545714597 |  | Transition Incentive Program | Little Ferry | 7643 | 7 | 20.4 | Non Profit | No | Behind the Meter | Net-metered residential rooftop and canopy |  | None | CE Team Inc. | PSE&G | Accepted | 2020-10-14 | 2020-10-16 | 2021-10-30 | hanwha | Qcell340 | Solar Panels |  | 0.34 | 7 | 92 | 20 |  | Fixed | Roof
NJSTRE1545714603 |  | Transition Incentive Program | Somerset | 8873 | 5 | 9.77 | Residential | No | Behind the Meter | Net-metered residential rooftop and canopy |  | None | Skyline Solar LLC | PSE&G | Accepted | 2020-10-15 | 2020-10-19 | 2021-10-30 | ENPHASE | IQ7-60-2-US | Inverters | 240 |  | 31 |  |  | 0.97 |  | Outdoor | rooftop
NJSTRE1545714603 |  | Transition Incentive Program | Somerset | 8873 | 5 | 9.77 | Residential | No | Behind the Meter | Net-metered residential rooftop and canopy |  | None | Skyline Solar LLC | PSE&G | Accepted | 2020-10-15 | 2020-10-19 | 2021-10-30 | HANWHA | Q.PEAK DUO BLK-G5 | Solar Panels |  | 0.315 | 10 | 305 | 26 |  | Fixed | Roof
NJSTRE1545714603 |  | Transition Incentive Program | Somerset | 8873 | 5 | 9.77 | Residential | No | Behind the Meter | Net-metered residential rooftop and canopy |  | None | Skyline Solar LLC | PSE&G | Accepted | 2020-10-15 | 2020-10-19 | 2021-10-30 | HANWHA | Q.PEAK CUO BLK-G5 | Solar Panels |  | 0.315 | 21 | 125 | 26 |  | Fixed | Roof
NJSTRE1545714608 |  | Transition Incentive Program | TEANECK | 7666 | 7 | 6.4 | Residential | Yes | Behind the Meter | Net-metered residential rooftop and canopy |  | None | Vivint Solar Developer, LLC | PSE&G | Accepted | 2020-10-09 | 2020-10-13 | 2021-10-30 | Solar Edge | SE7600H-US | Inverters | 7600 |  | 1 |  |  | 0.992 |  | Outdoor | Near the Utility Meter
NJSTRE1545714608 |  | Transition Incentive Program | TEANECK | 7666 | 7 | 6.4 | Residential | Yes | Behind the Meter | Net-metered residential rooftop and canopy |  | None | Vivint Solar Developer, LLC | PSE&G | Accepted | 2020-10-09 | 2020-10-13 | 2021-10-30 | JINKO SOLAR | JKM320M-60HBL | Solar Panels |  | 0.32 | 8 | 116 | 4 |  | Fixed | Roof
NJSTRE1545714608 |  | Transition Incentive Program | TEANECK | 7666 | 7 | 6.4 | Residential | Yes | Behind the Meter | Net-metered residential rooftop and canopy |  | None | Vivint Solar Developer, LLC | PSE&G | Accepted | 2020-10-09 | 2020-10-13 | 2021-10-30 | JINKO SOLAR | JKM320M-60HBL | Solar Panels |  | 0.32 | 5 | 206 | 29 |  | Fixed | Roof
NJSTRE1545714608 |  | Transition Incentive Program | TEANECK | 7666 | 7 | 6.4 | Residential | Yes | Behind the Meter | Net-metered residential rooftop and canopy |  | None | Vivint Solar Developer, LLC | PSE&G | Accepted | 2020-10-09 | 2020-10-13 | 2021-10-30 | JINKO SOLAR | JKM320M-60HBL | Solar Panels |  | 0.32 | 5 | 26 | 29 |  | Fixed | Roof
NJSTRE1545714608 |  | Transition Incentive Program | TEANECK | 7666 | 7 | 6.4 | Residential | Yes | Behind the Meter | Net-metered residential rooftop and canopy |  | None | Vivint Solar Developer, LLC | PSE&G | Accepted | 2020-10-09 | 2020-10-13 | 2021-10-30 | JINKO SOLAR | JKM320M-60HBL | Solar Panels |  | 0.32 | 2 | 116 | 29 |  | Fixed | Roof
NJSTRE1545714613 |  | Transition Incentive Program | Bridgeton | 8302 | 20 | 12.6 | Residential | Yes | Behind the Meter | Net-metered residential ground mount |  | None | RCL Enterprises Inc. | AC Electric | Accepted | 2020-10-09 | 2020-10-13 | 2021-10-30 | enphase | iq7 | Inverters | 240 |  | 42 |  |  | 0.96 |  | Outdoor | under panels
NJSTRE1545714613 |  | Transition Incentive Program | Bridgeton | 8302 | 20 | 12.6 | Residential | Yes | Behind the Meter | Net-metered residential ground mount |  | None | RCL Enterprises Inc. | AC Electric | Accepted | 2020-10-09 | 2020-10-13 | 2021-10-30 | Jinko | JKM-300M | Solar Panels |  | 0.3 | 42 | 180 | 25 |  | Fixed | Ground
NJSTRE1545714619 |  | Transition Incentive Program | Pennsauken | 8110 | 14 | 2.72 | Residential | Yes | Behind the Meter | Net-metered residential rooftop and canopy |  | None | Trinity Solar | PSE&G | Accepted | 2020-10-09 | 2020-10-13 | 2021-10-30 | SOLAR EDGE | SE3000H-US | Inverters | 3000 |  | 1 |  |  | 0.97 |  | Outside | SIDE OF HOME
NJSTRE1545714619 |  | Transition Incentive Program | Pennsauken | 8110 | 14 | 2.72 | Residential | Yes | Behind the Meter | Net-metered residential rooftop and canopy |  | None | Trinity Solar | PSE&G | Accepted | 2020-10-09 | 2020-10-13 | 2021-10-30 | HANWHA 340 (Q.PEAK DUO BLK-G6 340) | HANWHA 340 (Q.PEAK DUO BLK-G6 340) | Solar Panels |  | 0.34 | 4 | 134 | 30 |  | Fixed | Roof
NJSTRE1545714619 |  | Transition Incentive Program | Pennsauken | 8110 | 14 | 2.72 | Residential | Yes | Behind the Meter | Net-metered residential rooftop and canopy |  | None | Trinity Solar | PSE&G | Accepted | 2020-10-09 | 2020-10-13 | 2021-10-30 | HANWHA 340 (Q.PEAK DUO BLK-G6 340) | HANWHA 340 (Q.PEAK DUO BLK-G6 340) | Solar Panels |  | 0.34 | 4 | 224 | 30 |  | Fixed | Roof
NJSTRE1545714622 |  | Transition Incentive Program | Farmingdale | 7727 | 17 | 11.04 | Residential | No | Behind the Meter | Net-metered residential rooftop and canopy |  | None | Sunrun Installation Services, Inc. | JCP&L | Accepted | 2020-10-09 | 2020-10-13 | 2021-10-30 | Tesla | Powerwall 2 AC | Electric Storage Battery |  |  | 2 |  |  |  | Lithium Ion |  | outside
NJSTRE1545714622 |  | Transition Incentive Program | Farmingdale | 7727 | 17 | 11.04 | Residential | No | Behind the Meter | Net-metered residential rooftop and canopy |  | None | Sunrun Installation Services, Inc. | JCP&L | Accepted | 2020-10-09 | 2020-10-13 | 2021-10-30 | Enphase Energy | IQ7PLUS-72-x-US (240V) | Inverters | 290 |  | 32 |  |  | 0.96 |  | Outdoor | Rooftop
NJSTRE1545714622 |  | Transition Incentive Program | Farmingdale | 7727 | 17 | 11.04 | Residential | No | Behind the Meter | Net-metered residential rooftop and canopy |  | None | Sunrun Installation Services, Inc. | JCP&L | Accepted | 2020-10-09 | 2020-10-13 | 2021-10-30 | LG Electronics | LG345N1C-V5 | Solar Panels |  | 0.345 | 2 | 280 | 37 |  | Fixed | Roof
NJSTRE1545714622 |  | Transition Incentive Program | Farmingdale | 7727 | 17 | 11.04 | Residential | No | Behind the Meter | Net-metered residential rooftop and canopy |  | None | Sunrun Installation Services, Inc. | JCP&L | Accepted | 2020-10-09 | 2020-10-13 | 2021-10-30 | LG Electronics | LG345N1C-V5 | Solar Panels |  | 0.345 | 3 | 100 | 37 |  | Fixed | Roof
NJSTRE1545714622 |  | Transition Incentive Program | Farmingdale | 7727 | 17 | 11.04 | Residential | No | Behind the Meter | Net-metered residential rooftop and canopy |  | None | Sunrun Installation Services, Inc. | JCP&L | Accepted | 2020-10-09 | 2020-10-13 | 2021-10-30 | LG Electronics | LG345N1C-V5 | Solar Panels |  | 0.345 | 2 | 280 | 45 |  | Fixed | Roof
NJSTRE1545714622 |  | Transition Incentive Program | Farmingdale | 7727 | 17 | 11.04 | Residential | No | Behind the Meter | Net-metered residential rooftop and canopy |  | None | Sunrun Installation Services, Inc. | JCP&L | Accepted | 2020-10-09 | 2020-10-13 | 2021-10-30 | LG Electronics | LG345N1C-V5 | Solar Panels |  | 0.345 | 25 | 189 | 31 |  | Fixed | Roof
NJSTRE1545714626 |  | Transition Incentive Program | UNION BEACH | 7735 | 17 | 4.16 | Residential | Yes | Behind the Meter | Net-metered residential rooftop and canopy |  | None | Vivint Solar Developer, LLC | JCP&L | Accepted | 2020-10-09 | 2020-10-13 | 2021-10-30 | Solar Edge | SE3800H-US | Inverters | 3800 |  | 1 |  |  | 0.992 |  | Outdoor | Near the Utility Meter
NJSTRE1545714626 |  | Transition Incentive Program | UNION BEACH | 7735 | 17 | 4.16 | Residential | Yes | Behind the Meter | Net-metered residential rooftop and canopy |  | None | Vivint Solar Developer, LLC | JCP&L | Accepted | 2020-10-09 | 2020-10-13 | 2021-10-30 | JINKO SOLAR | JKM320M-60HBL | Solar Panels |  | 0.32 | 5 | 267 | 23 |  | Fixed | Roof
NJSTRE1545714626 |  | Transition Incentive Program | UNION BEACH | 7735 | 17 | 4.16 | Residential | Yes | Behind the Meter | Net-metered residential rooftop and canopy |  | None | Vivint Solar Developer, LLC | JCP&L | Accepted | 2020-10-09 | 2020-10-13 | 2021-10-30 | JINKO SOLAR | JKM320M-60HBL | Solar Panels |  | 0.32 | 8 | 177 | 25 |  | Fixed | Roof
NJSTRE1545714636 |  | Transition Incentive Program | Lakewood | 8701 | 18 | 5.95 | Residential | Yes | Behind the Meter | Net-metered residential rooftop and canopy |  | None | Pro Custom Solar dba Momentum Solar | JCP&L | Accepted | 2020-10-09 | 2020-10-14 | 2021-10-30 | Enphase | IQ7PLUS-72-2-US | Inverters | 290 |  | 17 |  |  | 0.97 |  | Outdoor | Roof
NJSTRE1545714636 |  | Transition Incentive Program | Lakewood | 8701 | 18 | 5.95 | Residential | Yes | Behind the Meter | Net-metered residential rooftop and canopy |  | None | Pro Custom Solar dba Momentum Solar | JCP&L | Accepted | 2020-10-09 | 2020-10-14 | 2021-10-30 | LG | LG 350N1C-V5 | Solar Panels |  | 0.35 | 17 | 219 | 32 |  | Fixed | Roof
NJSTRE1545714637 |  | Transition Incentive Program | Parlin | 8859 | 11 | 30.6 | Non Profit | No | Behind the Meter | Net-metered residential rooftop and canopy |  | None | CE Team Inc. | JCP&L | Accepted | 2020-10-14 | 2020-10-14 | 2021-10-30 | solaredge | se11400h | Inverters | 22800 |  | 2 |  |  | 0.992 |  | Outdoor | west wall
NJSTRE1545714637 |  | Transition Incentive Program | Parlin | 8859 | 11 | 30.6 | Non Profit | No | Behind the Meter | Net-metered residential rooftop and canopy |  | None | CE Team Inc. | JCP&L | Accepted | 2020-10-14 | 2020-10-14 | 2021-10-30 | hanwha | qcell340 | Solar Panels |  | 0.34 | 37 | 134 | 20 |  | Fixed | Roof
NJSTRE1545714637 |  | Transition Incentive Program | Parlin | 8859 | 11 | 30.6 | Non Profit | No | Behind the Meter | Net-metered residential rooftop and canopy |  | None | CE Team Inc. | JCP&L | Accepted | 2020-10-14 | 2020-10-14 | 2021-10-30 | hanwha | qcell340 | Solar Panels |  | 0.34 | 38 | 314 | 20 |  | Fixed | Roof
NJSTRE1545714637 |  | Transition Incentive Program | Parlin | 8859 | 11 | 30.6 | Non Profit | No | Behind the Meter | Net-metered residential rooftop and canopy |  | None | CE Team Inc. | JCP&L | Accepted | 2020-10-14 | 2020-10-14 | 2021-10-30 | hanwha | qcell340 | Solar Panels |  | 0.34 | 9 | 224 | 20 |  | Fixed | Roof
NJSTRE1545714637 |  | Transition Incentive Program | Parlin | 8859 | 11 | 30.6 | Non Profit | No | Behind the Meter | Net-metered residential rooftop and canopy |  | None | CE Team Inc. | JCP&L | Accepted | 2020-10-14 | 2020-10-14 | 2021-10-30 | hanwha | qcell340 | Solar Panels |  | 0.34 | 6 | 44 | 20 |  | Fixed | Roof
NJSTRE1545714647 |  | Transition Incentive Program | Fair Lawn | 7410 | 7 | 7.25 | Residential | Yes | Behind the Meter | Net-metered residential rooftop and canopy |  | None | Freedom Forever New Jersey LLC | PSE&G | Accepted | 2020-11-05 | 2020-11-06 | 2021-11-06 | Solar Edge | SE7600H-US [SI1] RGM | Inverters | 7600 |  | 1 |  |  | 0.99 |  | Outside | N/A
NJSTRE1545714647 |  | Transition Incentive Program | Fair Lawn | 7410 | 7 | 7.25 | Residential | Yes | Behind the Meter | Net-metered residential rooftop and canopy |  | None | Freedom Forever New Jersey LLC | PSE&G | Accepted | 2020-11-05 | 2020-11-06 | 2021-11-06 | Hanwha Solar | Q.PLUS BFR-G4.1- 290 | Solar Panels |  | 0.29 | 13 | 1 | 35 |  | Fixed | Roof | N/A
NJSTRE1545714647 |  | Transition Incentive Program | Fair Lawn | 7410 | 7 | 7.25 | Residential | Yes | Behind the Meter | Net-metered residential rooftop and canopy |  | None | Freedom Forever New Jersey LLC | PSE&G | Accepted | 2020-11-05 | 2020-11-06 | 2021-11-06 | Hanwha Solar | Q.PLUS BFR-G4.1- 290 | Solar Panels |  | 0.29 | 12 | 2 | 10 |  | Fixed | Roof | N/A
NJSTRE1545714649 |  | Transition Incentive Program | SICKLERVILLE | 8081 | 14 | 4.76 | Residential | Yes | Behind the Meter | Net-metered residential rooftop and canopy |  | None | Trinity Solar | AC Electric | Accepted | 2020-10-09 | 2020-10-14 | 2021-10-30 | Solar Edge | SE3800H-US000BNC4 | Inverters | 3800 |  | 1 |  |  | 0.97 |  | Outdoor | side of home
NJSTRE1545714649 |  | Transition Incentive Program | SICKLERVILLE | 8081 | 14 | 4.76 | Residential | Yes | Behind the Meter | Net-metered residential rooftop and canopy |  | None | Trinity Solar | AC Electric | Accepted | 2020-10-09 | 2020-10-14 | 2021-10-30 | HANWHA | Q.PEAK DUO BLK-G6 340 | Solar Panels |  | 0.34 | 14 | 164 | 22 |  | Fixed | Roof
NJSTRE1545714663 |  | Transition Incentive Program | PERTH AMBOY | 8861 | 11 | 3.52 | Residential | Yes | Behind the Meter | Net-metered residential rooftop and canopy |  | None | Vivint Solar Developer, LLC | PSE&G | Accepted | 2020-10-09 | 2020-10-14 | 2021-10-30 | Solar Edge | SE3800H-US | Inverters | 3800 |  | 1 |  |  | 0.992 |  | Outdoor | Near the Utility Meter
NJSTRE1545714663 |  | Transition Incentive Program | PERTH AMBOY | 8861 | 11 | 3.52 | Residential | Yes | Behind the Meter | Net-metered residential rooftop and canopy |  | None | Vivint Solar Developer, LLC | PSE&G | Accepted | 2020-10-09 | 2020-10-14 | 2021-10-30 | JINKO SOLAR | JKM320M-60HBL | Solar Panels |  | 0.32 | 2 | 201 | 36 |  | Fixed | Roof
NJSTRE1545714663 |  | Transition Incentive Program | PERTH AMBOY | 8861 | 11 | 3.52 | Residential | Yes | Behind the Meter | Net-metered residential rooftop and canopy |  | None | Vivint Solar Developer, LLC | PSE&G | Accepted | 2020-10-09 | 2020-10-14 | 2021-10-30 | JINKO SOLAR | JKM320M-60HBL | Solar Panels |  | 0.32 | 9 | 111 | 30 |  | Fixed | Roof
NJSTRE1545714664 |  | Transition Incentive Program | Hazlet | 7730 | 17 | 7.4 | Residential | No | Behind the Meter | Net-metered residential rooftop and canopy |  | None | Green Sun Energy Services, LLC | JCP&L | Accepted | 2020-10-09 | 2020-10-13 | 2021-10-30 | SolarEdge | SE6000H-US000NNC2 | Meters | 6000 |  | 1 |  |  |  | Yes
NJSTRE1545714664 |  | Transition Incentive Program | Hazlet | 7730 | 17 | 7.4 | Residential | No | Behind the Meter | Net-metered residential rooftop and canopy |  | None | Green Sun Energy Services, LLC | JCP&L | Accepted | 2020-10-09 | 2020-10-13 | 2021-10-30 | SolarEdge | SE6000H-US000NNC2 | Inverters | 6000 |  | 1 |  |  | 0.99 |  | Outdoor | Next to Utility Meter
NJSTRE1545714664 |  | Transition Incentive Program | Hazlet | 7730 | 17 | 7.4 | Residential | No | Behind the Meter | Net-metered residential rooftop and canopy |  | None | Green Sun Energy Services, LLC | JCP&L | Accepted | 2020-10-09 | 2020-10-13 | 2021-10-30 | Solaria | PowerXT 370R-PD | Solar Panels |  | 0.37 | 4 | 196 | 18 |  | Fixed | Roof
NJSTRE1545714664 |  | Transition Incentive Program | Hazlet | 7730 | 17 | 7.4 | Residential | No | Behind the Meter | Net-metered residential rooftop and canopy |  | None | Green Sun Energy Services, LLC | JCP&L | Accepted | 2020-10-09 | 2020-10-13 | 2021-10-30 | Solaria | PowerXT 370R-PD | Solar Panels |  | 0.37 | 16 | 106 | 18 |  | Fixed | Roof
NJSTRE1545714669 |  | Transition Incentive Program | KENILWORTH | 7033 | 10 | 6.72 | Residential | Yes | Behind the Meter | Net-metered residential rooftop and canopy |  | None | Vivint Solar Developer, LLC | PSE&G | Accepted | 2020-10-09 | 2020-10-13 | 2021-10-30 | Solar Edge | SE7600H-US | Inverters | 7600 |  | 1 |  |  | 0.992 |  | Outdoor | Near the Utility Meter
NJSTRE1545714669 |  | Transition Incentive Program | KENILWORTH | 7033 | 10 | 6.72 | Residential | Yes | Behind the Meter | Net-metered residential rooftop and canopy |  | None | Vivint Solar Developer, LLC | PSE&G | Accepted | 2020-10-09 | 2020-10-13 | 2021-10-30 | JINKO SOLAR | JKM320M-60HBL | Solar Panels |  | 0.32 | 8 | 352 | 12 |  | Fixed | Roof
NJSTRE1545714669 |  | Transition Incentive Program | KENILWORTH | 7033 | 10 | 6.72 | Residential | Yes | Behind the Meter | Net-metered residential rooftop and canopy |  | None | Vivint Solar Developer, LLC | PSE&G | Accepted | 2020-10-09 | 2020-10-13 | 2021-10-30 | JINKO SOLAR | JKM320M-60HBL | Solar Panels |  | 0.32 | 13 | 172 | 44 |  | Fixed | Roof
NJSTRE1545714671 |  | Transition Incentive Program | Rahway | 7065 | 10 | 4.9 | Residential | Yes | Behind the Meter | Net-metered residential rooftop and canopy |  | None | Pro Custom Solar dba Momentum Solar | PSE&G | Accepted | 2020-10-09 | 2020-10-13 | 2021-10-30 | Enphase | IQ7PLUS-72-2-US | Inverters | 290 |  | 14 |  |  | 0.97 |  | Outdoor | Roof
NJSTRE1545714671 |  | Transition Incentive Program | Rahway | 7065 | 10 | 4.9 | Residential | Yes | Behind the Meter | Net-metered residential rooftop and canopy |  | None | Pro Custom Solar dba Momentum Solar | PSE&G | Accepted | 2020-10-09 | 2020-10-13 | 2021-10-30 | LG | LG 350N1C-V5 | Solar Panels |  | 0.35 | 6 | 86 | 26 |  | Fixed | Roof
NJSTRE1545714671 |  | Transition Incentive Program | Rahway | 7065 | 10 | 4.9 | Residential | Yes | Behind the Meter | Net-metered residential rooftop and canopy |  | None | Pro Custom Solar dba Momentum Solar | PSE&G | Accepted | 2020-10-09 | 2020-10-13 | 2021-10-30 | LG | LG 350N1C-V5 | Solar Panels |  | 0.35 | 4 | 265 | 24 |  | Fixed | Roof
NJSTRE1545714671 |  | Transition Incentive Program | Rahway | 7065 | 10 | 4.9 | Residential | Yes | Behind the Meter | Net-metered residential rooftop and canopy |  | None | Pro Custom Solar dba Momentum Solar | PSE&G | Accepted | 2020-10-09 | 2020-10-13 | 2021-10-30 | LG | LG 350N1C-V5 | Solar Panels |  | 0.35 | 4 | 266 | 26 |  | Fixed | Roof
NJSTRE1545714682 |  | Transition Incentive Program | Roebling | 8554 | 13 | 4.9 | Residential | Yes | Behind the Meter | Net-metered residential rooftop and canopy |  | None | Pro Custom Solar dba Momentum Solar | PSE&G | Accepted | 2020-10-09 | 2020-10-13 | 2021-10-30 | Enphase | IQ7PLUS-72-2-US | Inverters | 290 |  | 14 |  |  | 0.97 |  | Outdoor | Roof
NJSTRE1545714682 |  | Transition Incentive Program | Roebling | 8554 | 13 | 4.9 | Residential | Yes | Behind the Meter | Net-metered residential rooftop and canopy |  | None | Pro Custom Solar dba Momentum Solar | PSE&G | Accepted | 2020-10-09 | 2020-10-13 | 2021-10-30 | LG | LG 350N1C-V5 | Solar Panels |  | 0.35 | 6 | 263 | 24 |  | Fixed | Roof
NJSTRE1545714682 |  | Transition Incentive Program | Roebling | 8554 | 13 | 4.9 | Residential | Yes | Behind the Meter | Net-metered residential rooftop and canopy |  | None | Pro Custom Solar dba Momentum Solar | PSE&G | Accepted | 2020-10-09 | 2020-10-13 | 2021-10-30 | LG | LG 350N1C-V5 | Solar Panels |  | 0.35 | 8 | 261 | 20 |  | Fixed | Roof
NJSTRE1545714687 |  | Transition Incentive Program | Lawrence Twp. | 8648 | 12 | 9.72 | Residential | No | Behind the Meter | Net-metered residential rooftop and canopy |  | None | Vision Solar LLC | PSE&G | Accepted | 2020-10-09 | 2020-10-13 | 2021-10-30 | ENPHASE | IQ7-60-2-US | Inverters | 0.24 |  | 29 |  |  | 0.96 |  | Other | BEHIND EACH PANEL
NJSTRE1545714687 |  | Transition Incentive Program | Lawrence Twp. | 8648 | 12 | 9.72 | Residential | No | Behind the Meter | Net-metered residential rooftop and canopy |  | None | Vision Solar LLC | PSE&G | Accepted | 2020-10-09 | 2020-10-13 | 2021-10-30 | HANWHA Q-CELLS | Q.PEAK DUO-G6+ 335 | Solar Panels |  | 0.335 | 4 | 3 | 20 |  | Fixed | Roof
NJSTRE1545714687 |  | Transition Incentive Program | Lawrence Twp. | 8648 | 12 | 9.72 | Residential | No | Behind the Meter | Net-metered residential rooftop and canopy |  | None | Vision Solar LLC | PSE&G | Accepted | 2020-10-09 | 2020-10-13 | 2021-10-30 | Q.PEAK DUO-G6+ 335 | Q.PEAK DUO-G6+ 335 | Solar Panels |  | 0.335 | 2 | 148 | 20 |  | Fixed | Roof
NJSTRE1545714687 |  | Transition Incentive Program | Lawrence Twp. | 8648 | 12 | 9.72 | Residential | No | Behind the Meter | Net-metered residential rooftop and canopy |  | None | Vision Solar LLC | PSE&G | Accepted | 2020-10-09 | 2020-10-13 | 2021-10-30 | HANWHA Q-CELLS | Q.PEAK DUO-G6+ 335 | Solar Panels |  | 0.335 | 2 | 183 | 20 |  | Fixed | Roof
NJSTRE1545714687 |  | Transition Incentive Program | Lawrence Twp. | 8648 | 12 | 9.72 | Residential | No | Behind the Meter | Net-metered residential rooftop and canopy |  | None | Vision Solar LLC | PSE&G | Accepted | 2020-10-09 | 2020-10-13 | 2021-10-30 | HANWHA Q-CELLS | Q.PEAK DUO-G6+ 335 | Solar Panels |  | 0.335 | 9 | 4 | 20 |  | Fixed | Roof
NJSTRE1545714687 |  | Transition Incentive Program | Lawrence Twp. | 8648 | 12 | 9.72 | Residential | No | Behind the Meter | Net-metered residential rooftop and canopy |  | None | Vision Solar LLC | PSE&G | Accepted | 2020-10-09 | 2020-10-13 | 2021-10-30 | HANWHA Q-CELLS | Q.PEAK DUO-G6+ 335 | Solar Panels |  | 0.335 | 10 | 184 | 20 |  | Fixed | Roof
NJSTRE1545714687 |  | Transition Incentive Program | Lawrence Twp. | 8648 | 12 | 9.72 | Residential | No | Behind the Meter | Net-metered residential rooftop and canopy |  | None | Vision Solar LLC | PSE&G | Accepted | 2020-10-09 | 2020-10-13 | 2021-10-30 | HANWHA Q-CELLS | Q.PEAK DUO-G6+ 335 | Solar Panels |  | 0.335 | 2 | 183 | 20 |  | Fixed | Roof
NJSTRE1545714693 |  | Transition Incentive Program | Lake Hopatcong | 7849 | 3 | 5.67 | Residential | Yes | Behind the Meter | Net-metered residential rooftop and canopy |  | None | Tesla Energy Operations Inc. | JCP&L | Accepted | 2020-10-09 | 2020-10-13 | 2021-10-30 | Delta Electronics | M8-TL-US [240V] | Inverters | 7680 |  | 1 |  |  | 0.975 |  | Outside | Outside
NJSTRE1545714693 |  | Transition Incentive Program | Lake Hopatcong | 7849 | 3 | 5.67 | Residential | Yes | Behind the Meter | Net-metered residential rooftop and canopy |  | None | Tesla Energy Operations Inc. | JCP&L | Accepted | 2020-10-09 | 2020-10-13 | 2021-10-30 | Tesla | SR60T1 | Solar Panels |  | 0.05847 | 46 | 124 | 18 |  | Fixed | Roof
NJSTRE1545714693 |  | Transition Incentive Program | Lake Hopatcong | 7849 | 3 | 5.67 | Residential | Yes | Behind the Meter | Net-metered residential rooftop and canopy |  | None | Tesla Energy Operations Inc. | JCP&L | Accepted | 2020-10-09 | 2020-10-13 | 2021-10-30 | Tesla | SR60T1 | Solar Panels |  | 0.05847 | 51 | 304 | 18 |  | Fixed | Roof
NJSTRE1545714699 |  | Transition Incentive Program | Blackwood | 8012 | 14 | 9.43 | Residential | Yes | Behind the Meter | Net-metered residential rooftop and canopy |  | None | Sun Up Zero Down | AC Electric | Accepted | 2020-10-09 | 2020-10-13 | 2021-10-30 | Enphase | X-IQ-AM1-240-3 | Meters |  |  | 1 |  |  |  | Yes | Outdoor
NJSTRE1545714699 |  | Transition Incentive Program | Blackwood | 8012 | 14 | 9.43 | Residential | Yes | Behind the Meter | Net-metered residential rooftop and canopy |  | None | Sun Up Zero Down | AC Electric | Accepted | 2020-10-09 | 2020-10-13 | 2021-10-30 | Enphase | IQ7-60-2-US | Inverters | 240 |  | 29 |  |  | 0.976 |  | Outside | behind panel
NJSTRE1545714699 |  | Transition Incentive Program | Blackwood | 8012 | 14 | 9.43 | Residential | Yes | Behind the Meter | Net-metered residential rooftop and canopy |  | None | Sun Up Zero Down | AC Electric | Accepted | 2020-10-09 | 2020-10-13 | 2021-10-30 | Trina | TSM-DD06M.05(II) 325 | Solar Panels |  | 0.325 | 29 | 97 | 23 |  | Fixed | Roof
NJSTRE1545714704 |  | Transition Incentive Program | Paulsboro | 8066 | 15 | 4.2 | Residential | Yes | Behind the Meter | Net-metered residential rooftop and canopy |  | None | Pro Custom Solar dba Momentum Solar | AC Electric | Accepted | 2020-10-09 | 2020-10-13 | 2021-10-30 | Enphase | IQ7PLUS-72-2-US | Inverters | 290 |  | 12 |  |  | 0.97 |  | Outdoor | Roof
NJSTRE1545714704 |  | Transition Incentive Program | Paulsboro | 8066 | 15 | 4.2 | Residential | Yes | Behind the Meter | Net-metered residential rooftop and canopy |  | None | Pro Custom Solar dba Momentum Solar | AC Electric | Accepted | 2020-10-09 | 2020-10-13 | 2021-10-30 | LG | LG 350N1C-V5 | Solar Panels |  | 0.35 | 9 | 278 | 37 |  | Fixed | Roof
NJSTRE1545714704 |  | Transition Incentive Program | Paulsboro | 8066 | 15 | 4.2 | Residential | Yes | Behind the Meter | Net-metered residential rooftop and canopy |  | None | Pro Custom Solar dba Momentum Solar | AC Electric | Accepted | 2020-10-09 | 2020-10-13 | 2021-10-30 | LG | LG 350N1C-V5 | Solar Panels |  | 0.35 | 3 | 98 | 37 |  | Fixed | Roof
NJSTRE1545714705 |  | Transition Incentive Program | KEYPORT | 7735 | 17 | 2.6 | Residential | Yes | Behind the Meter | Net-metered residential rooftop and canopy |  | None | Vivint Solar Developer, LLC | JCP&L | Accepted | 2020-10-09 | 2020-10-13 | 2021-10-30 | Solar Edge | SE3800H-US | Inverters | 3800 |  | 1 |  |  | 0.992 |  | Outdoor | Near the Utility Meter
NJSTRE1545714705 |  | Transition Incentive Program | KEYPORT | 7735 | 17 | 2.6 | Residential | Yes | Behind the Meter | Net-metered residential rooftop and canopy |  | None | Vivint Solar Developer, LLC | JCP&L | Accepted | 2020-10-09 | 2020-10-13 | 2021-10-30 | JINKO SOLAR | JKM325M-60HBL | Solar Panels |  | 0.325 | 4 | 210 | 23 |  | Fixed | Roof
NJSTRE1545714705 |  | Transition Incentive Program | KEYPORT | 7735 | 17 | 2.6 | Residential | Yes | Behind the Meter | Net-metered residential rooftop and canopy |  | None | Vivint Solar Developer, LLC | JCP&L | Accepted | 2020-10-09 | 2020-10-13 | 2021-10-30 | JINKO SOLAR | JKM325M-60HBL | Solar Panels |  | 0.325 | 4 | 30 | 23 |  | Fixed | Roof
NJSTRE1545714709 |  | Transition Incentive Program | Middletown | 7748 | 17 | 9.86 | Residential | Yes | Behind the Meter | Net-metered residential rooftop and canopy |  | None | Freedom Forever New Jersey LLC | JCP&L | Accepted | 2020-10-12 | 2020-10-13 | 2021-10-30 | Solar Edge | SE7600H-US [SI1] RGM | Inverters | 7600 |  | 1 |  |  | 0.99 |  | Outdoor | N/A
NJSTRE1545714709 |  | Transition Incentive Program | Middletown | 7748 | 17 | 9.86 | Residential | Yes | Behind the Meter | Net-metered residential rooftop and canopy |  | None | Freedom Forever New Jersey LLC | JCP&L | Accepted | 2020-10-12 | 2020-10-13 | 2021-10-30 | Hanwha Solar | Q.PLUS BFR-G4.1- 290 | Solar Panels |  | 0.29 | 34 | 1 | 23 |  | Fixed | Roof | N/A
NJSTRE1545714714 |  | Transition Incentive Program | Mount Laurel | 8054 | 13 | 8.45 | Residential | Yes | Behind the Meter | Net-metered residential rooftop and canopy |  | None | SunnyMac LLC | PSE&G | Accepted | 2020-10-09 | 2020-10-13 | 2021-10-30 | Solaredge | SE7600H-US | Inverters | 7600 |  | 1 |  |  | 0.99 |  | Outdoor | Next to Meter
NJSTRE1545714714 |  | Transition Incentive Program | Mount Laurel | 8054 | 13 | 8.45 | Residential | Yes | Behind the Meter | Net-metered residential rooftop and canopy |  | None | SunnyMac LLC | PSE&G | Accepted | 2020-10-09 | 2020-10-13 | 2021-10-30 | REC | TwinPeak 2 Mono | Solar Panels |  | 0.325 | 18 | 166 | 20 |  | Fixed | Roof
NJSTRE1545714714 |  | Transition Incentive Program | Mount Laurel | 8054 | 13 | 8.45 | Residential | Yes | Behind the Meter | Net-metered residential rooftop and canopy |  | None | SunnyMac LLC | PSE&G | Accepted | 2020-10-09 | 2020-10-13 | 2021-10-30 | REC | TwinPeak 2 Mono | Solar Panels |  | 0.325 | 8 | 256 | 23 |  | Fixed | Roof
NJSTRE1545714720 |  | Transition Incentive Program | Livingston | 7039 | 9 | 10.56 | Residential | Yes | Behind the Meter | Net-metered residential rooftop and canopy |  | None | Vivint Solar Developer, LLC | JCP&L | Accepted | 2020-10-09 | 2020-10-13 | 2021-10-30 | Solar Edge | SE7600H-US | Inverters | 7600 |  | 1 |  |  | 0.992 |  | Outdoor | Near the Utility Meter
NJSTRE1545714720 |  | Transition Incentive Program | Livingston | 7039 | 9 | 10.56 | Residential | Yes | Behind the Meter | Net-metered residential rooftop and canopy |  | None | Vivint Solar Developer, LLC | JCP&L | Accepted | 2020-10-09 | 2020-10-13 | 2021-10-30 | JINKO SOLAR | JKM320M-60HBL | Solar Panels |  | 0.32 | 13 | 20 | 22 |  | Fixed | Roof
NJSTRE1545714720 |  | Transition Incentive Program | Livingston | 7039 | 9 | 10.56 | Residential | Yes | Behind the Meter | Net-metered residential rooftop and canopy |  | None | Vivint Solar Developer, LLC | JCP&L | Accepted | 2020-10-09 | 2020-10-13 | 2021-10-30 | JINKO SOLAR | JKM320M-60HBL | Solar Panels |  | 0.32 | 20 | 20 | 22 |  | Fixed | Roof
NJSTRE1545714727 |  | Transition Incentive Program | Perth Amboy City | 8861 | 11 | 13.69 | Residential | Yes | Behind the Meter | Net-metered residential rooftop and canopy |  | None | Bright Planet Solar | PSE&G | Accepted | 2020-10-09 | 2020-10-13 | 2021-10-30 | SOLAR EDGE | SE11400H-USRGM | Inverters | 11400 |  | 1 |  |  | 0.98 |  | Outdoor | OUTSIDE
NJSTRE1545714727 |  | Transition Incentive Program | Perth Amboy City | 8861 | 11 | 13.69 | Residential | Yes | Behind the Meter | Net-metered residential rooftop and canopy |  | None | Bright Planet Solar | PSE&G | Accepted | 2020-10-09 | 2020-10-13 | 2021-10-30 | SUNPOWER X-SERIES | X22-370 | Solar Panels |  | 0.37 | 17 | 33 | 26 |  | Fixed | Roof
NJSTRE1545714727 |  | Transition Incentive Program | Perth Amboy City | 8861 | 11 | 13.69 | Residential | Yes | Behind the Meter | Net-metered residential rooftop and canopy |  | None | Bright Planet Solar | PSE&G | Accepted | 2020-10-09 | 2020-10-13 | 2021-10-30 | SUNPOWER X-SERIES | X22-370 | Solar Panels |  | 0.37 | 20 | 213 | 26 |  | Fixed | Roof
NJSTRE1545714728 |  | Transition Incentive Program | Vineland | 8361 | 20 | 6.7 | Residential | Yes | Behind the Meter | Net-metered residential rooftop and canopy |  | None | Vision Solar LLC | Vineland Muni Electric | Accepted | 2020-10-09 | 2020-10-13 | 2021-10-30 | ENPHASE | IQ7-60-2-US | Inverters | 0.24 |  | 20 |  |  | 0.96 |  | Other | BEHIND EACH PANEL
NJSTRE1545714728 |  | Transition Incentive Program | Vineland | 8361 | 20 | 6.7 | Residential | Yes | Behind the Meter | Net-metered residential rooftop and canopy |  | None | Vision Solar LLC | Vineland Muni Electric | Accepted | 2020-10-09 | 2020-10-13 | 2021-10-30 | HANWHA Q-CELLS | Q.PEAK DUO-G6+ 335 | Solar Panels |  | 0.335 | 7 | 184 | 26 |  | Fixed | Roof
NJSTRE1545714728 |  | Transition Incentive Program | Vineland | 8361 | 20 | 6.7 | Residential | Yes | Behind the Meter | Net-metered residential rooftop and canopy |  | None | Vision Solar LLC | Vineland Muni Electric | Accepted | 2020-10-09 | 2020-10-13 | 2021-10-30 | HANWHA Q-CELLS | Q.PEAK DUO-G6+ 335 | Solar Panels |  | 0.335 | 13 | 94 | 30 |  | Fixed | Roof
NJSTRE1545714744 |  | Transition Incentive Program | Absecon | 8201 | 19 | 17.28 | Non Profit | No | Behind the Meter | Net-metered residential rooftop and canopy |  | None | CE Team Inc. | AC Electric | Accepted | 2020-10-14 | 2020-10-14 | 2021-10-30 | solaredge | se7600 | Inverters | 7600 |  | 1 |  |  | 0.992 |  | Outside | east side wall
NJSTRE1545714744 |  | Transition Incentive Program | Absecon | 8201 | 19 | 17.28 | Non Profit | No | Behind the Meter | Net-metered residential rooftop and canopy |  | None | CE Team Inc. | AC Electric | Accepted | 2020-10-14 | 2020-10-14 | 2021-10-30 | solaredge | se6000h | Inverters | 6000 |  | 1 |  |  | 0.992 |  | Outside | east wall
NJSTRE1545714744 |  | Transition Incentive Program | Absecon | 8201 | 19 | 17.28 | Non Profit | No | Behind the Meter | Net-metered residential rooftop and canopy |  | None | CE Team Inc. | AC Electric | Accepted | 2020-10-14 | 2020-10-14 | 2021-10-30 | hanwha | Qcell320 | Solar Panels |  | 0.32 | 30 | 114 | 24 |  | Fixed | Roof
NJSTRE1545714744 |  | Transition Incentive Program | Absecon | 8201 | 19 | 17.28 | Non Profit | No | Behind the Meter | Net-metered residential rooftop and canopy |  | None | CE Team Inc. | AC Electric | Accepted | 2020-10-14 | 2020-10-14 | 2021-10-30 | Hanwha | Qcell320 | Solar Panels |  | 0.32 | 24 | 294 | 24 |  | Fixed | Roof
NJSTRE1545714746 |  | Transition Incentive Program | Pennsauken | 8109 | 14 | 4.08 | Residential | Yes | Behind the Meter | Net-metered residential rooftop and canopy |  | None | Tesla Energy Operations Inc. | PSE&G | Accepted | 2020-10-09 | 2020-10-13 | 2021-10-30 | SolarEdge Technologies | SE3800H-US [240V] | Inverters | 3800 |  | 1 |  |  | 0.99 |  | Outside | Outside
NJSTRE1545714746 |  | Transition Incentive Program | Pennsauken | 8109 | 14 | 4.08 | Residential | Yes | Behind the Meter | Net-metered residential rooftop and canopy |  | None | Tesla Energy Operations Inc. | PSE&G | Accepted | 2020-10-09 | 2020-10-13 | 2021-10-30 | Hanwha Q-CELLS | Q.Peak DUO BLK-G6+ 340 | Solar Panels |  | 0.34 | 12 | 33 | 20 |  | Fixed | Roof
NJSTRE1545714759 |  | Transition Incentive Program | McKee City | 8234 | 19 | 18.85 | Residential | No | Behind the Meter | Net-metered residential rooftop and canopy |  | None | SunnyMac LLC | AC Electric | Accepted | 2020-10-09 | 2020-10-13 | 2021-10-30 | Solaredge | SE10000H-US | Inverters | 10000 |  | 1 |  |  | 0.99 |  | Outdoor | Next to Meter
NJSTRE1545714759 |  | Transition Incentive Program | McKee City | 8234 | 19 | 18.85 | Residential | No | Behind the Meter | Net-metered residential rooftop and canopy |  | None | SunnyMac LLC | AC Electric | Accepted | 2020-10-09 | 2020-10-13 | 2021-10-30 | Solaredge | SE6000H-US | Inverters | 6000 |  | 1 |  |  | 0.99 |  | Outdoor | Next to Meter
NJSTRE1545714759 |  | Transition Incentive Program | McKee City | 8234 | 19 | 18.85 | Residential | No | Behind the Meter | Net-metered residential rooftop and canopy |  | None | SunnyMac LLC | AC Electric | Accepted | 2020-10-09 | 2020-10-13 | 2021-10-30 | REC | TwinPeak 2 Mono | Solar Panels |  | 0.325 | 22 | 202 | 20 |  | Fixed | Roof
NJSTRE1545714759 |  | Transition Incentive Program | McKee City | 8234 | 19 | 18.85 | Residential | No | Behind the Meter | Net-metered residential rooftop and canopy |  | None | SunnyMac LLC | AC Electric | Accepted | 2020-10-09 | 2020-10-13 | 2021-10-30 | REC | Twinpeak 2 Mono | Solar Panels |  | 0.325 | 21 | 202 | 27 |  | Fixed | Roof
NJSTRE1545714759 |  | Transition Incentive Program | McKee City | 8234 | 19 | 18.85 | Residential | No | Behind the Meter | Net-metered residential rooftop and canopy |  | None | SunnyMac LLC | AC Electric | Accepted | 2020-10-09 | 2020-10-13 | 2021-10-30 | REC | TwinPeak 2 Mono | Solar Panels |  | 0.325 | 15 | 112 | 14 |  | Fixed | Roof
NJSTRE1545714763 |  | Transition Incentive Program | PISCATAWAY | 8854 | 11 | 4.76 | Residential | Yes | Behind the Meter | Net-metered residential rooftop and canopy |  | None | Trinity Solar | PSE&G | Accepted | 2020-10-09 | 2020-10-13 | 2021-10-30 | Solar Edge | SE3800H-US000BNC4 | Inverters | 3800 |  | 1 |  |  | 0.97 |  | Outdoor | side of home
NJSTRE1545714763 |  | Transition Incentive Program | PISCATAWAY | 8854 | 11 | 4.76 | Residential | Yes | Behind the Meter | Net-metered residential rooftop and canopy |  | None | Trinity Solar | PSE&G | Accepted | 2020-10-09 | 2020-10-13 | 2021-10-30 | HANWHA | Q.PEAK DUO BLK-G6 340 | Solar Panels |  | 0.34 | 14 | 164 | 22 |  | Fixed | Roof
NJSTRE1545714764 |  | Transition Incentive Program | Galloway | 8205 | 19 | 9.57 | Non Profit | No | Behind the Meter | Net-metered residential rooftop and canopy |  | None | CE Team Inc. | AC Electric | Accepted | 2020-10-14 | 2020-10-14 | 2021-10-30 | Solaredge | Smtr | Meters | 3 |  | 1 |  |  |  | Yes | Outdoor
NJSTRE1545714764 |  | Transition Incentive Program | Galloway | 8205 | 19 | 9.57 | Non Profit | No | Behind the Meter | Net-metered residential rooftop and canopy |  | None | CE Team Inc. | AC Electric | Accepted | 2020-10-14 | 2020-10-14 | 2021-10-30 | solaredge | se6000h | Inverters | 6000 |  | 1 |  |  | 0.992 |  | Outside | south wall
NJSTRE1545714764 |  | Transition Incentive Program | Galloway | 8205 | 19 | 9.57 | Non Profit | No | Behind the Meter | Net-metered residential rooftop and canopy |  | None | CE Team Inc. | AC Electric | Accepted | 2020-10-14 | 2020-10-14 | 2021-10-30 | axitec | ac-330mh | Solar Panels |  | 0.33 | 13 | 220 | 24 |  | Fixed | Roof
NJSTRE1545714764 |  | Transition Incentive Program | Galloway | 8205 | 19 | 9.57 | Non Profit | No | Behind the Meter | Net-metered residential rooftop and canopy |  | None | CE Team Inc. | AC Electric | Accepted | 2020-10-14 | 2020-10-14 | 2021-10-30 | axitec | ac-330mh | Solar Panels |  | 0.33 | 16 | 130 | 27 |  | Fixed | Roof
NJSTRE1545714768 |  | Transition Incentive Program | Hillside | 7205 | 10 | 3.05 | Residential | Yes | Behind the Meter | Net-metered residential rooftop and canopy |  | None | Sunrun Installation Services, Inc. | PSE&G | Accepted | 2020-10-09 | 2020-10-13 | 2021-10-30 | Enphase Energy | IQ7-60-x-US (240V) | Inverters | 240 |  | 10 |  |  | 0.96 |  | Outdoor | Rooftop
NJSTRE1545714768 |  | Transition Incentive Program | Hillside | 7205 | 10 | 3.05 | Residential | Yes | Behind the Meter | Net-metered residential rooftop and canopy |  | None | Sunrun Installation Services, Inc. | PSE&G | Accepted | 2020-10-09 | 2020-10-13 | 2021-10-30 | LONGi Green Energy Technology Co Ltd | LR6-60HPB-305M | Solar Panels |  | 0.305 | 10 | 265 | 27 |  | Fixed | Roof
NJSTRE1545714776 |  | Transition Incentive Program | Franklinville | 8322 | 15 | 14.57 | Municipality | Yes | Behind the Meter | Net-metered residential rooftop and canopy |  | None | 1st Light Energy Inc | AC Electric | Accepted | 2020-10-09 | 2020-10-13 | 2021-10-30 | SolarEdge | SE11400H-US | Inverters | 11400 |  | 1 |  |  | 0.99 |  | Outside | Within 10 feet of Meter
NJSTRE1545714776 |  | Transition Incentive Program | Franklinville | 8322 | 15 | 14.57 | Municipality | Yes | Behind the Meter | Net-metered residential rooftop and canopy |  | None | 1st Light Energy Inc | AC Electric | Accepted | 2020-10-09 | 2020-10-13 | 2021-10-30 | Longi | LR6-60HPB-310M | Solar Panels |  | 0.31 | 23 | 67 | 30 |  | Fixed | Roof
NJSTRE1545714776 |  | Transition Incentive Program | Franklinville | 8322 | 15 | 14.57 | Municipality | Yes | Behind the Meter | Net-metered residential rooftop and canopy |  | None | 1st Light Energy Inc | AC Electric | Accepted | 2020-10-09 | 2020-10-13 | 2021-10-30 | Longi | LR6-60HPB-310M | Solar Panels |  | 0.31 | 6 | 246 | 23 |  | Fixed | Roof
NJSTRE1545714776 |  | Transition Incentive Program | Franklinville | 8322 | 15 | 14.57 | Municipality | Yes | Behind the Meter | Net-metered residential rooftop and canopy |  | None | 1st Light Energy Inc | AC Electric | Accepted | 2020-10-09 | 2020-10-13 | 2021-10-30 | Longi | LR6-60HPB-310M | Solar Panels |  | 0.31 | 18 | 247 | 30 |  | Fixed | Roof
NJSTRE1545714783 |  | Transition Incentive Program | Union | 7083 | 10 | 4.58 | Residential | Yes | Behind the Meter | Net-metered residential rooftop and canopy |  | None | Sunrun Installation Services, Inc. | PSE&G | Accepted | 2020-10-09 | 2020-10-13 | 2021-10-30 | Enphase Energy | IQ7-60-x-US (240V) | Inverters | 240 |  | 15 |  |  | 0.96 |  | Outdoor | Rooftop
NJSTRE1545714783 |  | Transition Incentive Program | Union | 7083 | 10 | 4.58 | Residential | Yes | Behind the Meter | Net-metered residential rooftop and canopy |  | None | Sunrun Installation Services, Inc. | PSE&G | Accepted | 2020-10-09 | 2020-10-13 | 2021-10-30 | LONGi Green Energy Technology Co Ltd | LR6-60HPB-305M | Solar Panels |  | 0.305 | 15 | 170 | 23 |  | Fixed | Roof
NJSTRE1545714786 |  | Transition Incentive Program | PEQUANNOCK | 7440 | 3 | 2.56 | Residential | Yes | Behind the Meter | Net-metered residential rooftop and canopy |  | None | Vivint Solar Developer, LLC | JCP&L | Accepted | 2020-10-09 | 2020-10-13 | 2021-10-30 | Solar Edge | SE3800H-US | Inverters | 3800 |  | 1 |  |  | 0.992 |  | Outdoor | Near the Utility Meter
NJSTRE1545714786 |  | Transition Incentive Program | PEQUANNOCK | 7440 | 3 | 2.56 | Residential | Yes | Behind the Meter | Net-metered residential rooftop and canopy |  | None | Vivint Solar Developer, LLC | JCP&L | Accepted | 2020-10-09 | 2020-10-13 | 2021-10-30 | JINKO SOLAR | JKM320M-60HBL | Solar Panels |  | 0.32 | 8 | 354 | 27 |  | Fixed | Roof
NJSTRE1545714791 |  | Transition Incentive Program | Flemington | 8822 | 4 | 12.21 | Residential | No | Behind the Meter | Net-metered residential rooftop and canopy |  | None | Green Power Energy | JCP&L | Accepted | 2020-10-09 | 2020-10-13 | 2021-10-30 | Enphase Energy | IQ7PLUS-72-2-US | Inverters | 290 |  | 37 |  |  | 0.975 |  | Outside | next to meter
NJSTRE1545714791 |  | Transition Incentive Program | Flemington | 8822 | 4 | 12.21 | Residential | No | Behind the Meter | Net-metered residential rooftop and canopy |  | None | Green Power Energy | JCP&L | Accepted | 2020-10-09 | 2020-10-13 | 2021-10-30 | LG Electronics | LG330N1K-V5 | Solar Panels |  | 0.33 | 11 | 282 | 27 |  | Fixed | Roof
NJSTRE1545714791 |  | Transition Incentive Program | Flemington | 8822 | 4 | 12.21 | Residential | No | Behind the Meter | Net-metered residential rooftop and canopy |  | None | Green Power Energy | JCP&L | Accepted | 2020-10-09 | 2020-10-13 | 2021-10-30 | LG Electronics | LG330N1K-V5 | Solar Panels |  | 0.33 | 22 | 192 | 37 |  | Fixed | Roof
NJSTRE1545714791 |  | Transition Incentive Program | Flemington | 8822 | 4 | 12.21 | Residential | No | Behind the Meter | Net-metered residential rooftop and canopy |  | None | Green Power Energy | JCP&L | Accepted | 2020-10-09 | 2020-10-13 | 2021-10-30 | LG Electronics | LG330N1K-V5 | Solar Panels |  | 0.33 | 4 | 192 | 37 |  | Fixed | Roof
NJSTRE1545714798 |  | Transition Incentive Program | Piscataway | 8854 | 11 | 2.8 | Residential | Yes | Behind the Meter | Net-metered residential rooftop and canopy |  | None | Pro Custom Solar dba Momentum Solar | PSE&G | Accepted | 2020-10-09 | 2020-10-13 | 2021-10-30 | Enphase | IQ7PLUS-72-2-US | Inverters | 290 |  | 8 |  |  | 0.97 |  | Outdoor | Roof
NJSTRE1545714798 |  | Transition Incentive Program | Piscataway | 8854 | 11 | 2.8 | Residential | Yes | Behind the Meter | Net-metered residential rooftop and canopy |  | None | Pro Custom Solar dba Momentum Solar | PSE&G | Accepted | 2020-10-09 | 2020-10-13 | 2021-10-30 | LG | LG 350N1C-V5 | Solar Panels |  | 0.35 | 8 | 171 | 30 |  | Fixed | Roof
NJSTRE1545714799 |  | Transition Incentive Program | Albion | 8009 | 14 | 7.13 | Residential | Yes | Behind the Meter | Net-metered residential rooftop and canopy |  | None | Bright Planet Solar | AC Electric | Accepted | 2020-10-09 | 2020-10-13 | 2021-10-30 | SOLAR EDGE | SE6000H-USRGM | Inverters | 6000 |  | 1 |  |  | 0.98 |  | Outdoor | OUTSIDE
NJSTRE1545714799 |  | Transition Incentive Program | Albion | 8009 | 14 | 7.13 | Residential | Yes | Behind the Meter | Net-metered residential rooftop and canopy |  | None | Bright Planet Solar | AC Electric | Accepted | 2020-10-09 | 2020-10-13 | 2021-10-30 | LONGI | LR6-60HPB-310M | Solar Panels |  | 0.31 | 23 | 133 | 18 |  | Fixed | Roof
NJSTRE1545714809 |  | Transition Incentive Program | Watchung | 7069 | 5 | 10.98 | Residential | No | Behind the Meter | Net-metered residential rooftop and canopy |  | None | Sunrun Installation Services, Inc. | PSE&G | Accepted | 2020-10-09 | 2020-10-13 | 2021-10-30 | Tesla | Powerwall 2 AC | Electric Storage Battery |  |  | 2 |  |  |  | Lithium Ion |  | outside
NJSTRE1545714809 |  | Transition Incentive Program | Watchung | 7069 | 5 | 10.98 | Residential | No | Behind the Meter | Net-metered residential rooftop and canopy |  | None | Sunrun Installation Services, Inc. | PSE&G | Accepted | 2020-10-09 | 2020-10-13 | 2021-10-30 | Delta Electronics | M4-TL-US | Inverters | 4000 |  | 1 |  |  | 0.96 |  | Outdoor | Next To Meter
NJSTRE1545714809 |  | Transition Incentive Program | Watchung | 7069 | 5 | 10.98 | Residential | No | Behind the Meter | Net-metered residential rooftop and canopy |  | None | Sunrun Installation Services, Inc. | PSE&G | Accepted | 2020-10-09 | 2020-10-13 | 2021-10-30 | Delta Electronics | M6-TL-US | Inverters | 6000 |  | 1 |  |  | 0.96 |  | Outdoor | Next To Meter
NJSTRE1545714809 |  | Transition Incentive Program | Watchung | 7069 | 5 | 10.98 | Residential | No | Behind the Meter | Net-metered residential rooftop and canopy |  | None | Sunrun Installation Services, Inc. | PSE&G | Accepted | 2020-10-09 | 2020-10-13 | 2021-10-30 | LONGi Green Energy Technology Co Ltd | LR6-60HPB-305M | Solar Panels |  | 0.305 | 10 | 83 | 18 |  | Fixed | Roof
NJSTRE1545714809 |  | Transition Incentive Program | Watchung | 7069 | 5 | 10.98 | Residential | No | Behind the Meter | Net-metered residential rooftop and canopy |  | None | Sunrun Installation Services, Inc. | PSE&G | Accepted | 2020-10-09 | 2020-10-13 | 2021-10-30 | LONGi Green Energy Technology Co Ltd | LR6-60HPB-305M | Solar Panels |  | 0.305 | 16 | 173 | 37 |  | Fixed | Roof
NJSTRE1545714809 |  | Transition Incentive Program | Watchung | 7069 | 5 | 10.98 | Residential | No | Behind the Meter | Net-metered residential rooftop and canopy |  | None | Sunrun Installation Services, Inc. | PSE&G | Accepted | 2020-10-09 | 2020-10-13 | 2021-10-30 | LONGi Green Energy Technology Co Ltd | LR6-60HPB-305M | Solar Panels |  | 0.305 | 5 | 83 | 37 |  | Fixed | Roof
NJSTRE1545714809 |  | Transition Incentive Program | Watchung | 7069 | 5 | 10.98 | Residential | No | Behind the Meter | Net-metered residential rooftop and canopy |  | None | Sunrun Installation Services, Inc. | PSE&G | Accepted | 2020-10-09 | 2020-10-13 | 2021-10-30 | LONGi Green Energy Technology Co Ltd | LR6-60HPB-305M | Solar Panels |  | 0.305 | 5 | 262 | 37 |  | Fixed | Roof
NJSTRE1545714946 |  | Transition Incentive Program | ROSELLE | 7203 | 10 | 5.6 | Residential | Yes | Behind the Meter | Net-metered residential rooftop and canopy |  | None | Pro Custom Solar dba Momentum Solar | PSE&G | Accepted | 2020-10-09 | 2020-10-13 | 2021-10-30 | Enphase | IQ7PLUS-72-2-US | Inverters | 290 |  | 16 |  |  | 0.97 |  | Outdoor | Roof
NJSTRE1545714946 |  | Transition Incentive Program | ROSELLE | 7203 | 10 | 5.6 | Residential | Yes | Behind the Meter | Net-metered residential rooftop and canopy |  | None | Pro Custom Solar dba Momentum Solar | PSE&G | Accepted | 2020-10-09 | 2020-10-13 | 2021-10-30 | LG | LG 350N1C-V5 | Solar Panels |  | 0.35 | 4 | 80 | 15 |  | Fixed | Roof
NJSTRE1545714946 |  | Transition Incentive Program | ROSELLE | 7203 | 10 | 5.6 | Residential | Yes | Behind the Meter | Net-metered residential rooftop and canopy |  | None | Pro Custom Solar dba Momentum Solar | PSE&G | Accepted | 2020-10-09 | 2020-10-13 | 2021-10-30 | LG | LG 350N1C-V5 | Solar Panels |  | 0.35 | 12 | 260 | 37 |  | Fixed | Roof
NJSTRE1545714947 |  | Transition Incentive Program | Glassboro | 8028 | 15 | 10.2 | Residential | No | Behind the Meter | Net-metered residential rooftop and canopy |  | None | Tesla Energy Operations Inc. | AC Electric | Accepted | 2020-10-09 | 2020-10-13 | 2021-10-30 | SolarEdge Technologies | SE10000H-US [240V] | Inverters | 10000 |  | 1 |  |  | 0.99 |  | Outside | Outside
NJSTRE1545714947 |  | Transition Incentive Program | Glassboro | 8028 | 15 | 10.2 | Residential | No | Behind the Meter | Net-metered residential rooftop and canopy |  | None | Tesla Energy Operations Inc. | AC Electric | Accepted | 2020-10-09 | 2020-10-13 | 2021-10-30 | Hanwha Q-CELLS | Q.Peak DUO BLK-G6+ 340 | Solar Panels |  | 0.34 | 3 | 139 | 30 |  | Fixed | Roof
NJSTRE1545714947 |  | Transition Incentive Program | Glassboro | 8028 | 15 | 10.2 | Residential | No | Behind the Meter | Net-metered residential rooftop and canopy |  | None | Tesla Energy Operations Inc. | AC Electric | Accepted | 2020-10-09 | 2020-10-13 | 2021-10-30 | Hanwha Q-CELLS | Q.Peak DUO BLK-G6+ 340 | Solar Panels |  | 0.34 | 5 | 228 | 30 |  | Fixed | Roof
NJSTRE1545714947 |  | Transition Incentive Program | Glassboro | 8028 | 15 | 10.2 | Residential | No | Behind the Meter | Net-metered residential rooftop and canopy |  | None | Tesla Energy Operations Inc. | AC Electric | Accepted | 2020-10-09 | 2020-10-13 | 2021-10-30 | Hanwha Q-CELLS | Q.Peak DUO BLK-G6+ 340 | Solar Panels |  | 0.34 | 11 | 229 | 30 |  | Fixed | Roof
NJSTRE1545714947 |  | Transition Incentive Program | Glassboro | 8028 | 15 | 10.2 | Residential | No | Behind the Meter | Net-metered residential rooftop and canopy |  | None | Tesla Energy Operations Inc. | AC Electric | Accepted | 2020-10-09 | 2020-10-13 | 2021-10-30 | Hanwha Q-CELLS | Q.Peak DUO BLK-G6+ 340 | Solar Panels |  | 0.34 | 9 | 48 | 30 |  | Fixed | Roof
NJSTRE1545714947 |  | Transition Incentive Program | Glassboro | 8028 | 15 | 10.2 | Residential | No | Behind the Meter | Net-metered residential rooftop and canopy |  | None | Tesla Energy Operations Inc. | AC Electric | Accepted | 2020-10-09 | 2020-10-13 | 2021-10-30 | Hanwha Q-CELLS | Q.Peak DUO BLK-G6+ 340 | Solar Panels |  | 0.34 | 2 | 319 | 30 |  | Fixed | Roof
NJSTRE1545714956 |  | Transition Incentive Program | BURLINGTON | 8016 | 13 | 14.95 | Residential | Yes | Behind the Meter | Net-metered residential rooftop and canopy |  | None | Vivint Solar Developer, LLC | PSE&G | Accepted | 2020-10-09 | 2020-10-13 | 2021-10-30 | Solar Edge | SE10000H-US | Inverters | 10000 |  | 1 |  |  | 0.992 |  | Outdoor | Near the Utility Meter
NJSTRE1545714956 |  | Transition Incentive Program | BURLINGTON | 8016 | 13 | 14.95 | Residential | Yes | Behind the Meter | Net-metered residential rooftop and canopy |  | None | Vivint Solar Developer, LLC | PSE&G | Accepted | 2020-10-09 | 2020-10-13 | 2021-10-30 | JINKO SOLAR | JKM325M-60HBL | Solar Panels |  | 0.325 | 29 | 175 | 27 |  | Fixed | Roof
NJSTRE1545714956 |  | Transition Incentive Program | BURLINGTON | 8016 | 13 | 14.95 | Residential | Yes | Behind the Meter | Net-metered residential rooftop and canopy |  | None | Vivint Solar Developer, LLC | PSE&G | Accepted | 2020-10-09 | 2020-10-13 | 2021-10-30 | JINKO SOLAR | JKM325M-60HBL | Solar Panels |  | 0.325 | 17 | 355 | 27 |  | Fixed | Roof
NJSTRE1545714961 |  | Transition Incentive Program | Swedesboro | 8085 | 15 | 12.8 | Residential | Yes | Behind the Meter | Net-metered residential rooftop and canopy |  | None | All Season Solar | AC Electric | Accepted | 2020-10-09 | 2020-10-13 | 2021-10-30 | Enphase | IQ7 | Inverters | 240 |  | 40 |  |  | 0.97 |  | Outdoor | under module
NJSTRE1545714961 |  | Transition Incentive Program | Swedesboro | 8085 | 15 | 12.8 | Residential | Yes | Behind the Meter | Net-metered residential rooftop and canopy |  | None | All Season Solar | AC Electric | Accepted | 2020-10-09 | 2020-10-13 | 2021-10-30 | Trina | TSMDD06M.05II | Solar Panels |  | 0.32 | 9 | 181 | 30 |  | Fixed | Roof
NJSTRE1545714961 |  | Transition Incentive Program | Swedesboro | 8085 | 15 | 12.8 | Residential | Yes | Behind the Meter | Net-metered residential rooftop and canopy |  | None | All Season Solar | AC Electric | Accepted | 2020-10-09 | 2020-10-13 | 2021-10-30 | Trina | TSMDD06M.05II | Solar Panels |  | 0.32 | 10 | 271 | 40 |  | Fixed | Roof
NJSTRE1545714961 |  | Transition Incentive Program | Swedesboro | 8085 | 15 | 12.8 | Residential | Yes | Behind the Meter | Net-metered residential rooftop and canopy |  | None | All Season Solar | AC Electric | Accepted | 2020-10-09 | 2020-10-13 | 2021-10-30 | Trina | TSMDD06M.05II | Solar Panels |  | 0.32 | 10 | 91 | 40 |  | Fixed | Roof
NJSTRE1545714961 |  | Transition Incentive Program | Swedesboro | 8085 | 15 | 12.8 | Residential | Yes | Behind the Meter | Net-metered residential rooftop and canopy |  | None | All Season Solar | AC Electric | Accepted | 2020-10-09 | 2020-10-13 | 2021-10-30 | Trina | TSMDD06M.05II | Solar Panels |  | 0.32 | 2 | 181 | 30 |  | Fixed | Roof
NJSTRE1545714961 |  | Transition Incentive Program | Swedesboro | 8085 | 15 | 12.8 | Residential | Yes | Behind the Meter | Net-metered residential rooftop and canopy |  | None | All Season Solar | AC Electric | Accepted | 2020-10-09 | 2020-10-13 | 2021-10-30 | Trina | TSMDD06M.05II | Solar Panels |  | 0.32 | 9 | 181 | 30 |  | Fixed | Roof
NJSTRE1545714970 |  | Transition Incentive Program | Blackwood | 8012 | 14 | 12.71 | Residential | Yes | Behind the Meter | Net-metered residential rooftop and canopy |  | None | 1st Light Energy Inc | PSE&G | Accepted | 2020-10-09 | 2020-10-13 | 2021-10-30 | SolarEdge | SE10000H-US | Inverters | 10000 |  | 1 |  |  | 0.99 |  | Outside | Within 10 feet of Meter
NJSTRE1545714970 |  | Transition Incentive Program | Blackwood | 8012 | 14 | 12.71 | Residential | Yes | Behind the Meter | Net-metered residential rooftop and canopy |  | None | 1st Light Energy Inc | PSE&G | Accepted | 2020-10-09 | 2020-10-13 | 2021-10-30 | Longi | LR6-60HPB-310M | Solar Panels |  | 0.31 | 18 | 12 | 23 |  | Fixed | Roof
NJSTRE1545714970 |  | Transition Incentive Program | Blackwood | 8012 | 14 | 12.71 | Residential | Yes | Behind the Meter | Net-metered residential rooftop and canopy |  | None | 1st Light Energy Inc | PSE&G | Accepted | 2020-10-09 | 2020-10-13 | 2021-10-30 | Longi | LR6-60HPB-310M | Solar Panels |  | 0.31 | 21 | 192 | 23 |  | Fixed | Roof
NJSTRE1545714970 |  | Transition Incentive Program | Blackwood | 8012 | 14 | 12.71 | Residential | Yes | Behind the Meter | Net-metered residential rooftop and canopy |  | None | 1st Light Energy Inc | PSE&G | Accepted | 2020-10-09 | 2020-10-13 | 2021-10-30 | Longi | LR-6-60HPB-310M | Solar Panels |  | 0.31 | 2 | 10 | 18 |  | Fixed | Roof
NJSTRE1545714989 |  | Transition Incentive Program | Avenel | 7001 | 11 | 5.44 | Residential | Yes | Behind the Meter | Net-metered residential rooftop and canopy |  | None | Trinity Solar | PSE&G | Accepted | 2020-10-09 | 2020-10-13 | 2021-10-30 | Solar Edge | SE5000 | Inverters | 5000 |  | 1 |  |  | 0.97 |  | Outdoor | side of home
NJSTRE1545714989 |  | Transition Incentive Program | Avenel | 7001 | 11 | 5.44 | Residential | Yes | Behind the Meter | Net-metered residential rooftop and canopy |  | None | Trinity Solar | PSE&G | Accepted | 2020-10-09 | 2020-10-13 | 2021-10-30 | Hanwha | Q.PEAK DUO BLK-G6 340 | Solar Panels |  | 0.34 | 4 | 98 | 31 |  | Fixed | Roof
NJSTRE1545714989 |  | Transition Incentive Program | Avenel | 7001 | 11 | 5.44 | Residential | Yes | Behind the Meter | Net-metered residential rooftop and canopy |  | None | Trinity Solar | PSE&G | Accepted | 2020-10-09 | 2020-10-13 | 2021-10-30 | Hanwha | Q.PEAK DUO BLK-G6 340 | Solar Panels |  | 0.34 | 12 | 187 | 45 |  | Fixed | Roof
NJSTRE1545714997 |  | Transition Incentive Program | Franklin TWP SOM | 8873 | 5 | 13.6 | Residential | Yes | Behind the Meter | Net-metered residential rooftop and canopy |  | None | Tesla Energy Operations Inc. | PSE&G | Accepted | 2020-10-09 | 2020-10-13 | 2021-10-30 | Tesla | AC Powerwall 2.0 | Electric Storage Battery |  |  | 2 |  |  |  | Lithium Ion |  | Inside
NJSTRE1545714997 |  | Transition Incentive Program | Franklin TWP SOM | 8873 | 5 | 13.6 | Residential | Yes | Behind the Meter | Net-metered residential rooftop and canopy |  | None | Tesla Energy Operations Inc. | PSE&G | Accepted | 2020-10-09 | 2020-10-13 | 2021-10-30 | SolarEdge Technologies | SE3800H-US [240V] | Inverters | 3800 |  | 1 |  |  | 0.99 |  | Outside | Outside
NJSTRE1545714997 |  | Transition Incentive Program | Franklin TWP SOM | 8873 | 5 | 13.6 | Residential | Yes | Behind the Meter | Net-metered residential rooftop and canopy |  | None | Tesla Energy Operations Inc. | PSE&G | Accepted | 2020-10-09 | 2020-10-13 | 2021-10-30 | SolarEdge Technologies | 7600 | Inverters | 7600 |  | 1 |  |  | 0.99 |  | Outside | Outside
NJSTRE1545714997 |  | Transition Incentive Program | Franklin TWP SOM | 8873 | 5 | 13.6 | Residential | Yes | Behind the Meter | Net-metered residential rooftop and canopy |  | None | Tesla Energy Operations Inc. | PSE&G | Accepted | 2020-10-09 | 2020-10-13 | 2021-10-30 | Hanwha Q-CELLS | Q.Peak DUO BLK-G6+ 340 | Solar Panels |  | 0.34 | 40 | 158 | 27 |  | Fixed | Roof
NJSTRE1545715000 |  | Transition Incentive Program | HASBROUCK HEIGHTS | 7604 | 7 | 8.32 | Residential | Yes | Behind the Meter | Net-metered residential rooftop and canopy |  | None | Vivint Solar Developer, LLC | PSE&G | Accepted | 2020-10-09 | 2020-10-13 | 2021-10-30 | Solar Edge | SE7600H-US | Inverters | 7600 |  | 1 |  |  | 0.992 |  | Outdoor | Near the Utility Meter
NJSTRE1545715000 |  | Transition Incentive Program | HASBROUCK HEIGHTS | 7604 | 7 | 8.32 | Residential | Yes | Behind the Meter | Net-metered residential rooftop and canopy |  | None | Vivint Solar Developer, LLC | PSE&G | Accepted | 2020-10-09 | 2020-10-13 | 2021-10-30 | JINKO SOLAR | JKM320M-60HBL | Solar Panels |  | 0.32 | 4 | 37 | 10 |  | Fixed | Roof
NJSTRE1545715000 |  | Transition Incentive Program | HASBROUCK HEIGHTS | 7604 | 7 | 8.32 | Residential | Yes | Behind the Meter | Net-metered residential rooftop and canopy |  | None | Vivint Solar Developer, LLC | PSE&G | Accepted | 2020-10-09 | 2020-10-13 | 2021-10-30 | JINKO SOLAR | JKM320M-60HBL | Solar Panels |  | 0.32 | 22 | 217 | 34 |  | Fixed | Roof
NJSTRE1545715016 |  | Transition Incentive Program | Pleasantville | 8232 | 19 | 6.8 | Residential | No | Behind the Meter | Net-metered residential rooftop and canopy |  | None | Castle Energy, LLC | AC Electric | Accepted | 2020-10-09 | 2020-10-15 | 2021-10-30 | Enphase Energy | IQ7-60-2-US | Inverters | 240 |  | 20 |  |  | 0.967 |  | Outdoor | on the rooftop under each solar panel
NJSTRE1545715016 |  | Transition Incentive Program | Pleasantville | 8232 | 19 | 6.8 | Residential | No | Behind the Meter | Net-metered residential rooftop and canopy |  | None | Castle Energy, LLC | AC Electric | Accepted | 2020-10-09 | 2020-10-15 | 2021-10-30 | Hanwha Q-Cells | Q.Peak DUO BLK-G6 340 | Solar Panels |  | 0.34 | 15 | 114 | 20 |  | Fixed | Roof
NJSTRE1545715016 |  | Transition Incentive Program | Pleasantville | 8232 | 19 | 6.8 | Residential | No | Behind the Meter | Net-metered residential rooftop and canopy |  | None | Castle Energy, LLC | AC Electric | Accepted | 2020-10-09 | 2020-10-15 | 2021-10-30 | Hanwha Q-Cells | Q.Peak DUO BLK-G6 340 | Solar Panels |  | 0.34 | 5 | 114 | 20 |  | Fixed | Roof
NJSTRE1545715024 |  | Transition Incentive Program | Williamstown | 8094 | 15 | 5.12 | Residential | Yes | Behind the Meter | Net-metered residential rooftop and canopy |  | None | All Season Solar | AC Electric | Accepted | 2020-10-09 | 2020-10-13 | 2021-10-30 | Enphase | iQ7 | Inverters | 240 |  | 16 |  |  | 0.97 |  | Outdoor | under module
NJSTRE1545715024 |  | Transition Incentive Program | Williamstown | 8094 | 15 | 5.12 | Residential | Yes | Behind the Meter | Net-metered residential rooftop and canopy |  | None | All Season Solar | AC Electric | Accepted | 2020-10-09 | 2020-10-13 | 2021-10-30 | Trina | TSMDD06M.05II | Solar Panels |  | 0.32 | 16 | 129 | 27 |  | Fixed | Roof
NJSTRE1545715030 |  | Transition Incentive Program | STEWARTSVILLE | 8886 | 2 | 8 | Residential | No | Behind the Meter | Net-metered residential rooftop and canopy |  | None | Vivint Solar Developer, LLC | JCP&L | Accepted | 2020-10-09 | 2020-10-13 | 2021-10-30 | Solar Edge | SE7600H-US | Inverters | 7600 |  | 1 |  |  | 0.992 |  | Outdoor | Near the Utility Meter
NJSTRE1545715030 |  | Transition Incentive Program | STEWARTSVILLE | 8886 | 2 | 8 | Residential | No | Behind the Meter | Net-metered residential rooftop and canopy |  | None | Vivint Solar Developer, LLC | JCP&L | Accepted | 2020-10-09 | 2020-10-13 | 2021-10-30 | JINKO SOLAR | JKM320M-60HBL | Solar Panels |  | 0.32 | 25 | 198 | 39 |  | Fixed | Roof
NJSTRE1545715032 |  | Transition Incentive Program | Franklinville | 8322 | 15 | 11.7 | Residential | No | Behind the Meter | Net-metered residential rooftop and canopy |  | None | EMT Renewables | AC Electric | Accepted | 2020-10-09 | 2020-10-13 | 2021-10-30 | Enphase | IQ7+-72-2-US | Inverters | 290 |  | 36 |  |  | 0.97 |  | Outside | under panels
NJSTRE1545715032 |  | Transition Incentive Program | Franklinville | 8322 | 15 | 11.7 | Residential | No | Behind the Meter | Net-metered residential rooftop and canopy |  | None | EMT Renewables | AC Electric | Accepted | 2020-10-09 | 2020-10-13 | 2021-10-30 | Trina | 325-BLK | Solar Panels |  | 0.325 | 36 | 201 | 20 |  | Fixed | Roof
NJSTRE1545715041 |  | Transition Incentive Program | Wayne | 7470 | 6 | 4.08 | Residential | No | Behind the Meter | Net-metered residential rooftop and canopy |  | None | Tesla Energy Operations Inc. | PSE&G | Accepted | 2020-10-09 | 2020-10-14 | 2021-10-30 | SolarEdge Technologies | SE3800H-US [240V] | Inverters | 3800 |  | 1 |  |  | 0.99 |  | Outside | Outside
NJSTRE1545715041 |  | Transition Incentive Program | Wayne | 7470 | 6 | 4.08 | Residential | No | Behind the Meter | Net-metered residential rooftop and canopy |  | None | Tesla Energy Operations Inc. | PSE&G | Accepted | 2020-10-09 | 2020-10-14 | 2021-10-30 | Hanwha Q-CELLS | Q.Peak DUO BLK-G6+ 340 | Solar Panels |  | 0.34 | 10 | 167 | 34 |  | Fixed | Roof
NJSTRE1545715041 |  | Transition Incentive Program | Wayne | 7470 | 6 | 4.08 | Residential | No | Behind the Meter | Net-metered residential rooftop and canopy |  | None | Tesla Energy Operations Inc. | PSE&G | Accepted | 2020-10-09 | 2020-10-14 | 2021-10-30 | Hanwha Q-CELLS | Q.Peak DUO BLK-G6+ 340 | Solar Panels |  | 0.34 | 2 | 166 | 34 |  | Fixed | Roof
NJSTRE1545715047 |  | Transition Incentive Program | Williamstown | 8094 | 15 | 11.52 | Residential | Yes | Behind the Meter | Net-metered residential rooftop and canopy |  | None | All Season Solar | AC Electric | Accepted | 2020-10-09 | 2020-10-14 | 2021-10-30 | Enphase | IQ7 | Inverters | 240 |  | 36 |  |  | 0.97 |  | Outdoor | under module
NJSTRE1545715047 |  | Transition Incentive Program | Williamstown | 8094 | 15 | 11.52 | Residential | Yes | Behind the Meter | Net-metered residential rooftop and canopy |  | None | All Season Solar | AC Electric | Accepted | 2020-10-09 | 2020-10-14 | 2021-10-30 | Trina | TSMDD06M.05II | Solar Panels |  | 0.32 | 36 | 166 | 30 |  | Fixed | Roof
NJSTRE1545715050 |  | Transition Incentive Program | Somerset | 8873 | 5 | 15.75 | Residential | Yes | Behind the Meter | Net-metered residential rooftop and canopy |  | None | Pro Custom Solar dba Momentum Solar | PSE&G | Accepted | 2020-10-09 | 2020-10-14 | 2021-10-30 | Enphase | IQ7PLUS-72-2-US | Inverters | 290 |  | 45 |  |  | 0.97 |  | Outdoor | Roof
NJSTRE1545715050 |  | Transition Incentive Program | Somerset | 8873 | 5 | 15.75 | Residential | Yes | Behind the Meter | Net-metered residential rooftop and canopy |  | None | Pro Custom Solar dba Momentum Solar | PSE&G | Accepted | 2020-10-09 | 2020-10-14 | 2021-10-30 | LG | LG 350N1C-V5 | Solar Panels |  | 0.35 | 15 | 37 | 31 |  | Fixed | Roof
NJSTRE1545715050 |  | Transition Incentive Program | Somerset | 8873 | 5 | 15.75 | Residential | Yes | Behind the Meter | Net-metered residential rooftop and canopy |  | None | Pro Custom Solar dba Momentum Solar | PSE&G | Accepted | 2020-10-09 | 2020-10-14 | 2021-10-30 | LG | LG 350N1C-V5 | Solar Panels |  | 0.35 | 6 | 37 | 31 |  | Fixed | Roof
NJSTRE1545715050 |  | Transition Incentive Program | Somerset | 8873 | 5 | 15.75 | Residential | Yes | Behind the Meter | Net-metered residential rooftop and canopy |  | None | Pro Custom Solar dba Momentum Solar | PSE&G | Accepted | 2020-10-09 | 2020-10-14 | 2021-10-30 | LG | LG 350N1C-V5 | Solar Panels |  | 0.35 | 6 | 127 | 29 |  | Fixed | Roof
NJSTRE1545715050 |  | Transition Incentive Program | Somerset | 8873 | 5 | 15.75 | Residential | Yes | Behind the Meter | Net-metered residential rooftop and canopy |  | None | Pro Custom Solar dba Momentum Solar | PSE&G | Accepted | 2020-10-09 | 2020-10-14 | 2021-10-30 | LG | LG 350N1C-V5 | Solar Panels |  | 0.35 | 18 | 217 | 31 |  | Fixed | Roof
NJSTRE1545715063 |  | Transition Incentive Program | Barnegat | 8005 | 18 | 8.64 | Residential | Yes | Behind the Meter | Net-metered residential rooftop and canopy |  | None | All Season Solar | AC Electric | Accepted | 2020-10-09 | 2020-10-14 | 2021-10-30 | Enphase | IQ7 | Inverters | 240 |  | 27 |  |  | 0.97 |  | Outdoor | under module
NJSTRE1545715063 |  | Transition Incentive Program | Barnegat | 8005 | 18 | 8.64 | Residential | Yes | Behind the Meter | Net-metered residential rooftop and canopy |  | None | All Season Solar | AC Electric | Accepted | 2020-10-09 | 2020-10-14 | 2021-10-30 | Trina | TSMDD06M.05II | Solar Panels |  | 0.32 | 3 | 243 | 45 |  | Fixed | Roof
NJSTRE1545715063 |  | Transition Incentive Program | Barnegat | 8005 | 18 | 8.64 | Residential | Yes | Behind the Meter | Net-metered residential rooftop and canopy |  | None | All Season Solar | AC Electric | Accepted | 2020-10-09 | 2020-10-14 | 2021-10-30 | Trina | TSMDD06M.05II | Solar Panels |  | 0.32 | 3 | 153 | 22 |  | Fixed | Roof
NJSTRE1545715063 |  | Transition Incentive Program | Barnegat | 8005 | 18 | 8.64 | Residential | Yes | Behind the Meter | Net-metered residential rooftop and canopy |  | None | All Season Solar | AC Electric | Accepted | 2020-10-09 | 2020-10-14 | 2021-10-30 | Trina | TSMDD06M.05II | Solar Panels |  | 0.32 | 18 | 153 | 33 |  | Fixed | Roof
NJSTRE1545715063 |  | Transition Incentive Program | Barnegat | 8005 | 18 | 8.64 | Residential | Yes | Behind the Meter | Net-metered residential rooftop and canopy |  | None | All Season Solar | AC Electric | Accepted | 2020-10-09 | 2020-10-14 | 2021-10-30 | Trina | TSMDD06M.05II | Solar Panels |  | 0.32 | 3 | 63 | 45 |  | Fixed | Roof
NJSTRE1545715066 |  | Transition Incentive Program | Westfield Town | 7090 | 10 | 7.48 | Residential | No | Behind the Meter | Net-metered residential rooftop and canopy |  | None | Tesla Energy Operations Inc. | PSE&G | Accepted | 2020-10-09 | 2020-10-14 | 2021-10-30 | SolarEdge Technologies | SE7600H-US [240V] | Inverters | 7600 |  | 1 |  |  | 0.99 |  | Indoor | Inside
NJSTRE1545715066 |  | Transition Incentive Program | Westfield Town | 7090 | 10 | 7.48 | Residential | No | Behind the Meter | Net-metered residential rooftop and canopy |  | None | Tesla Energy Operations Inc. | PSE&G | Accepted | 2020-10-09 | 2020-10-14 | 2021-10-30 | Hanwha Q-CELLS | Q.Peak DUO BLK-G6+ 340 | Solar Panels |  | 0.34 | 22 | 130 | 38 |  | Fixed | Roof
NJSTRE1545715075 |  | Transition Incentive Program | Oceanport | 7757 | 17 | 11.66 | Residential | Yes | Behind the Meter | Net-metered residential rooftop and canopy |  | None | Freedom Forever New Jersey LLC | JCP&L | Accepted | 2020-10-15 | 2020-10-15 | 2021-10-30 | Solar Edge | SE10000H-US [SI1] RGM | Inverters | 10000 |  | 1 |  |  | 0.99 |  | Outdoor | N/A
NJSTRE1545715075 |  | Transition Incentive Program | Oceanport | 7757 | 17 | 11.66 | Residential | Yes | Behind the Meter | Net-metered residential rooftop and canopy |  | None | Freedom Forever New Jersey LLC | JCP&L | Accepted | 2020-10-15 | 2020-10-15 | 2021-10-30 | LR | LR6-60HPB-315M | Solar Panels |  | 0.315 | 27 | 2 | 24 |  | Fixed | Roof | N/A
NJSTRE1545715075 |  | Transition Incentive Program | Oceanport | 7757 | 17 | 11.66 | Residential | Yes | Behind the Meter | Net-metered residential rooftop and canopy |  | None | Freedom Forever New Jersey LLC | JCP&L | Accepted | 2020-10-15 | 2020-10-15 | 2021-10-30 | LR | LR6-60HPB-315M | Solar Panels |  | 0.315 | 4 | 1 | 24 |  | Fixed | Pole | N/A
NJSTRE1545715075 |  | Transition Incentive Program | Oceanport | 7757 | 17 | 11.66 | Residential | Yes | Behind the Meter | Net-metered residential rooftop and canopy |  | None | Freedom Forever New Jersey LLC | JCP&L | Accepted | 2020-10-15 | 2020-10-15 | 2021-10-30 | LR | LR6-60HPB-315M | Solar Panels |  | 0.315 | 6 | 3 | 24 |  | Fixed | Roof | N/A
NJSTRE1545715426 |  | Transition Incentive Program | Blairstown | 7825 | 2 | 5.89 | Residential | Yes | Behind the Meter | Net-metered residential rooftop and canopy |  | None | Freedom Forever New Jersey LLC | JCP&L | Accepted | 2020-10-12 | 2020-10-14 | 2021-10-30 | Solar Edge | SE5000H-US [SI1] RGM | Inverters | 5000 |  | 1 |  |  | 0.99 |  | Outdoor | N/A
NJSTRE1545715426 |  | Transition Incentive Program | Blairstown | 7825 | 2 | 5.89 | Residential | Yes | Behind the Meter | Net-metered residential rooftop and canopy |  | None | Freedom Forever New Jersey LLC | JCP&L | Accepted | 2020-10-12 | 2020-10-14 | 2021-10-30 | REC Solar | REC310TP2M | Solar Panels |  | 0.31 | 7 | 2 | 26 |  | Fixed | Roof | N/A
NJSTRE1545715426 |  | Transition Incentive Program | Blairstown | 7825 | 2 | 5.89 | Residential | Yes | Behind the Meter | Net-metered residential rooftop and canopy |  | None | Freedom Forever New Jersey LLC | JCP&L | Accepted | 2020-10-12 | 2020-10-14 | 2021-10-30 | REC Solar | REC310TP2M | Solar Panels |  | 0.31 | 12 | 1 | 26 |  | Fixed | Roof | N/A
NJSTRE1545716779 |  | Transition Incentive Program | WILLIAMSTOWN | 8094 | 15 | 6.62 | Residential | No | Behind the Meter | Net-metered residential rooftop and canopy |  | None | Suntuity Solar LLC | AC Electric | Accepted | 2020-10-10 | 2020-10-14 | 2021-10-30 | Enphase Energy | IQ7-60-2-US | Inverters | 240 |  | 21 |  |  | 0.97 |  | Outdoor | Behind the PV Modules
NJSTRE1545716779 |  | Transition Incentive Program | WILLIAMSTOWN | 8094 | 15 | 6.62 | Residential | No | Behind the Meter | Net-metered residential rooftop and canopy |  | None | Suntuity Solar LLC | AC Electric | Accepted | 2020-10-10 | 2020-10-14 | 2021-10-30 | Longi | LR6-60HPB-315M | Solar Panels |  | 0.315 | 17 | 153 | 25 |  | Fixed | Roof
NJSTRE1545716779 |  | Transition Incentive Program | WILLIAMSTOWN | 8094 | 15 | 6.62 | Residential | No | Behind the Meter | Net-metered residential rooftop and canopy |  | None | Suntuity Solar LLC | AC Electric | Accepted | 2020-10-10 | 2020-10-14 | 2021-10-30 | Longi | LR6-60HPB-315M | Solar Panels |  | 0.315 | 4 | 153 | 25 |  | Fixed | Roof
NJSTRE1545716780 |  | Transition Incentive Program | WILLIAMSTOWN | 8094 | 15 | 8.82 | Residential | No | Behind the Meter | Net-metered residential rooftop and canopy |  | None | Suntuity Solar LLC | AC Electric | Accepted | 2020-10-10 | 2020-10-13 | 2021-10-30 | Enphase Energy | IQ7-60-2-US | Inverters | 240 |  | 28 |  |  | 0.97 |  | Outdoor | Behind the PV Modules
NJSTRE1545716780 |  | Transition Incentive Program | WILLIAMSTOWN | 8094 | 15 | 8.82 | Residential | No | Behind the Meter | Net-metered residential rooftop and canopy |  | None | Suntuity Solar LLC | AC Electric | Accepted | 2020-10-10 | 2020-10-13 | 2021-10-30 | Longi | LR6-60HPB-315M | Solar Panels |  | 0.315 | 28 | 281 | 34 |  | Fixed | Roof
NJSTRE1545716781 |  | Transition Incentive Program | WILLIAMSTOWN | 8094 | 15 | 13.55 | Residential | No | Behind the Meter | Net-metered residential rooftop and canopy |  | None | Suntuity Solar LLC | AC Electric | Accepted | 2020-10-10 | 2020-10-13 | 2021-10-30 | Enphase Energy | IQ7-60-2-US | Inverters | 240 |  | 43 |  |  | 0.97 |  | Outdoor | Behind the PV Modules
NJSTRE1545716781 |  | Transition Incentive Program | WILLIAMSTOWN | 8094 | 15 | 13.55 | Residential | No | Behind the Meter | Net-metered residential rooftop and canopy |  | None | Suntuity Solar LLC | AC Electric | Accepted | 2020-10-10 | 2020-10-13 | 2021-10-30 | Longi | LR6-60HPB-315M | Solar Panels |  | 0.315 | 13 | 94 | 40 |  | Fixed | Roof
NJSTRE1545716781 |  | Transition Incentive Program | WILLIAMSTOWN | 8094 | 15 | 13.55 | Residential | No | Behind the Meter | Net-metered residential rooftop and canopy |  | None | Suntuity Solar LLC | AC Electric | Accepted | 2020-10-10 | 2020-10-13 | 2021-10-30 | Longi | LR6-60HPB-315M | Solar Panels |  | 0.315 | 11 | 274 | 40 |  | Fixed | Roof
NJSTRE1545716781 |  | Transition Incentive Program | WILLIAMSTOWN | 8094 | 15 | 13.55 | Residential | No | Behind the Meter | Net-metered residential rooftop and canopy |  | None | Suntuity Solar LLC | AC Electric | Accepted | 2020-10-10 | 2020-10-13 | 2021-10-30 | Longi | LR6-60HPB-315M | Solar Panels |  | 0.315 | 3 | 4 | 40 |  | Fixed | Roof
NJSTRE1545716781 |  | Transition Incentive Program | WILLIAMSTOWN | 8094 | 15 | 13.55 | Residential | No | Behind the Meter | Net-metered residential rooftop and canopy |  | None | Suntuity Solar LLC | AC Electric | Accepted | 2020-10-10 | 2020-10-13 | 2021-10-30 | Longi | LR6-60HPB-315M | Solar Panels |  | 0.315 | 16 | 184 | 40 |  | Fixed | Roof
NJSTRE1545716782 |  | Transition Incentive Program | Elizabeth | 7202 | 10 | 13.23 | Residential | No | Behind the Meter | Net-metered residential rooftop and canopy |  | None | Suntuity Solar LLC | PSE&G | Accepted | 2020-10-10 | 2020-10-14 | 2021-10-30 | Enphase Energy | IQ7-60-2-US | Inverters | 240 |  | 42 |  |  | 0.97 |  | Outdoor | Behind the PV Modules
NJSTRE1545716782 |  | Transition Incentive Program | Elizabeth | 7202 | 10 | 13.23 | Residential | No | Behind the Meter | Net-metered residential rooftop and canopy |  | None | Suntuity Solar LLC | PSE&G | Accepted | 2020-10-10 | 2020-10-14 | 2021-10-30 | Longi | LR6-60HPB-315M | Solar Panels |  | 0.315 | 20 | 268 | 18 |  | Fixed | Roof
NJSTRE1545716782 |  | Transition Incentive Program | Elizabeth | 7202 | 10 | 13.23 | Residential | No | Behind the Meter | Net-metered residential rooftop and canopy |  | None | Suntuity Solar LLC | PSE&G | Accepted | 2020-10-10 | 2020-10-14 | 2021-10-30 | Longi | LR6-60HPB-315M | Solar Panels |  | 0.315 | 19 | 88 | 18 |  | Fixed | Roof
NJSTRE1545716782 |  | Transition Incentive Program | Elizabeth | 7202 | 10 | 13.23 | Residential | No | Behind the Meter | Net-metered residential rooftop and canopy |  | None | Suntuity Solar LLC | PSE&G | Accepted | 2020-10-10 | 2020-10-14 | 2021-10-30 | Longi | LR6-60HPB-315M | Solar Panels |  | 0.315 | 3 | 358 | 18 |  | Fixed | Roof
NJSTRE1545716783 |  | Transition Incentive Program | Evesham | 8053 | 13 | 10.4 | Residential | No | Behind the Meter | Net-metered residential rooftop and canopy |  | None | Suntuity Solar LLC | PSE&G | Accepted | 2020-10-10 | 2020-10-14 | 2021-10-30 | Enphase Energy | IQ7-60-2-US | Inverters | 240 |  | 33 |  |  | 0.97 |  | Outdoor | Behind the PV Modules
NJSTRE1545716783 |  | Transition Incentive Program | Evesham | 8053 | 13 | 10.4 | Residential | No | Behind the Meter | Net-metered residential rooftop and canopy |  | None | Suntuity Solar LLC | PSE&G | Accepted | 2020-10-10 | 2020-10-14 | 2021-10-30 | Longi | LR6-60HPB-315M | Solar Panels |  | 0.315 | 11 | 97 | 16 |  | Fixed | Roof
NJSTRE1545716783 |  | Transition Incentive Program | Evesham | 8053 | 13 | 10.4 | Residential | No | Behind the Meter | Net-metered residential rooftop and canopy |  | None | Suntuity Solar LLC | PSE&G | Accepted | 2020-10-10 | 2020-10-14 | 2021-10-30 | Longi | LR6-60HPB-315M | Solar Panels |  | 0.315 | 15 | 187 | 21 |  | Fixed | Roof
NJSTRE1545716783 |  | Transition Incentive Program | Evesham | 8053 | 13 | 10.4 | Residential | No | Behind the Meter | Net-metered residential rooftop and canopy |  | None | Suntuity Solar LLC | PSE&G | Accepted | 2020-10-10 | 2020-10-14 | 2021-10-30 | Longi | LR6-60HPB-315M | Solar Panels |  | 0.315 | 7 | 277 | 16 |  | Fixed | Roof
NJSTRE1545716784 |  | Transition Incentive Program | EGG HARBOR TOWNSHIP | 8234 | 19 | 9.45 | Residential | No | Behind the Meter | Net-metered residential rooftop and canopy |  | None | Suntuity Solar LLC | AC Electric | Accepted | 2020-10-10 | 2020-10-14 | 2021-10-30 | Enphase Energy | IQ7-60-2-US | Inverters | 240 |  | 30 |  |  | 0.97 |  | Outdoor | Behind the PV Modules
NJSTRE1545716784 |  | Transition Incentive Program | EGG HARBOR TOWNSHIP | 8234 | 19 | 9.45 | Residential | No | Behind the Meter | Net-metered residential rooftop and canopy |  | None | Suntuity Solar LLC | AC Electric | Accepted | 2020-10-10 | 2020-10-14 | 2021-10-30 | Longi | LR6-60HPB-315M | Solar Panels |  | 0.315 | 11 | 184 | 18 |  | Fixed | Roof
NJSTRE1545716784 |  | Transition Incentive Program | EGG HARBOR TOWNSHIP | 8234 | 19 | 9.45 | Residential | No | Behind the Meter | Net-metered residential rooftop and canopy |  | None | Suntuity Solar LLC | AC Electric | Accepted | 2020-10-10 | 2020-10-14 | 2021-10-30 | Longi | LR6-60HPB-315M | Solar Panels |  | 0.315 | 11 | 4 | 18 |  | Fixed | Roof
NJSTRE1545716784 |  | Transition Incentive Program | EGG HARBOR TOWNSHIP | 8234 | 19 | 9.45 | Residential | No | Behind the Meter | Net-metered residential rooftop and canopy |  | None | Suntuity Solar LLC | AC Electric | Accepted | 2020-10-10 | 2020-10-14 | 2021-10-30 | Longi | LR6-60HPB-315M | Solar Panels |  | 0.315 | 8 | 94 | 11 |  | Fixed | Roof
NJSTRE1545716785 |  | Transition Incentive Program | EDISON | 8817 | 11 | 5.04 | Residential | No | Behind the Meter | Net-metered residential rooftop and canopy |  | None | Suntuity Solar LLC | PSE&G | Accepted | 2020-10-10 | 2020-10-14 | 2021-10-30 | Enphase Energy | IQ7-60-2-US | Inverters | 240 |  | 16 |  |  | 0.97 |  | Outdoor | Behind the PV Modules
NJSTRE1545716785 |  | Transition Incentive Program | EDISON | 8817 | 11 | 5.04 | Residential | No | Behind the Meter | Net-metered residential rooftop and canopy |  | None | Suntuity Solar LLC | PSE&G | Accepted | 2020-10-10 | 2020-10-14 | 2021-10-30 | Longi | LR6-60HPB-315M | Solar Panels |  | 0.315 | 4 | 225 | 20 |  | Fixed | Roof
NJSTRE1545716785 |  | Transition Incentive Program | EDISON | 8817 | 11 | 5.04 | Residential | No | Behind the Meter | Net-metered residential rooftop and canopy |  | None | Suntuity Solar LLC | PSE&G | Accepted | 2020-10-10 | 2020-10-14 | 2021-10-30 | Longi | LR6-60HPB-315M | Solar Panels |  | 0.315 | 12 | 225 | 20 |  | Fixed | Roof
NJSTRE1545716786 |  | Transition Incentive Program | WILLIAMSTOWN | 8094 | 15 | 10.71 | Residential | Yes | Behind the Meter | Net-metered residential rooftop and canopy |  | None | Suntuity Solar LLC | AC Electric | Accepted | 2020-10-10 | 2020-10-14 | 2021-10-30 | Enphase Energy | IQ7-60-2-US | Inverters | 240 |  | 34 |  |  | 0.97 |  | Outdoor | Behind the PV Modules
NJSTRE1545716786 |  | Transition Incentive Program | WILLIAMSTOWN | 8094 | 15 | 10.71 | Residential | Yes | Behind the Meter | Net-metered residential rooftop and canopy |  | None | Suntuity Solar LLC | AC Electric | Accepted | 2020-10-10 | 2020-10-14 | 2021-10-30 | Longi | LR6-60HPB-315M | Solar Panels |  | 0.315 | 5 | 215 | 17 |  | Fixed | Roof
NJSTRE1545716786 |  | Transition Incentive Program | WILLIAMSTOWN | 8094 | 15 | 10.71 | Residential | Yes | Behind the Meter | Net-metered residential rooftop and canopy |  | None | Suntuity Solar LLC | AC Electric | Accepted | 2020-10-10 | 2020-10-14 | 2021-10-30 | Longi | LR6-60HPB-315M | Solar Panels |  | 0.315 | 3 | 305 | 21 |  | Fixed | Roof
NJSTRE1545716786 |  | Transition Incentive Program | WILLIAMSTOWN | 8094 | 15 | 10.71 | Residential | Yes | Behind the Meter | Net-metered residential rooftop and canopy |  | None | Suntuity Solar LLC | AC Electric | Accepted | 2020-10-10 | 2020-10-14 | 2021-10-30 | Longi | LR6-60HPB-315M | Solar Panels |  | 0.315 | 13 | 125 | 21 |  | Fixed | Roof
NJSTRE1545716786 |  | Transition Incentive Program | WILLIAMSTOWN | 8094 | 15 | 10.71 | Residential | Yes | Behind the Meter | Net-metered residential rooftop and canopy |  | None | Suntuity Solar LLC | AC Electric | Accepted | 2020-10-10 | 2020-10-14 | 2021-10-30 | Longi | LR6-60HPB-315M | Solar Panels |  | 0.315 | 5 | 305 | 21 |  | Fixed | Roof
NJSTRE1545716786 |  | Transition Incentive Program | WILLIAMSTOWN | 8094 | 15 | 10.71 | Residential | Yes | Behind the Meter | Net-metered residential rooftop and canopy |  | None | Suntuity Solar LLC | AC Electric | Accepted | 2020-10-10 | 2020-10-14 | 2021-10-30 | Longi | LR6-60HPB-315M | Solar Panels |  | 0.315 | 3 | 125 | 21 |  | Fixed | Roof
NJSTRE1545716786 |  | Transition Incentive Program | WILLIAMSTOWN | 8094 | 15 | 10.71 | Residential | Yes | Behind the Meter | Net-metered residential rooftop and canopy |  | None | Suntuity Solar LLC | AC Electric | Accepted | 2020-10-10 | 2020-10-14 | 2021-10-30 | Longi | LR6-60HPB-315M | Solar Panels |  | 0.315 | 5 | 305 | 21 |  | Fixed | Roof
NJSTRE1545716787 |  | Transition Incentive Program | WILLIAMSTOWN | 8094 | 15 | 9.45 | Residential | Yes | Behind the Meter | Net-metered residential rooftop and canopy |  | None | Suntuity Solar LLC | AC Electric | Accepted | 2020-10-10 | 2020-10-14 | 2021-10-30 | Enphase Energy | IQ7-60-2-US | Inverters | 240 |  | 30 |  |  | 0.97 |  | Outdoor | Behind the PV Modules
NJSTRE1545716787 |  | Transition Incentive Program | WILLIAMSTOWN | 8094 | 15 | 9.45 | Residential | Yes | Behind the Meter | Net-metered residential rooftop and canopy |  | None | Suntuity Solar LLC | AC Electric | Accepted | 2020-10-10 | 2020-10-14 | 2021-10-30 | Longi | LR6-60HPB-315M | Solar Panels |  | 0.315 | 13 | 306 | 23 |  | Fixed | Roof
NJSTRE1545716787 |  | Transition Incentive Program | WILLIAMSTOWN | 8094 | 15 | 9.45 | Residential | Yes | Behind the Meter | Net-metered residential rooftop and canopy |  | None | Suntuity Solar LLC | AC Electric | Accepted | 2020-10-10 | 2020-10-14 | 2021-10-30 | Longi | LR6-60HPB-315M | Solar Panels |  | 0.315 | 3 | 306 | 16 |  | Fixed | Roof
NJSTRE1545716787 |  | Transition Incentive Program | WILLIAMSTOWN | 8094 | 15 | 9.45 | Residential | Yes | Behind the Meter | Net-metered residential rooftop and canopy |  | None | Suntuity Solar LLC | AC Electric | Accepted | 2020-10-10 | 2020-10-14 | 2021-10-30 | Longi | LR6-60HPB-315M | Solar Panels |  | 0.315 | 14 | 126 | 23 |  | Fixed | Roof
NJSTRE1545716788 |  | Transition Incentive Program | LINDENWOLD | 8021 | 14 | 8.82 | Residential | Yes | Behind the Meter | Net-metered residential rooftop and canopy |  | None | Suntuity Solar LLC | AC Electric | Accepted | 2020-10-10 | 2020-10-14 | 2021-10-30 | Enphase Energy | IQ7-60-2-US | Inverters | 240 |  | 28 |  |  | 0.97 |  | Outdoor | Behind the PV Modules
NJSTRE1545716788 |  | Transition Incentive Program | LINDENWOLD | 8021 | 14 | 8.82 | Residential | Yes | Behind the Meter | Net-metered residential rooftop and canopy |  | None | Suntuity Solar LLC | AC Electric | Accepted | 2020-10-10 | 2020-10-14 | 2021-10-30 | Longi | LR6-60HPB-315M | Solar Panels |  | 0.315 | 14 | 23 | 22 |  | Fixed | Roof
NJSTRE1545716788 |  | Transition Incentive Program | LINDENWOLD | 8021 | 14 | 8.82 | Residential | Yes | Behind the Meter | Net-metered residential rooftop and canopy |  | None | Suntuity Solar LLC | AC Electric | Accepted | 2020-10-10 | 2020-10-14 | 2021-10-30 | Longi | LR6-60HPB-315M | Solar Panels |  | 0.315 | 14 | 203 | 22 |  | Fixed | Roof
NJSTRE1545716812 |  | Transition Incentive Program | Mountainside | 7092 | 10 | 5.22 | Residential | Yes | Behind the Meter | Net-metered residential rooftop and canopy |  | None | Freedom Forever New Jersey LLC | PSE&G | Accepted | 2020-10-26 | 2020-10-27 | 2021-10-30 | Solar Edge | SE10000H-US [SI1] RGM | Inverters | 10000 |  | 1 |  |  | 0.99 |  | Outdoor | N/A
NJSTRE1545716812 |  | Transition Incentive Program | Mountainside | 7092 | 10 | 5.22 | Residential | Yes | Behind the Meter | Net-metered residential rooftop and canopy |  | None | Freedom Forever New Jersey LLC | PSE&G | Accepted | 2020-10-26 | 2020-10-27 | 2021-10-30 | Hanwha Solar | Q.PLUS BFR-G4.1- 290 | Solar Panels |  | 0.29 | 14 | 2 | 36 |  | Fixed | Roof | N/A
NJSTRE1545716812 |  | Transition Incentive Program | Mountainside | 7092 | 10 | 5.22 | Residential | Yes | Behind the Meter | Net-metered residential rooftop and canopy |  | None | Freedom Forever New Jersey LLC | PSE&G | Accepted | 2020-10-26 | 2020-10-27 | 2021-10-30 | Hanwha Solar | Q.PLUS BFR-G4.1- 290 | Solar Panels |  | 0.29 | 3 | 3 | 36 |  | Fixed | Roof | N/A
NJSTRE1545716812 |  | Transition Incentive Program | Mountainside | 7092 | 10 | 5.22 | Residential | Yes | Behind the Meter | Net-metered residential rooftop and canopy |  | None | Freedom Forever New Jersey LLC | PSE&G | Accepted | 2020-10-26 | 2020-10-27 | 2021-10-30 | Hanwha Solar | Q.PLUS BFR-G4.1- 290 | Solar Panels |  | 0.29 | 1 | 1 | 36 |  | Fixed | Roof | N/A
NJSTRE1545716817 |  | Transition Incentive Program | Carteret | 7008 | 11 | 9.57 | Residential | Yes | Behind the Meter | Net-metered residential rooftop and canopy |  | None | Freedom Forever New Jersey LLC | PSE&G | Accepted | 2020-10-10 | 2020-10-14 | 2021-10-30 | Solar Edge | SE10000H-US [SI1] RGM | Inverters | 10000 |  | 1 |  |  | 0.99 |  | Outdoor | N/A
NJSTRE1545716817 |  | Transition Incentive Program | Carteret | 7008 | 11 | 9.57 | Residential | Yes | Behind the Meter | Net-metered residential rooftop and canopy |  | None | Freedom Forever New Jersey LLC | PSE&G | Accepted | 2020-10-10 | 2020-10-14 | 2021-10-30 | Hanwha Solar | Q.PLUS BFR-G4.1- 290 | Solar Panels |  | 0.29 | 8 | 1 | 21 |  | Fixed | Roof | N/A
NJSTRE1545716817 |  | Transition Incentive Program | Carteret | 7008 | 11 | 9.57 | Residential | Yes | Behind the Meter | Net-metered residential rooftop and canopy |  | None | Freedom Forever New Jersey LLC | PSE&G | Accepted | 2020-10-10 | 2020-10-14 | 2021-10-30 | Hanwha Solar | Q.PLUS BFR-G4.1- 290 | Solar Panels |  | 0.29 | 4 | 5 | 13 |  | Fixed | Roof | N/A
NJSTRE1545716817 |  | Transition Incentive Program | Carteret | 7008 | 11 | 9.57 | Residential | Yes | Behind the Meter | Net-metered residential rooftop and canopy |  | None | Freedom Forever New Jersey LLC | PSE&G | Accepted | 2020-10-10 | 2020-10-14 | 2021-10-30 | Hanwha Solar | Q.PLUS BFR-G4.1- 290 | Solar Panels |  | 0.29 | 4 | 2 | 21 |  | Fixed | Roof | N/A
NJSTRE1545716817 |  | Transition Incentive Program | Carteret | 7008 | 11 | 9.57 | Residential | Yes | Behind the Meter | Net-metered residential rooftop and canopy |  | None | Freedom Forever New Jersey LLC | PSE&G | Accepted | 2020-10-10 | 2020-10-14 | 2021-10-30 | Hanwha Solar | Q.PLUS BFR-G4.1- 290 | Solar Panels |  | 0.29 | 3 | 4 | 13 |  | Fixed | Roof | N/A
NJSTRE1545716817 |  | Transition Incentive Program | Carteret | 7008 | 11 | 9.57 | Residential | Yes | Behind the Meter | Net-metered residential rooftop and canopy |  | None | Freedom Forever New Jersey LLC | PSE&G | Accepted | 2020-10-10 | 2020-10-14 | 2021-10-30 | Hanwha | Q.PLUS BFR-G4.1- 290 | Solar Panels |  | 0.29 | 4 | 6 | 9 |  | Fixed | Roof | N/A
NJSTRE1545716817 |  | Transition Incentive Program | Carteret | 7008 | 11 | 9.57 | Residential | Yes | Behind the Meter | Net-metered residential rooftop and canopy |  | None | Freedom Forever New Jersey LLC | PSE&G | Accepted | 2020-10-10 | 2020-10-14 | 2021-10-30 | Hanwha Solar | Q.PLUS BFR-G4.1- 290 | Solar Panels |  | 0.29 | 6 | 7 | 21 |  | Fixed | Roof | N/A
NJSTRE1545716817 |  | Transition Incentive Program | Carteret | 7008 | 11 | 9.57 | Residential | Yes | Behind the Meter | Net-metered residential rooftop and canopy |  | None | Freedom Forever New Jersey LLC | PSE&G | Accepted | 2020-10-10 | 2020-10-14 | 2021-10-30 | Hanwha Solar | Q.PLUS BFR-G4.1- 290 | Solar Panels |  | 0.29 | 4 | 3 | 21 |  | Fixed | Roof | N/A
NJSTRE1545717754 |  | Transition Incentive Program | McKee City | 8234 | 19 | 19.22 | Residential | Yes | Behind the Meter | Net-metered residential rooftop and canopy |  | None | 1st Light Energy Inc | AC Electric | Accepted | 2020-10-11 | 2020-10-14 | 2021-10-30 | SolarEdge | SE7600H-US | Inverters | 7600 |  | 2 |  |  | 0.99 |  | Outside | Within 10 feet of Meter
NJSTRE1545717754 |  | Transition Incentive Program | McKee City | 8234 | 19 | 19.22 | Residential | Yes | Behind the Meter | Net-metered residential rooftop and canopy |  | None | 1st Light Energy Inc | AC Electric | Accepted | 2020-10-11 | 2020-10-14 | 2021-10-30 | Longi | LR6-60HPB-310M | Solar Panels |  | 0.31 | 12 | 115 | 23 |  | Fixed | Roof
NJSTRE1545717754 |  | Transition Incentive Program | McKee City | 8234 | 19 | 19.22 | Residential | Yes | Behind the Meter | Net-metered residential rooftop and canopy |  | None | 1st Light Energy Inc | AC Electric | Accepted | 2020-10-11 | 2020-10-14 | 2021-10-30 | Longi | LR6-60HPB-310M | Solar Panels |  | 0.31 | 18 | 295 | 23 |  | Fixed | Roof
NJSTRE1545717754 |  | Transition Incentive Program | McKee City | 8234 | 19 | 19.22 | Residential | Yes | Behind the Meter | Net-metered residential rooftop and canopy |  | None | 1st Light Energy Inc | AC Electric | Accepted | 2020-10-11 | 2020-10-14 | 2021-10-30 | Longi | LR6-60HPB-310M | Solar Panels |  | 0.31 | 32 | 115 | 23 |  | Fixed | Roof
NJSTRE1545718353 |  | Transition Incentive Program | Gibbstown | 8027 | 15 | 5.67 | Residential | No | Behind the Meter | Net-metered residential rooftop and canopy |  | None | Suntuity Solar LLC | AC Electric | Accepted | 2020-10-12 | 2020-10-14 | 2021-10-30 | Enphase Energy | IQ7-60-2-US | Inverters | 240 |  | 18 |  |  | 0.97 |  | Outdoor | Behind the PV Modules
NJSTRE1545718353 |  | Transition Incentive Program | Gibbstown | 8027 | 15 | 5.67 | Residential | No | Behind the Meter | Net-metered residential rooftop and canopy |  | None | Suntuity Solar LLC | AC Electric | Accepted | 2020-10-12 | 2020-10-14 | 2021-10-30 | Longi | LR6-60HPB-315M | Solar Panels |  | 0.315 | 7 | 181 | 21 |  | Fixed | Roof
NJSTRE1545718353 |  | Transition Incentive Program | Gibbstown | 8027 | 15 | 5.67 | Residential | No | Behind the Meter | Net-metered residential rooftop and canopy |  | None | Suntuity Solar LLC | AC Electric | Accepted | 2020-10-12 | 2020-10-14 | 2021-10-30 | Longi | LR6-60HPB-315M | Solar Panels |  | 0.315 | 11 | 91 | 23 |  | Fixed | Roof
NJSTRE1545718354 |  | Transition Incentive Program | SWEDESBORO | 8085 | 15 | 5.04 | Residential | No | Behind the Meter | Net-metered residential rooftop and canopy |  | None | Suntuity Solar LLC | AC Electric | Accepted | 2020-10-13 | 2020-10-14 | 2021-10-30 | Enphase Energy | IQ7-60-2-US | Inverters | 240 |  | 14 |  |  | 0.97 |  | Other | Behind the PV Modules
NJSTRE1545718354 |  | Transition Incentive Program | SWEDESBORO | 8085 | 15 | 5.04 | Residential | No | Behind the Meter | Net-metered residential rooftop and canopy |  | None | Suntuity Solar LLC | AC Electric | Accepted | 2020-10-13 | 2020-10-14 | 2021-10-30 | Longi | LR6-60HPB-315M | Solar Panels |  | 0.36 | 14 | 193 | 32 |  | Fixed | Roof
NJSTRE1545718355 |  | Transition Incentive Program | HAZLET | 7730 | 17 | 5.04 | Residential | No | Behind the Meter | Net-metered residential rooftop and canopy |  | None | Suntuity Solar LLC | JCP&L | Accepted | 2020-10-12 | 2020-10-14 | 2021-10-30 | Enphase Energy | IQ7-60-2-US | Inverters | 240 |  | 16 |  |  | 0.97 |  | Outdoor | Behind the PV Modules
NJSTRE1545718355 |  | Transition Incentive Program | HAZLET | 7730 | 17 | 5.04 | Residential | No | Behind the Meter | Net-metered residential rooftop and canopy |  | None | Suntuity Solar LLC | JCP&L | Accepted | 2020-10-12 | 2020-10-14 | 2021-10-30 | Longi | LR6-60HPB-315M | Solar Panels |  | 0.315 | 4 | 186 | 31 |  | Fixed | Roof
NJSTRE1545718355 |  | Transition Incentive Program | HAZLET | 7730 | 17 | 5.04 | Residential | No | Behind the Meter | Net-metered residential rooftop and canopy |  | None | Suntuity Solar LLC | JCP&L | Accepted | 2020-10-12 | 2020-10-14 | 2021-10-30 | Longi | LR6-60HPB-315M | Solar Panels |  | 0.315 | 12 | 186 | 39 |  | Fixed | Roof
NJSTRE1545718356 |  | Transition Incentive Program | TOMS RIVER | 8753 | 18 | 17.33 | Residential | Yes | Behind the Meter | Net-metered residential rooftop and canopy |  | None | Suntuity Solar LLC | JCP&L | Accepted | 2020-10-12 | 2020-10-14 | 2021-10-30 | Enphase Energy | IQ7-60-2-US | Inverters | 240 |  | 55 |  |  | 0.97 |  | Outdoor | Behind the PV Modules
NJSTRE1545718356 |  | Transition Incentive Program | TOMS RIVER | 8753 | 18 | 17.33 | Residential | Yes | Behind the Meter | Net-metered residential rooftop and canopy |  | None | Suntuity Solar LLC | JCP&L | Accepted | 2020-10-12 | 2020-10-14 | 2021-10-30 | Longi | LR6-60HPB-315M | Solar Panels |  | 0.315 | 15 | 83 | 24 |  | Fixed | Roof
NJSTRE1545718356 |  | Transition Incentive Program | TOMS RIVER | 8753 | 18 | 17.33 | Residential | Yes | Behind the Meter | Net-metered residential rooftop and canopy |  | None | Suntuity Solar LLC | JCP&L | Accepted | 2020-10-12 | 2020-10-14 | 2021-10-30 | Longi | LR6-60HPB-315M | Solar Panels |  | 0.315 | 16 | 263 | 24 |  | Fixed | Roof
NJSTRE1545718356 |  | Transition Incentive Program | TOMS RIVER | 8753 | 18 | 17.33 | Residential | Yes | Behind the Meter | Net-metered residential rooftop and canopy |  | None | Suntuity Solar LLC | JCP&L | Accepted | 2020-10-12 | 2020-10-14 | 2021-10-30 | Longi | LR6-60HPB-315M | Solar Panels |  | 0.315 | 3 | 174 | 21 |  | Fixed | Roof
NJSTRE1545718356 |  | Transition Incentive Program | TOMS RIVER | 8753 | 18 | 17.33 | Residential | Yes | Behind the Meter | Net-metered residential rooftop and canopy |  | None | Suntuity Solar LLC | JCP&L | Accepted | 2020-10-12 | 2020-10-14 | 2021-10-30 | Longi | LR6-60HPB-315M | Solar Panels |  | 0.315 | 21 | 174 | 38 |  | Fixed | Roof
NJSTRE1545718358 |  | Transition Incentive Program | VINELAND | 8360 | 20 | 6.93 | Residential | Yes | Behind the Meter | Net-metered residential rooftop and canopy |  | None | Suntuity Solar LLC | Vineland Muni Electric | Accepted | 2020-10-12 | 2020-10-14 | 2021-10-30 | Enphase Energy | IQ7-60-2-US | Inverters | 240 |  | 22 |  |  | 0.97 |  | Outdoor | Behind the PV Modules
NJSTRE1545718358 |  | Transition Incentive Program | VINELAND | 8360 | 20 | 6.93 | Residential | Yes | Behind the Meter | Net-metered residential rooftop and canopy |  | None | Suntuity Solar LLC | Vineland Muni Electric | Accepted | 2020-10-12 | 2020-10-14 | 2021-10-30 | Longi | LR6-60HPB-315M | Solar Panels |  | 0.315 | 6 | 164 | 18 |  | Fixed | Roof
NJSTRE1545718358 |  | Transition Incentive Program | VINELAND | 8360 | 20 | 6.93 | Residential | Yes | Behind the Meter | Net-metered residential rooftop and canopy |  | None | Suntuity Solar LLC | Vineland Muni Electric | Accepted | 2020-10-12 | 2020-10-14 | 2021-10-30 | Longi | LR6-60HPB-315M | Solar Panels |  | 0.315 | 8 | 164 | 20 |  | Fixed | Roof
NJSTRE1545718358 |  | Transition Incentive Program | VINELAND | 8360 | 20 | 6.93 | Residential | Yes | Behind the Meter | Net-metered residential rooftop and canopy |  | None | Suntuity Solar LLC | Vineland Muni Electric | Accepted | 2020-10-12 | 2020-10-14 | 2021-10-30 | Longi | LR6-60HPB-315M | Solar Panels |  | 0.315 | 8 | 344 | 18 |  | Fixed | Roof
NJSTRE1545718359 |  | Transition Incentive Program | Mays Landing | 8330 | 19 | 7.88 | Residential | Yes | Behind the Meter | Net-metered residential rooftop and canopy |  | None | Suntuity Solar LLC | AC Electric | Accepted | 2020-10-12 | 2020-10-14 | 2021-10-30 | Enphase Energy | IQ7-60-2-US | Inverters | 240 |  | 25 |  |  | 0.97 |  | Outdoor | Behind the PV Modules
NJSTRE1545718359 |  | Transition Incentive Program | Mays Landing | 8330 | 19 | 7.88 | Residential | Yes | Behind the Meter | Net-metered residential rooftop and canopy |  | None | Suntuity Solar LLC | AC Electric | Accepted | 2020-10-12 | 2020-10-14 | 2021-10-30 | Longi | LR6-60HPB-315M | Solar Panels |  | 0.315 | 19 | 84 | 12 |  | Fixed | Roof
NJSTRE1545718359 |  | Transition Incentive Program | Mays Landing | 8330 | 19 | 7.88 | Residential | Yes | Behind the Meter | Net-metered residential rooftop and canopy |  | None | Suntuity Solar LLC | AC Electric | Accepted | 2020-10-12 | 2020-10-14 | 2021-10-30 | Longi | LR6-60HPB-315M | Solar Panels |  | 0.315 | 6 | 264 | 12 |  | Fixed | Roof
NJSTRE1545718369 |  | Transition Incentive Program | Mount Laurel | 8054 | 13 | 5.92 | Residential | No | Behind the Meter | Net-metered residential rooftop and canopy |  | None | Whitman Construction, LLC | PSE&G | Accepted | 2020-10-12 | 2020-10-14 | 2021-10-30 | enphase energy | iq7plus-72-2-us | Inverters | 295 |  | 16 |  |  | 0.975 |  | Outdoor | microinverters located under modules
NJSTRE1545718369 |  | Transition Incentive Program | Mount Laurel | 8054 | 13 | 5.92 | Residential | No | Behind the Meter | Net-metered residential rooftop and canopy |  | None | Whitman Construction, LLC | PSE&G | Accepted | 2020-10-12 | 2020-10-14 | 2021-10-30 | solaria power | xt 370r-pd | Solar Panels |  | 0.37 | 16 | 221 | 27 |  | Fixed | Roof
NJSTRE1545718375 |  | Transition Incentive Program | Manahawkin | 8050 | 18 | 8.2 | Residential | No | Behind the Meter | Net-metered residential rooftop and canopy |  | None | Savkat Solar | AC Electric | Accepted | 2020-10-12 | 2020-10-14 | 2021-10-30 | Sunpower | PVS6 | Meters |  |  | 1 |  |  |  | Yes | Outdoor
NJSTRE1545718375 |  | Transition Incentive Program | Manahawkin | 8050 | 18 | 8.2 | Residential | No | Behind the Meter | Net-metered residential rooftop and canopy |  | None | Savkat Solar | AC Electric | Accepted | 2020-10-12 | 2020-10-14 | 2021-10-30 | Enphase | IQ7PLUS | Inverters | 349 |  | 20 |  |  | 0.97 |  | Other | under panel
NJSTRE1545718375 |  | Transition Incentive Program | Manahawkin | 8050 | 18 | 8.2 | Residential | No | Behind the Meter | Net-metered residential rooftop and canopy |  | None | Savkat Solar | AC Electric | Accepted | 2020-10-12 | 2020-10-14 | 2021-10-30 | Sunpower | SPR-A410-G-AC | Solar Panels |  | 0.41 | 20 | 104 | 26 |  | Fixed | Roof
NJSTRE1545718392 |  | Transition Incentive Program | Pennsville | 8070 | 16 | 3.69 | Residential | Yes | Behind the Meter | Net-metered residential rooftop and canopy |  | None | Vision Solar LLC | AC Electric | Accepted | 2020-10-12 | 2020-10-14 | 2021-10-30 | ENPHASE | IQ7-60-2-US | Inverters | 0.24 |  | 11 |  |  | 0.96 |  | Other | BEHIND EACH PANEL
NJSTRE1545718392 |  | Transition Incentive Program | Pennsville | 8070 | 16 | 3.69 | Residential | Yes | Behind the Meter | Net-metered residential rooftop and canopy |  | None | Vision Solar LLC | AC Electric | Accepted | 2020-10-12 | 2020-10-14 | 2021-10-30 | HANWHA Q-CELLS | Q.PEAK DUO-G6+ 335 | Solar Panels |  | 0.335 | 11 | 218 | 24 |  | Fixed | Roof
NJSTRE1545718393 |  | Transition Incentive Program | Old Bridge | 8859 | 11 | 7.15 | Residential | No | Behind the Meter | Net-metered residential rooftop and canopy |  | None | Whitman Construction, LLC | JCP&L | Accepted | 2020-10-12 | 2020-10-14 | 2021-10-30 | enphase energy | iq7 plus-72-2-us | Inverters | 295 |  | 22 |  |  | 0.975 |  | Outdoor | microinverters located under modules
NJSTRE1545718393 |  | Transition Incentive Program | Old Bridge | 8859 | 11 | 7.15 | Residential | No | Behind the Meter | Net-metered residential rooftop and canopy |  | None | Whitman Construction, LLC | JCP&L | Accepted | 2020-10-12 | 2020-10-14 | 2021-10-30 | trina | tsm 325 de06m | Solar Panels |  | 0.325 | 9 | 148 | 15 |  | Fixed | Roof
NJSTRE1545718393 |  | Transition Incentive Program | Old Bridge | 8859 | 11 | 7.15 | Residential | No | Behind the Meter | Net-metered residential rooftop and canopy |  | None | Whitman Construction, LLC | JCP&L | Accepted | 2020-10-12 | 2020-10-14 | 2021-10-30 | trina | tsm 325 de06m | Solar Panels |  | 0.325 | 13 | 328 | 15 |  | Fixed | Roof
NJSTRE1545718405 |  | Transition Incentive Program | Upper Saddle River | 7458 | 7 | 16.32 | Residential | No | Behind the Meter | Net-metered residential rooftop and canopy |  | None | Maier Engineering dba Solar Me | Orange Rockland Electric | Accepted | 2020-10-12 | 2020-10-14 | 2021-10-30 | Enphase | IQ7+ | Inverters | 290 |  | 48 |  |  | 0.96 |  | Outside | Next to Meter
NJSTRE1545718405 |  | Transition Incentive Program | Upper Saddle River | 7458 | 7 | 16.32 | Residential | No | Behind the Meter | Net-metered residential rooftop and canopy |  | None | Maier Engineering dba Solar Me | Orange Rockland Electric | Accepted | 2020-10-12 | 2020-10-14 | 2021-10-30 | Hanwha | Q.PEAK DUO BLK-G6 340W | Solar Panels |  | 0.34 | 12 | 116 | 20 |  | Fixed | Roof
NJSTRE1545718405 |  | Transition Incentive Program | Upper Saddle River | 7458 | 7 | 16.32 | Residential | No | Behind the Meter | Net-metered residential rooftop and canopy |  | None | Maier Engineering dba Solar Me | Orange Rockland Electric | Accepted | 2020-10-12 | 2020-10-14 | 2021-10-30 | Hanwha | Q.PEAK DUO BLK-G6 340W | Solar Panels |  | 0.34 | 36 | 116 | 20 |  | Fixed | Roof
NJSTRE1545718424 |  | Transition Incentive Program | PERTH AMBOY | 8861 | 11 | 4.08 | Residential | No | Behind the Meter | Net-metered residential rooftop and canopy |  | None | Trinity Solar | PSE&G | Accepted | 2020-10-12 | 2020-10-15 | 2021-10-30 | Solar Edge | SE3800H-US000BNC4 | Inverters | 3800 |  | 1 |  |  | 0.97 |  | Outdoor | side of home
NJSTRE1545718424 |  | Transition Incentive Program | PERTH AMBOY | 8861 | 11 | 4.08 | Residential | No | Behind the Meter | Net-metered residential rooftop and canopy |  | None | Trinity Solar | PSE&G | Accepted | 2020-10-12 | 2020-10-15 | 2021-10-30 | HANWHA | Q.PEAK DUO BLK-G6 340 | Solar Panels |  | 0.34 | 4 | 24 | 8 |  | Fixed | Roof
NJSTRE1545718424 |  | Transition Incentive Program | PERTH AMBOY | 8861 | 11 | 4.08 | Residential | No | Behind the Meter | Net-metered residential rooftop and canopy |  | None | Trinity Solar | PSE&G | Accepted | 2020-10-12 | 2020-10-15 | 2021-10-30 | HANWHA | Q.PEAK DUO BLK-G6 340 | Solar Panels |  | 0.34 | 8 | 204 | 36 |  | Fixed | Roof
NJSTRE1545718436 |  | Transition Incentive Program | Stratford | 8084 | 14 | 9.18 | Residential | Yes | Behind the Meter | Net-metered residential rooftop and canopy |  | None | Trinity Solar | AC Electric | Accepted | 2020-10-12 | 2020-10-14 | 2021-10-30 | SOLAR EDGE | SE7600H-US | Inverters | 7600 |  | 1 |  |  | 0.97 |  | Outside | 0.97
NJSTRE1545718436 |  | Transition Incentive Program | Stratford | 8084 | 14 | 9.18 | Residential | Yes | Behind the Meter | Net-metered residential rooftop and canopy |  | None | Trinity Solar | AC Electric | Accepted | 2020-10-12 | 2020-10-14 | 2021-10-30 | HANWHA 340 (Q.PEAK DUO BLK-G6 340) | HANWHA 340 (Q.PEAK DUO BLK-G6 340) | Solar Panels |  | 0.34 | 13 | 206 | 14 |  | Fixed | Roof
NJSTRE1545718436 |  | Transition Incentive Program | Stratford | 8084 | 14 | 9.18 | Residential | Yes | Behind the Meter | Net-metered residential rooftop and canopy |  | None | Trinity Solar | AC Electric | Accepted | 2020-10-12 | 2020-10-14 | 2021-10-30 | HANWHA 340 (Q.PEAK DUO BLK-G6 340) | HANWHA 340 (Q.PEAK DUO BLK-G6 340) | Solar Panels |  | 0.34 | 14 | 206 | 18 |  | Fixed | Roof
NJSTRE1545718475 |  | Transition Incentive Program | Williamstown | 8094 | 15 | 7.48 | Residential | Yes | Behind the Meter | Net-metered residential rooftop and canopy |  | None | Trinity Solar | AC Electric | Accepted | 2020-10-12 | 2020-10-14 | 2021-10-30 | SOLAR EDGE | SE6000H-US | Inverters | 6000 |  | 1 |  |  | 0.97 |  | Outside | SIDE OF HOME
NJSTRE1545718475 |  | Transition Incentive Program | Williamstown | 8094 | 15 | 7.48 | Residential | Yes | Behind the Meter | Net-metered residential rooftop and canopy |  | None | Trinity Solar | AC Electric | Accepted | 2020-10-12 | 2020-10-14 | 2021-10-30 | HANWHA 340 (Q.PEAK DUO BLK-G6 340) | HANWHA 340 (Q.PEAK DUO BLK-G6 340) | Solar Panels |  | 0.34 | 4 | 268 | 18 |  | Fixed | Roof
NJSTRE1545718475 |  | Transition Incentive Program | Williamstown | 8094 | 15 | 7.48 | Residential | Yes | Behind the Meter | Net-metered residential rooftop and canopy |  | None | Trinity Solar | AC Electric | Accepted | 2020-10-12 | 2020-10-14 | 2021-10-30 | HANWHA 340 (Q.PEAK DUO BLK-G6 340) | HANWHA 340 (Q.PEAK DUO BLK-G6 340) | Solar Panels |  | 0.34 | 6 | 269 | 18 |  | Fixed | Roof
NJSTRE1545718475 |  | Transition Incentive Program | Williamstown | 8094 | 15 | 7.48 | Residential | Yes | Behind the Meter | Net-metered residential rooftop and canopy |  | None | Trinity Solar | AC Electric | Accepted | 2020-10-12 | 2020-10-14 | 2021-10-30 | HANWHA 340 (Q.PEAK DUO BLK-G6 340) | HANWHA 340 (Q.PEAK DUO BLK-G6 340) | Solar Panels |  | 0.34 | 6 | 88 | 18 |  | Fixed | Roof
NJSTRE1545718475 |  | Transition Incentive Program | Williamstown | 8094 | 15 | 7.48 | Residential | Yes | Behind the Meter | Net-metered residential rooftop and canopy |  | None | Trinity Solar | AC Electric | Accepted | 2020-10-12 | 2020-10-14 | 2021-10-30 | HANWHA 340 (Q.PEAK DUO BLK-G6 340) | HANWHA 340 (Q.PEAK DUO BLK-G6 340) | Solar Panels |  | 0.34 | 6 | 89 | 18 |  | Fixed | Roof
NJSTRE1545718482 |  | Transition Incentive Program | EHT | 8234 | 19 | 8.45 | Residential | No | Behind the Meter | Net-metered residential rooftop and canopy |  | None | RCL Enterprises Inc. | AC Electric | Accepted | 2020-10-12 | 2020-10-14 | 2021-10-30 | enphase | iq7 | Inverters | 240 |  | 26 |  |  | 0.96 |  | Outdoor | under panels
NJSTRE1545718482 |  | Transition Incentive Program | EHT | 8234 | 19 | 8.45 | Residential | No | Behind the Meter | Net-metered residential rooftop and canopy |  | None | RCL Enterprises Inc. | AC Electric | Accepted | 2020-10-12 | 2020-10-14 | 2021-10-30 | Trina Solar | TSM-325DD06M | Solar Panels |  | 0.325 | 4 | 122 | 20 |  | Fixed | Roof
NJSTRE1545718482 |  | Transition Incentive Program | EHT | 8234 | 19 | 8.45 | Residential | No | Behind the Meter | Net-metered residential rooftop and canopy |  | None | RCL Enterprises Inc. | AC Electric | Accepted | 2020-10-12 | 2020-10-14 | 2021-10-30 | Trina Solar | TSM-325DD06M | Solar Panels |  | 0.325 | 3 | 302 | 20 |  | Fixed | Roof
NJSTRE1545718482 |  | Transition Incentive Program | EHT | 8234 | 19 | 8.45 | Residential | No | Behind the Meter | Net-metered residential rooftop and canopy |  | None | RCL Enterprises Inc. | AC Electric | Accepted | 2020-10-12 | 2020-10-14 | 2021-10-30 | Trina Solar | TSM-325DD06M | Solar Panels |  | 0.325 | 19 | 212 | 20 |  | Fixed | Roof
NJSTRE1545718499 |  | Transition Incentive Program | MAYS LANDING | 8330 | 19 | 14.72 | Residential | No | Behind the Meter | Net-metered residential rooftop and canopy |  | None | Orbit Energy & Power, LLC | AC Electric | Accepted | 2020-10-12 | 2020-10-14 | 2021-10-30 | ENPHASE ENERGY | IQ7-60-2-US | Inverters | 240 |  | 46 |  |  | 0.99 |  | Other | UNDER EACH PANEL
NJSTRE1545718499 |  | Transition Incentive Program | MAYS LANDING | 8330 | 19 | 14.72 | Residential | No | Behind the Meter | Net-metered residential rooftop and canopy |  | None | Orbit Energy & Power, LLC | AC Electric | Accepted | 2020-10-12 | 2020-10-14 | 2021-10-30 | HANWHA | Q PEAK CELLS 320W | Solar Panels |  | 0.32 | 25 | 127 | 22 |  | Fixed | Roof
NJSTRE1545718499 |  | Transition Incentive Program | MAYS LANDING | 8330 | 19 | 14.72 | Residential | No | Behind the Meter | Net-metered residential rooftop and canopy |  | None | Orbit Energy & Power, LLC | AC Electric | Accepted | 2020-10-12 | 2020-10-14 | 2021-10-30 | HANWHA | Q PEAK CELLS 320 W | Solar Panels |  | 0.32 | 7 | 218 | 22 |  | Fixed | Roof
NJSTRE1545718499 |  | Transition Incentive Program | MAYS LANDING | 8330 | 19 | 14.72 | Residential | No | Behind the Meter | Net-metered residential rooftop and canopy |  | None | Orbit Energy & Power, LLC | AC Electric | Accepted | 2020-10-12 | 2020-10-14 | 2021-10-30 | HANWHA | Q PEAK CELLS 320W | Solar Panels |  | 0.32 | 14 | 218 | 22 |  | Fixed | Roof
NJSTRE1545718502 |  | Transition Incentive Program | SOMERSET | 8873 | 5 | 13.65 | Residential | Yes | Behind the Meter | Net-metered residential rooftop and canopy |  | None | Vivint Solar Developer, LLC | PSE&G | Accepted | 2020-10-12 | 2020-10-14 | 2021-10-30 | Solar Edge | SE7600H-US | Inverters | 7600 |  | 1 |  |  | 0.992 |  | Outdoor | Near the Utility Meter
NJSTRE1545718502 |  | Transition Incentive Program | SOMERSET | 8873 | 5 | 13.65 | Residential | Yes | Behind the Meter | Net-metered residential rooftop and canopy |  | None | Vivint Solar Developer, LLC | PSE&G | Accepted | 2020-10-12 | 2020-10-14 | 2021-10-30 | Solar Edge | SE3800H-US | Inverters | 3800 |  | 1 |  |  | 0.992 |  | Outdoor | Near the Utility Meter
NJSTRE1545718502 |  | Transition Incentive Program | SOMERSET | 8873 | 5 | 13.65 | Residential | Yes | Behind the Meter | Net-metered residential rooftop and canopy |  | None | Vivint Solar Developer, LLC | PSE&G | Accepted | 2020-10-12 | 2020-10-14 | 2021-10-30 | JINKO SOLAR | JKM325M-60HBL | Solar Panels |  | 0.325 | 23 | 2 | 23 |  | Fixed | Roof
NJSTRE1545718502 |  | Transition Incentive Program | SOMERSET | 8873 | 5 | 13.65 | Residential | Yes | Behind the Meter | Net-metered residential rooftop and canopy |  | None | Vivint Solar Developer, LLC | PSE&G | Accepted | 2020-10-12 | 2020-10-14 | 2021-10-30 | JINKO SOLAR | JKM325M-60HBL | Solar Panels |  | 0.325 | 19 | 182 | 23 |  | Fixed | Roof
NJSTRE1545718505 |  | Transition Incentive Program | Princeton Junction | 8550 | 12 | 13.3 | Residential | No | Behind the Meter | Net-metered residential rooftop and canopy |  | None | MOORE ENERGY LLC | PSE&G | Accepted | 2020-10-12 | 2020-10-14 | 2021-10-30 | SOLAREDGE | RGMTR-1D-240C-A | Meters |  |  | 1 |  |  |  | Yes | Outdoor
NJSTRE1545718505 |  | Transition Incentive Program | Princeton Junction | 8550 | 12 | 13.3 | Residential | No | Behind the Meter | Net-metered residential rooftop and canopy |  | None | MOORE ENERGY LLC | PSE&G | Accepted | 2020-10-12 | 2020-10-14 | 2021-10-30 | SOLAREDGE | 11400HUS | Inverters | 11400 |  | 1 |  |  | 0.992 |  | Outdoor | NEXT TO METER
NJSTRE1545718505 |  | Transition Incentive Program | Princeton Junction | 8550 | 12 | 13.3 | Residential | No | Behind the Meter | Net-metered residential rooftop and canopy |  | None | MOORE ENERGY LLC | PSE&G | Accepted | 2020-10-12 | 2020-10-14 | 2021-10-30 | LG | LG350NIC-V5 | Solar Panels |  | 0.35 | 4 | 98 | 45 |  | Fixed | Roof | SIDE ROOF
NJSTRE1545718505 |  | Transition Incentive Program | Princeton Junction | 8550 | 12 | 13.3 | Residential | No | Behind the Meter | Net-metered residential rooftop and canopy |  | None | MOORE ENERGY LLC | PSE&G | Accepted | 2020-10-12 | 2020-10-14 | 2021-10-30 | LG | LG350NIC-V5 | Solar Panels |  | 0.35 | 6 | 281 | 45 |  | Fixed | Roof | ROOF
NJSTRE1545718505 |  | Transition Incentive Program | Princeton Junction | 8550 | 12 | 13.3 | Residential | No | Behind the Meter | Net-metered residential rooftop and canopy |  | None | MOORE ENERGY LLC | PSE&G | Accepted | 2020-10-12 | 2020-10-14 | 2021-10-30 | LG | LG350NIC-V5 | Solar Panels |  | 0.35 | 16 | 193 | 45 |  | Fixed | Roof | REAR ROOF
NJSTRE1545718505 |  | Transition Incentive Program | Princeton Junction | 8550 | 12 | 13.3 | Residential | No | Behind the Meter | Net-metered residential rooftop and canopy |  | None | MOORE ENERGY LLC | PSE&G | Accepted | 2020-10-12 | 2020-10-14 | 2021-10-30 | LG | LG350NIC-V5 | Solar Panels |  | 0.35 | 12 | 193 | 45 |  | Fixed | Roof | REAR ROOF
NJSTRE1545718526 |  | Transition Incentive Program | Wharton | 7885 | 3 | 7.26 | Residential | Yes | Behind the Meter | Net-metered residential rooftop and canopy |  | None | Posigen NJ LLC | JCP&L | Accepted | 2020-10-12 | 2020-10-14 | 2021-10-30 | SolarEdge | SE7600H-US | Inverters | 7600 |  | 1 |  |  | 0.99 |  | Outside | within ten feet of meter
NJSTRE1545718526 |  | Transition Incentive Program | Wharton | 7885 | 3 | 7.26 | Residential | Yes | Behind the Meter | Net-metered residential rooftop and canopy |  | None | Posigen NJ LLC | JCP&L | Accepted | 2020-10-12 | 2020-10-14 | 2021-10-30 | Silfab | SIL330HL | Solar Panels |  | 0.33 | 22 | 1333224 | 32 |  | Fixed | Roof
NJSTRE1545718538 |  | Transition Incentive Program | Landing | 7850 | 3 | 5.28 | Residential | Yes | Behind the Meter | Net-metered residential rooftop and canopy |  | None | Posigen NJ | JCP&L | Accepted | 2020-10-12 | 2020-10-14 | 2021-10-30 | SolarEdge | SE6000H-US | Inverters | 6000 |  | 1 |  |  | 0.99 |  | Outside | within ten feet of meter
NJSTRE1545718538 |  | Transition Incentive Program | Landing | 7850 | 3 | 5.28 | Residential | Yes | Behind the Meter | Net-metered residential rooftop and canopy |  | None | Posigen NJ | JCP&L | Accepted | 2020-10-12 | 2020-10-14 | 2021-10-30 | Silfab | SIL330HL | Solar Panels |  | 0.33 | 16 | 104 | 25 |  | Fixed | Roof
NJSTRE1545718554 |  | Transition Incentive Program | South Orange | 7079 | 9 | 3.96 | Residential | Yes | Behind the Meter | Net-metered residential rooftop and canopy |  | None | Posigen NJ LLC | PSE&G | Accepted | 2020-10-12 | 2020-10-14 | 2021-10-30 | SolarEdge | SE3800H-US | Inverters | 3800 |  | 1 |  |  | 0.99 |  | Outside | within ten feet of meter
NJSTRE1545718554 |  | Transition Incentive Program | South Orange | 7079 | 9 | 3.96 | Residential | Yes | Behind the Meter | Net-metered residential rooftop and canopy |  | None | Posigen NJ LLC | PSE&G | Accepted | 2020-10-12 | 2020-10-14 | 2021-10-30 | Silfab | SIL330HL | Solar Panels |  | 0.33 | 12 | 222 | 22 |  | Fixed | Roof
NJSTRE1545718573 |  | Transition Incentive Program | Penns Grove | 8069 | 16 | 4.69 | Residential | No | Behind the Meter | Net-metered residential rooftop and canopy |  | None | Vision Solar LLC | AC Electric | Accepted | 2020-10-12 | 2020-10-14 | 2021-10-30 | ENPHASE | IQ7-60-2-US | Inverters | 0.24 |  | 14 |  |  | 0.96 |  | Other | BEHIND EACH PANEL
NJSTRE1545718573 |  | Transition Incentive Program | Penns Grove | 8069 | 16 | 4.69 | Residential | No | Behind the Meter | Net-metered residential rooftop and canopy |  | None | Vision Solar LLC | AC Electric | Accepted | 2020-10-12 | 2020-10-14 | 2021-10-30 | HANWHA Q-CELLS | Q.PEAK DUO-G6+ 335 | Solar Panels |  | 0.335 | 1 | 295 | 25 |  | Fixed | Roof
NJSTRE1545718573 |  | Transition Incentive Program | Penns Grove | 8069 | 16 | 4.69 | Residential | No | Behind the Meter | Net-metered residential rooftop and canopy |  | None | Vision Solar LLC | AC Electric | Accepted | 2020-10-12 | 2020-10-14 | 2021-10-30 | HANWHA Q-CELLS | Q.PEAK DUO-G6+ 335 | Solar Panels |  | 0.335 | 1 | 117 | 20 |  | Fixed | Roof
NJSTRE1545718573 |  | Transition Incentive Program | Penns Grove | 8069 | 16 | 4.69 | Residential | No | Behind the Meter | Net-metered residential rooftop and canopy |  | None | Vision Solar LLC | AC Electric | Accepted | 2020-10-12 | 2020-10-14 | 2021-10-30 | HANWHA Q-CELLS | Q.PEAK DUO-G6+ 335 | Solar Panels |  | 0.335 | 7 | 25 | 20 |  | Fixed | Roof
NJSTRE1545718573 |  | Transition Incentive Program | Penns Grove | 8069 | 16 | 4.69 | Residential | No | Behind the Meter | Net-metered residential rooftop and canopy |  | None | Vision Solar LLC | AC Electric | Accepted | 2020-10-12 | 2020-10-14 | 2021-10-30 | HANWHA Q-CELLS | Q.PEAK DUO-G6+ 335 | Solar Panels |  | 0.335 | 2 | 115 | 25 |  | Fixed | Roof
NJSTRE1545718573 |  | Transition Incentive Program | Penns Grove | 8069 | 16 | 4.69 | Residential | No | Behind the Meter | Net-metered residential rooftop and canopy |  | None | Vision Solar LLC | AC Electric | Accepted | 2020-10-12 | 2020-10-14 | 2021-10-30 | HANWHA Q-CELLS | Q.PEAK DUO-G6+ 335 | Solar Panels |  | 0.335 | 3 | 295 | 16 |  | Fixed | Roof
NJSTRE1545718596 |  | Transition Incentive Program | Estell Manor | 8319 | 19 | 10.4 | Residential | No | Behind the Meter | Net-metered residential rooftop and canopy |  | None | RCL Enterprises Inc. | AC Electric | Accepted | 2020-10-12 | 2020-10-14 | 2021-10-30 | enphase | iq7 | Inverters | 240 |  | 32 |  |  | 0.96 |  | Outdoor | under panels
NJSTRE1545718596 |  | Transition Incentive Program | Estell Manor | 8319 | 19 | 10.4 | Residential | No | Behind the Meter | Net-metered residential rooftop and canopy |  | None | RCL Enterprises Inc. | AC Electric | Accepted | 2020-10-12 | 2020-10-14 | 2021-10-30 | Trina Solar | TSM-325DD06M | Solar Panels |  | 0.325 | 32 | 147 | 15 |  | Fixed | Roof
NJSTRE1545718602 |  | Transition Incentive Program | Hackettstown | 7840 | 2 | 16.32 | Residential | No | Behind the Meter | Net-metered residential ground mount |  | None | Maier Engineering dba Solar Me | JCP&L | Accepted | 2020-10-12 | 2020-10-14 | 2021-10-30 | Enphase | IQ7+ | Inverters | 290 |  | 48 |  |  | 0.96 |  | Outdoor | Next to meter
NJSTRE1545718602 |  | Transition Incentive Program | Hackettstown | 7840 | 2 | 16.32 | Residential | No | Behind the Meter | Net-metered residential ground mount |  | None | Maier Engineering dba Solar Me | JCP&L | Accepted | 2020-10-12 | 2020-10-14 | 2021-10-30 | Hanwha | Q.CELL DUO BLK-G6 340W | Solar Panels |  | 0.34 | 48 | 139 | 20 |  | Fixed | Ground
NJSTRE1545718607 |  | Transition Incentive Program | Swedesboro | 8085 | 15 | 6.5 | Residential | No | Behind the Meter | Net-metered residential rooftop and canopy |  | None | EMT Renewables | AC Electric | Accepted | 2020-10-12 | 2020-10-14 | 2021-10-30 | Enphase | IQ7-60-2-US | Inverters | 240 |  | 20 |  |  | 0.97 |  | Outside | under panels
NJSTRE1545718607 |  | Transition Incentive Program | Swedesboro | 8085 | 15 | 6.5 | Residential | No | Behind the Meter | Net-metered residential rooftop and canopy |  | None | EMT Renewables | AC Electric | Accepted | 2020-10-12 | 2020-10-14 | 2021-10-30 | Trina | 325-BLK | Solar Panels |  | 0.325 | 6 | 159 | 32 |  | Fixed | Roof
NJSTRE1545718607 |  | Transition Incentive Program | Swedesboro | 8085 | 15 | 6.5 | Residential | No | Behind the Meter | Net-metered residential rooftop and canopy |  | None | EMT Renewables | AC Electric | Accepted | 2020-10-12 | 2020-10-14 | 2021-10-30 | Trina | 325-BLK | Solar Panels |  | 0.325 | 3 | 159 | 32 |  | Fixed | Roof
NJSTRE1545718607 |  | Transition Incentive Program | Swedesboro | 8085 | 15 | 6.5 | Residential | No | Behind the Meter | Net-metered residential rooftop and canopy |  | None | EMT Renewables | AC Electric | Accepted | 2020-10-12 | 2020-10-14 | 2021-10-30 | Trina | 325-BLK | Solar Panels |  | 0.325 | 11 | 249 | 45 |  | Fixed | Roof
NJSTRE1545718692 |  | Transition Incentive Program | NORTH BRUNSWICK | 8902 | 11 | 8.96 | Residential | Yes | Behind the Meter | Net-metered residential rooftop and canopy |  | None | Vivint Solar Developer, LLC | PSE&G | Accepted | 2020-10-12 | 2020-10-14 | 2021-10-30 | SolarEdge | SE7600H-US | Inverters | 7600 |  | 1 |  |  | 0.992 |  | Outdoor | Near the Utility Meter
NJSTRE1545718692 |  | Transition Incentive Program | NORTH BRUNSWICK | 8902 | 11 | 8.96 | Residential | Yes | Behind the Meter | Net-metered residential rooftop and canopy |  | None | Vivint Solar Developer, LLC | PSE&G | Accepted | 2020-10-12 | 2020-10-14 | 2021-10-30 | Jinko Solar | JKM320M-60HBL | Solar Panels |  | 0.32 | 8 | 231 | 11 |  | Fixed | Roof
NJSTRE1545718692 |  | Transition Incentive Program | NORTH BRUNSWICK | 8902 | 11 | 8.96 | Residential | Yes | Behind the Meter | Net-metered residential rooftop and canopy |  | None | Vivint Solar Developer, LLC | PSE&G | Accepted | 2020-10-12 | 2020-10-14 | 2021-10-30 | Jinko Solar | JKM320M-60HBL | Solar Panels |  | 0.32 | 6 | 231 | 22 |  | Fixed | Roof
NJSTRE1545718692 |  | Transition Incentive Program | NORTH BRUNSWICK | 8902 | 11 | 8.96 | Residential | Yes | Behind the Meter | Net-metered residential rooftop and canopy |  | None | Vivint Solar Developer, LLC | PSE&G | Accepted | 2020-10-12 | 2020-10-14 | 2021-10-30 | Jinko Solar | JKM320M-60HBL | Solar Panels |  | 0.32 | 6 | 51 | 22 |  | Fixed | Roof
NJSTRE1545718692 |  | Transition Incentive Program | NORTH BRUNSWICK | 8902 | 11 | 8.96 | Residential | Yes | Behind the Meter | Net-metered residential rooftop and canopy |  | None | Vivint Solar Developer, LLC | PSE&G | Accepted | 2020-10-12 | 2020-10-14 | 2021-10-30 | Jinko Solar | JKM320M-60HBL | Solar Panels |  | 0.32 | 8 | 51 | 11 |  | Fixed | Roof
NJSTRE1545718880 |  | Transition Incentive Program | South Brunswick Twp | 8852 | 11 | 10.54 | Residential | No | Behind the Meter | Net-metered residential rooftop and canopy |  | None | Green power Energy | PSE&G | Accepted | 2020-10-12 | 2020-10-14 | 2021-10-30 | Enphase Energy | IQ7PLUS-72-2-US | Inverters | 290 |  | 26 |  |  | 0.975 |  | Outside | next to meter
NJSTRE1545718880 |  | Transition Incentive Program | South Brunswick Twp | 8852 | 11 | 10.54 | Residential | No | Behind the Meter | Net-metered residential rooftop and canopy |  | None | Green power Energy | PSE&G | Accepted | 2020-10-12 | 2020-10-14 | 2021-10-30 | LG Electronics | LG330N1K-V5 | Solar Panels |  | 0.34 | 8 | 148 | 30 |  | Fixed | Roof
NJSTRE1545718880 |  | Transition Incentive Program | South Brunswick Twp | 8852 | 11 | 10.54 | Residential | No | Behind the Meter | Net-metered residential rooftop and canopy |  | None | Green power Energy | PSE&G | Accepted | 2020-10-12 | 2020-10-14 | 2021-10-30 | LG Electronics | LG330N1K-V5 | Solar Panels |  | 0.34 | 9 | 238 | 40 |  | Fixed | Roof
NJSTRE1545718880 |  | Transition Incentive Program | South Brunswick Twp | 8852 | 11 | 10.54 | Residential | No | Behind the Meter | Net-metered residential rooftop and canopy |  | None | Green power Energy | PSE&G | Accepted | 2020-10-12 | 2020-10-14 | 2021-10-30 | LG Electronics | LG330N1K-V5 | Solar Panels |  | 0.34 | 14 | 148 | 30 |  | Fixed | Roof
NJSTRE1545718889 |  | Transition Incentive Program | East Hanover | 7936 | 3 | 18.7 | Residential | No | Behind the Meter | Net-metered residential rooftop and canopy |  | None | Maier Engineering dba Solar Me | JCP&L | Accepted | 2020-10-12 | 2020-10-15 | 2021-10-30 | Enphase | IQ7+ | Inverters | 290 |  | 55 |  |  | 0.96 |  | Outside | Next to meter
NJSTRE1545718889 |  | Transition Incentive Program | East Hanover | 7936 | 3 | 18.7 | Residential | No | Behind the Meter | Net-metered residential rooftop and canopy |  | None | Maier Engineering dba Solar Me | JCP&L | Accepted | 2020-10-12 | 2020-10-15 | 2021-10-30 | Hanwha | Q.CELL DUO BLK-G6 340 | Solar Panels |  | 0.34 | 55 | 93 | 23 |  | Fixed | Roof
NJSTRE1545718895 |  | Transition Incentive Program | Millburn | 7041 | 9 | 10.24 | Residential | No | Behind the Meter | Net-metered residential rooftop and canopy |  | None | Ampericon | JCP&L | Accepted | 2020-11-03 | 2020-11-04 | 2021-11-04 | EnPhase | IQ7 | Inverters | 240 |  | 32 |  |  | 0.965 |  | Other | Roof
NJSTRE1545718895 |  | Transition Incentive Program | Millburn | 7041 | 9 | 10.24 | Residential | No | Behind the Meter | Net-metered residential rooftop and canopy |  | None | Ampericon | JCP&L | Accepted | 2020-11-03 | 2020-11-04 | 2021-11-04 | Silfab | SLA-M-320 | Solar Panels |  | 0.32 | 32 | 180 | 20 |  | Fixed | Roof
NJSTRE1545718901 |  | Transition Incentive Program | Carlstadt | 7072 | 7 | 8.04 | Residential | Yes | Behind the Meter | Net-metered residential rooftop and canopy |  | None | Trinity Solar | PSE&G | Accepted | 2020-10-12 | 2020-10-14 | 2021-10-30 | SOLAR EDGE | SE6000H-US | Inverters | 6000 |  | 1 |  |  | 0.97 |  | Outside | SIDE OF HOME
NJSTRE1545718901 |  | Transition Incentive Program | Carlstadt | 7072 | 7 | 8.04 | Residential | Yes | Behind the Meter | Net-metered residential rooftop and canopy |  | None | Trinity Solar | PSE&G | Accepted | 2020-10-12 | 2020-10-14 | 2021-10-30 | HANWHA 335 (Q.PEAK DUO BLK-G6 335) | HANWHA 335 (Q.PEAK DUO BLK-G6 335) | Solar Panels |  | 0.335 | 16 | 126 | 40 |  | Fixed | Roof
NJSTRE1545718901 |  | Transition Incentive Program | Carlstadt | 7072 | 7 | 8.04 | Residential | Yes | Behind the Meter | Net-metered residential rooftop and canopy |  | None | Trinity Solar | PSE&G | Accepted | 2020-10-12 | 2020-10-14 | 2021-10-30 | HANWHA 335 (Q.PEAK DUO BLK-G6 335) | HANWHA 335 (Q.PEAK DUO BLK-G6 335) | Solar Panels |  | 0.335 | 8 | 306 | 12 |  | Fixed | Roof
NJSTRE1545718913 |  | Transition Incentive Program | Williamstown | 8094 | 15 | 9.1 | Residential | No | Behind the Meter | Net-metered residential rooftop and canopy |  | None | Pro Custom Solar dba Momentum Solar | AC Electric | Accepted | 2020-10-12 | 2020-10-14 | 2021-10-30 | Enphase | IQ7PLUS-72-2-US | Inverters | 290 |  | 26 |  |  | 0.97 |  | Outdoor | Roof
NJSTRE1545718913 |  | Transition Incentive Program | Williamstown | 8094 | 15 | 9.1 | Residential | No | Behind the Meter | Net-metered residential rooftop and canopy |  | None | Pro Custom Solar dba Momentum Solar | AC Electric | Accepted | 2020-10-12 | 2020-10-14 | 2021-10-30 | LG | LG 350N1C-V5 | Solar Panels |  | 0.35 | 10 | 259 | 29 |  | Fixed | Roof
NJSTRE1545718913 |  | Transition Incentive Program | Williamstown | 8094 | 15 | 9.1 | Residential | No | Behind the Meter | Net-metered residential rooftop and canopy |  | None | Pro Custom Solar dba Momentum Solar | AC Electric | Accepted | 2020-10-12 | 2020-10-14 | 2021-10-30 | LG | LG 350N1C-V5 | Solar Panels |  | 0.35 | 16 | 79 | 29 |  | Fixed | Roof
NJSTRE1545718943 |  | Transition Incentive Program | Mantua | 8051 | 15 | 10.08 | Residential | No | Behind the Meter | Net-metered residential rooftop and canopy |  | None | AllSeason Solar | AC Electric | Accepted | 2020-10-12 | 2020-10-14 | 2021-10-30 | Enphase | IQ7 | Inverters | 240 |  | 32 |  |  | 0.97 |  | Outdoor | under module
NJSTRE1545718943 |  | Transition Incentive Program | Mantua | 8051 | 15 | 10.08 | Residential | No | Behind the Meter | Net-metered residential rooftop and canopy |  | None | AllSeason Solar | AC Electric | Accepted | 2020-10-12 | 2020-10-14 | 2021-10-30 | Certainteed | CT315HC11-04 | Solar Panels |  | 0.315 | 10 | 194 | 37 |  | Fixed | Roof
NJSTRE1545718943 |  | Transition Incentive Program | Mantua | 8051 | 15 | 10.08 | Residential | No | Behind the Meter | Net-metered residential rooftop and canopy |  | None | AllSeason Solar | AC Electric | Accepted | 2020-10-12 | 2020-10-14 | 2021-10-30 | Certainteed | CT315HC11-04 | Solar Panels |  | 0.315 | 22 | 194 | 37 |  | Fixed | Roof
NJSTRE1545718947 |  | Transition Incentive Program | Piscataway | 8854 | 11 | 9.1 | Residential | Yes | Behind the Meter | Net-metered residential rooftop and canopy |  | None | Pro Custom Solar dba Momentum Solar | PSE&G | Accepted | 2020-10-12 | 2020-10-14 | 2021-10-30 | Enphase | IQ7PLUS-72-2-US | Inverters | 290 |  | 26 |  |  | 0.97 |  | Outdoor | Roof
NJSTRE1545718947 |  | Transition Incentive Program | Piscataway | 8854 | 11 | 9.1 | Residential | Yes | Behind the Meter | Net-metered residential rooftop and canopy |  | None | Pro Custom Solar dba Momentum Solar | PSE&G | Accepted | 2020-10-12 | 2020-10-14 | 2021-10-30 | LG | LG 350N1C-V5 | Solar Panels |  | 0.35 | 5 | 337 | 25 |  | Fixed | Roof
NJSTRE1545718947 |  | Transition Incentive Program | Piscataway | 8854 | 11 | 9.1 | Residential | Yes | Behind the Meter | Net-metered residential rooftop and canopy |  | None | Pro Custom Solar dba Momentum Solar | PSE&G | Accepted | 2020-10-12 | 2020-10-14 | 2021-10-30 | LG | LG 350N1C-V5 | Solar Panels |  | 0.35 | 21 | 157 | 30 |  | Fixed | Roof
NJSTRE1545718967 |  | Transition Incentive Program | BRICK | 8724 | 18 | 5.6 | Residential | Yes | Behind the Meter | Net-metered residential rooftop and canopy |  | None | Pro Custom Solar dba Momentum Solar | JCP&L | Accepted | 2020-10-12 | 2020-10-14 | 2021-10-30 | Enphase | IQ7PLUS-72-2-US | Inverters | 290 |  | 16 |  |  | 0.97 |  | Outdoor | Roof
NJSTRE1545718967 |  | Transition Incentive Program | BRICK | 8724 | 18 | 5.6 | Residential | Yes | Behind the Meter | Net-metered residential rooftop and canopy |  | None | Pro Custom Solar dba Momentum Solar | JCP&L | Accepted | 2020-10-12 | 2020-10-14 | 2021-10-30 | LG | LG 350N1C-V5 | Solar Panels |  | 0.35 | 16 | 181 | 15 |  | Fixed | Roof
NJSTRE1545718976 |  | Transition Incentive Program | BURLINGTON | 8016 | 13 | 6.5 | Residential | Yes | Behind the Meter | Net-metered residential rooftop and canopy |  | None | Vivint Solar Developer, LLC | PSE&G | Accepted | 2020-10-12 | 2020-10-14 | 2021-10-30 | Solar Edge | SE7600H-US | Inverters | 7600 |  | 1 |  |  | 0.992 |  | Outdoor | Near the Utility Meter
NJSTRE1545718976 |  | Transition Incentive Program | BURLINGTON | 8016 | 13 | 6.5 | Residential | Yes | Behind the Meter | Net-metered residential rooftop and canopy |  | None | Vivint Solar Developer, LLC | PSE&G | Accepted | 2020-10-12 | 2020-10-14 | 2021-10-30 | JINKO SOLAR | JKM325M-60HBL | Solar Panels |  | 0.325 | 20 | 149 | 22 |  | Fixed | Roof
NJSTRE1545718992 |  | Transition Incentive Program | Wenonah | 8090 | 15 | 4.2 | Residential | Yes | Behind the Meter | Net-metered residential rooftop and canopy |  | None | Pro Custom Solar dba Momentum Solar | PSE&G | Accepted | 2020-10-12 | 2020-10-14 | 2021-10-30 | Enphase | IQ7PLUS-72-2-US | Inverters | 290 |  | 12 |  |  | 0.97 |  | Outdoor | Roof
NJSTRE1545718992 |  | Transition Incentive Program | Wenonah | 8090 | 15 | 4.2 | Residential | Yes | Behind the Meter | Net-metered residential rooftop and canopy |  | None | Pro Custom Solar dba Momentum Solar | PSE&G | Accepted | 2020-10-12 | 2020-10-14 | 2021-10-30 | LG | LG 350N1C-V5 | Solar Panels |  | 0.35 | 12 | 259 | 32 |  | Fixed | Roof
NJSTRE1545719005 |  | Transition Incentive Program | Woodbridge Twp | 8840 | 11 | 5.4 | Residential | No | Behind the Meter | Net-metered residential rooftop and canopy |  | None | SunnyMac LLC | PSE&G | Accepted | 2020-10-12 | 2020-10-14 | 2021-10-30 | Solaredge | SE5000H-US | Inverters | 5000 |  | 1 |  |  | 0.99 |  | Outdoor | Next to Meter
NJSTRE1545719005 |  | Transition Incentive Program | Woodbridge Twp | 8840 | 11 | 5.4 | Residential | No | Behind the Meter | Net-metered residential rooftop and canopy |  | None | SunnyMac LLC | PSE&G | Accepted | 2020-10-12 | 2020-10-14 | 2021-10-30 | REC | 360AA-BLK | Solar Panels |  | 0.36 | 15 | 144 | 37 |  | Fixed | Roof
NJSTRE1545719009 |  | Transition Incentive Program | MERCHANTVILLE | 8109 | 14 | 4.88 | Residential | Yes | Behind the Meter | Net-metered residential rooftop and canopy |  | None | Vivint Solar Developer, LLC | PSE&G | Accepted | 2020-10-12 | 2020-10-14 | 2021-10-30 | SolarEdge | SE3800H-US | Inverters | 3800 |  | 1 |  |  | 0.992 |  | Outdoor | Near the Utility Meter
NJSTRE1545719009 |  | Transition Incentive Program | MERCHANTVILLE | 8109 | 14 | 4.88 | Residential | Yes | Behind the Meter | Net-metered residential rooftop and canopy |  | None | Vivint Solar Developer, LLC | PSE&G | Accepted | 2020-10-12 | 2020-10-14 | 2021-10-30 | Jinko Solar | JKM325M-60HBL | Solar Panels |  | 0.325 | 5 | 82 | 40 |  | Fixed | Roof
NJSTRE1545719009 |  | Transition Incentive Program | MERCHANTVILLE | 8109 | 14 | 4.88 | Residential | Yes | Behind the Meter | Net-metered residential rooftop and canopy |  | None | Vivint Solar Developer, LLC | PSE&G | Accepted | 2020-10-12 | 2020-10-14 | 2021-10-30 | Jinko Solar | JKM325M-60HBL | Solar Panels |  | 0.325 | 10 | 352 | 40 |  | Fixed | Roof
NJSTRE1545719013 |  | Transition Incentive Program | Lakewood | 8701 | 18 | 12.03 | Residential | No | Behind the Meter | Net-metered residential rooftop and canopy |  | None | Powerlutions | JCP&L | Accepted | 2020-10-12 | 2020-10-15 | 2021-10-30 | SolarEdge | SE10000H-US | Inverters | 10 |  | 1 |  |  | 0.99 |  | Outdoor | Near Meter
NJSTRE1545719013 |  | Transition Incentive Program | Lakewood | 8701 | 18 | 12.03 | Residential | No | Behind the Meter | Net-metered residential rooftop and canopy |  | None | Powerlutions | JCP&L | Accepted | 2020-10-12 | 2020-10-15 | 2021-10-30 | Trina | TSM-325 DD06M.05 | Solar Panels |  | 0.325 | 6 | 98 | 27 |  | Fixed | Roof
NJSTRE1545719013 |  | Transition Incentive Program | Lakewood | 8701 | 18 | 12.03 | Residential | No | Behind the Meter | Net-metered residential rooftop and canopy |  | None | Powerlutions | JCP&L | Accepted | 2020-10-12 | 2020-10-15 | 2021-10-30 | Trina | TSM-325 DD06M.05 | Solar Panels |  | 0.325 | 8 | 278 | 27 |  | Fixed | Roof
NJSTRE1545719013 |  | Transition Incentive Program | Lakewood | 8701 | 18 | 12.03 | Residential | No | Behind the Meter | Net-metered residential rooftop and canopy |  | None | Powerlutions | JCP&L | Accepted | 2020-10-12 | 2020-10-15 | 2021-10-30 | Trina | TSM-325 DD06M.05 | Solar Panels |  | 0.325 | 4 | 188 | 35 |  | Fixed | Roof
NJSTRE1545719013 |  | Transition Incentive Program | Lakewood | 8701 | 18 | 12.03 | Residential | No | Behind the Meter | Net-metered residential rooftop and canopy |  | None | Powerlutions | JCP&L | Accepted | 2020-10-12 | 2020-10-15 | 2021-10-30 | Trina | TSM-325 DD06M.05 | Solar Panels |  | 0.325 | 19 | 188 | 33 |  | Fixed | Roof
NJSTRE1545719016 |  | Transition Incentive Program | Williamstown | 8094 | 15 | 5.36 | Residential | Yes | Behind the Meter | Net-metered residential rooftop and canopy |  | None | Vision Solar LLC | AC Electric | Accepted | 2020-10-12 | 2020-10-14 | 2021-10-30 | Enphase | IQ7-60-2-US | Meters |  |  | 1 |  |  |  | Yes | Outdoor
NJSTRE1545719016 |  | Transition Incentive Program | Williamstown | 8094 | 15 | 5.36 | Residential | Yes | Behind the Meter | Net-metered residential rooftop and canopy |  | None | Vision Solar LLC | AC Electric | Accepted | 2020-10-12 | 2020-10-14 | 2021-10-30 | ENPHASE | IQ7-60-2-US | Inverters | 0.24 |  | 16 |  |  | 0.96 |  | Other | BEHIND EACH PANEL
NJSTRE1545719016 |  | Transition Incentive Program | Williamstown | 8094 | 15 | 5.36 | Residential | Yes | Behind the Meter | Net-metered residential rooftop and canopy |  | None | Vision Solar LLC | AC Electric | Accepted | 2020-10-12 | 2020-10-14 | 2021-10-30 | HANWHA Q-CELLS | Q.PEAK DUO-G6+ 335 | Solar Panels |  | 0.335 | 16 | 73 | 20 |  | Single Axis | Roof
NJSTRE1545719020 |  | Transition Incentive Program | Atco | 8004 | 14 | 11.9 | Residential | Yes | Behind the Meter | Net-metered residential rooftop and canopy |  | None | Sunrun Installation Services, Inc. | AC Electric | Accepted | 2020-10-12 | 2020-10-14 | 2021-10-30 | Tesla | Powerwall 2 AC | Electric Storage Battery |  |  | 2 |  |  |  | Lithium Ion |  | outside
NJSTRE1545719020 |  | Transition Incentive Program | Atco | 8004 | 14 | 11.9 | Residential | Yes | Behind the Meter | Net-metered residential rooftop and canopy |  | None | Sunrun Installation Services, Inc. | AC Electric | Accepted | 2020-10-12 | 2020-10-14 | 2021-10-30 | Enphase Energy | IQ7-60-x-US (240V) | Inverters | 240 |  | 39 |  |  | 0.96 |  | Outdoor | Rooftop
NJSTRE1545719020 |  | Transition Incentive Program | Atco | 8004 | 14 | 11.9 | Residential | Yes | Behind the Meter | Net-metered residential rooftop and canopy |  | None | Sunrun Installation Services, Inc. | AC Electric | Accepted | 2020-10-12 | 2020-10-14 | 2021-10-30 | LONGi Green Energy Technology Co Ltd | LR6-60HPB-305M | Solar Panels |  | 0.305 | 19 | 102 | 23 |  | Fixed | Roof
NJSTRE1545719020 |  | Transition Incentive Program | Atco | 8004 | 14 | 11.9 | Residential | Yes | Behind the Meter | Net-metered residential rooftop and canopy |  | None | Sunrun Installation Services, Inc. | AC Electric | Accepted | 2020-10-12 | 2020-10-14 | 2021-10-30 | LONGi Green Energy Technology Co Ltd | LR6-60HPB-305M | Solar Panels |  | 0.305 | 20 | 281 | 23 |  | Fixed | Roof
NJSTRE1545719027 |  | Transition Incentive Program | Magnolia Boro | 8049 | 14 | 7.2 | Residential | No | Behind the Meter | Net-metered residential rooftop and canopy |  | None | Green Power Energy | PSE&G | Accepted | 2020-10-12 | 2020-10-14 | 2021-10-30 | SolarEdge | SE6000H-US | Inverters | 6000 |  | 1 |  |  | 0.97 |  | Outside | next to meter
NJSTRE1545719027 |  | Transition Incentive Program | Magnolia Boro | 8049 | 14 | 7.2 | Residential | No | Behind the Meter | Net-metered residential rooftop and canopy |  | None | Green Power Energy | PSE&G | Accepted | 2020-10-12 | 2020-10-14 | 2021-10-30 | Hanwha | Q.PEAK DUO L-G7.2 400 | Solar Panels |  | 0.4 | 5 | 170 | 25 |  | Fixed | Roof
NJSTRE1545719027 |  | Transition Incentive Program | Magnolia Boro | 8049 | 14 | 7.2 | Residential | No | Behind the Meter | Net-metered residential rooftop and canopy |  | None | Green Power Energy | PSE&G | Accepted | 2020-10-12 | 2020-10-14 | 2021-10-30 | Hanwha | Q.PEAK DUO L-G7.2 400 | Solar Panels |  | 0.4 | 3 | 170 | 25 |  | Fixed | Roof
NJSTRE1545719027 |  | Transition Incentive Program | Magnolia Boro | 8049 | 14 | 7.2 | Residential | No | Behind the Meter | Net-metered residential rooftop and canopy |  | None | Green Power Energy | PSE&G | Accepted | 2020-10-12 | 2020-10-14 | 2021-10-30 | Hanwha | Q.PEAK DUO L-G7.2 400 | Solar Panels |  | 0.4 | 10 | 350 | 25 |  | Fixed | Roof
NJSTRE1545719033 |  | Transition Incentive Program | JERSEY CITY | 7306 | 8 | 5.85 | Residential | Yes | Behind the Meter | Net-metered residential rooftop and canopy |  | None | Vivint Solar Developer, LLC | PSE&G | Accepted | 2020-10-12 | 2020-10-14 | 2021-10-30 | Solar Edge | SE7600H-US | Inverters | 7600 |  | 1 |  |  | 0.992 |  | Outdoor | Near the Utility Meter
NJSTRE1545719033 |  | Transition Incentive Program | JERSEY CITY | 7306 | 8 | 5.85 | Residential | Yes | Behind the Meter | Net-metered residential rooftop and canopy |  | None | Vivint Solar Developer, LLC | PSE&G | Accepted | 2020-10-12 | 2020-10-14 | 2021-10-30 | JINKO SOLAR | JKM325M-60HBL | Solar Panels |  | 0.325 | 8 | 214 | 23 |  | Fixed | Roof
NJSTRE1545719033 |  | Transition Incentive Program | JERSEY CITY | 7306 | 8 | 5.85 | Residential | Yes | Behind the Meter | Net-metered residential rooftop and canopy |  | None | Vivint Solar Developer, LLC | PSE&G | Accepted | 2020-10-12 | 2020-10-14 | 2021-10-30 | JINKO SOLAR | JKM325M-60HBL | Solar Panels |  | 0.325 | 10 | 34 | 23 |  | Fixed | Roof
NJSTRE1545719133 |  | Transition Incentive Program | Carlstadt | 7072 | 7 | 4.2 | Residential | Yes | Behind the Meter | Net-metered residential rooftop and canopy |  | None | Pro Custom Solar dba Momentum Solar | PSE&G | Accepted | 2020-10-12 | 2020-10-15 | 2021-10-30 | Enphase | IQ7PLUS-72-2-US | Inverters | 290 |  | 12 |  |  | 0.97 |  | Other | Roof
NJSTRE1545719133 |  | Transition Incentive Program | Carlstadt | 7072 | 7 | 4.2 | Residential | Yes | Behind the Meter | Net-metered residential rooftop and canopy |  | None | Pro Custom Solar dba Momentum Solar | PSE&G | Accepted | 2020-10-12 | 2020-10-15 | 2021-10-30 | LG | LG 350N1C-V5 | Solar Panels |  | 0.35 | 8 | 129 | 18 |  | Fixed | Roof
NJSTRE1545719133 |  | Transition Incentive Program | Carlstadt | 7072 | 7 | 4.2 | Residential | Yes | Behind the Meter | Net-metered residential rooftop and canopy |  | None | Pro Custom Solar dba Momentum Solar | PSE&G | Accepted | 2020-10-12 | 2020-10-15 | 2021-10-30 | LG | LG 350N1C-V5 | Solar Panels |  | 0.35 | 4 | 309 | 43 |  | Fixed | Roof
NJSTRE1545719146 |  | Transition Incentive Program | Brick | 8723 | 18 | 9.99 | Residential | No | Behind the Meter | Net-metered residential rooftop and canopy |  | None | Whitman Construction, LLC | JCP&L | Accepted | 2020-10-12 | 2020-10-15 | 2021-10-30 | enphase energy | iq7plus-72-2-us | Inverters | 295 |  | 27 |  |  | 0.975 |  | Outdoor | microinverters located below modules
NJSTRE1545719146 |  | Transition Incentive Program | Brick | 8723 | 18 | 9.99 | Residential | No | Behind the Meter | Net-metered residential rooftop and canopy |  | None | Whitman Construction, LLC | JCP&L | Accepted | 2020-10-12 | 2020-10-15 | 2021-10-30 | solaria power | xt-370r-pd | Solar Panels |  | 0.37 | 20 | 156 | 24 |  | Fixed | Roof
NJSTRE1545719146 |  | Transition Incentive Program | Brick | 8723 | 18 | 9.99 | Residential | No | Behind the Meter | Net-metered residential rooftop and canopy |  | None | Whitman Construction, LLC | JCP&L | Accepted | 2020-10-12 | 2020-10-15 | 2021-10-30 | solaria power | xt-370r-pd | Solar Panels |  | 0.37 | 7 | 246 | 24 |  | Fixed | Roof
NJSTRE1545719151 |  | Transition Incentive Program | Newark | 7107 | 9 | 43.2 | Commercial | No | Behind the Meter | Net-metered non-residential rooftop and canopy |  | None | Green Power Energy | PSE&G | Accepted | 2020-10-12 | 2020-10-14 | 2021-10-30 | Solar Edge | SE43.2K | Inverters | 43200 |  | 1 |  |  | 0.97 |  | Outside | next to meter
NJSTRE1545719151 |  | Transition Incentive Program | Newark | 7107 | 9 | 43.2 | Commercial | No | Behind the Meter | Net-metered non-residential rooftop and canopy |  | None | Green Power Energy | PSE&G | Accepted | 2020-10-12 | 2020-10-14 | 2021-10-30 | Axitec | AC-400MH/144S | Solar Panels |  | 0.4 | 108 | 202 | 10 |  | Fixed | Roof
NJSTRE1545719200 |  | Transition Incentive Program | Mt. Laurel | 8054 | 13 | 20.15 | Residential | No | Behind the Meter | Net-metered residential rooftop and canopy |  | None | Impact Solar LLC | PSE&G | Accepted | 2020-10-12 | 2020-10-14 | 2021-10-30 | solaredge | solaredge direct | Meters |  |  | 1 |  |  |  | Yes | Indoor
NJSTRE1545719200 |  | Transition Incentive Program | Mt. Laurel | 8054 | 13 | 20.15 | Residential | No | Behind the Meter | Net-metered residential rooftop and canopy |  | None | Impact Solar LLC | PSE&G | Accepted | 2020-10-12 | 2020-10-14 | 2021-10-30 | solareadge | solaredge direct | Meters |  |  | 1 |  |  |  | Yes | Indoor
NJSTRE1545719200 |  | Transition Incentive Program | Mt. Laurel | 8054 | 13 | 20.15 | Residential | No | Behind the Meter | Net-metered residential rooftop and canopy |  | None | Impact Solar LLC | PSE&G | Accepted | 2020-10-12 | 2020-10-14 | 2021-10-30 | solaredge | SE10000H-US | Inverters | 10000 |  | 1 |  |  | 0.96 |  | Indoor | garage
NJSTRE1545719200 |  | Transition Incentive Program | Mt. Laurel | 8054 | 13 | 20.15 | Residential | No | Behind the Meter | Net-metered residential rooftop and canopy |  | None | Impact Solar LLC | PSE&G | Accepted | 2020-10-12 | 2020-10-14 | 2021-10-30 | solaredge | SE7600H-US | Inverters | 7600 |  | 1 |  |  | 0.96 |  | Indoor | garage
NJSTRE1545719200 |  | Transition Incentive Program | Mt. Laurel | 8054 | 13 | 20.15 | Residential | No | Behind the Meter | Net-metered residential rooftop and canopy |  | None | Impact Solar LLC | PSE&G | Accepted | 2020-10-12 | 2020-10-14 | 2021-10-30 | panasonic | VBHN325SA17 | Solar Panels |  | 0.325 | 6 | 67 | 34 |  | Fixed | Roof
NJSTRE1545719200 |  | Transition Incentive Program | Mt. Laurel | 8054 | 13 | 20.15 | Residential | No | Behind the Meter | Net-metered residential rooftop and canopy |  | None | Impact Solar LLC | PSE&G | Accepted | 2020-10-12 | 2020-10-14 | 2021-10-30 | panasonic | VBHN325SA17 | Solar Panels |  | 0.325 | 9 | 247 | 34 |  | Fixed | Roof
NJSTRE1545719200 |  | Transition Incentive Program | Mt. Laurel | 8054 | 13 | 20.15 | Residential | No | Behind the Meter | Net-metered residential rooftop and canopy |  | None | Impact Solar LLC | PSE&G | Accepted | 2020-10-12 | 2020-10-14 | 2021-10-30 | panasonic | VBHN325SA17 | Solar Panels |  | 0.325 | 7 | 247 | 34 |  | Fixed | Roof
NJSTRE1545719200 |  | Transition Incentive Program | Mt. Laurel | 8054 | 13 | 20.15 | Residential | No | Behind the Meter | Net-metered residential rooftop and canopy |  | None | Impact Solar LLC | PSE&G | Accepted | 2020-10-12 | 2020-10-14 | 2021-10-30 | panasonic | VBHN325SA17 | Solar Panels |  | 0.325 | 24 | 67 | 34 |  | Fixed | Roof
NJSTRE1545719200 |  | Transition Incentive Program | Mt. Laurel | 8054 | 13 | 20.15 | Residential | No | Behind the Meter | Net-metered residential rooftop and canopy |  | None | Impact Solar LLC | PSE&G | Accepted | 2020-10-12 | 2020-10-14 | 2021-10-30 | panasonic | VBHN325SA17 | Solar Panels |  | 0.325 | 16 | 247 | 34 |  | Fixed | Roof
NJSTRE1545719204 |  | Transition Incentive Program | Seaside Heights | 8751 | 18 | 3.15 | Residential | No | Behind the Meter | Net-metered residential rooftop and canopy |  | None | All Season Solar | Seaside Heights Electric | Accepted | 2020-10-12 | 2020-10-14 | 2021-10-30 | Enphase | IQ7 | Inverters | 240 |  | 10 |  |  | 0.97 |  | Outdoor | under module
NJSTRE1545719204 |  | Transition Incentive Program | Seaside Heights | 8751 | 18 | 3.15 | Residential | No | Behind the Meter | Net-metered residential rooftop and canopy |  | None | All Season Solar | Seaside Heights Electric | Accepted | 2020-10-12 | 2020-10-14 | 2021-10-30 | Certainteed | CT315HC11-04 | Solar Panels |  | 0.315 | 2 | 276 | 18 |  | Fixed | Roof
NJSTRE1545719204 |  | Transition Incentive Program | Seaside Heights | 8751 | 18 | 3.15 | Residential | No | Behind the Meter | Net-metered residential rooftop and canopy |  | None | All Season Solar | Seaside Heights Electric | Accepted | 2020-10-12 | 2020-10-14 | 2021-10-30 | Certainteed | CT315HC11-04 | Solar Panels |  | 0.315 | 3 | 276 | 18 |  | Fixed | Roof
NJSTRE1545719204 |  | Transition Incentive Program | Seaside Heights | 8751 | 18 | 3.15 | Residential | No | Behind the Meter | Net-metered residential rooftop and canopy |  | None | All Season Solar | Seaside Heights Electric | Accepted | 2020-10-12 | 2020-10-14 | 2021-10-30 | Certainteed | CT315HC11-04 | Solar Panels |  | 0.315 | 2 | 96 | 18 |  | Fixed | Roof
NJSTRE1545719204 |  | Transition Incentive Program | Seaside Heights | 8751 | 18 | 3.15 | Residential | No | Behind the Meter | Net-metered residential rooftop and canopy |  | None | All Season Solar | Seaside Heights Electric | Accepted | 2020-10-12 | 2020-10-14 | 2021-10-30 | Certainteed | CT315HC11-04 | Solar Panels |  | 0.315 | 3 | 96 | 18 |  | Fixed | Roof
NJSTRE1545719214 |  | Transition Incentive Program | Jersey City | 7307 | 8 | 9.45 | Residential | Yes | Behind the Meter | Net-metered residential rooftop and canopy |  | None | Pro Custom Solar dba Momentum Solar | PSE&G | Accepted | 2020-10-12 | 2020-10-15 | 2021-10-30 | Enphase | IQ7PLUS-72-2-US | Inverters | 290 |  | 27 |  |  | 0.97 |  | Outdoor | Roof
NJSTRE1545719214 |  | Transition Incentive Program | Jersey City | 7307 | 8 | 9.45 | Residential | Yes | Behind the Meter | Net-metered residential rooftop and canopy |  | None | Pro Custom Solar dba Momentum Solar | PSE&G | Accepted | 2020-10-12 | 2020-10-15 | 2021-10-30 | LG | LG 350N1C-V5 | Solar Panels |  | 0.35 | 27 | 117 | 4 |  | Fixed | Roof
NJSTRE1545719223 |  | Transition Incentive Program | Evesham Township | 8053 | 13 | 11.29 | Residential | Yes | Behind the Meter | Net-metered residential rooftop and canopy |  | None | Sunrun Installation Services, Inc. | AC Electric | Accepted | 2020-10-12 | 2020-10-14 | 2021-10-30 | Enphase Energy | IQ7-60-x-US (240V) | Inverters | 240 |  | 37 |  |  | 0.96 |  | Outdoor | Rooftop
NJSTRE1545719223 |  | Transition Incentive Program | Evesham Township | 8053 | 13 | 11.29 | Residential | Yes | Behind the Meter | Net-metered residential rooftop and canopy |  | None | Sunrun Installation Services, Inc. | AC Electric | Accepted | 2020-10-12 | 2020-10-14 | 2021-10-30 | LONGi Green Energy Technology Co Ltd | LR6-60HPB-305M | Solar Panels |  | 0.305 | 18 | 65 | 23 |  | Fixed | Roof
NJSTRE1545719223 |  | Transition Incentive Program | Evesham Township | 8053 | 13 | 11.29 | Residential | Yes | Behind the Meter | Net-metered residential rooftop and canopy |  | None | Sunrun Installation Services, Inc. | AC Electric | Accepted | 2020-10-12 | 2020-10-14 | 2021-10-30 | LONGi Green Energy Technology Co Ltd | LR6-60HPB-305M | Solar Panels |  | 0.305 | 19 | 247 | 23 |  | Fixed | Roof
NJSTRE1545719227 |  | Transition Incentive Program | Seaside Heights | 8751 | 18 | 3.15 | Residential | No | Behind the Meter | Net-metered residential rooftop and canopy |  | None | All Season Solar | Seaside Heights Electric | Accepted | 2020-10-12 | 2020-10-14 | 2021-10-30 | Enphase | IQ7 | Inverters | 240 |  | 10 |  |  | 0.97 |  | Outdoor | under module
NJSTRE1545719227 |  | Transition Incentive Program | Seaside Heights | 8751 | 18 | 3.15 | Residential | No | Behind the Meter | Net-metered residential rooftop and canopy |  | None | All Season Solar | Seaside Heights Electric | Accepted | 2020-10-12 | 2020-10-14 | 2021-10-30 | Certainteed | CT315HC11-04 | Solar Panels |  | 0.315 | 4 | 276 | 18 |  | Fixed | Roof
NJSTRE1545719227 |  | Transition Incentive Program | Seaside Heights | 8751 | 18 | 3.15 | Residential | No | Behind the Meter | Net-metered residential rooftop and canopy |  | None | All Season Solar | Seaside Heights Electric | Accepted | 2020-10-12 | 2020-10-14 | 2021-10-30 | Certainteed | CT315HC11-04 | Solar Panels |  | 0.315 | 3 | 276 | 18 |  | Fixed | Roof
NJSTRE1545719227 |  | Transition Incentive Program | Seaside Heights | 8751 | 18 | 3.15 | Residential | No | Behind the Meter | Net-metered residential rooftop and canopy |  | None | All Season Solar | Seaside Heights Electric | Accepted | 2020-10-12 | 2020-10-14 | 2021-10-30 | Certainteed | CT315HC11-04 | Solar Panels |  | 0.315 | 3 | 96 | 18 |  | Fixed | Roof
NJSTRE1545719241 |  | Transition Incentive Program | North Caldwell Township | 7006 | 9 | 15.12 | Residential | No | Behind the Meter | Net-metered residential rooftop and canopy |  | None | Green Power Energy | PSE&G | Accepted | 2020-10-12 | 2020-10-15 | 2021-10-30 | Enphase Energy | IQ7PLUS-72-2-US | Inverters | 290 |  | 42 |  |  | 0.975 |  | Outside | next to meter
NJSTRE1545719241 |  | Transition Incentive Program | North Caldwell Township | 7006 | 9 | 15.12 | Residential | No | Behind the Meter | Net-metered residential rooftop and canopy |  | None | Green Power Energy | PSE&G | Accepted | 2020-10-12 | 2020-10-15 | 2021-10-30 | LG Electronics | LG360N1C-N5 | Solar Panels |  | 0.36 | 21 | 205 | 25 |  | Fixed | Roof
NJSTRE1545719241 |  | Transition Incentive Program | North Caldwell Township | 7006 | 9 | 15.12 | Residential | No | Behind the Meter | Net-metered residential rooftop and canopy |  | None | Green Power Energy | PSE&G | Accepted | 2020-10-12 | 2020-10-15 | 2021-10-30 | LG Electronics | LG360N1C-N5 | Solar Panels |  | 0.36 | 21 | 285 | 32 |  | Fixed | Roof
NJSTRE1545719251 |  | Transition Incentive Program | Brick | 8723 | 18 | 5.55 | Residential | No | Behind the Meter | Net-metered residential rooftop and canopy |  | None | Whitman Construction, LLC | JCP&L | Accepted | 2020-10-12 | 2020-10-15 | 2021-10-30 | enphase energy | iq7plus-72us | Inverters | 295 |  | 15 |  |  | 0.975 |  | Outdoor | microinverters located under modules
NJSTRE1545719251 |  | Transition Incentive Program | Brick | 8723 | 18 | 5.55 | Residential | No | Behind the Meter | Net-metered residential rooftop and canopy |  | None | Whitman Construction, LLC | JCP&L | Accepted | 2020-10-12 | 2020-10-15 | 2021-10-30 | solaria poer | xt370r-pd | Solar Panels |  | 0.37 | 15 | 127 | 26 |  | Fixed | Roof
NJSTRE1545719255 |  | Transition Incentive Program | MENDHAM | 7945 | 3 | 33.25 | Residential | No | Behind the Meter | Net-metered residential rooftop and canopy |  | None | SEA BRIGHT SOLAR, LLC | JCP&L | Accepted | 2020-10-12 | 2020-10-15 | 2021-10-30 | SUNPOWER | SPR-X21-350-BLK-AC | Inverters | 320 |  | 95 |  |  | 0.96 |  | Outside | BENEATH ARRAY
NJSTRE1545719255 |  | Transition Incentive Program | MENDHAM | 7945 | 3 | 33.25 | Residential | No | Behind the Meter | Net-metered residential rooftop and canopy |  | None | SEA BRIGHT SOLAR, LLC | JCP&L | Accepted | 2020-10-12 | 2020-10-15 | 2021-10-30 | SUNPOWER | SPR-X21-350-BLK-AC | Solar Panels |  | 0.35 | 12 | 168 | 45 |  | Fixed | Roof | SE
NJSTRE1545719255 |  | Transition Incentive Program | MENDHAM | 7945 | 3 | 33.25 | Residential | No | Behind the Meter | Net-metered residential rooftop and canopy |  | None | SEA BRIGHT SOLAR, LLC | JCP&L | Accepted | 2020-10-12 | 2020-10-15 | 2021-10-30 | SUNPOWER | SPR-X21-350-BLK-AC | Solar Panels |  | 0.35 | 43 | 123 | 28 |  | Fixed | Roof | SE
NJSTRE1545719255 |  | Transition Incentive Program | MENDHAM | 7945 | 3 | 33.25 | Residential | No | Behind the Meter | Net-metered residential rooftop and canopy |  | None | SEA BRIGHT SOLAR, LLC | JCP&L | Accepted | 2020-10-12 | 2020-10-15 | 2021-10-30 | SUNPOWER | SPR-X21-350-BLK-AC | Solar Panels |  | 0.35 | 12 | 168 | 45 |  | Fixed | Roof | SE
NJSTRE1545719255 |  | Transition Incentive Program | MENDHAM | 7945 | 3 | 33.25 | Residential | No | Behind the Meter | Net-metered residential rooftop and canopy |  | None | SEA BRIGHT SOLAR, LLC | JCP&L | Accepted | 2020-10-12 | 2020-10-15 | 2021-10-30 | SUNPOWER | SPR-X21-350-BLK-AC | Solar Panels |  | 0.35 | 4 | 213 | 0.45 |  | Fixed | Roof | SW
NJSTRE1545719255 |  | Transition Incentive Program | MENDHAM | 7945 | 3 | 33.25 | Residential | No | Behind the Meter | Net-metered residential rooftop and canopy |  | None | SEA BRIGHT SOLAR, LLC | JCP&L | Accepted | 2020-10-12 | 2020-10-15 | 2021-10-30 | SUNPOWER | SPR-X21-350-BLK-AC | Solar Panels |  | 0.35 | 8 | 78 | 20 |  | Fixed | Roof | ENE
NJSTRE1545719255 |  | Transition Incentive Program | MENDHAM | 7945 | 3 | 33.25 | Residential | No | Behind the Meter | Net-metered residential rooftop and canopy |  | None | SEA BRIGHT SOLAR, LLC | JCP&L | Accepted | 2020-10-12 | 2020-10-15 | 2021-10-30 | SUNPOWER | SPR-X21-350-BLK-AC | Solar Panels |  | 0.35 | 8 | 123 | 28 |  | Fixed | Roof | SE
NJSTRE1545719255 |  | Transition Incentive Program | MENDHAM | 7945 | 3 | 33.25 | Residential | No | Behind the Meter | Net-metered residential rooftop and canopy |  | None | SEA BRIGHT SOLAR, LLC | JCP&L | Accepted | 2020-10-12 | 2020-10-15 | 2021-10-30 | SUNPOWER | SPR-X21-350-BLK-AC | Solar Panels |  | 0.35 | 8 | 78 | 20 |  | Fixed | Roof | ENE
NJSTRE1545719260 |  | Transition Incentive Program | Wildwood Crest | 8260 | 21 | 5.49 | Residential | Yes | Behind the Meter | Net-metered residential rooftop and canopy |  | None | Sunrun Installation Services, Inc. | AC Electric | Accepted | 2020-10-12 | 2020-10-20 | 2021-10-30 | Enphase Energy | IQ7-60-x-US (240V) | Inverters | 240 |  | 18 |  |  | 0.96 |  | Outdoor | Rooftop
NJSTRE1545719260 |  | Transition Incentive Program | Wildwood Crest | 8260 | 21 | 5.49 | Residential | Yes | Behind the Meter | Net-metered residential rooftop and canopy |  | None | Sunrun Installation Services, Inc. | AC Electric | Accepted | 2020-10-12 | 2020-10-20 | 2021-10-30 | LONGi Green Energy Technology Co Ltd | LR6-60HPB-305M | Solar Panels |  | 0.305 | 18 | 136 | 27 |  | Fixed | Roof
NJSTRE1545719295 |  | Transition Incentive Program | CLIFTON | 7013 | 6 | 12.96 | Residential | No | Behind the Meter | Net-metered residential rooftop and canopy |  | None | SEA BRIGHT SOLAR, LLC | PSE&G | Accepted | 2020-10-12 | 2020-10-14 | 2021-10-30 | SUNPOWER | SPR-X22-360-AC | Inverters | 320 |  | 36 |  |  | 0.96 |  | Outside | BENEATH ARRAY
NJSTRE1545719295 |  | Transition Incentive Program | CLIFTON | 7013 | 6 | 12.96 | Residential | No | Behind the Meter | Net-metered residential rooftop and canopy |  | None | SEA BRIGHT SOLAR, LLC | PSE&G | Accepted | 2020-10-12 | 2020-10-14 | 2021-10-30 | SUNPOWER | SPR-X22-360-AC | Solar Panels |  | 0.36 | 3 | 297 | 27 |  | Fixed | Roof | NW
NJSTRE1545719295 |  | Transition Incentive Program | CLIFTON | 7013 | 6 | 12.96 | Residential | No | Behind the Meter | Net-metered residential rooftop and canopy |  | None | SEA BRIGHT SOLAR, LLC | PSE&G | Accepted | 2020-10-12 | 2020-10-14 | 2021-10-30 | SUNPOWER | SPR-X22-360-AC | Solar Panels |  | 0.36 | 9 | 207 | 24 |  | Fixed | Roof | SW
NJSTRE1545719295 |  | Transition Incentive Program | CLIFTON | 7013 | 6 | 12.96 | Residential | No | Behind the Meter | Net-metered residential rooftop and canopy |  | None | SEA BRIGHT SOLAR, LLC | PSE&G | Accepted | 2020-10-12 | 2020-10-14 | 2021-10-30 | SUNPOWER | SPR-X22-360-AC | Solar Panels |  | 0.36 | 19 | 117 | 27 |  | Fixed | Roof | SE
NJSTRE1545719295 |  | Transition Incentive Program | CLIFTON | 7013 | 6 | 12.96 | Residential | No | Behind the Meter | Net-metered residential rooftop and canopy |  | None | SEA BRIGHT SOLAR, LLC | PSE&G | Accepted | 2020-10-12 | 2020-10-14 | 2021-10-30 | SUNPOWER | SPR-X22-360-AC | Solar Panels |  | 0.36 | 5 | 207 | 27 |  | Fixed | Roof | SE
NJSTRE1545719305 |  | Transition Incentive Program | Northfield | 8225 | 19 | 9.76 | Residential | Yes | Behind the Meter | Net-metered residential rooftop and canopy |  | None | Sunrun Installation Services, Inc. | AC Electric | Accepted | 2020-10-12 | 2020-10-14 | 2021-10-30 | Enphase Energy | IQ7-60-x-US (240V) | Inverters | 240 |  | 32 |  |  | 0.96 |  | Outdoor | Rooftop
NJSTRE1545719305 |  | Transition Incentive Program | Northfield | 8225 | 19 | 9.76 | Residential | Yes | Behind the Meter | Net-metered residential rooftop and canopy |  | None | Sunrun Installation Services, Inc. | AC Electric | Accepted | 2020-10-12 | 2020-10-14 | 2021-10-30 | LONGi Green Energy Technology Co Ltd | LR6-60HPB-305M | Solar Panels |  | 0.305 | 20 | 117 | 34 |  | Fixed | Roof
NJSTRE1545719305 |  | Transition Incentive Program | Northfield | 8225 | 19 | 9.76 | Residential | Yes | Behind the Meter | Net-metered residential rooftop and canopy |  | None | Sunrun Installation Services, Inc. | AC Electric | Accepted | 2020-10-12 | 2020-10-14 | 2021-10-30 | LONGi Green Energy Technology Co Ltd | LR6-60HPB-305M | Solar Panels |  | 0.305 | 4 | 297 | 34 |  | Fixed | Roof
NJSTRE1545719305 |  | Transition Incentive Program | Northfield | 8225 | 19 | 9.76 | Residential | Yes | Behind the Meter | Net-metered residential rooftop and canopy |  | None | Sunrun Installation Services, Inc. | AC Electric | Accepted | 2020-10-12 | 2020-10-14 | 2021-10-30 | LONGi Green Energy Technology Co Ltd | LR6-60HPB-305M | Solar Panels |  | 0.305 | 5 | 207 | 34 |  | Fixed | Roof
NJSTRE1545719305 |  | Transition Incentive Program | Northfield | 8225 | 19 | 9.76 | Residential | Yes | Behind the Meter | Net-metered residential rooftop and canopy |  | None | Sunrun Installation Services, Inc. | AC Electric | Accepted | 2020-10-12 | 2020-10-14 | 2021-10-30 | LONGi Green Energy Technology Co Ltd | LR6-60HPB-305M | Solar Panels |  | 0.305 | 3 | 27 | 32 |  | Fixed | Roof | 27
NJSTRE1545719327 |  | Transition Incentive Program | Sparta | 7871 | 1 | 9.15 | Residential | Yes | Behind the Meter | Net-metered residential rooftop and canopy |  | None | Sunrun Installation Services, Inc. | JCP&L | Accepted | 2020-10-12 | 2020-10-14 | 2021-10-30 | Tesla | Powerwall 2 AC | Electric Storage Battery |  |  | 2 |  |  |  | Lithium Ion |  | outside
NJSTRE1545719327 |  | Transition Incentive Program | Sparta | 7871 | 1 | 9.15 | Residential | Yes | Behind the Meter | Net-metered residential rooftop and canopy |  | None | Sunrun Installation Services, Inc. | JCP&L | Accepted | 2020-10-12 | 2020-10-14 | 2021-10-30 | Enphase Energy | IQ7-60-x-US (240V) | Inverters | 240 |  | 30 |  |  | 0.96 |  | Outdoor | Rooftop
NJSTRE1545719327 |  | Transition Incentive Program | Sparta | 7871 | 1 | 9.15 | Residential | Yes | Behind the Meter | Net-metered residential rooftop and canopy |  | None | Sunrun Installation Services, Inc. | JCP&L | Accepted | 2020-10-12 | 2020-10-14 | 2021-10-30 | LONGi Green Energy Technology Co Ltd | LR6-60HPB-305M | Solar Panels |  | 0.305 | 16 | 307 | 23 |  | Fixed | Roof
NJSTRE1545719327 |  | Transition Incentive Program | Sparta | 7871 | 1 | 9.15 | Residential | Yes | Behind the Meter | Net-metered residential rooftop and canopy |  | None | Sunrun Installation Services, Inc. | JCP&L | Accepted | 2020-10-12 | 2020-10-14 | 2021-10-30 | LONGi Green Energy Technology Co Ltd | LR6-60HPB-305M | Solar Panels |  | 0.305 | 4 | 36 | 23 |  | Fixed | Roof
NJSTRE1545719327 |  | Transition Incentive Program | Sparta | 7871 | 1 | 9.15 | Residential | Yes | Behind the Meter | Net-metered residential rooftop and canopy |  | None | Sunrun Installation Services, Inc. | JCP&L | Accepted | 2020-10-12 | 2020-10-14 | 2021-10-30 | LONGi Green Energy Technology Co Ltd | LR6-60HPB-305M | Solar Panels |  | 0.305 | 10 | 127 | 23 |  | Fixed | Roof
NJSTRE1545719333 |  | Transition Incentive Program | Voorhees | 8043 | 14 | 23.08 | Residential | No | Behind the Meter | Net-metered residential rooftop and canopy |  | None | Solar Solutions LLC | AC Electric | Accepted | 2020-10-16 | 2020-10-16 | 2021-10-30 | SolarEdge | SE11400H-US | Inverters | 11400 |  | 1 |  |  | 0.992 |  | Indoor | Garage
NJSTRE1545719333 |  | Transition Incentive Program | Voorhees | 8043 | 14 | 23.08 | Residential | No | Behind the Meter | Net-metered residential rooftop and canopy |  | None | Solar Solutions LLC | AC Electric | Accepted | 2020-10-16 | 2020-10-16 | 2021-10-30 | SolarEdge | SE7600H-US | Inverters | 7600 |  | 1 |  |  | 0.992 |  | Indoor | Garage
NJSTRE1545719333 |  | Transition Incentive Program | Voorhees | 8043 | 14 | 23.08 | Residential | No | Behind the Meter | Net-metered residential rooftop and canopy |  | None | Solar Solutions LLC | AC Electric | Accepted | 2020-10-16 | 2020-10-16 | 2021-10-30 | Canadian Solar | CS1H-325MS | Solar Panels |  | 0.325 | 6 | 125 | 26 |  | Fixed | Roof
NJSTRE1545719333 |  | Transition Incentive Program | Voorhees | 8043 | 14 | 23.08 | Residential | No | Behind the Meter | Net-metered residential rooftop and canopy |  | None | Solar Solutions LLC | AC Electric | Accepted | 2020-10-16 | 2020-10-16 | 2021-10-30 | Canadian Solar | CS1H-325MS | Solar Panels |  | 0.325 | 6 | 305 | 26 |  | Fixed | Roof
NJSTRE1545719333 |  | Transition Incentive Program | Voorhees | 8043 | 14 | 23.08 | Residential | No | Behind the Meter | Net-metered residential rooftop and canopy |  | None | Solar Solutions LLC | AC Electric | Accepted | 2020-10-16 | 2020-10-16 | 2021-10-30 | Canadian Solar | CS1H-325MS | Solar Panels |  | 0.325 | 33 | 125 | 26 |  | Fixed | Roof
NJSTRE1545719333 |  | Transition Incentive Program | Voorhees | 8043 | 14 | 23.08 | Residential | No | Behind the Meter | Net-metered residential rooftop and canopy |  | None | Solar Solutions LLC | AC Electric | Accepted | 2020-10-16 | 2020-10-16 | 2021-10-30 | Canadian Solar | CS1H-325MS | Solar Panels |  | 0.325 | 26 | 305 | 26 |  | Fixed | Roof
NJSTRE1545719365 |  | Transition Incentive Program | Monroe Township | 8831 | 11 | 16.47 | Residential | Yes | Behind the Meter | Net-metered residential rooftop and canopy |  | None | Sunrun Installation Services, Inc. | JCP&L | Accepted | 2020-10-12 | 2020-10-14 | 2021-10-30 | Enphase Energy | IQ7-60-x-US (240V) | Inverters | 240 |  | 54 |  |  | 0.96 |  | Outdoor | Rooftop
NJSTRE1545719365 |  | Transition Incentive Program | Monroe Township | 8831 | 11 | 16.47 | Residential | Yes | Behind the Meter | Net-metered residential rooftop and canopy |  | None | Sunrun Installation Services, Inc. | JCP&L | Accepted | 2020-10-12 | 2020-10-14 | 2021-10-30 | LONGi Green Energy Technology Co Ltd | LR6-60HPB-305M | Solar Panels |  | 0.305 | 12 | 73 | 40 |  | Fixed | Roof
NJSTRE1545719365 |  | Transition Incentive Program | Monroe Township | 8831 | 11 | 16.47 | Residential | Yes | Behind the Meter | Net-metered residential rooftop and canopy |  | None | Sunrun Installation Services, Inc. | JCP&L | Accepted | 2020-10-12 | 2020-10-14 | 2021-10-30 | LONGi Green Energy Technology Co Ltd | LR6-60HPB-305M | Solar Panels |  | 0.305 | 42 | 163 | 34 |  | Fixed | Roof
NJSTRE1545719369 |  | Transition Incentive Program | Roselle | 7203 | 10 | 4.55 | Residential | Yes | Behind the Meter | Net-metered residential rooftop and canopy |  | None | Pro Custom Solar dba Momentum Solar | PSE&G | Accepted | 2020-10-12 | 2020-10-14 | 2021-10-30 | Enphase | IQ7PLUS-72-2-US | Inverters | 290 |  | 13 |  |  | 0.97 |  | Outdoor | roof
NJSTRE1545719369 |  | Transition Incentive Program | Roselle | 7203 | 10 | 4.55 | Residential | Yes | Behind the Meter | Net-metered residential rooftop and canopy |  | None | Pro Custom Solar dba Momentum Solar | PSE&G | Accepted | 2020-10-12 | 2020-10-14 | 2021-10-30 | LG | LG 350N1C-V5 | Solar Panels |  | 0.35 | 7 | 170 | 10 |  | Fixed | Roof
NJSTRE1545719369 |  | Transition Incentive Program | Roselle | 7203 | 10 | 4.55 | Residential | Yes | Behind the Meter | Net-metered residential rooftop and canopy |  | None | Pro Custom Solar dba Momentum Solar | PSE&G | Accepted | 2020-10-12 | 2020-10-14 | 2021-10-30 | LG | LG 350N1C-V5 | Solar Panels |  | 0.35 | 6 | 350 | 38 |  | Fixed | Roof
NJSTRE1545719380 |  | Transition Incentive Program | Perth Amboy | 8861 | 11 | 9.6 | Residential | No | Behind the Meter | Net-metered residential rooftop and canopy |  | None | New Jersey Suntech | PSE&G | Accepted | 2020-10-12 | 2020-10-14 | 2021-10-30 | Solaredge | SE7600-US | Inverters | 7600 |  | 1 |  |  | 0.98 |  | Outside | Side of house
NJSTRE1545719380 |  | Transition Incentive Program | Perth Amboy | 8861 | 11 | 9.6 | Residential | No | Behind the Meter | Net-metered residential rooftop and canopy |  | None | New Jersey Suntech | PSE&G | Accepted | 2020-10-12 | 2020-10-14 | 2021-10-30 | Hanwha | Q.Peak dou 320 | Solar Panels |  | 0.32 | 10 | 285 | 30 |  | Fixed | Roof
NJSTRE1545719380 |  | Transition Incentive Program | Perth Amboy | 8861 | 11 | 9.6 | Residential | No | Behind the Meter | Net-metered residential rooftop and canopy |  | None | New Jersey Suntech | PSE&G | Accepted | 2020-10-12 | 2020-10-14 | 2021-10-30 | Hanwha | Q.Peak DUO 320 | Solar Panels |  | 0.32 | 20 | 105 | 30 |  | Fixed | Roof
NJSTRE1545719395 |  | Transition Incentive Program | Pennsauken Township | 8110 | 14 | 7.7 | Residential | Yes | Behind the Meter | Net-metered residential rooftop and canopy |  | None | Pro Custom Solar dba Momentum Solar | PSE&G | Accepted | 2020-10-12 | 2020-10-14 | 2021-10-30 | Enphase | IQ7PLUS-72-2-US | Inverters | 290 |  | 22 |  |  | 0.97 |  | Outdoor | Roof
NJSTRE1545719395 |  | Transition Incentive Program | Pennsauken Township | 8110 | 14 | 7.7 | Residential | Yes | Behind the Meter | Net-metered residential rooftop and canopy |  | None | Pro Custom Solar dba Momentum Solar | PSE&G | Accepted | 2020-10-12 | 2020-10-14 | 2021-10-30 | LG | LG 350N1C-V5 | Solar Panels |  | 0.35 | 15 | 147 | 22 |  | Fixed | Roof
NJSTRE1545719395 |  | Transition Incentive Program | Pennsauken Township | 8110 | 14 | 7.7 | Residential | Yes | Behind the Meter | Net-metered residential rooftop and canopy |  | None | Pro Custom Solar dba Momentum Solar | PSE&G | Accepted | 2020-10-12 | 2020-10-14 | 2021-10-30 | LG | LG 350N1C-V5 | Solar Panels |  | 0.35 | 7 | 327 | 20 |  | Fixed | Roof
NJSTRE1545719410 |  | Transition Incentive Program | SPRINGFIELD | 7081 | 10 | 56.1 | Commercial | No | Behind the Meter | Net-metered non-residential rooftop and canopy |  | None | Amped On Solar LLC | JCP&L | Accepted | 2020-10-12 | 2020-10-16 | 2021-10-30 | SMA | TRIPOWER CORE 50-US | Inverters | 50000 |  | 1 |  |  | 0.975 |  | Indoor | MECHANICAL ROOM
NJSTRE1545719410 |  | Transition Incentive Program | SPRINGFIELD | 7081 | 10 | 56.1 | Commercial | No | Behind the Meter | Net-metered non-residential rooftop and canopy |  | None | Amped On Solar LLC | JCP&L | Accepted | 2020-10-12 | 2020-10-16 | 2021-10-30 | Q-CELL | Q-PEAK DUO L-G 425W | Solar Panels |  | 0.425 | 132 | 209 | 5 |  | Fixed | Roof
NJSTRE1545719413 |  | Transition Incentive Program | Franklin Township | 8873 | 5 | 9.15 | Residential | Yes | Behind the Meter | Net-metered residential rooftop and canopy |  | None | Sunrun Installation Services, Inc. | PSE&G | Accepted | 2020-10-12 | 2020-10-15 | 2021-10-30 | Enphase Energy | IQ7-60-x-US (240V) | Inverters | 240 |  | 30 |  |  | 0.96 |  | Outdoor | Rooftop
NJSTRE1545719413 |  | Transition Incentive Program | Franklin Township | 8873 | 5 | 9.15 | Residential | Yes | Behind the Meter | Net-metered residential rooftop and canopy |  | None | Sunrun Installation Services, Inc. | PSE&G | Accepted | 2020-10-12 | 2020-10-15 | 2021-10-30 | LONGi Green Energy Technology Co Ltd | LR6-60HPB-305M | Solar Panels |  | 0.305 | 15 | 243 | 18 |  | Fixed | Roof
NJSTRE1545719413 |  | Transition Incentive Program | Franklin Township | 8873 | 5 | 9.15 | Residential | Yes | Behind the Meter | Net-metered residential rooftop and canopy |  | None | Sunrun Installation Services, Inc. | PSE&G | Accepted | 2020-10-12 | 2020-10-15 | 2021-10-30 | LONGi Green Energy Technology Co Ltd | LR6-60HPB-305M | Solar Panels |  | 0.305 | 15 | 63 | 18 |  | Fixed | Roof
NJSTRE1545719415 |  | Transition Incentive Program | East Hanover | 7936 | 3 | 24.8 | Residential | No | Behind the Meter | Net-metered residential rooftop and canopy |  | None | Ampericon | JCP&L | Accepted | 2020-10-12 | 2020-10-14 | 2021-10-30 | EnPhase | IQ7 | Inverters | 240 |  | 75 |  |  | 0.965 |  | Other | Roof
NJSTRE1545719415 |  | Transition Incentive Program | East Hanover | 7936 | 3 | 24.8 | Residential | No | Behind the Meter | Net-metered residential rooftop and canopy |  | None | Ampericon | JCP&L | Accepted | 2020-10-12 | 2020-10-14 | 2021-10-30 | Silfab | SLA-M-310 | Solar Panels |  | 0.31 | 40 | 53 | 35 |  | Fixed | Roof
NJSTRE1545719415 |  | Transition Incentive Program | East Hanover | 7936 | 3 | 24.8 | Residential | No | Behind the Meter | Net-metered residential rooftop and canopy |  | None | Ampericon | JCP&L | Accepted | 2020-10-12 | 2020-10-14 | 2021-10-30 | Silfab | SLA-M-310 | Solar Panels |  | 0.31 | 18 | 143 | 30 |  | Fixed | Roof
NJSTRE1545719415 |  | Transition Incentive Program | East Hanover | 7936 | 3 | 24.8 | Residential | No | Behind the Meter | Net-metered residential rooftop and canopy |  | None | Ampericon | JCP&L | Accepted | 2020-10-12 | 2020-10-14 | 2021-10-30 | Silfab | SLA-M-310 | Solar Panels |  | 0.31 | 22 | 143 | 30 |  | Fixed | Roof
NJSTRE1545719434 |  | Transition Incentive Program | Newark | 7106 | 9 | 5.8 | Residential | Yes | Behind the Meter | Net-metered residential rooftop and canopy |  | None | Sunrun Installation Services, Inc. | PSE&G | Accepted | 2020-10-12 | 2020-10-22 | 2021-10-30 | Tesla | Powerwall 2 AC | Electric Storage Battery |  |  | 1 |  |  |  | Lithium Ion |  | outside
NJSTRE1545719434 |  | Transition Incentive Program | Newark | 7106 | 9 | 5.8 | Residential | Yes | Behind the Meter | Net-metered residential rooftop and canopy |  | None | Sunrun Installation Services, Inc. | PSE&G | Accepted | 2020-10-12 | 2020-10-22 | 2021-10-30 | Enphase Energy | IQ7-60-x-US (240V) | Inverters | 240 |  | 19 |  |  | 0.96 |  | Outdoor | Rooftop
NJSTRE1545719434 |  | Transition Incentive Program | Newark | 7106 | 9 | 5.8 | Residential | Yes | Behind the Meter | Net-metered residential rooftop and canopy |  | None | Sunrun Installation Services, Inc. | PSE&G | Accepted | 2020-10-12 | 2020-10-22 | 2021-10-30 | LONGi Green Energy Technology Co Ltd | LR6-60HPB-305M | Solar Panels |  | 0.305 | 8 | 291 | 25 |  | Fixed | Roof
NJSTRE1545719434 |  | Transition Incentive Program | Newark | 7106 | 9 | 5.8 | Residential | Yes | Behind the Meter | Net-metered residential rooftop and canopy |  | None | Sunrun Installation Services, Inc. | PSE&G | Accepted | 2020-10-12 | 2020-10-22 | 2021-10-30 | LONGi Green Energy Technology Co Ltd | LR6-60HPB-305M | Solar Panels |  | 0.305 | 11 | 112 | 25 |  | Fixed | Roof
NJSTRE1545719458 |  | Transition Incentive Program | Union City | 7087 | 8 | 5.27 | Residential | No | Behind the Meter | Net-metered residential rooftop and canopy |  | None | Bright Planet Solar | PSE&G | Accepted | 2020-10-12 | 2020-10-15 | 2021-10-30 | SOLAR EDGE | SE5000H-USRGM | Inverters | 5000 |  | 1 |  |  | 0.98 |  | Outdoor | OUTSIDE
NJSTRE1545719458 |  | Transition Incentive Program | Union City | 7087 | 8 | 5.27 | Residential | No | Behind the Meter | Net-metered residential rooftop and canopy |  | None | Bright Planet Solar | PSE&G | Accepted | 2020-10-12 | 2020-10-15 | 2021-10-30 | HANWHA Q-CELLS | Q.PEAK DUO BLK-G5 310W | Solar Panels |  | 0.31 | 3 | 15 | 9 |  | Fixed | Roof
NJSTRE1545719458 |  | Transition Incentive Program | Union City | 7087 | 8 | 5.27 | Residential | No | Behind the Meter | Net-metered residential rooftop and canopy |  | None | Bright Planet Solar | PSE&G | Accepted | 2020-10-12 | 2020-10-15 | 2021-10-30 | HANWHA Q-CELLS | Q.PEAK DUO BLK-G5 310W | Solar Panels |  | 0.31 | 14 | 13 | 9 |  | Fixed | Roof
NJSTRE1545719460 |  | Transition Incentive Program | Evesham Township | 8053 | 13 | 5.49 | Residential | Yes | Behind the Meter | Net-metered residential rooftop and canopy |  | None | Sunrun Installation Services, Inc. | PSE&G | Accepted | 2020-10-12 | 2020-10-15 | 2021-10-30 | Tesla | Powerwall 2 AC | Electric Storage Battery |  |  | 1 |  |  |  | Lithium Ion |  | outside
NJSTRE1545719460 |  | Transition Incentive Program | Evesham Township | 8053 | 13 | 5.49 | Residential | Yes | Behind the Meter | Net-metered residential rooftop and canopy |  | None | Sunrun Installation Services, Inc. | PSE&G | Accepted | 2020-10-12 | 2020-10-15 | 2021-10-30 | Enphase Energy | IQ7-60-x-US (240V) | Inverters | 240 |  | 18 |  |  | 0.96 |  | Outdoor | Rooftop
NJSTRE1545719460 |  | Transition Incentive Program | Evesham Township | 8053 | 13 | 5.49 | Residential | Yes | Behind the Meter | Net-metered residential rooftop and canopy |  | None | Sunrun Installation Services, Inc. | PSE&G | Accepted | 2020-10-12 | 2020-10-15 | 2021-10-30 | LONGi Green Energy Technology Co Ltd | LR6-60HPB-305M | Solar Panels |  | 0.305 | 18 | 215 | 23 |  | Fixed | Roof
NJSTRE1545719468 |  | Transition Incentive Program | Williamstown | 8094 | 15 | 12.71 | Residential | Yes | Behind the Meter | Net-metered residential rooftop and canopy |  | None | Bright Planet Solar | AC Electric | Accepted | 2020-10-12 | 2020-10-16 | 2021-10-30 | SOLAR EDGE | SE10000H-USRGM | Inverters | 10000 |  | 1 |  |  | 0.98 |  | Outdoor | OUTSIDE
NJSTRE1545719468 |  | Transition Incentive Program | Williamstown | 8094 | 15 | 12.71 | Residential | Yes | Behind the Meter | Net-metered residential rooftop and canopy |  | None | Bright Planet Solar | AC Electric | Accepted | 2020-10-12 | 2020-10-16 | 2021-10-30 | HANWHA Q-CELLS | Q.PEAK DUO BLK-G5 310W | Solar Panels |  | 0.31 | 4 | 315 | 22 |  | Fixed | Roof
NJSTRE1545719468 |  | Transition Incentive Program | Williamstown | 8094 | 15 | 12.71 | Residential | Yes | Behind the Meter | Net-metered residential rooftop and canopy |  | None | Bright Planet Solar | AC Electric | Accepted | 2020-10-12 | 2020-10-16 | 2021-10-30 | HANWHA Q-CELLS | Q.PEAK DUO BLK-G5 310W | Solar Panels |  | 0.31 | 15 | 315 | 22 |  | Fixed | Roof
NJSTRE1545719468 |  | Transition Incentive Program | Williamstown | 8094 | 15 | 12.71 | Residential | Yes | Behind the Meter | Net-metered residential rooftop and canopy |  | None | Bright Planet Solar | AC Electric | Accepted | 2020-10-12 | 2020-10-16 | 2021-10-30 | HANWHA Q-CELLS | Q.PEAK DUO BLK-G5 310W | Solar Panels |  | 0.31 | 22 | 135 | 22 |  | Fixed | Roof
NJSTRE1545719469 |  | Transition Incentive Program | TRENTON | 8690 | 12 | 10.24 | Residential | Yes | Behind the Meter | Net-metered residential rooftop and canopy |  | None | Vivint Solar Developer, LLC | PSE&G | Accepted | 2020-10-14 | 2020-10-15 | 2021-10-30 | SolarEdge | SE7600H-US | Inverters | 7600 |  | 1 |  |  | 0.992 |  | Outdoor | Near the Utility Meter
NJSTRE1545719469 |  | Transition Incentive Program | TRENTON | 8690 | 12 | 10.24 | Residential | Yes | Behind the Meter | Net-metered residential rooftop and canopy |  | None | Vivint Solar Developer, LLC | PSE&G | Accepted | 2020-10-14 | 2020-10-15 | 2021-10-30 | Jinko Solar | JKM320M-60HBL | Solar Panels |  | 0.32 | 6 | 314 | 22 |  | Fixed | Roof
NJSTRE1545719469 |  | Transition Incentive Program | TRENTON | 8690 | 12 | 10.24 | Residential | Yes | Behind the Meter | Net-metered residential rooftop and canopy |  | None | Vivint Solar Developer, LLC | PSE&G | Accepted | 2020-10-14 | 2020-10-15 | 2021-10-30 | Jinko Solar | JKM320M-60HBL | Solar Panels |  | 0.32 | 12 | 134 | 22 |  | Fixed | Roof
NJSTRE1545719469 |  | Transition Incentive Program | TRENTON | 8690 | 12 | 10.24 | Residential | Yes | Behind the Meter | Net-metered residential rooftop and canopy |  | None | Vivint Solar Developer, LLC | PSE&G | Accepted | 2020-10-14 | 2020-10-15 | 2021-10-30 | Jinko Solar | JKM320M-60HBL | Solar Panels |  | 0.32 | 9 | 326 | 22 |  | Fixed | Roof
NJSTRE1545719469 |  | Transition Incentive Program | TRENTON | 8690 | 12 | 10.24 | Residential | Yes | Behind the Meter | Net-metered residential rooftop and canopy |  | None | Vivint Solar Developer, LLC | PSE&G | Accepted | 2020-10-14 | 2020-10-15 | 2021-10-30 | Jinko Solar | JKM320M-60HBL | Solar Panels |  | 0.32 | 5 | 134 | 22 |  | Fixed | Roof
NJSTRE1545719475 |  | Transition Incentive Program | Hackensack | 7601 | 7 | 6.21 | Residential | Yes | Behind the Meter | Net-metered residential rooftop and canopy |  | None | Sunrun Installation Services, Inc. | PSE&G | Accepted | 2020-10-12 | 2020-10-15 | 2021-10-30 | Enphase Energy | IQ7PLUS-72-x-US (240V) | Inverters | 290 |  | 18 |  |  | 0.96 |  | Outdoor | Rooftop
NJSTRE1545719475 |  | Transition Incentive Program | Hackensack | 7601 | 7 | 6.21 | Residential | Yes | Behind the Meter | Net-metered residential rooftop and canopy |  | None | Sunrun Installation Services, Inc. | PSE&G | Accepted | 2020-10-12 | 2020-10-15 | 2021-10-30 | LG Electronics | LG345N1C-V5 | Solar Panels |  | 0.345 | 6 | 217 | 37 |  | Fixed | Roof
NJSTRE1545719475 |  | Transition Incentive Program | Hackensack | 7601 | 7 | 6.21 | Residential | Yes | Behind the Meter | Net-metered residential rooftop and canopy |  | None | Sunrun Installation Services, Inc. | PSE&G | Accepted | 2020-10-12 | 2020-10-15 | 2021-10-30 | LG Electronics | LG345N1C-V5 | Solar Panels |  | 0.345 | 12 | 217 | 10 |  | Fixed | Roof
NJSTRE1545719479 |  | Transition Incentive Program | Mahwah | 7430 | 7 | 18.29 | Residential | Yes | Behind the Meter | Net-metered residential rooftop and canopy |  | None | Bright Planet Solar | Orange Rockland Electric | Accepted | 2020-10-12 | 2020-10-15 | 2021-10-30 | SOLAR EDGE | SE5000H-USRGM | Inverters | 5000 |  | 1 |  |  | 0.98 |  | Outdoor | OUTSIDE
NJSTRE1545719479 |  | Transition Incentive Program | Mahwah | 7430 | 7 | 18.29 | Residential | Yes | Behind the Meter | Net-metered residential rooftop and canopy |  | None | Bright Planet Solar | Orange Rockland Electric | Accepted | 2020-10-12 | 2020-10-15 | 2021-10-30 | SOLAR EDGE | SE10000H-USRGM | Inverters | 10000 |  | 1 |  |  | 0.98 |  | Outdoor | OUTSIDE
NJSTRE1545719479 |  | Transition Incentive Program | Mahwah | 7430 | 7 | 18.29 | Residential | Yes | Behind the Meter | Net-metered residential rooftop and canopy |  | None | Bright Planet Solar | Orange Rockland Electric | Accepted | 2020-10-12 | 2020-10-15 | 2021-10-30 | HANWHA Q-CELLS | Q.PEAK DUO BLK-G5 310W | Solar Panels |  | 0.31 | 13 | 144 | 26 |  | Fixed | Roof
NJSTRE1545719479 |  | Transition Incentive Program | Mahwah | 7430 | 7 | 18.29 | Residential | Yes | Behind the Meter | Net-metered residential rooftop and canopy |  | None | Bright Planet Solar | Orange Rockland Electric | Accepted | 2020-10-12 | 2020-10-15 | 2021-10-30 | HANWHA Q-CELLS | Q.PEAK DUO BLK-G5 310W | Solar Panels |  | 0.31 | 17 | 325 | 42 |  | Fixed | Roof
NJSTRE1545719479 |  | Transition Incentive Program | Mahwah | 7430 | 7 | 18.29 | Residential | Yes | Behind the Meter | Net-metered residential rooftop and canopy |  | None | Bright Planet Solar | Orange Rockland Electric | Accepted | 2020-10-12 | 2020-10-15 | 2021-10-30 | HANWHA Q-CELLS | Q.PEAK DUO BLK-G5 310W | Solar Panels |  | 0.31 | 10 | 144 | 42 |  | Fixed | Roof
NJSTRE1545719479 |  | Transition Incentive Program | Mahwah | 7430 | 7 | 18.29 | Residential | Yes | Behind the Meter | Net-metered residential rooftop and canopy |  | None | Bright Planet Solar | Orange Rockland Electric | Accepted | 2020-10-12 | 2020-10-15 | 2021-10-30 | HANWHA Q-CELLS | Q.PEAK DUO BLK-G5 310W | Solar Panels |  | 0.31 | 3 | 144 | 42 |  | Fixed | Roof
NJSTRE1545719479 |  | Transition Incentive Program | Mahwah | 7430 | 7 | 18.29 | Residential | Yes | Behind the Meter | Net-metered residential rooftop and canopy |  | None | Bright Planet Solar | Orange Rockland Electric | Accepted | 2020-10-12 | 2020-10-15 | 2021-10-30 | HANWHA Q-CELLS | Q.PEAK DUO BLK-G5 310W | Solar Panels |  | 0.31 | 8 | 229 | 22 |  | Fixed | Roof
NJSTRE1545719479 |  | Transition Incentive Program | Mahwah | 7430 | 7 | 18.29 | Residential | Yes | Behind the Meter | Net-metered residential rooftop and canopy |  | None | Bright Planet Solar | Orange Rockland Electric | Accepted | 2020-10-12 | 2020-10-15 | 2021-10-30 | HANWHA Q-CELLS | Q.PEAK DUO BLK-G5 310W | Solar Panels |  | 0.31 | 5 | 325 | 22 |  | Fixed | Roof
NJSTRE1545719479 |  | Transition Incentive Program | Mahwah | 7430 | 7 | 18.29 | Residential | Yes | Behind the Meter | Net-metered residential rooftop and canopy |  | None | Bright Planet Solar | Orange Rockland Electric | Accepted | 2020-10-12 | 2020-10-15 | 2021-10-30 | HANWHA Q-CELLS | Q.PEAK DUO BLK-G5 310W | Solar Panels |  | 0.31 | 3 | 325 | 42 |  | Fixed | Roof
NJSTRE1545719585 |  | Transition Incentive Program | Trenton | 8648 | 12 | 14.03 | Residential | Yes | Behind the Meter | Net-metered residential rooftop and canopy |  | None | Sunrun Installation Services, Inc. | PSE&G | Accepted | 2020-10-12 | 2020-10-15 | 2021-10-30 | Tesla | Powerwall 2 AC | Electric Storage Battery |  |  | 2 |  |  |  | Lithium Ion |  | outside
NJSTRE1545719585 |  | Transition Incentive Program | Trenton | 8648 | 12 | 14.03 | Residential | Yes | Behind the Meter | Net-metered residential rooftop and canopy |  | None | Sunrun Installation Services, Inc. | PSE&G | Accepted | 2020-10-12 | 2020-10-15 | 2021-10-30 | Delta Electronics | M8-TL-US | Inverters | 8000 |  | 1 |  |  | 0.96 |  | Outdoor | Next To Meter
NJSTRE1545719585 |  | Transition Incentive Program | Trenton | 8648 | 12 | 14.03 | Residential | Yes | Behind the Meter | Net-metered residential rooftop and canopy |  | None | Sunrun Installation Services, Inc. | PSE&G | Accepted | 2020-10-12 | 2020-10-15 | 2021-10-30 | Delta Electronics | M4-TL-US | Inverters | 4000 |  | 1 |  |  | 0.96 |  | Outdoor | Next To Meter
NJSTRE1545719585 |  | Transition Incentive Program | Trenton | 8648 | 12 | 14.03 | Residential | Yes | Behind the Meter | Net-metered residential rooftop and canopy |  | None | Sunrun Installation Services, Inc. | PSE&G | Accepted | 2020-10-12 | 2020-10-15 | 2021-10-30 | LONGi Green Energy Technology Co Ltd | LR6-60HPB-305M | Solar Panels |  | 0.305 | 15 | 104 | 34 |  | Fixed | Roof
NJSTRE1545719585 |  | Transition Incentive Program | Trenton | 8648 | 12 | 14.03 | Residential | Yes | Behind the Meter | Net-metered residential rooftop and canopy |  | None | Sunrun Installation Services, Inc. | PSE&G | Accepted | 2020-10-12 | 2020-10-15 | 2021-10-30 | LONGi Green Energy Technology Co Ltd | LR6-60HPB-305M | Solar Panels |  | 0.305 | 31 | 284 | 34 |  | Fixed | Roof
NJSTRE1545719599 |  | Transition Incentive Program | Pleasantville | 8232 | 19 | 10.85 | Residential | Yes | Behind the Meter | Net-metered residential rooftop and canopy |  | None | Bright Planet Solar | AC Electric | Accepted | 2020-10-12 | 2020-10-15 | 2021-10-30 | SOLAR EDGE | SE10000H-USRGM | Inverters | 10000 |  | 1 |  |  | 0.98 |  | Outdoor | OUTSIDE
NJSTRE1545719599 |  | Transition Incentive Program | Pleasantville | 8232 | 19 | 10.85 | Residential | Yes | Behind the Meter | Net-metered residential rooftop and canopy |  | None | Bright Planet Solar | AC Electric | Accepted | 2020-10-12 | 2020-10-15 | 2021-10-30 | HANWHA Q-CELLS | Q.PEAK DUO BLK-G5 310W | Solar Panels |  | 0.31 | 35 | 240 | 18 |  | Fixed | Roof
NJSTRE1545719611 |  | Transition Incentive Program | Palisades Park | 7650 | 7 | 4.58 | Residential | Yes | Behind the Meter | Net-metered residential rooftop and canopy |  | None | Sunrun Installation Services, Inc. | PSE&G | Accepted | 2020-10-12 | 2020-10-15 | 2021-10-30 | Enphase Energy | IQ7-60-x-US (240V) | Inverters | 240 |  | 15 |  |  | 0.96 |  | Outdoor | Rooftop
NJSTRE1545719611 |  | Transition Incentive Program | Palisades Park | 7650 | 7 | 4.58 | Residential | Yes | Behind the Meter | Net-metered residential rooftop and canopy |  | None | Sunrun Installation Services, Inc. | PSE&G | Accepted | 2020-10-12 | 2020-10-15 | 2021-10-30 | LONGi Green Energy Technology Co Ltd | LR6-60HPB-305M | Solar Panels |  | 0.305 | 6 | 294 | 43 |  | Fixed | Roof
NJSTRE1545719611 |  | Transition Incentive Program | Palisades Park | 7650 | 7 | 4.58 | Residential | Yes | Behind the Meter | Net-metered residential rooftop and canopy |  | None | Sunrun Installation Services, Inc. | PSE&G | Accepted | 2020-10-12 | 2020-10-15 | 2021-10-30 | LONGi Green Energy Technology Co Ltd | LR6-60HPB-305M | Solar Panels |  | 0.305 | 6 | 204 | 14 |  | Fixed | Roof
NJSTRE1545719611 |  | Transition Incentive Program | Palisades Park | 7650 | 7 | 4.58 | Residential | Yes | Behind the Meter | Net-metered residential rooftop and canopy |  | None | Sunrun Installation Services, Inc. | PSE&G | Accepted | 2020-10-12 | 2020-10-15 | 2021-10-30 | LONGi Green Energy Technology Co Ltd | LR6-60HPB-305M | Solar Panels |  | 0.305 | 2 | 114 | 43 |  | Fixed | Roof
NJSTRE1545719611 |  | Transition Incentive Program | Palisades Park | 7650 | 7 | 4.58 | Residential | Yes | Behind the Meter | Net-metered residential rooftop and canopy |  | None | Sunrun Installation Services, Inc. | PSE&G | Accepted | 2020-10-12 | 2020-10-15 | 2021-10-30 | LONGi Green Energy Technology Co Ltd | LR6-60HPB-305M | Solar Panels |  | 0.305 | 1 | 24 | 14 |  | Fixed | Roof
NJSTRE1545719615 |  | Transition Incentive Program | Union City | 7087 | 8 | 2.48 | Residential | No | Behind the Meter | Net-metered residential rooftop and canopy |  | None | Bright Planet Solar | PSE&G | Accepted | 2020-10-12 | 2020-10-15 | 2021-10-30 | SOLAR EDGE | SE3000H-USRGM | Inverters | 3000 |  | 1 |  |  | 0.98 |  | Outdoor | OUTSIDE
NJSTRE1545719615 |  | Transition Incentive Program | Union City | 7087 | 8 | 2.48 | Residential | No | Behind the Meter | Net-metered residential rooftop and canopy |  | None | Bright Planet Solar | PSE&G | Accepted | 2020-10-12 | 2020-10-15 | 2021-10-30 | HANWHA Q-CELLS | Q.PEAK DUO BLK-G5 310W | Solar Panels |  | 0.31 | 8 | 205 | 9 |  | Fixed | Roof
NJSTRE1545721004 |  | Transition Incentive Program | Somerdale | 8083 | 14 | 3.78 | Residential | No | Behind the Meter | Net-metered residential rooftop and canopy |  | None | Suntuity Solar LLC | PSE&G | Accepted | 2020-10-13 | 2020-10-15 | 2021-10-30 | Enphase Energy | IQ7-60-2-US | Inverters | 240 |  | 12 |  |  | 0.97 |  | Outdoor | Behind the PV Modules
NJSTRE1545721004 |  | Transition Incentive Program | Somerdale | 8083 | 14 | 3.78 | Residential | No | Behind the Meter | Net-metered residential rooftop and canopy |  | None | Suntuity Solar LLC | PSE&G | Accepted | 2020-10-13 | 2020-10-15 | 2021-10-30 | Longi | LR6-60HPB-315M | Solar Panels |  | 0.315 | 12 | 129 | 20 |  | Fixed | Roof
NJSTRE1545721005 |  | Transition Incentive Program | Sicklerville | 8081 | 14 | 11.03 | Residential | No | Behind the Meter | Net-metered residential rooftop and canopy |  | None | Suntuity Solar LLC | AC Electric | Accepted | 2020-10-13 | 2020-10-15 | 2021-10-30 | Enphase Energy | IQ7-60-2-US | Inverters | 240 |  | 35 |  |  | 0.97 |  | Outdoor | Behind the PV Modules
NJSTRE1545721005 |  | Transition Incentive Program | Sicklerville | 8081 | 14 | 11.03 | Residential | No | Behind the Meter | Net-metered residential rooftop and canopy |  | None | Suntuity Solar LLC | AC Electric | Accepted | 2020-10-13 | 2020-10-15 | 2021-10-30 | Longi | LR6-60HPB-315M | Solar Panels |  | 0.315 | 15 | 130 | 25 |  | Fixed | Roof
NJSTRE1545721005 |  | Transition Incentive Program | Sicklerville | 8081 | 14 | 11.03 | Residential | No | Behind the Meter | Net-metered residential rooftop and canopy |  | None | Suntuity Solar LLC | AC Electric | Accepted | 2020-10-13 | 2020-10-15 | 2021-10-30 | Longi | LR6-60HPB-315M | Solar Panels |  | 0.315 | 20 | 310 | 25 |  | Fixed | Roof
NJSTRE1545721006 |  | Transition Incentive Program | FRANKLIN PARK | 8823 | 5 | 6.62 | Residential | No | Behind the Meter | Net-metered residential ground mount |  | None | Suntuity Solar LLC | PSE&G | Accepted | 2020-10-13 | 2020-10-15 | 2021-10-30 | Enphase Energy | IQ7-60-2-US | Inverters | 240 |  | 21 |  |  | 0.97 |  | Outdoor | Behind the PV Modules
NJSTRE1545721006 |  | Transition Incentive Program | FRANKLIN PARK | 8823 | 5 | 6.62 | Residential | No | Behind the Meter | Net-metered residential ground mount |  | None | Suntuity Solar LLC | PSE&G | Accepted | 2020-10-13 | 2020-10-15 | 2021-10-30 | Longi | LR6-60HPB-315M | Solar Panels |  | 0.315 | 21 | 209 | 20 |  | Fixed | Ground
NJSTRE1545721007 |  | Transition Incentive Program | WAYNE | 7470 | 6 | 17.64 | Residential | No | Behind the Meter | Net-metered residential rooftop and canopy |  | None | Suntuity Solar LLC | PSE&G | Accepted | 2020-10-13 | 2020-10-15 | 2021-10-30 | Enphase Energy | IQ7-60-2-US | Inverters | 240 |  | 56 |  |  | 0.97 |  | Outdoor | Behind the PV Modules
NJSTRE1545721007 |  | Transition Incentive Program | WAYNE | 7470 | 6 | 17.64 | Residential | No | Behind the Meter | Net-metered residential rooftop and canopy |  | None | Suntuity Solar LLC | PSE&G | Accepted | 2020-10-13 | 2020-10-15 | 2021-10-30 | Longi | LR6-60HPB-315M | Solar Panels |  | 0.315 | 22 | 345 | 18 |  | Fixed | Roof
NJSTRE1545721007 |  | Transition Incentive Program | WAYNE | 7470 | 6 | 17.64 | Residential | No | Behind the Meter | Net-metered residential rooftop and canopy |  | None | Suntuity Solar LLC | PSE&G | Accepted | 2020-10-13 | 2020-10-15 | 2021-10-30 | Longi | LR6-60HPB-315M | Solar Panels |  | 0.315 | 8 | 345 | 20 |  | Fixed | Roof
NJSTRE1545721007 |  | Transition Incentive Program | WAYNE | 7470 | 6 | 17.64 | Residential | No | Behind the Meter | Net-metered residential rooftop and canopy |  | None | Suntuity Solar LLC | PSE&G | Accepted | 2020-10-13 | 2020-10-15 | 2021-10-30 | Longi | LR6-60HPB-315M | Solar Panels |  | 0.315 | 20 | 165 | 18 |  | Fixed | Roof
NJSTRE1545721007 |  | Transition Incentive Program | WAYNE | 7470 | 6 | 17.64 | Residential | No | Behind the Meter | Net-metered residential rooftop and canopy |  | None | Suntuity Solar LLC | PSE&G | Accepted | 2020-10-13 | 2020-10-15 | 2021-10-30 | Longi | LR6-60HPB-315M | Solar Panels |  | 0.315 | 6 | 165 | 20 |  | Fixed | Roof
NJSTRE1545721008 |  | Transition Incentive Program | NEWTON | 7860 | 1 | 6.62 | Residential | Yes | Behind the Meter | Net-metered residential rooftop and canopy |  | None | Suntuity Solar LLC | JCP&L | Accepted | 2020-10-13 | 2020-10-15 | 2021-10-30 | Enphase Energy | IQ7-60-2-US | Inverters | 240 |  | 21 |  |  | 0.97 |  | Outdoor | Behind the PV Modules
NJSTRE1545721008 |  | Transition Incentive Program | NEWTON | 7860 | 1 | 6.62 | Residential | Yes | Behind the Meter | Net-metered residential rooftop and canopy |  | None | Suntuity Solar LLC | JCP&L | Accepted | 2020-10-13 | 2020-10-15 | 2021-10-30 | Longi | LR6-60HPB-315M | Solar Panels |  | 0.315 | 12 | 279 | 19 |  | Fixed | Roof
NJSTRE1545721008 |  | Transition Incentive Program | NEWTON | 7860 | 1 | 6.62 | Residential | Yes | Behind the Meter | Net-metered residential rooftop and canopy |  | None | Suntuity Solar LLC | JCP&L | Accepted | 2020-10-13 | 2020-10-15 | 2021-10-30 | Longi | LR6-60HPB-315M | Solar Panels |  | 0.315 | 9 | 99 | 19 |  | Fixed | Roof
NJSTRE1545721009 |  | Transition Incentive Program | PERRINEVILLE | 8535 | 17 | 16.38 | Residential | No | Behind the Meter | Net-metered residential rooftop and canopy |  | None | Suntuity Solar LLC | JCP&L | Accepted | 2020-10-13 | 2020-10-15 | 2021-10-30 | Enphase Energy | IQ7-60-2-US | Inverters | 240 |  | 52 |  |  | 0.97 |  | Outdoor | Behind the PV Modules
NJSTRE1545721009 |  | Transition Incentive Program | PERRINEVILLE | 8535 | 17 | 16.38 | Residential | No | Behind the Meter | Net-metered residential rooftop and canopy |  | None | Suntuity Solar LLC | JCP&L | Accepted | 2020-10-13 | 2020-10-15 | 2021-10-30 | Longi | LR6-60HPB-315M | Solar Panels |  | 0.315 | 9 | 257 | 36 |  | Fixed | Roof
NJSTRE1545721009 |  | Transition Incentive Program | PERRINEVILLE | 8535 | 17 | 16.38 | Residential | No | Behind the Meter | Net-metered residential rooftop and canopy |  | None | Suntuity Solar LLC | JCP&L | Accepted | 2020-10-13 | 2020-10-15 | 2021-10-30 | Longi | LR6-60HPB-315M | Solar Panels |  | 0.315 | 6 | 167 | 36 |  | Fixed | Roof
NJSTRE1545721009 |  | Transition Incentive Program | PERRINEVILLE | 8535 | 17 | 16.38 | Residential | No | Behind the Meter | Net-metered residential rooftop and canopy |  | None | Suntuity Solar LLC | JCP&L | Accepted | 2020-10-13 | 2020-10-15 | 2021-10-30 | Longi | LR6-60HPB-315M | Solar Panels |  | 0.315 | 5 | 347 | 36 |  | Fixed | Roof
NJSTRE1545721009 |  | Transition Incentive Program | PERRINEVILLE | 8535 | 17 | 16.38 | Residential | No | Behind the Meter | Net-metered residential rooftop and canopy |  | None | Suntuity Solar LLC | JCP&L | Accepted | 2020-10-13 | 2020-10-15 | 2021-10-30 | Longi | LR6-60HPB-315M | Solar Panels |  | 0.315 | 15 | 77 | 36 |  | Fixed | Roof
NJSTRE1545721009 |  | Transition Incentive Program | PERRINEVILLE | 8535 | 17 | 16.38 | Residential | No | Behind the Meter | Net-metered residential rooftop and canopy |  | None | Suntuity Solar LLC | JCP&L | Accepted | 2020-10-13 | 2020-10-15 | 2021-10-30 | Longi | LR6-60HPB-315M | Solar Panels |  | 0.315 | 5 | 77 | 24 |  | Fixed | Roof
NJSTRE1545721009 |  | Transition Incentive Program | PERRINEVILLE | 8535 | 17 | 16.38 | Residential | No | Behind the Meter | Net-metered residential rooftop and canopy |  | None | Suntuity Solar LLC | JCP&L | Accepted | 2020-10-13 | 2020-10-15 | 2021-10-30 | Longi | LR6-60HPB-315M | Solar Panels |  | 0.315 | 12 | 167 | 39 |  | Fixed | Roof
NJSTRE1545721010 |  | Transition Incentive Program | IRVINGTON | 7111 | 9 | 4.73 | Residential | Yes | Behind the Meter | Net-metered residential rooftop and canopy |  | None | Suntuity Solar LLC | PSE&G | Accepted | 2020-10-13 | 2020-10-15 | 2021-10-30 | Enphase Energy | IQ7-60-2-US | Inverters | 240 |  | 15 |  |  | 0.97 |  | Outdoor | Behind the PV Modules
NJSTRE1545721010 |  | Transition Incentive Program | IRVINGTON | 7111 | 9 | 4.73 | Residential | Yes | Behind the Meter | Net-metered residential rooftop and canopy |  | None | Suntuity Solar LLC | PSE&G | Accepted | 2020-10-13 | 2020-10-15 | 2021-10-30 | Longi | LR6-60HPB-315M | Solar Panels |  | 0.315 | 6 | 219 | 17 |  | Fixed | Roof
NJSTRE1545721010 |  | Transition Incentive Program | IRVINGTON | 7111 | 9 | 4.73 | Residential | Yes | Behind the Meter | Net-metered residential rooftop and canopy |  | None | Suntuity Solar LLC | PSE&G | Accepted | 2020-10-13 | 2020-10-15 | 2021-10-30 | Longi | LR6-60HPB-315M | Solar Panels |  | 0.315 | 6 | 39 | 33 |  | Fixed | Roof
NJSTRE1545721010 |  | Transition Incentive Program | IRVINGTON | 7111 | 9 | 4.73 | Residential | Yes | Behind the Meter | Net-metered residential rooftop and canopy |  | None | Suntuity Solar LLC | PSE&G | Accepted | 2020-10-13 | 2020-10-15 | 2021-10-30 | Longi | LR6-60HPB-315M | Solar Panels |  | 0.315 | 3 | 219 | 19 |  | Fixed | Roof
NJSTRE1545721014 |  | Transition Incentive Program | Manasquan | 8736 | 17 | 6.29 | Residential | No | Behind the Meter | Net-metered residential rooftop and canopy |  | None | Whitman Construction, LLC | JCP&L | Accepted | 2020-10-13 | 2020-10-15 | 2021-10-30 | enphase energy | iq7plus-72-2-us | Inverters | 295 |  | 17 |  |  | 0.975 |  | Outdoor | microinverters located under modules
NJSTRE1545721014 |  | Transition Incentive Program | Manasquan | 8736 | 17 | 6.29 | Residential | No | Behind the Meter | Net-metered residential rooftop and canopy |  | None | Whitman Construction, LLC | JCP&L | Accepted | 2020-10-13 | 2020-10-15 | 2021-10-30 | solaria power | xt370r-pd | Solar Panels |  | 0.37 | 14 | 177 | 19 |  | Fixed | Roof
NJSTRE1545721014 |  | Transition Incentive Program | Manasquan | 8736 | 17 | 6.29 | Residential | No | Behind the Meter | Net-metered residential rooftop and canopy |  | None | Whitman Construction, LLC | JCP&L | Accepted | 2020-10-13 | 2020-10-15 | 2021-10-30 | solaria power | xt 370r-pd | Solar Panels |  | 0.37 | 3 | 177 | 19 |  | Fixed | Roof
NJSTRE1545721016 |  | Transition Incentive Program | Edison | 8820 | 11 | 14.96 | Residential | No | Behind the Meter | Net-metered residential rooftop and canopy |  | PSEG | Maier Solar Engineering dba Solar Me | PSE&G | Accepted | 2020-10-13 | 2020-10-15 | 2021-10-30 | Enphase | IQ7+ | Inverters | 290 |  | 44 |  |  | 0.96 |  | Outdoor | Next to meter
NJSTRE1545721016 |  | Transition Incentive Program | Edison | 8820 | 11 | 14.96 | Residential | No | Behind the Meter | Net-metered residential rooftop and canopy |  | PSEG | Maier Solar Engineering dba Solar Me | PSE&G | Accepted | 2020-10-13 | 2020-10-15 | 2021-10-30 | Hanwha | Q.CELL DUO BLK- G6 340W | Solar Panels |  | 0.34 | 14 | 178 | 23 |  | Fixed | Roof
NJSTRE1545721016 |  | Transition Incentive Program | Edison | 8820 | 11 | 14.96 | Residential | No | Behind the Meter | Net-metered residential rooftop and canopy |  | PSEG | Maier Solar Engineering dba Solar Me | PSE&G | Accepted | 2020-10-13 | 2020-10-15 | 2021-10-30 | Hanwha | Q.CELL DUO BLK- G6 340W | Solar Panels |  | 0.34 | 5 | 358 | 23 |  | Fixed | Roof
NJSTRE1545721016 |  | Transition Incentive Program | Edison | 8820 | 11 | 14.96 | Residential | No | Behind the Meter | Net-metered residential rooftop and canopy |  | PSEG | Maier Solar Engineering dba Solar Me | PSE&G | Accepted | 2020-10-13 | 2020-10-15 | 2021-10-30 | Hanwha | Q.CELL DUO BLK- G6 340W | Solar Panels |  | 0.34 | 5 | 178 | 23 |  | Fixed | Roof
NJSTRE1545721016 |  | Transition Incentive Program | Edison | 8820 | 11 | 14.96 | Residential | No | Behind the Meter | Net-metered residential rooftop and canopy |  | PSEG | Maier Solar Engineering dba Solar Me | PSE&G | Accepted | 2020-10-13 | 2020-10-15 | 2021-10-30 | Hanwha | Q.CELL DUO BLK- G6 340W | Solar Panels |  | 0.34 | 20 | 178 | 23 |  | Fixed | Roof
NJSTRE1545721019 |  | Transition Incentive Program | Mays Landing | 8330 | 19 | 6.18 | Residential | No | Behind the Meter | Net-metered residential rooftop and canopy |  | None | Whitman Construction, LLC | AC Electric | Accepted | 2020-10-13 | 2020-10-15 | 2021-10-30 | enphase energy | iq7-60-2-us | Inverters | 240 |  | 19 |  |  | 0.975 |  | Outdoor | microinverters located under modules
NJSTRE1545721019 |  | Transition Incentive Program | Mays Landing | 8330 | 19 | 6.18 | Residential | No | Behind the Meter | Net-metered residential rooftop and canopy |  | None | Whitman Construction, LLC | AC Electric | Accepted | 2020-10-13 | 2020-10-15 | 2021-10-30 | trina | tsm 325 de06m | Solar Panels |  | 0.325 | 19 | 252 | 20 |  | Fixed | Roof
NJSTRE1545721022 |  | Transition Incentive Program | Woodbury Heights | 8097 | 15 | 14.74 | Residential | Yes | Behind the Meter | Net-metered residential rooftop and canopy |  | None | Vision Solar LLC | PSE&G | Accepted | 2020-10-13 | 2020-10-15 | 2021-10-30 | ENPHASE | IQ7-60-2-US | Inverters | 0.24 |  | 44 |  |  | 0.96 |  | Other | BEHIND EACH PANEL
NJSTRE1545721022 |  | Transition Incentive Program | Woodbury Heights | 8097 | 15 | 14.74 | Residential | Yes | Behind the Meter | Net-metered residential rooftop and canopy |  | None | Vision Solar LLC | PSE&G | Accepted | 2020-10-13 | 2020-10-15 | 2021-10-30 | HANWHA Q-CELLS | Q.PEAK DUO-G6+ 335 | Solar Panels |  | 0.335 | 14 | 267 | 20 |  | Fixed | Roof
NJSTRE1545721022 |  | Transition Incentive Program | Woodbury Heights | 8097 | 15 | 14.74 | Residential | Yes | Behind the Meter | Net-metered residential rooftop and canopy |  | None | Vision Solar LLC | PSE&G | Accepted | 2020-10-13 | 2020-10-15 | 2021-10-30 | HANWHA Q-CELLS | Q.PEAK DUO-G6+ 335 | Solar Panels |  | 0.335 | 2 | 87 | 20 |  | Fixed | Roof
NJSTRE1545721022 |  | Transition Incentive Program | Woodbury Heights | 8097 | 15 | 14.74 | Residential | Yes | Behind the Meter | Net-metered residential rooftop and canopy |  | None | Vision Solar LLC | PSE&G | Accepted | 2020-10-13 | 2020-10-15 | 2021-10-30 | HANWHA Q-CELLS | Q.PEAK DUO-G6+ 335 | Solar Panels |  | 0.335 | 12 | 87 | 18 |  | Fixed | Roof
NJSTRE1545721022 |  | Transition Incentive Program | Woodbury Heights | 8097 | 15 | 14.74 | Residential | Yes | Behind the Meter | Net-metered residential rooftop and canopy |  | None | Vision Solar LLC | PSE&G | Accepted | 2020-10-13 | 2020-10-15 | 2021-10-30 | HANWHA Q-CELLS | Q.PEAK DUO-G6+ 335 | Solar Panels |  | 0.335 | 5 | 267 | 20 |  | Fixed | Roof
NJSTRE1545721022 |  | Transition Incentive Program | Woodbury Heights | 8097 | 15 | 14.74 | Residential | Yes | Behind the Meter | Net-metered residential rooftop and canopy |  | None | Vision Solar LLC | PSE&G | Accepted | 2020-10-13 | 2020-10-15 | 2021-10-30 | HANWHA Q-CELLS | Q.PEAK DUO-G6+ 335 | Solar Panels |  | 0.335 | 11 | 87 | 20 |  | Fixed | Roof
NJSTRE1545721023 |  | Transition Incentive Program | Neptune | 7753 | 17 | 7.26 | Residential | Yes | Behind the Meter | Net-metered residential rooftop and canopy |  | None | Posigen NJ LLC | JCP&L | Accepted | 2020-10-13 | 2020-10-15 | 2021-10-30 | SolarEdge | SE7600H-US | Inverters | 7600 |  | 1 |  |  | 0.99 |  | Outside | within ten feet of meter
NJSTRE1545721023 |  | Transition Incentive Program | Neptune | 7753 | 17 | 7.26 | Residential | Yes | Behind the Meter | Net-metered residential rooftop and canopy |  | None | Posigen NJ LLC | JCP&L | Accepted | 2020-10-13 | 2020-10-15 | 2021-10-30 | Silfab | SIL330HL | Solar Panels |  | 0.33 | 22 | 41221 | 20 |  | Fixed | Roof
NJSTRE1545721036 |  | Transition Incentive Program | Germania | 8215 | 19 | 13.65 | Residential | Yes | Behind the Meter | Net-metered residential rooftop and canopy |  | None | Sun Up Zero Down | AC Electric | Accepted | 2020-10-13 | 2020-10-27 | 2021-10-30 | enphase | X-IQ-AM1-240-3 | Meters |  |  | 1 |  |  |  | Yes | Outdoor
NJSTRE1545721036 |  | Transition Incentive Program | Germania | 8215 | 19 | 13.65 | Residential | Yes | Behind the Meter | Net-metered residential rooftop and canopy |  | None | Sun Up Zero Down | AC Electric | Accepted | 2020-10-13 | 2020-10-27 | 2021-10-30 | Enphase | IQ7-60-2-US | Inverters | 240 |  | 42 |  |  | 0.976 |  | Outside | behind panels
NJSTRE1545721036 |  | Transition Incentive Program | Germania | 8215 | 19 | 13.65 | Residential | Yes | Behind the Meter | Net-metered residential rooftop and canopy |  | None | Sun Up Zero Down | AC Electric | Accepted | 2020-10-13 | 2020-10-27 | 2021-10-30 | Trina | TSM-DD06M.05(II) 325 | Solar Panels |  | 0.325 | 11 | 261 | 43 |  | Fixed | Roof
NJSTRE1545721036 |  | Transition Incentive Program | Germania | 8215 | 19 | 13.65 | Residential | Yes | Behind the Meter | Net-metered residential rooftop and canopy |  | None | Sun Up Zero Down | AC Electric | Accepted | 2020-10-13 | 2020-10-27 | 2021-10-30 | Trina | TSM-DD06M.05(II) 325 | Solar Panels |  | 0.325 | 5 | 169 | 37 |  | Fixed | Roof
NJSTRE1545721036 |  | Transition Incentive Program | Germania | 8215 | 19 | 13.65 | Residential | Yes | Behind the Meter | Net-metered residential rooftop and canopy |  | None | Sun Up Zero Down | AC Electric | Accepted | 2020-10-13 | 2020-10-27 | 2021-10-30 | Trina | TSM-DD06M.05(II) 325 | Solar Panels |  | 0.325 | 26 | 81 | 43 |  | Fixed | Roof
NJSTRE1545721046 |  | Transition Incentive Program | Morris plains | 7950 | 3 | 7.71 | Residential | No | Behind the Meter | Net-metered residential rooftop and canopy |  | None | Vision Solar LLC | JCP&L | Accepted | 2020-10-13 | 2020-10-15 | 2021-10-30 | ENPHASE | IQ7-60-2-US | Inverters | 0.24 |  | 23 |  |  | 0.96 |  | Other | BEHIND EACH PANEL
NJSTRE1545721046 |  | Transition Incentive Program | Morris plains | 7950 | 3 | 7.71 | Residential | No | Behind the Meter | Net-metered residential rooftop and canopy |  | None | Vision Solar LLC | JCP&L | Accepted | 2020-10-13 | 2020-10-15 | 2021-10-30 | HANWHA Q-CELLS | Q.PEAK DUO-G6+ 335 | Solar Panels |  | 0.335 | 5 | 125 | 24 |  | Fixed | Roof
NJSTRE1545721046 |  | Transition Incentive Program | Morris plains | 7950 | 3 | 7.71 | Residential | No | Behind the Meter | Net-metered residential rooftop and canopy |  | None | Vision Solar LLC | JCP&L | Accepted | 2020-10-13 | 2020-10-15 | 2021-10-30 | HANWHA Q-CELLS | Q.PEAK DUO-G6+ 335 | Solar Panels |  | 0.335 | 10 | 125 | 24 |  | Fixed | Roof
NJSTRE1545721046 |  | Transition Incentive Program | Morris plains | 7950 | 3 | 7.71 | Residential | No | Behind the Meter | Net-metered residential rooftop and canopy |  | None | Vision Solar LLC | JCP&L | Accepted | 2020-10-13 | 2020-10-15 | 2021-10-30 | HANWHA Q-CELLS | Q.PEAK DUO-G6+ 335 | Solar Panels |  | 0.335 | 2 | 305 | 24 |  | Fixed | Roof
NJSTRE1545721046 |  | Transition Incentive Program | Morris plains | 7950 | 3 | 7.71 | Residential | No | Behind the Meter | Net-metered residential rooftop and canopy |  | None | Vision Solar LLC | JCP&L | Accepted | 2020-10-13 | 2020-10-15 | 2021-10-30 | HANWHA Q-CELLS | Q.PEAK DUO-G6+ 335 | Solar Panels |  | 0.335 | 6 | 305 | 24 |  | Fixed | Roof
NJSTRE1545721058 |  | Transition Incentive Program | Ewing | 8618 | 12 | 5.12 | Residential | Yes | Behind the Meter | Net-metered residential rooftop and canopy |  | None | Posigen NJ LLC | PSE&G | Accepted | 2020-10-13 | 2020-10-15 | 2021-10-30 | SolarEdge | SE6000H-US | Inverters | 6000 |  | 1 |  |  | 0.99 |  | Outside | within ten feet of meter
NJSTRE1545721058 |  | Transition Incentive Program | Ewing | 8618 | 12 | 5.12 | Residential | Yes | Behind the Meter | Net-metered residential rooftop and canopy |  | None | Posigen NJ LLC | PSE&G | Accepted | 2020-10-13 | 2020-10-15 | 2021-10-30 | Silfab | SLA320BL | Solar Panels |  | 0.32 | 16 | 153243 | 38 |  | Fixed | Roof
NJSTRE1545721059 |  | Transition Incentive Program | Browns Mills | 8015 | 13 | 7.04 | Residential | Yes | Behind the Meter | Net-metered residential rooftop and canopy |  | None | Vision Solar LLC | JCP&L | Accepted | 2020-10-13 | 2020-10-15 | 2021-10-30 | ENPHASE | IQ7-60-2-US | Inverters | 0.24 |  | 21 |  |  | 0.96 |  | Other | BEHIND EACH PANEL
NJSTRE1545721059 |  | Transition Incentive Program | Browns Mills | 8015 | 13 | 7.04 | Residential | Yes | Behind the Meter | Net-metered residential rooftop and canopy |  | None | Vision Solar LLC | JCP&L | Accepted | 2020-10-13 | 2020-10-15 | 2021-10-30 | HANWHA Q-CELLS | Q.PEAK DUO-G6+ 335 | Solar Panels |  | 0.335 | 21 | 155 | 26 |  | Fixed | Roof
NJSTRE1545721069 |  | Transition Incentive Program | Ewing | 8638 | 12 | 7.26 | Residential | Yes | Behind the Meter | Net-metered residential rooftop and canopy |  | None | Posigen NJ LLC | PSE&G | Accepted | 2020-10-13 | 2020-10-15 | 2021-10-30 | SolarEdge | SE7600H-US | Inverters | 7600 |  | 1 |  |  | 0.99 |  | Outside | within ten feet of meter
NJSTRE1545721069 |  | Transition Incentive Program | Ewing | 8638 | 12 | 7.26 | Residential | Yes | Behind the Meter | Net-metered residential rooftop and canopy |  | None | Posigen NJ LLC | PSE&G | Accepted | 2020-10-13 | 2020-10-15 | 2021-10-30 | Silfab | SIL330HL | Solar Panels |  | 0.33 | 22 | 48228 | 20 |  | Fixed | Roof
NJSTRE1545721081 |  | Transition Incentive Program | HARRISONVILLE | 8039 | 15 | 14.74 | Residential | No | Behind the Meter | Net-metered residential rooftop and canopy |  | None | Vision Solar LLC | AC Electric | Accepted | 2020-10-13 | 2020-10-15 | 2021-10-30 | ENPHASE | IQ7-60-2-US | Inverters | 0.24 |  | 44 |  |  | 0.96 |  | Other | BEHIND EACH PANEL
NJSTRE1545721081 |  | Transition Incentive Program | HARRISONVILLE | 8039 | 15 | 14.74 | Residential | No | Behind the Meter | Net-metered residential rooftop and canopy |  | None | Vision Solar LLC | AC Electric | Accepted | 2020-10-13 | 2020-10-15 | 2021-10-30 | HANWHA Q-CELLS | Q.PEAK DUO-G6+ 335 | Solar Panels |  | 0.335 | 44 | 163 | 10 |  | Fixed | Roof
NJSTRE1545721086 |  | Transition Incentive Program | Oaklyn | 8107 | 14 | 5.1 | Residential | Yes | Behind the Meter | Net-metered residential rooftop and canopy |  | None | Trinity Solar | PSE&G | Accepted | 2020-10-13 | 2020-10-15 | 2021-10-30 | Solar Edge | SE3800 | Inverters | 3800 |  | 1 |  |  | 0.97 |  | Outside | side of home
NJSTRE1545721086 |  | Transition Incentive Program | Oaklyn | 8107 | 14 | 5.1 | Residential | Yes | Behind the Meter | Net-metered residential rooftop and canopy |  | None | Trinity Solar | PSE&G | Accepted | 2020-10-13 | 2020-10-15 | 2021-10-30 | Hanwha | Q.PEAK DUO BLK-G6 340 | Solar Panels |  | 0.34 | 9 | 161 | 4 |  | Fixed | Roof
NJSTRE1545721086 |  | Transition Incentive Program | Oaklyn | 8107 | 14 | 5.1 | Residential | Yes | Behind the Meter | Net-metered residential rooftop and canopy |  | None | Trinity Solar | PSE&G | Accepted | 2020-10-13 | 2020-10-15 | 2021-10-30 | Hanwha | Q.PEAK DUO BLK-G6 340 | Solar Panels |  | 0.34 | 6 | 161 | 40 |  | Fixed | Roof
NJSTRE1545721095 |  | Transition Incentive Program | Pleasantville | 8232 | 19 | 1.34 | Residential | Yes | Behind the Meter | Net-metered residential rooftop and canopy |  | None | Vision Solar LLC | AC Electric | Accepted | 2020-10-13 | 2020-10-15 | 2021-10-30 | ENPHASE | IQ7-60-2-US | Inverters | 0.24 |  | 4 |  |  | 0.96 |  | Other | BEHIND EACH PANEL
NJSTRE1545721095 |  | Transition Incentive Program | Pleasantville | 8232 | 19 | 1.34 | Residential | Yes | Behind the Meter | Net-metered residential rooftop and canopy |  | None | Vision Solar LLC | AC Electric | Accepted | 2020-10-13 | 2020-10-15 | 2021-10-30 | IQ7-60-2-US | Q.PEAK DUO-G6+ 335 | Solar Panels |  | 0.335 | 4 | 30 | 10 |  | Fixed | Roof
NJSTRE1545721103 |  | Transition Incentive Program | Holmdel | 7733 | 17 | 8.84 | Residential | Yes | Behind the Meter | Net-metered residential rooftop and canopy |  | None | Trinity Solar | JCP&L | Accepted | 2020-10-13 | 2020-10-15 | 2021-10-30 | SOLAR EDGE | SE7600H-US | Inverters | 7600 |  | 1 |  |  | 0.97 |  | Outside | SIDE OF HOME
NJSTRE1545721103 |  | Transition Incentive Program | Holmdel | 7733 | 17 | 8.84 | Residential | Yes | Behind the Meter | Net-metered residential rooftop and canopy |  | None | Trinity Solar | JCP&L | Accepted | 2020-10-13 | 2020-10-15 | 2021-10-30 | HANWHA 340 (Q.PEAK DUO BLK-G6 340) | HANWHA 340 (Q.PEAK DUO BLK-G6 340) | Solar Panels |  | 0.34 | 2 | 330 | 23 |  | Fixed | Roof
NJSTRE1545721103 |  | Transition Incentive Program | Holmdel | 7733 | 17 | 8.84 | Residential | Yes | Behind the Meter | Net-metered residential rooftop and canopy |  | None | Trinity Solar | JCP&L | Accepted | 2020-10-13 | 2020-10-15 | 2021-10-30 | HANWHA 340 (Q.PEAK DUO BLK-G6 340) | HANWHA 340 (Q.PEAK DUO BLK-G6 340) | Solar Panels |  | 0.34 | 24 | 150 | 21 |  | Fixed | Roof
NJSTRE1545721104 |  | Transition Incentive Program | Pleasantville | 8232 | 19 | 2.01 | Residential | No | Behind the Meter | Net-metered residential rooftop and canopy |  | None | Vision Solar LLC | AC Electric | Accepted | 2020-10-13 | 2020-10-15 | 2021-10-30 | ENPHASE | IQ7-60-2-US | Inverters | 0.24 |  | 6 |  |  | 0.96 |  | Other | BEHIND EACH PANEL
NJSTRE1545721104 |  | Transition Incentive Program | Pleasantville | 8232 | 19 | 2.01 | Residential | No | Behind the Meter | Net-metered residential rooftop and canopy |  | None | Vision Solar LLC | AC Electric | Accepted | 2020-10-13 | 2020-10-15 | 2021-10-30 | HANWHA Q-CELLS | Q.PEAK DUO-G6+ 335 | Solar Panels |  | 0.335 | 6 | 241 | 23 |  | Fixed | Roof
NJSTRE1545721111 |  | Transition Incentive Program | WILLINGBORO | 8046 | 13 | 12.16 | Residential | Yes | Behind the Meter | Net-metered residential rooftop and canopy |  | None | Vivint Solar Developer, LLC | PSE&G | Accepted | 2020-10-14 | 2020-10-15 | 2021-10-30 | Solar Edge | SE3800H-US | Inverters | 3800 |  | 1 |  |  | 0.992 |  | Outdoor | Near the Utility Meter
NJSTRE1545721111 |  | Transition Incentive Program | WILLINGBORO | 8046 | 13 | 12.16 | Residential | Yes | Behind the Meter | Net-metered residential rooftop and canopy |  | None | Vivint Solar Developer, LLC | PSE&G | Accepted | 2020-10-14 | 2020-10-15 | 2021-10-30 | Solar Edge | SE7600H-US | Inverters | 7600 |  | 1 |  |  | 0.992 |  | Outdoor | Near the Utility Meter
NJSTRE1545721111 |  | Transition Incentive Program | WILLINGBORO | 8046 | 13 | 12.16 | Residential | Yes | Behind the Meter | Net-metered residential rooftop and canopy |  | None | Vivint Solar Developer, LLC | PSE&G | Accepted | 2020-10-14 | 2020-10-15 | 2021-10-30 | JINKO SOLAR | JKM320M-60HBL | Solar Panels |  | 0.32 | 7 | 24 | 18 |  | Fixed | Roof
NJSTRE1545721111 |  | Transition Incentive Program | WILLINGBORO | 8046 | 13 | 12.16 | Residential | Yes | Behind the Meter | Net-metered residential rooftop and canopy |  | None | Vivint Solar Developer, LLC | PSE&G | Accepted | 2020-10-14 | 2020-10-15 | 2021-10-30 | JINKO SOLAR | JKM320M-60HBL | Solar Panels |  | 0.32 | 12 | 24 | 27 |  | Fixed | Roof
NJSTRE1545721111 |  | Transition Incentive Program | WILLINGBORO | 8046 | 13 | 12.16 | Residential | Yes | Behind the Meter | Net-metered residential rooftop and canopy |  | None | Vivint Solar Developer, LLC | PSE&G | Accepted | 2020-10-14 | 2020-10-15 | 2021-10-30 | JINKO SOLAR | JKM320M-60HBL | Solar Panels |  | 0.32 | 16 | 204 | 27 |  | Fixed | Roof
NJSTRE1545721111 |  | Transition Incentive Program | WILLINGBORO | 8046 | 13 | 12.16 | Residential | Yes | Behind the Meter | Net-metered residential rooftop and canopy |  | None | Vivint Solar Developer, LLC | PSE&G | Accepted | 2020-10-14 | 2020-10-15 | 2021-10-30 | JINKO SOLAR | JKM320M-60HBL | Solar Panels |  | 0.32 | 3 | 204 | 18 |  | Fixed | Roof
NJSTRE1545721113 |  | Transition Incentive Program | Ventnor City | 8406 | 19 | 5.76 | Residential | No | Behind the Meter | Net-metered residential rooftop and canopy |  | None | Sun Up Zero Down | AC Electric | Accepted | 2020-10-13 | 2020-10-15 | 2021-10-30 | Enphase | X-IQ-AM1-240-3 | Meters |  |  | 1 |  |  |  | No | Outdoor
NJSTRE1545721113 |  | Transition Incentive Program | Ventnor City | 8406 | 19 | 5.76 | Residential | No | Behind the Meter | Net-metered residential rooftop and canopy |  | None | Sun Up Zero Down | AC Electric | Accepted | 2020-10-13 | 2020-10-15 | 2021-10-30 | Enphase | IQ7-60-2-US | Inverters | 240 |  | 18 |  |  | 0.976 |  | Outside | behind panel
NJSTRE1545721113 |  | Transition Incentive Program | Ventnor City | 8406 | 19 | 5.76 | Residential | No | Behind the Meter | Net-metered residential rooftop and canopy |  | None | Sun Up Zero Down | AC Electric | Accepted | 2020-10-13 | 2020-10-15 | 2021-10-30 | Trina | TSM-DD06M.05(II) 320 | Solar Panels |  | 0.32 | 9 | 147 | 23 |  | Fixed | Roof
NJSTRE1545721113 |  | Transition Incentive Program | Ventnor City | 8406 | 19 | 5.76 | Residential | No | Behind the Meter | Net-metered residential rooftop and canopy |  | None | Sun Up Zero Down | AC Electric | Accepted | 2020-10-13 | 2020-10-15 | 2021-10-30 | Trina | TSM-DD06M.05(II) 320 | Solar Panels |  | 0.32 | 3 | 237 | 25 |  | Fixed | Roof
NJSTRE1545721113 |  | Transition Incentive Program | Ventnor City | 8406 | 19 | 5.76 | Residential | No | Behind the Meter | Net-metered residential rooftop and canopy |  | None | Sun Up Zero Down | AC Electric | Accepted | 2020-10-13 | 2020-10-15 | 2021-10-30 | Trina | TSM-DD06M.05(II) 320 | Solar Panels |  | 0.32 | 6 | 327 | 25 |  | Fixed | Roof
NJSTRE1545721116 |  | Transition Incentive Program | Turnersville | 8012 | 14 | 10.08 | Residential | No | Behind the Meter | Net-metered residential rooftop and canopy |  | None | All Season Solar | AC Electric | Accepted | 2020-10-13 | 2020-10-15 | 2021-10-30 | Enphase | IQ7 | Inverters | 240 |  | 32 |  |  | 0.97 |  | Outdoor | under module
NJSTRE1545721116 |  | Transition Incentive Program | Turnersville | 8012 | 14 | 10.08 | Residential | No | Behind the Meter | Net-metered residential rooftop and canopy |  | None | All Season Solar | AC Electric | Accepted | 2020-10-13 | 2020-10-15 | 2021-10-30 | Certainteed | CT315HC11-04 | Solar Panels |  | 0.315 | 32 | 181 | 20 |  | Fixed | Roof
NJSTRE1545721128 |  | Transition Incentive Program | Bordentown | 8505 | 13 | 6.12 | Residential | No | Behind the Meter | Net-metered residential rooftop and canopy |  | None | Trinity Solar | PSE&G | Accepted | 2020-10-13 | 2020-10-15 | 2021-10-30 | SOLAR EDGE | SE5000H-US | Inverters | 5000 |  | 1 |  |  | 0.97 |  | Outside | SIDE OF HOME
NJSTRE1545721128 |  | Transition Incentive Program | Bordentown | 8505 | 13 | 6.12 | Residential | No | Behind the Meter | Net-metered residential rooftop and canopy |  | None | Trinity Solar | PSE&G | Accepted | 2020-10-13 | 2020-10-15 | 2021-10-30 | HANWHA 340 (Q.PEAK DUO BLK-G6 340) | HANWHA 340 (Q.PEAK DUO BLK-G6 340) | Solar Panels |  | 0.34 | 18 | 185 | 36 |  | Fixed | Roof
NJSTRE1545721142 |  | Transition Incentive Program | RED BANK | 7701 | 17 | 3.24 | Residential | No | Behind the Meter | Net-metered residential rooftop and canopy |  | None | SEA BRIGHT SOLAR, LLC | JCP&L | Accepted | 2020-10-13 | 2020-10-15 | 2021-10-30 | SUNPOWER | SPR-X22-360-AC | Inverters | 320 |  | 9 |  |  | 0.96 |  | Outside | BENEATH ARRAY
NJSTRE1545721142 |  | Transition Incentive Program | RED BANK | 7701 | 17 | 3.24 | Residential | No | Behind the Meter | Net-metered residential rooftop and canopy |  | None | SEA BRIGHT SOLAR, LLC | JCP&L | Accepted | 2020-10-13 | 2020-10-15 | 2021-10-30 | SUNPOWER | SPR-X22-360-AC | Solar Panels |  | 0.36 | 5 | 263 | 22 |  | Fixed | Roof | WEST
NJSTRE1545721142 |  | Transition Incentive Program | RED BANK | 7701 | 17 | 3.24 | Residential | No | Behind the Meter | Net-metered residential rooftop and canopy |  | None | SEA BRIGHT SOLAR, LLC | JCP&L | Accepted | 2020-10-13 | 2020-10-15 | 2021-10-30 | SUNPOWER | SPR-X22-360-AC | Solar Panels |  | 0.36 | 4 | 83 | 22 |  | Fixed | Roof | EAST
NJSTRE1545721157 |  | Transition Incentive Program | Parlin | 8859 | 11 | 10.88 | Residential | No | Behind the Meter | Net-metered residential rooftop and canopy |  | None | All Season Solar | JCP&L | Accepted | 2020-10-13 | 2020-10-15 | 2021-10-30 | Enphase | IQ7 | Inverters | 240 |  | 34 |  |  | 0.97 |  | Outdoor | under module
NJSTRE1545721157 |  | Transition Incentive Program | Parlin | 8859 | 11 | 10.88 | Residential | No | Behind the Meter | Net-metered residential rooftop and canopy |  | None | All Season Solar | JCP&L | Accepted | 2020-10-13 | 2020-10-15 | 2021-10-30 | Trina | TSMDD06M.05II | Solar Panels |  | 0.32 | 8 | 125 | 37 |  | Fixed | Roof
NJSTRE1545721157 |  | Transition Incentive Program | Parlin | 8859 | 11 | 10.88 | Residential | No | Behind the Meter | Net-metered residential rooftop and canopy |  | None | All Season Solar | JCP&L | Accepted | 2020-10-13 | 2020-10-15 | 2021-10-30 | Trina | TSMDD06M.05II | Solar Panels |  | 0.32 | 4 | 35 | 37 |  | Fixed | Roof
NJSTRE1545721157 |  | Transition Incentive Program | Parlin | 8859 | 11 | 10.88 | Residential | No | Behind the Meter | Net-metered residential rooftop and canopy |  | None | All Season Solar | JCP&L | Accepted | 2020-10-13 | 2020-10-15 | 2021-10-30 | Trina | TSMDD06M.05II | Solar Panels |  | 0.32 | 7 | 215 | 37 |  | Fixed | Roof
NJSTRE1545721157 |  | Transition Incentive Program | Parlin | 8859 | 11 | 10.88 | Residential | No | Behind the Meter | Net-metered residential rooftop and canopy |  | None | All Season Solar | JCP&L | Accepted | 2020-10-13 | 2020-10-15 | 2021-10-30 | Trina | TSMDD06M.05II | Solar Panels |  | 0.32 | 12 | 215 | 37 |  | Fixed | Roof
NJSTRE1545721157 |  | Transition Incentive Program | Parlin | 8859 | 11 | 10.88 | Residential | No | Behind the Meter | Net-metered residential rooftop and canopy |  | None | All Season Solar | JCP&L | Accepted | 2020-10-13 | 2020-10-15 | 2021-10-30 | Trina | TSMDD06M.05II | Solar Panels |  | 0.32 | 3 | 215 | 37 |  | Fixed | Roof
NJSTRE1545721239 |  | Transition Incentive Program | Englishtown | 7726 | 17 | 4.27 | Residential | Yes | Behind the Meter | Net-metered residential rooftop and canopy |  | None | Sunrun Installation Services, Inc. | JCP&L | Accepted | 2020-10-13 | 2020-10-15 | 2021-10-30 | Tesla | Powerwall 2 AC | Electric Storage Battery |  |  | 1 |  |  |  | Lithium Ion |  | outside
NJSTRE1545721239 |  | Transition Incentive Program | Englishtown | 7726 | 17 | 4.27 | Residential | Yes | Behind the Meter | Net-metered residential rooftop and canopy |  | None | Sunrun Installation Services, Inc. | JCP&L | Accepted | 2020-10-13 | 2020-10-15 | 2021-10-30 | Enphase Energy | IQ7-60-x-US (240V) | Inverters | 240 |  | 14 |  |  | 0.96 |  | Outdoor | Rooftop
NJSTRE1545721239 |  | Transition Incentive Program | Englishtown | 7726 | 17 | 4.27 | Residential | Yes | Behind the Meter | Net-metered residential rooftop and canopy |  | None | Sunrun Installation Services, Inc. | JCP&L | Accepted | 2020-10-13 | 2020-10-15 | 2021-10-30 | LONGi Green Energy Technology Co Ltd | LR6-60HPB-305M | Solar Panels |  | 0.305 | 14 | 161 | 27 |  | Fixed | Roof
NJSTRE1545721262 |  | Transition Incentive Program | West Milford | 7480 | 6 | 16.66 | Residential | No | Behind the Meter | Net-metered residential rooftop and canopy |  | None | Maier Engineering dba Solar Me | Orange Rockland Electric | Accepted | 2020-10-13 | 2020-10-15 | 2021-10-30 | Enphase | IQ7+ | Inverters | 290 |  | 49 |  |  | 0.96 |  | Outdoor | Next to meter
NJSTRE1545721262 |  | Transition Incentive Program | West Milford | 7480 | 6 | 16.66 | Residential | No | Behind the Meter | Net-metered residential rooftop and canopy |  | None | Maier Engineering dba Solar Me | Orange Rockland Electric | Accepted | 2020-10-13 | 2020-10-15 | 2021-10-30 | Hanwha | Q.CELL DUO BLK-G6 340W | Solar Panels |  | 0.34 | 33 | 274 | 30 |  | Fixed | Roof
NJSTRE1545721262 |  | Transition Incentive Program | West Milford | 7480 | 6 | 16.66 | Residential | No | Behind the Meter | Net-metered residential rooftop and canopy |  | None | Maier Engineering dba Solar Me | Orange Rockland Electric | Accepted | 2020-10-13 | 2020-10-15 | 2021-10-30 | Hanwha | Q.CELL DUO BLK-G6 340W | Solar Panels |  | 0.34 | 16 | 94 | 30 |  | Fixed | Roof
NJSTRE1545721270 |  | Transition Incentive Program | Rochelle Park TWP | 7662 | 7 | 6.5 | Residential | No | Behind the Meter | Net-metered residential rooftop and canopy |  | None | EMT Renewables | PSE&G | Accepted | 2020-10-13 | 2020-10-15 | 2021-10-30 | Enphase | IQ7-60-2-US | Inverters | 240 |  | 20 |  |  | 0.97 |  | Outside | under panels
NJSTRE1545721270 |  | Transition Incentive Program | Rochelle Park TWP | 7662 | 7 | 6.5 | Residential | No | Behind the Meter | Net-metered residential rooftop and canopy |  | None | EMT Renewables | PSE&G | Accepted | 2020-10-13 | 2020-10-15 | 2021-10-30 | Trina | 325-BLK | Solar Panels |  | 0.325 | 11 | 180 | 36 |  | Fixed | Roof
NJSTRE1545721270 |  | Transition Incentive Program | Rochelle Park TWP | 7662 | 7 | 6.5 | Residential | No | Behind the Meter | Net-metered residential rooftop and canopy |  | None | EMT Renewables | PSE&G | Accepted | 2020-10-13 | 2020-10-15 | 2021-10-30 | Trina | 325-BLK | Solar Panels |  | 0.325 | 5 | 270 | 27 |  | Fixed | Roof
NJSTRE1545721270 |  | Transition Incentive Program | Rochelle Park TWP | 7662 | 7 | 6.5 | Residential | No | Behind the Meter | Net-metered residential rooftop and canopy |  | None | EMT Renewables | PSE&G | Accepted | 2020-10-13 | 2020-10-15 | 2021-10-30 | Trina | 325-BLK | Solar Panels |  | 0.325 | 2 | 360 | 36 |  | Fixed | Roof
NJSTRE1545721270 |  | Transition Incentive Program | Rochelle Park TWP | 7662 | 7 | 6.5 | Residential | No | Behind the Meter | Net-metered residential rooftop and canopy |  | None | EMT Renewables | PSE&G | Accepted | 2020-10-13 | 2020-10-15 | 2021-10-30 | Trina | 325-BLK | Solar Panels |  | 0.325 | 2 | 180 | 23 |  | Fixed | Roof
NJSTRE1545721284 |  | Transition Incentive Program | Clarksboro | 8020 | 15 | 12 | Residential | No | Behind the Meter | Net-metered residential rooftop and canopy |  | None | TERRASOL ENERGIES INC | AC Electric | Accepted | 2020-10-13 | 2020-10-15 | 2021-10-30 | SunPower | PVS6 | Meters |  |  | 1 |  |  |  | Yes | Outdoor
NJSTRE1545721284 |  | Transition Incentive Program | Clarksboro | 8020 | 15 | 12 | Residential | No | Behind the Meter | Net-metered residential rooftop and canopy |  | None | TERRASOL ENERGIES INC | AC Electric | Accepted | 2020-10-13 | 2020-10-15 | 2021-10-30 | Enphase | IQ7AC | Inverters | 400 |  | 30 |  |  | 0.97 |  | Other | Under the panels (microinverters)
NJSTRE1545721284 |  | Transition Incentive Program | Clarksboro | 8020 | 15 | 12 | Residential | No | Behind the Meter | Net-metered residential rooftop and canopy |  | None | TERRASOL ENERGIES INC | AC Electric | Accepted | 2020-10-13 | 2020-10-15 | 2021-10-30 | SunPower | A400-BLK | Solar Panels |  | 0.4 | 30 | 192 | 30 |  | Fixed | Roof
NJSTRE1545721291 |  | Transition Incentive Program | Manasquan | 8736 | 17 | 11.29 | Residential | Yes | Behind the Meter | Net-metered residential rooftop and canopy |  | None | Sunrun Installation Services, Inc. | JCP&L | Accepted | 2020-10-13 | 2020-10-15 | 2021-10-30 | Tesla | Powerwall 2 AC | Electric Storage Battery |  |  | 2 |  |  |  | Lithium Ion |  | outside
NJSTRE1545721291 |  | Transition Incentive Program | Manasquan | 8736 | 17 | 11.29 | Residential | Yes | Behind the Meter | Net-metered residential rooftop and canopy |  | None | Sunrun Installation Services, Inc. | JCP&L | Accepted | 2020-10-13 | 2020-10-15 | 2021-10-30 | Enphase Energy | IQ7-60-x-US (240V) | Inverters | 240 |  | 37 |  |  | 0.96 |  | Outdoor | Rooftop
NJSTRE1545721291 |  | Transition Incentive Program | Manasquan | 8736 | 17 | 11.29 | Residential | Yes | Behind the Meter | Net-metered residential rooftop and canopy |  | None | Sunrun Installation Services, Inc. | JCP&L | Accepted | 2020-10-13 | 2020-10-15 | 2021-10-30 | LONGi Green Energy Technology Co Ltd | LR6-60HPB-305M | Solar Panels |  | 0.305 | 8 | 187 | 31 |  | Fixed | Roof
NJSTRE1545721291 |  | Transition Incentive Program | Manasquan | 8736 | 17 | 11.29 | Residential | Yes | Behind the Meter | Net-metered residential rooftop and canopy |  | None | Sunrun Installation Services, Inc. | JCP&L | Accepted | 2020-10-13 | 2020-10-15 | 2021-10-30 | LONGi Green Energy Technology Co Ltd | LR6-60HPB-305M | Solar Panels |  | 0.305 | 29 | 277 | 30 |  | Fixed | Roof
NJSTRE1545721317 |  | Transition Incentive Program | Brick Township | 8724 | 18 | 14.34 | Residential | Yes | Behind the Meter | Net-metered residential rooftop and canopy |  | None | Sunrun Installation Services, Inc. | JCP&L | Accepted | 2020-10-13 | 2020-10-15 | 2021-10-30 | Tesla | Powerwall 2 AC | Electric Storage Battery |  |  | 2 |  |  |  | Lithium Ion |  | outside
NJSTRE1545721317 |  | Transition Incentive Program | Brick Township | 8724 | 18 | 14.34 | Residential | Yes | Behind the Meter | Net-metered residential rooftop and canopy |  | None | Sunrun Installation Services, Inc. | JCP&L | Accepted | 2020-10-13 | 2020-10-15 | 2021-10-30 | Enphase Energy | IQ7-60-x-US (240V) | Inverters | 240 |  | 47 |  |  | 0.96 |  | Outdoor | Rooftop
NJSTRE1545721317 |  | Transition Incentive Program | Brick Township | 8724 | 18 | 14.34 | Residential | Yes | Behind the Meter | Net-metered residential rooftop and canopy |  | None | Sunrun Installation Services, Inc. | JCP&L | Accepted | 2020-10-13 | 2020-10-15 | 2021-10-30 | LONGi Green Energy Technology Co Ltd | LR6-60HPB-305M | Solar Panels |  | 0.305 | 20 | 25 | 14 |  | Fixed | Roof
NJSTRE1545721317 |  | Transition Incentive Program | Brick Township | 8724 | 18 | 14.34 | Residential | Yes | Behind the Meter | Net-metered residential rooftop and canopy |  | None | Sunrun Installation Services, Inc. | JCP&L | Accepted | 2020-10-13 | 2020-10-15 | 2021-10-30 | LONGi Green Energy Technology Co Ltd | LR6-60HPB-305M | Solar Panels |  | 0.305 | 10 | 295 | 14 |  | Fixed | Roof
NJSTRE1545721317 |  | Transition Incentive Program | Brick Township | 8724 | 18 | 14.34 | Residential | Yes | Behind the Meter | Net-metered residential rooftop and canopy |  | None | Sunrun Installation Services, Inc. | JCP&L | Accepted | 2020-10-13 | 2020-10-15 | 2021-10-30 | LONGi Green Energy Technology Co Ltd | LR6-60HPB-305M | Solar Panels |  | 0.305 | 12 | 115 | 14 |  | Fixed | Roof
NJSTRE1545721317 |  | Transition Incentive Program | Brick Township | 8724 | 18 | 14.34 | Residential | Yes | Behind the Meter | Net-metered residential rooftop and canopy |  | None | Sunrun Installation Services, Inc. | JCP&L | Accepted | 2020-10-13 | 2020-10-15 | 2021-10-30 | LONGi Green Energy Technology Co Ltd | LR6-60HPB-305M | Solar Panels |  | 0.305 | 5 | 205 | 14 |  | Fixed | Roof
NJSTRE1545721318 |  | Transition Incentive Program | Edison | 8820 |  | 11.25 | Residential | No | Behind the Meter | Net-metered residential rooftop and canopy |  | None | Sundial Solar Innovations | PSE&G | Accepted | 2020-10-13 | 2020-10-15 | 2021-10-30 | Enphase | IQ7+ | Inverters | 290 |  | 30 |  |  | 0.97 |  | Outdoor | roof
NJSTRE1545721318 |  | Transition Incentive Program | Edison | 8820 |  | 11.25 | Residential | No | Behind the Meter | Net-metered residential rooftop and canopy |  | None | Sundial Solar Innovations | PSE&G | Accepted | 2020-10-13 | 2020-10-15 | 2021-10-30 | LG | LG375 | Solar Panels |  | 0.375 | 30 | 170 | 20 |  | Fixed | Roof
NJSTRE1545721325 |  | Transition Incentive Program | Chesterfield | 8515 | 13 | 8.45 | Residential | Yes | Behind the Meter | Net-metered residential rooftop and canopy |  | None | SunnyMac LLC | PSE&G | Accepted | 2020-10-13 | 2020-10-15 | 2021-10-30 | Solaredge | SE7600H-US | Inverters | 7600 |  | 1 |  |  | 0.99 |  | Outdoor | Next to Meter
NJSTRE1545721325 |  | Transition Incentive Program | Chesterfield | 8515 | 13 | 8.45 | Residential | Yes | Behind the Meter | Net-metered residential rooftop and canopy |  | None | SunnyMac LLC | PSE&G | Accepted | 2020-10-13 | 2020-10-15 | 2021-10-30 | REC | TwinPeak 2 Mono | Solar Panels |  | 0.325 | 5 | 23 | 179 |  | Fixed | Roof
NJSTRE1545721325 |  | Transition Incentive Program | Chesterfield | 8515 | 13 | 8.45 | Residential | Yes | Behind the Meter | Net-metered residential rooftop and canopy |  | None | SunnyMac LLC | PSE&G | Accepted | 2020-10-13 | 2020-10-15 | 2021-10-30 | REC | TwinPeak 2 Mono | Solar Panels |  | 0.325 | 11 | 91 | 27 |  | Fixed | Roof
NJSTRE1545721325 |  | Transition Incentive Program | Chesterfield | 8515 | 13 | 8.45 | Residential | Yes | Behind the Meter | Net-metered residential rooftop and canopy |  | None | SunnyMac LLC | PSE&G | Accepted | 2020-10-13 | 2020-10-15 | 2021-10-30 | REC | TwinPeak 2 Mono | Solar Panels |  | 0.325 | 7 | 181 | 18 |  | Fixed | Roof
NJSTRE1545721325 |  | Transition Incentive Program | Chesterfield | 8515 | 13 | 8.45 | Residential | Yes | Behind the Meter | Net-metered residential rooftop and canopy |  | None | SunnyMac LLC | PSE&G | Accepted | 2020-10-13 | 2020-10-15 | 2021-10-30 | REC | TwinPeak 2 Mono | Solar Panels |  | 0.325 | 3 | 181 | 23 |  | Fixed | Roof
NJSTRE1545722192 |  | Transition Incentive Program | West Orange | 7052 | 9 | 14.34 | Residential | Yes | Behind the Meter | Net-metered residential rooftop and canopy |  | None | Sunrun Installation Services, Inc. | PSE&G | Accepted | 2020-10-13 | 2020-10-15 | 2021-10-30 | Enphase Energy | IQ7-60-x-US (240V) | Inverters | 240 |  | 47 |  |  | 0.96 |  | Outdoor | Rooftop
NJSTRE1545722192 |  | Transition Incentive Program | West Orange | 7052 | 9 | 14.34 | Residential | Yes | Behind the Meter | Net-metered residential rooftop and canopy |  | None | Sunrun Installation Services, Inc. | PSE&G | Accepted | 2020-10-13 | 2020-10-15 | 2021-10-30 | LONGi Green Energy Technology Co Ltd | LR6-60HPB-305M | Solar Panels |  | 0.305 | 17 | 291 | 23 |  | Fixed | Roof
NJSTRE1545722192 |  | Transition Incentive Program | West Orange | 7052 | 9 | 14.34 | Residential | Yes | Behind the Meter | Net-metered residential rooftop and canopy |  | None | Sunrun Installation Services, Inc. | PSE&G | Accepted | 2020-10-13 | 2020-10-15 | 2021-10-30 | LONGi Green Energy Technology Co Ltd | LR6-60HPB-305M | Solar Panels |  | 0.305 | 30 | 111 | 14 |  | Fixed | Roof
NJSTRE1545726566 |  | Transition Incentive Program | Ridgefield | 7657 | 7 | 7.02 | Residential | Yes | Behind the Meter | Net-metered residential rooftop and canopy |  | None | Sunrun Installation Services, Inc. | PSE&G | Accepted | 2020-10-13 | 2020-10-15 | 2021-10-30 | Enphase Energy | IQ7-60-x-US (240V) | Inverters | 240 |  | 23 |  |  | 0.96 |  | Outdoor | Rooftop
NJSTRE1545726566 |  | Transition Incentive Program | Ridgefield | 7657 | 7 | 7.02 | Residential | Yes | Behind the Meter | Net-metered residential rooftop and canopy |  | None | Sunrun Installation Services, Inc. | PSE&G | Accepted | 2020-10-13 | 2020-10-15 | 2021-10-30 | LONGi Green Energy Technology Co Ltd | LR6-60HPB-305M | Solar Panels |  | 0.305 | 18 | 344 | 18 |  | Fixed | Roof
NJSTRE1545726566 |  | Transition Incentive Program | Ridgefield | 7657 | 7 | 7.02 | Residential | Yes | Behind the Meter | Net-metered residential rooftop and canopy |  | None | Sunrun Installation Services, Inc. | PSE&G | Accepted | 2020-10-13 | 2020-10-15 | 2021-10-30 | LONGi Green Energy Technology Co Ltd | LR6-60HPB-305M | Solar Panels |  | 0.305 | 5 | 252 | 18 |  | Fixed | Roof
NJSTRE1545726994 |  | Transition Incentive Program | Piscataway | 8854 | 11 | 7.02 | Residential | Yes | Behind the Meter | Net-metered residential rooftop and canopy |  | None | Sunrun Installation Services, Inc. | PSE&G | Accepted | 2020-10-13 | 2020-10-15 | 2021-10-30 | Enphase Energy | IQ7-60-x-US (240V) | Inverters | 240 |  | 23 |  |  | 0.96 |  | Outdoor | Rooftop
NJSTRE1545726994 |  | Transition Incentive Program | Piscataway | 8854 | 11 | 7.02 | Residential | Yes | Behind the Meter | Net-metered residential rooftop and canopy |  | None | Sunrun Installation Services, Inc. | PSE&G | Accepted | 2020-10-13 | 2020-10-15 | 2021-10-30 | LONGi Green Energy Technology Co Ltd | LR6-60HPB-305M | Solar Panels |  | 0.305 | 12 | 334 | 17 |  | Fixed | Roof
NJSTRE1545726994 |  | Transition Incentive Program | Piscataway | 8854 | 11 | 7.02 | Residential | Yes | Behind the Meter | Net-metered residential rooftop and canopy |  | None | Sunrun Installation Services, Inc. | PSE&G | Accepted | 2020-10-13 | 2020-10-15 | 2021-10-30 | LONGi Green Energy Technology Co Ltd | LR6-60HPB-305M | Solar Panels |  | 0.305 | 11 | 154 | 20 |  | Fixed | Roof
NJSTRE1545727015 |  | Transition Incentive Program | Logan Township | 8085 | 15 | 11.77 | Residential | Yes | Behind the Meter | Net-metered residential ground mount |  | None | Ad Energy | AC Electric | Accepted | 2020-10-13 | 2020-10-15 | 2021-10-30 | Enphase Energy | IQ7XS-96-ACM-US | Inverters | 315 |  | 36 |  |  | 0.975 |  | Outdoor | At each panel
NJSTRE1545727015 |  | Transition Incentive Program | Logan Township | 8085 | 15 | 11.77 | Residential | Yes | Behind the Meter | Net-metered residential ground mount |  | None | Ad Energy | AC Electric | Accepted | 2020-10-13 | 2020-10-15 | 2021-10-30 | SunPower | SPR-E20-327-E-AC | Solar Panels |  | 0.327 | 36 | 180 | 25 |  | Fixed | Ground
NJSTRE1545727021 |  | Transition Incentive Program | Waldick | 7463 | 7 | 10.35 | Residential | No | Behind the Meter | Net-metered residential rooftop and canopy |  | None | Vision Solar LLC | PSE&G | Accepted | 2020-10-13 | 2020-10-15 | 2021-10-30 | ENPHASE | IQ7-60-2-US | Inverters | 0.24 |  | 31 |  |  | 0.96 |  | Other | BEHIND EACH PANEL
NJSTRE1545727021 |  | Transition Incentive Program | Waldick | 7463 | 7 | 10.35 | Residential | No | Behind the Meter | Net-metered residential rooftop and canopy |  | None | Vision Solar LLC | PSE&G | Accepted | 2020-10-13 | 2020-10-15 | 2021-10-30 | HANWHA Q-CELLS | Q.PEAK DUO-G6+ 335 | Solar Panels |  | 0.335 | 8 | 96 | 23 |  | Fixed | Roof
NJSTRE1545727021 |  | Transition Incentive Program | Waldick | 7463 | 7 | 10.35 | Residential | No | Behind the Meter | Net-metered residential rooftop and canopy |  | None | Vision Solar LLC | PSE&G | Accepted | 2020-10-13 | 2020-10-15 | 2021-10-30 | HANWHA Q-CELLS | Q.PEAK DUO-G6+ 335 | Solar Panels |  | 0.335 | 3 | 276 | 20 |  | Fixed | Roof
NJSTRE1545727021 |  | Transition Incentive Program | Waldick | 7463 | 7 | 10.35 | Residential | No | Behind the Meter | Net-metered residential rooftop and canopy |  | None | Vision Solar LLC | PSE&G | Accepted | 2020-10-13 | 2020-10-15 | 2021-10-30 | HANWHA Q-CELLS | HANWHA Q-CELLS | Solar Panels |  | 0.335 | 9 | 6 | 20 |  | Fixed | Roof
NJSTRE1545727021 |  | Transition Incentive Program | Waldick | 7463 | 7 | 10.35 | Residential | No | Behind the Meter | Net-metered residential rooftop and canopy |  | None | Vision Solar LLC | PSE&G | Accepted | 2020-10-13 | 2020-10-15 | 2021-10-30 | HANWHA Q-CELLS | Q.PEAK DUO-G6+ 335 | Solar Panels |  | 0.33 | 8 | 276 | 23 |  | Fixed | Roof
NJSTRE1545727021 |  | Transition Incentive Program | Waldick | 7463 | 7 | 10.35 | Residential | No | Behind the Meter | Net-metered residential rooftop and canopy |  | None | Vision Solar LLC | PSE&G | Accepted | 2020-10-13 | 2020-10-15 | 2021-10-30 | HANWHA Q-CELLS | Q.PEAK DUO-G6+ 335 | Solar Panels |  | 0.335 | 3 | 186 | 20 |  | Fixed | Roof
NJSTRE1545727022 |  | Transition Incentive Program | Teaneck | 7666 | 7 | 13.42 | Residential | Yes | Behind the Meter | Net-metered residential rooftop and canopy |  | None | Sunrun Installation Services, Inc. | PSE&G | Accepted | 2020-10-13 | 2020-10-15 | 2021-10-30 | Tesla | Powerwall 2 AC | Electric Storage Battery |  |  | 1 |  |  |  | Lithium Ion |  | outside
NJSTRE1545727022 |  | Transition Incentive Program | Teaneck | 7666 | 7 | 13.42 | Residential | Yes | Behind the Meter | Net-metered residential rooftop and canopy |  | None | Sunrun Installation Services, Inc. | PSE&G | Accepted | 2020-10-13 | 2020-10-15 | 2021-10-30 | Enphase Energy | IQ7-60-x-US (240V) | Inverters | 240 |  | 44 |  |  | 0.96 |  | Outdoor | Rooftop
NJSTRE1545727022 |  | Transition Incentive Program | Teaneck | 7666 | 7 | 13.42 | Residential | Yes | Behind the Meter | Net-metered residential rooftop and canopy |  | None | Sunrun Installation Services, Inc. | PSE&G | Accepted | 2020-10-13 | 2020-10-15 | 2021-10-30 | LONGi Green Energy Technology Co Ltd | LR6-60HPB-305M | Solar Panels |  | 0.305 | 14 | 295 | 36 |  | Fixed | Roof
NJSTRE1545727022 |  | Transition Incentive Program | Teaneck | 7666 | 7 | 13.42 | Residential | Yes | Behind the Meter | Net-metered residential rooftop and canopy |  | None | Sunrun Installation Services, Inc. | PSE&G | Accepted | 2020-10-13 | 2020-10-15 | 2021-10-30 | LONGi Green Energy Technology Co Ltd | LR6-60HPB-305M | Solar Panels |  | 0.305 | 13 | 115 | 35 |  | Fixed | Roof
NJSTRE1545727022 |  | Transition Incentive Program | Teaneck | 7666 | 7 | 13.42 | Residential | Yes | Behind the Meter | Net-metered residential rooftop and canopy |  | None | Sunrun Installation Services, Inc. | PSE&G | Accepted | 2020-10-13 | 2020-10-15 | 2021-10-30 | LONGi Green Energy Technology Co Ltd | LR6-60HPB-305M | Solar Panels |  | 0.305 | 17 | 205 | 37 |  | Fixed | Roof
NJSTRE1545727037 |  | Transition Incentive Program | Franklin | 7416 | 1 | 8.5 | Residential | Yes | Behind the Meter | Net-metered residential rooftop and canopy |  | None | Trinity Solar | JCP&L | Accepted | 2020-10-13 | 2020-10-15 | 2021-10-30 | SolarEdge | SE7600H-US | Inverters | 7600 |  | 1 |  |  | 0.97 |  | Outside | side of home
NJSTRE1545727037 |  | Transition Incentive Program | Franklin | 7416 | 1 | 8.5 | Residential | Yes | Behind the Meter | Net-metered residential rooftop and canopy |  | None | Trinity Solar | JCP&L | Accepted | 2020-10-13 | 2020-10-15 | 2021-10-30 | Hanwha 340 | Q.PEAK DUO BLK-G6 340 | Solar Panels |  | 0.34 | 20 | 205 | 22 |  | Fixed | Roof
NJSTRE1545727037 |  | Transition Incentive Program | Franklin | 7416 | 1 | 8.5 | Residential | Yes | Behind the Meter | Net-metered residential rooftop and canopy |  | None | Trinity Solar | JCP&L | Accepted | 2020-10-13 | 2020-10-15 | 2021-10-30 | Hanwha | Q.PEAK DUO BLK-G6 340 | Solar Panels |  | 0.34 | 5 | 205 | 25 |  | Fixed | Roof
NJSTRE1545727038 |  | Transition Incentive Program | Lawrenceville | 8848 | 4 | 3635.28 | Municipality | Yes | Behind the Meter | Net-metered non-residential ground mount |  | None | Cambria Solar Construction, LLC | PSE&G | Accepted | 2020-11-16 | 2020-11-19 | 2021-11-19 | Veris | E51C | Meters |  |  | 1 |  |  |  | Yes | Indoor
NJSTRE1545727038 |  | Transition Incentive Program | Lawrenceville | 8848 | 4 | 3635.28 | Municipality | Yes | Behind the Meter | Net-metered non-residential ground mount |  | None | Cambria Solar Construction, LLC | PSE&G | Accepted | 2020-11-16 | 2020-11-19 | 2021-11-19 | Solectria Solar | PVI 36TL | Inverters | 36000 |  | 83 |  |  | 0.985 |  | Outdoor | Adjacent to system racking in array.
NJSTRE1545727038 |  | Transition Incentive Program | Lawrenceville | 8848 | 4 | 3635.28 | Municipality | Yes | Behind the Meter | Net-metered non-residential ground mount |  | None | Cambria Solar Construction, LLC | PSE&G | Accepted | 2020-11-16 | 2020-11-19 | 2021-11-19 | Canadian Solar | CS6U-3409 | Solar Panels |  | 0.34 | 10692 | 180 | 25 |  | Fixed | Ground
NJSTRE1545727096 |  | Transition Incentive Program | Jackson | 8527 | 18 | 10.2 | Residential | No | Behind the Meter | Net-metered residential rooftop and canopy |  | None | Maier Solar Engineering dba Solar Me | JCP&L | Accepted | 2020-10-13 | 2020-10-15 | 2021-10-30 | Enphase | IQ7+ | Inverters | 290 |  | 30 |  |  | 0.96 |  | Outdoor | Next to meter
NJSTRE1545727096 |  | Transition Incentive Program | Jackson | 8527 | 18 | 10.2 | Residential | No | Behind the Meter | Net-metered residential rooftop and canopy |  | None | Maier Solar Engineering dba Solar Me | JCP&L | Accepted | 2020-10-13 | 2020-10-15 | 2021-10-30 | Hanwha | Q.CELL DUO BLK-G6 340W | Solar Panels |  | 0.34 | 6 | 88 | 33 |  | Fixed | Roof
NJSTRE1545727096 |  | Transition Incentive Program | Jackson | 8527 | 18 | 10.2 | Residential | No | Behind the Meter | Net-metered residential rooftop and canopy |  | None | Maier Solar Engineering dba Solar Me | JCP&L | Accepted | 2020-10-13 | 2020-10-15 | 2021-10-30 | Hanwha | Q.CELL DUO BLK-G6 340W | Solar Panels |  | 0.34 | 21 | 88 | 33 |  | Fixed | Roof
NJSTRE1545727096 |  | Transition Incentive Program | Jackson | 8527 | 18 | 10.2 | Residential | No | Behind the Meter | Net-metered residential rooftop and canopy |  | None | Maier Solar Engineering dba Solar Me | JCP&L | Accepted | 2020-10-13 | 2020-10-15 | 2021-10-30 | Hanwha | Q.CELL DUO BLK-G6 340W | Solar Panels |  | 0.34 | 3 | 88 | 33 |  | Fixed | Roof
NJSTRE1545727118 |  | Transition Incentive Program | Union | 7083 | 10 | 5.44 | Residential | Yes | Behind the Meter | Net-metered residential rooftop and canopy |  | None | Trinity Solar | PSE&G | Accepted | 2020-10-13 | 2020-10-15 | 2021-10-30 | SolarEdge | SE5000H-US | Inverters | 5000 |  | 1 |  |  | 0.97 |  | Outside | side of home
NJSTRE1545727118 |  | Transition Incentive Program | Union | 7083 | 10 | 5.44 | Residential | Yes | Behind the Meter | Net-metered residential rooftop and canopy |  | None | Trinity Solar | PSE&G | Accepted | 2020-10-13 | 2020-10-15 | 2021-10-30 | Hanwha 340 | Q.PEAK DUO BLK-G6 340 | Solar Panels |  | 0.34 | 5 | 131 | 9 |  | Fixed | Roof
NJSTRE1545727118 |  | Transition Incentive Program | Union | 7083 | 10 | 5.44 | Residential | Yes | Behind the Meter | Net-metered residential rooftop and canopy |  | None | Trinity Solar | PSE&G | Accepted | 2020-10-13 | 2020-10-15 | 2021-10-30 | Hanwha 340 | Q.PEAK DUO BLK-G6 340 | Solar Panels |  | 0.34 | 5 | 311 | 31 |  | Fixed | Roof
NJSTRE1545727118 |  | Transition Incentive Program | Union | 7083 | 10 | 5.44 | Residential | Yes | Behind the Meter | Net-metered residential rooftop and canopy |  | None | Trinity Solar | PSE&G | Accepted | 2020-10-13 | 2020-10-15 | 2021-10-30 | Hanwha 340 | Q.PEAK DUO BLK-G6 340 | Solar Panels |  | 0.34 | 4 | 221 | 47 |  | Fixed | Roof
NJSTRE1545727118 |  | Transition Incentive Program | Union | 7083 | 10 | 5.44 | Residential | Yes | Behind the Meter | Net-metered residential rooftop and canopy |  | None | Trinity Solar | PSE&G | Accepted | 2020-10-13 | 2020-10-15 | 2021-10-30 | Hanwha 340 | Q.PEAK DUO BLK-G6 340 | Solar Panels |  | 0.34 | 2 | 131 | 10 |  | Fixed | Roof
NJSTRE1545727144 |  | Transition Incentive Program | Hasbrough Heights | 7604 | 7 | 9.36 | Residential | No | Behind the Meter | Net-metered residential rooftop and canopy |  | None | Skyline Solar LLC | PSE&G | Accepted | 2020-10-13 | 2020-10-15 | 2021-10-30 | Enphase | IQ7+ | Inverters | 0.29 |  | 26 |  |  | 0.97 |  | Outdoor | Under panels
NJSTRE1545727144 |  | Transition Incentive Program | Hasbrough Heights | 7604 | 7 | 9.36 | Residential | No | Behind the Meter | Net-metered residential rooftop and canopy |  | None | Skyline Solar LLC | PSE&G | Accepted | 2020-10-13 | 2020-10-15 | 2021-10-30 | REC | REC360AA | Solar Panels |  | 0.36 | 26 | 127 | 33 |  | Fixed | Roof
NJSTRE1545727167 |  | Transition Incentive Program | Hillside | 7205 | 10 | 4.55 | Residential | Yes | Behind the Meter | Net-metered residential rooftop and canopy |  | None | Pro Custom Solar dba Momentum Solar | PSE&G | Accepted | 2020-10-13 | 2020-10-15 | 2021-10-30 | Enphase | IQ7PLUS-72-2-US | Inverters | 290 |  | 13 |  |  | 0.97 |  | Outdoor | Roof
NJSTRE1545727167 |  | Transition Incentive Program | Hillside | 7205 | 10 | 4.55 | Residential | Yes | Behind the Meter | Net-metered residential rooftop and canopy |  | None | Pro Custom Solar dba Momentum Solar | PSE&G | Accepted | 2020-10-13 | 2020-10-15 | 2021-10-30 | LG | LG 350N1C-V5 | Solar Panels |  | 0.35 | 3 | 258 | 13 |  | Fixed | Roof
NJSTRE1545727167 |  | Transition Incentive Program | Hillside | 7205 | 10 | 4.55 | Residential | Yes | Behind the Meter | Net-metered residential rooftop and canopy |  | None | Pro Custom Solar dba Momentum Solar | PSE&G | Accepted | 2020-10-13 | 2020-10-15 | 2021-10-30 | LG | LG 350N1C-V5 | Solar Panels |  | 0.35 | 6 | 78 | 10 |  | Fixed | Roof
NJSTRE1545727167 |  | Transition Incentive Program | Hillside | 7205 | 10 | 4.55 | Residential | Yes | Behind the Meter | Net-metered residential rooftop and canopy |  | None | Pro Custom Solar dba Momentum Solar | PSE&G | Accepted | 2020-10-13 | 2020-10-15 | 2021-10-30 | LG | LG 350N1C-V5 | Solar Panels |  | 0.35 | 4 | 258 | 25 |  | Fixed | Roof
NJSTRE1545727494 |  | Transition Incentive Program | Clinton | 8809 | 4 | 18.72 | Residential | No | Behind the Meter | Net-metered residential rooftop and canopy |  | None | Green Power Energy | JCP&L | Accepted | 2020-10-13 | 2020-10-15 | 2021-10-30 | Solar Edge | SE7600H-US | Inverters | 290 |  | 2 |  |  | 0.975 |  | Outside | next to meter
NJSTRE1545727494 |  | Transition Incentive Program | Clinton | 8809 | 4 | 18.72 | Residential | No | Behind the Meter | Net-metered residential rooftop and canopy |  | None | Green Power Energy | JCP&L | Accepted | 2020-10-13 | 2020-10-15 | 2021-10-30 | LG Electronics | LG360Q1C-V5 | Solar Panels |  | 0.36 | 4 | 238 | 7 |  | Fixed | Roof
NJSTRE1545727494 |  | Transition Incentive Program | Clinton | 8809 | 4 | 18.72 | Residential | No | Behind the Meter | Net-metered residential rooftop and canopy |  | None | Green Power Energy | JCP&L | Accepted | 2020-10-13 | 2020-10-15 | 2021-10-30 | LG Electronics | LG360Q1C-V5 | Solar Panels |  | 0.36 | 10 | 238 | 32 |  | Fixed | Roof
NJSTRE1545727494 |  | Transition Incentive Program | Clinton | 8809 | 4 | 18.72 | Residential | No | Behind the Meter | Net-metered residential rooftop and canopy |  | None | Green Power Energy | JCP&L | Accepted | 2020-10-13 | 2020-10-15 | 2021-10-30 | LG Electronics | LG360Q1C-V5 | Solar Panels |  | 0.36 | 13 | 150 | 7 |  | Fixed | Roof
NJSTRE1545727494 |  | Transition Incentive Program | Clinton | 8809 | 4 | 18.72 | Residential | No | Behind the Meter | Net-metered residential rooftop and canopy |  | None | Green Power Energy | JCP&L | Accepted | 2020-10-13 | 2020-10-15 | 2021-10-30 | LG Electronics | LG360Q1C-V5 | Solar Panels |  | 0.36 | 15 | 150 | 2 |  | Fixed | Roof
NJSTRE1545727494 |  | Transition Incentive Program | Clinton | 8809 | 4 | 18.72 | Residential | No | Behind the Meter | Net-metered residential rooftop and canopy |  | None | Green Power Energy | JCP&L | Accepted | 2020-10-13 | 2020-10-15 | 2021-10-30 | LG Electronics | LG360Q1C-V5 | Solar Panels |  | 0.36 | 10 | 150 | 32 |  | Fixed | Roof
NJSTRE1545727499 |  | Transition Incentive Program | Dunellen | 8812 | 11 | 5.25 | Residential | Yes | Behind the Meter | Net-metered residential rooftop and canopy |  | None | Pro Custom Solar dba Momentum Solar | PSE&G | Accepted | 2020-10-13 | 2020-10-15 | 2021-10-30 | Enphase | IQ7PLUS-72-2-US | Inverters | 290 |  | 15 |  |  | 0.97 |  | Outdoor | Roof
NJSTRE1545727499 |  | Transition Incentive Program | Dunellen | 8812 | 11 | 5.25 | Residential | Yes | Behind the Meter | Net-metered residential rooftop and canopy |  | None | Pro Custom Solar dba Momentum Solar | PSE&G | Accepted | 2020-10-13 | 2020-10-15 | 2021-10-30 | LG | LG 350N1C-V5 | Solar Panels |  | 0.35 | 7 | 232 | 22 |  | Fixed | Roof
NJSTRE1545727499 |  | Transition Incentive Program | Dunellen | 8812 | 11 | 5.25 | Residential | Yes | Behind the Meter | Net-metered residential rooftop and canopy |  | None | Pro Custom Solar dba Momentum Solar | PSE&G | Accepted | 2020-10-13 | 2020-10-15 | 2021-10-30 | LG | LG 350N1C-V5 | Solar Panels |  | 0.35 | 8 | 52 | 22 |  | Fixed | Roof
NJSTRE1545727515 |  | Transition Incentive Program | North Middletown | 7748 | 17 | 6.12 | Residential | Yes | Behind the Meter | Net-metered residential rooftop and canopy |  | None | Trinity Solar | JCP&L | Accepted | 2020-10-13 | 2020-10-15 | 2021-10-30 | SOLAR EDGE | SE5000H-US | Inverters | 5000 |  | 1 |  |  | 0.97 |  | Outside | SIDE OF HOME
NJSTRE1545727515 |  | Transition Incentive Program | North Middletown | 7748 | 17 | 6.12 | Residential | Yes | Behind the Meter | Net-metered residential rooftop and canopy |  | None | Trinity Solar | JCP&L | Accepted | 2020-10-13 | 2020-10-15 | 2021-10-30 | HANWHA 340 (Q.PEAK DUO BLK-G6 340) | HANWHA 340 (Q.PEAK DUO BLK-G6 340) | Solar Panels |  | 0.34 | 12 | 152 | 21 |  | Fixed | Roof
NJSTRE1545727515 |  | Transition Incentive Program | North Middletown | 7748 | 17 | 6.12 | Residential | Yes | Behind the Meter | Net-metered residential rooftop and canopy |  | None | Trinity Solar | JCP&L | Accepted | 2020-10-13 | 2020-10-15 | 2021-10-30 | HANWHA 340 (Q.PEAK DUO BLK-G6 340) | HANWHA 340 (Q.PEAK DUO BLK-G6 340) | Solar Panels |  | 0.34 | 6 | 243 | 29 |  | Fixed | Roof
NJSTRE1545727520 |  | Transition Incentive Program | West Deptford | 8086 | 15 | 8.05 | Residential | Yes | Behind the Meter | Net-metered residential rooftop and canopy |  | None | Pro Custom Solar dba Momentum Solar | PSE&G | Accepted | 2020-10-13 | 2020-10-15 | 2021-10-30 | Enphase | IQ7PLUS-72-2-US | Inverters | 290 |  | 23 |  |  | 0.97 |  | Outdoor | Roof
NJSTRE1545727520 |  | Transition Incentive Program | West Deptford | 8086 | 15 | 8.05 | Residential | Yes | Behind the Meter | Net-metered residential rooftop and canopy |  | None | Pro Custom Solar dba Momentum Solar | PSE&G | Accepted | 2020-10-13 | 2020-10-15 | 2021-10-30 | LG | LG 350N1C-V5 | Solar Panels |  | 0.35 | 23 | 95 | 32 |  | Fixed | Roof
NJSTRE1545727540 |  | Transition Incentive Program | West Berlin | 8091 | 14 | 10.5 | Residential | Yes | Behind the Meter | Net-metered residential rooftop and canopy |  | None | Pro Custom Solar dba Momentum Solar | AC Electric | Accepted | 2020-10-13 | 2020-10-15 | 2021-10-30 | Enphase | IQ7PLUS-72-2-US | Inverters | 290 |  | 30 |  |  | 0.97 |  | Outdoor | Roof
NJSTRE1545727540 |  | Transition Incentive Program | West Berlin | 8091 | 14 | 10.5 | Residential | Yes | Behind the Meter | Net-metered residential rooftop and canopy |  | None | Pro Custom Solar dba Momentum Solar | AC Electric | Accepted | 2020-10-13 | 2020-10-15 | 2021-10-30 | LG | LG 350N1C-V5 | Solar Panels |  | 0.35 | 13 | 27 | 23 |  | Fixed | Roof
NJSTRE1545727540 |  | Transition Incentive Program | West Berlin | 8091 | 14 | 10.5 | Residential | Yes | Behind the Meter | Net-metered residential rooftop and canopy |  | None | Pro Custom Solar dba Momentum Solar | AC Electric | Accepted | 2020-10-13 | 2020-10-15 | 2021-10-30 | LG | LG 350N1C-V5 | Solar Panels |  | 0.35 | 17 | 207 | 22 |  | Fixed | Roof
NJSTRE1545727541 |  | Transition Incentive Program | SICKLERVILLE | 8081 | 14 | 7.14 | Residential | Yes | Behind the Meter | Net-metered residential rooftop and canopy |  | None | Trinity Solar | AC Electric | Accepted | 2020-10-13 | 2020-10-15 | 2021-10-30 | Solar Edge | SE6000H-US000BNC4 | Inverters | 6000 |  | 1 |  |  | 0.97 |  | Outdoor | side of home
NJSTRE1545727541 |  | Transition Incentive Program | SICKLERVILLE | 8081 | 14 | 7.14 | Residential | Yes | Behind the Meter | Net-metered residential rooftop and canopy |  | None | Trinity Solar | AC Electric | Accepted | 2020-10-13 | 2020-10-15 | 2021-10-30 | HANWHA | Q.PEAK DUO BLK-G6 340 | Solar Panels |  | 0.34 | 21 | 173 | 30 |  | Fixed | Roof
NJSTRE1545727545 |  | Transition Incentive Program | Newark | 7106 | 9 | 7.02 | Residential | Yes | Behind the Meter | Net-metered residential rooftop and canopy |  | None | Sunrun Installation Services, Inc. | PSE&G | Accepted | 2020-10-13 | 2020-10-15 | 2021-10-30 | Enphase Energy | IQ7-60-x-US (240V) | Inverters | 240 |  | 23 |  |  | 0.96 |  | Outdoor | Rooftop
NJSTRE1545727545 |  | Transition Incentive Program | Newark | 7106 | 9 | 7.02 | Residential | Yes | Behind the Meter | Net-metered residential rooftop and canopy |  | None | Sunrun Installation Services, Inc. | PSE&G | Accepted | 2020-10-13 | 2020-10-15 | 2021-10-30 | LONGi Green Energy Technology Co Ltd | LR6-60HPB-305M | Solar Panels |  | 0.305 | 23 | 205 | 10 |  | Fixed | Roof
NJSTRE1545727549 |  | Transition Incentive Program | Montclair | 7042 | 9 | 10.2 | Residential | Yes | Behind the Meter | Net-metered residential rooftop and canopy |  | None | Trinity Solar | PSE&G | Accepted | 2020-10-13 | 2020-10-15 | 2021-10-30 | SolarEdge | SE7600H-US | Inverters | 7600 |  | 1 |  |  | 0.97 |  | Outside | side of home
NJSTRE1545727549 |  | Transition Incentive Program | Montclair | 7042 | 9 | 10.2 | Residential | Yes | Behind the Meter | Net-metered residential rooftop and canopy |  | None | Trinity Solar | PSE&G | Accepted | 2020-10-13 | 2020-10-15 | 2021-10-30 | Hanwha 340 | Q.PEAK DUO BLK-G6 340 | Solar Panels |  | 0.34 | 3 | 189 | 45 |  | Fixed | Roof
NJSTRE1545727549 |  | Transition Incentive Program | Montclair | 7042 | 9 | 10.2 | Residential | Yes | Behind the Meter | Net-metered residential rooftop and canopy |  | None | Trinity Solar | PSE&G | Accepted | 2020-10-13 | 2020-10-15 | 2021-10-30 | Hanwha 340 | Q.PEAK DUO BLK-G6 340 | Solar Panels |  | 0.34 | 9 | 280 | 27 |  | Fixed | Roof
NJSTRE1545727549 |  | Transition Incentive Program | Montclair | 7042 | 9 | 10.2 | Residential | Yes | Behind the Meter | Net-metered residential rooftop and canopy |  | None | Trinity Solar | PSE&G | Accepted | 2020-10-13 | 2020-10-15 | 2021-10-30 | Hanwha 340 | Q.PEAK DUO BLK-G6 340 | Solar Panels |  | 0.34 | 4 | 99 | 9 |  | Fixed | Roof
NJSTRE1545727549 |  | Transition Incentive Program | Montclair | 7042 | 9 | 10.2 | Residential | Yes | Behind the Meter | Net-metered residential rooftop and canopy |  | None | Trinity Solar | PSE&G | Accepted | 2020-10-13 | 2020-10-15 | 2021-10-30 | Hanwha 340 | Q.PEAK DUO BLK-G6 340 | Solar Panels |  | 0.34 | 9 | 100 | 27 |  | Fixed | Roof
NJSTRE1545727549 |  | Transition Incentive Program | Montclair | 7042 | 9 | 10.2 | Residential | Yes | Behind the Meter | Net-metered residential rooftop and canopy |  | None | Trinity Solar | PSE&G | Accepted | 2020-10-13 | 2020-10-15 | 2021-10-30 | Hanwha 340 | Q.PEAK DUO BLK-G6 340 | Solar Panels |  | 0.34 | 3 | 189 | 45 |  | Fixed | Roof
NJSTRE1545727549 |  | Transition Incentive Program | Montclair | 7042 | 9 | 10.2 | Residential | Yes | Behind the Meter | Net-metered residential rooftop and canopy |  | None | Trinity Solar | PSE&G | Accepted | 2020-10-13 | 2020-10-15 | 2021-10-30 | Hanwha 340 | Q.PEAK DUO BLK-G6 340 | Solar Panels |  | 0.34 | 2 | 189 | 9 |  | Fixed | Roof
NJSTRE1545727563 |  | Transition Incentive Program | Toms River | 8753 | 18 | 9.48 | Residential | Yes | Behind the Meter | Net-metered residential rooftop and canopy |  | None | Ad Energy | JCP&L | Accepted | 2020-10-13 | 2020-10-19 | 2021-10-30 | Enphase Energy | IQ7XS-96-ACM-US | Inverters | 315 |  | 29 |  |  | 0.975 |  | Outdoor | at each panel
NJSTRE1545727563 |  | Transition Incentive Program | Toms River | 8753 | 18 | 9.48 | Residential | Yes | Behind the Meter | Net-metered residential rooftop and canopy |  | None | Ad Energy | JCP&L | Accepted | 2020-10-13 | 2020-10-19 | 2021-10-30 | Sunpower | SPR-E20-327-E-AC | Solar Panels |  | 0.327 | 29 | 177 | 31 |  | Fixed | Pole
NJSTRE1545727578 |  | Transition Incentive Program | Medford | 8055 | 13 | 10.85 | Residential | No | Behind the Meter | Net-metered residential rooftop and canopy |  | None | Pro Custom Solar dba Momentum Solar | PSE&G | Accepted | 2020-10-13 | 2020-10-15 | 2021-10-30 | Enphase | IQ7PLUS-72-2-US | Inverters | 290 |  | 31 |  |  | 0.97 |  | Outdoor | Roof
NJSTRE1545727578 |  | Transition Incentive Program | Medford | 8055 | 13 | 10.85 | Residential | No | Behind the Meter | Net-metered residential rooftop and canopy |  | None | Pro Custom Solar dba Momentum Solar | PSE&G | Accepted | 2020-10-13 | 2020-10-15 | 2021-10-30 | LG | LG 350N1C-V5 | Solar Panels |  | 0.35 | 31 | 193 | 21 |  | Fixed | Roof
NJSTRE1545727585 |  | Transition Incentive Program | Lawrence Township | 8311 | 20 | 10.79 | Residential | Yes | Behind the Meter | Net-metered residential rooftop and canopy |  | None | Ad Energy | AC Electric | Accepted | 2020-10-13 | 2020-10-16 | 2021-10-30 | Enphase Energy | IQ7XS-96-ACM-US | Inverters | 315 |  | 33 |  |  | 0.975 |  | Outdoor | at each panel
NJSTRE1545727585 |  | Transition Incentive Program | Lawrence Township | 8311 | 20 | 10.79 | Residential | Yes | Behind the Meter | Net-metered residential rooftop and canopy |  | None | Ad Energy | AC Electric | Accepted | 2020-10-13 | 2020-10-16 | 2021-10-30 | Sunpower | SPR-E20-327-E-AC | Solar Panels |  | 0.327 | 33 | 141 | 40 |  | Fixed | Roof
NJSTRE1545727615 |  | Transition Incentive Program | Perth Amboy | 8861 | 11 | 1706.4 | Commercial | Yes | Behind the Meter | Net-metered non-residential rooftop and canopy |  | None | Distributed Solar Operations, LLC | PSE&G | Accepted | 2020-10-13 | 2020-10-21 | 2021-10-30 | SMA | Sunny Tripower CORE1 62 US | Inverters | 62500 |  | 20 |  |  | 0.98 |  | Outdoor | Roof
NJSTRE1545727615 |  | Transition Incentive Program | Perth Amboy | 8861 | 11 | 1706.4 | Commercial | Yes | Behind the Meter | Net-metered non-residential rooftop and canopy |  | None | Distributed Solar Operations, LLC | PSE&G | Accepted | 2020-10-13 | 2020-10-21 | 2021-10-30 | Hanwha Q Cells | Q.Peak Duo L-G5.3 395W | Solar Panels |  | 0.395 | 4320 | 199 | 10 |  | Fixed | Roof
NJSTRE1545727616 |  | Transition Incentive Program | Princeton | 8540 | 12 | 15.37 | Residential | Yes | Behind the Meter | Net-metered residential rooftop and canopy |  | None | Ad Energy | PSE&G | Accepted | 2020-10-13 | 2020-10-15 | 2021-10-30 | Enphase Energy | IQ7XS-96-ACM-US | Inverters | 315 |  | 47 |  |  | 0.975 |  | Outside | at each panel
NJSTRE1545727616 |  | Transition Incentive Program | Princeton | 8540 | 12 | 15.37 | Residential | Yes | Behind the Meter | Net-metered residential rooftop and canopy |  | None | Ad Energy | PSE&G | Accepted | 2020-10-13 | 2020-10-15 | 2021-10-30 | Sunpower | SPR-E20-327-E-AC | Solar Panels |  | 0.327 | 17 | 161 | 36 |  | Fixed | Roof
NJSTRE1545727616 |  | Transition Incentive Program | Princeton | 8540 | 12 | 15.37 | Residential | Yes | Behind the Meter | Net-metered residential rooftop and canopy |  | None | Ad Energy | PSE&G | Accepted | 2020-10-13 | 2020-10-15 | 2021-10-30 | Sunpower | SPR-E20-327-E-AC | Solar Panels |  | 0.327 | 6 | 341 | 30 |  | Fixed | Roof
NJSTRE1545727616 |  | Transition Incentive Program | Princeton | 8540 | 12 | 15.37 | Residential | Yes | Behind the Meter | Net-metered residential rooftop and canopy |  | None | Ad Energy | PSE&G | Accepted | 2020-10-13 | 2020-10-15 | 2021-10-30 | Sunpower | SPR-E20-327-E-AC | Solar Panels |  | 0.327 | 8 | 161 | 30 |  | Fixed | Roof
NJSTRE1545727616 |  | Transition Incentive Program | Princeton | 8540 | 12 | 15.37 | Residential | Yes | Behind the Meter | Net-metered residential rooftop and canopy |  | None | Ad Energy | PSE&G | Accepted | 2020-10-13 | 2020-10-15 | 2021-10-30 | Sunpower | SPR-E20-327-E-AC | Solar Panels |  | 0.327 | 16 | 341 | 36 |  | Fixed | Roof
NJSTRE1545727630 |  | Transition Incentive Program | Cranford | 7016 | 10 | 12.6 | Residential | No | Behind the Meter | Net-metered residential rooftop and canopy |  | None | Pro Custom Solar dba Momentum Solar | PSE&G | Accepted | 2020-10-13 | 2020-10-15 | 2021-10-30 | Enphase | IQ7PLUS-72-2-US | Inverters | 290 |  | 36 |  |  | 0.97 |  | Outdoor | roof
NJSTRE1545727630 |  | Transition Incentive Program | Cranford | 7016 | 10 | 12.6 | Residential | No | Behind the Meter | Net-metered residential rooftop and canopy |  | None | Pro Custom Solar dba Momentum Solar | PSE&G | Accepted | 2020-10-13 | 2020-10-15 | 2021-10-30 | LG | LG 350N1C-V5 | Solar Panels |  | 0.35 | 9 | 308 | 23 |  | Fixed | Roof
NJSTRE1545727630 |  | Transition Incentive Program | Cranford | 7016 | 10 | 12.6 | Residential | No | Behind the Meter | Net-metered residential rooftop and canopy |  | None | Pro Custom Solar dba Momentum Solar | PSE&G | Accepted | 2020-10-13 | 2020-10-15 | 2021-10-30 | LG | LG 350N1C-V5 | Solar Panels |  | 0.35 | 10 | 218 | 23 |  | Fixed | Roof
NJSTRE1545727630 |  | Transition Incentive Program | Cranford | 7016 | 10 | 12.6 | Residential | No | Behind the Meter | Net-metered residential rooftop and canopy |  | None | Pro Custom Solar dba Momentum Solar | PSE&G | Accepted | 2020-10-13 | 2020-10-15 | 2021-10-30 | LG | LG 350N1C-V5 | Solar Panels |  | 0.35 | 17 | 308 | 23 |  | Fixed | Roof
NJSTRE1545727648 |  | Transition Incentive Program | Jackson | 8527 | 18 | 13.44 | Residential | Yes | Behind the Meter | Net-metered residential rooftop and canopy |  | None | Powerlutions | JCP&L | Accepted | 2020-10-13 | 2020-10-19 | 2021-10-30 | SolarEdge | SE10000H-US | Inverters | 10 |  | 1 |  |  | 0.99 |  | Outdoor | Near Meter
NJSTRE1545727648 |  | Transition Incentive Program | Jackson | 8527 | 18 | 13.44 | Residential | Yes | Behind the Meter | Net-metered residential rooftop and canopy |  | None | Powerlutions | JCP&L | Accepted | 2020-10-13 | 2020-10-19 | 2021-10-30 | REC | 320NP BLACK | Solar Panels |  | 0.32 | 12 | 119 | 33 |  | Fixed | Roof
NJSTRE1545727648 |  | Transition Incentive Program | Jackson | 8527 | 18 | 13.44 | Residential | Yes | Behind the Meter | Net-metered residential rooftop and canopy |  | None | Powerlutions | JCP&L | Accepted | 2020-10-13 | 2020-10-19 | 2021-10-30 | REC | 320NP BLACK | Solar Panels |  | 0.32 | 30 | 119 | 33 |  | Fixed | Roof
NJSTRE1545727653 |  | Transition Incentive Program | Monroe Township | 8094 | 15 | 11.77 | Residential | Yes | Behind the Meter | Net-metered residential rooftop and canopy |  | None | Ad Energy | AC Electric | Accepted | 2020-10-13 | 2020-10-16 | 2021-10-30 | Enphase Energy | IQ7XS-96-ACM-US | Inverters | 315 |  | 36 |  |  | 0.975 |  | Outside | at each panel
NJSTRE1545727653 |  | Transition Incentive Program | Monroe Township | 8094 | 15 | 11.77 | Residential | Yes | Behind the Meter | Net-metered residential rooftop and canopy |  | None | Ad Energy | AC Electric | Accepted | 2020-10-13 | 2020-10-16 | 2021-10-30 | Sunpower | SPR-E20-327-E-AC | Solar Panels |  | 0.327 | 26 | 93 | 35 |  | Fixed | Roof
NJSTRE1545727653 |  | Transition Incentive Program | Monroe Township | 8094 | 15 | 11.77 | Residential | Yes | Behind the Meter | Net-metered residential rooftop and canopy |  | None | Ad Energy | AC Electric | Accepted | 2020-10-13 | 2020-10-16 | 2021-10-30 | Sunpower | SPR-E20-327-E-AC | Solar Panels |  | 0.327 | 7 | 183 | 40 |  | Fixed | Roof
NJSTRE1545727653 |  | Transition Incentive Program | Monroe Township | 8094 | 15 | 11.77 | Residential | Yes | Behind the Meter | Net-metered residential rooftop and canopy |  | None | Ad Energy | AC Electric | Accepted | 2020-10-13 | 2020-10-16 | 2021-10-30 | Sunpower | SPR-E20-327-E-AC | Solar Panels |  | 0.327 | 3 | 183 | 40 |  | Fixed | Roof
NJSTRE1545727711 |  | Transition Incentive Program | Mount Laurel Township | 8054 | 13 | 8.85 | Residential | No | Behind the Meter | Net-metered residential rooftop and canopy |  | None | Sunrun Installation Services, Inc. | PSE&G | Accepted | 2020-10-13 | 2020-10-15 | 2021-10-30 | Tesla | Powerwall 2 AC | Electric Storage Battery |  |  | 1 |  |  |  | Lithium Ion |  | outside
NJSTRE1545727711 |  | Transition Incentive Program | Mount Laurel Township | 8054 | 13 | 8.85 | Residential | No | Behind the Meter | Net-metered residential rooftop and canopy |  | None | Sunrun Installation Services, Inc. | PSE&G | Accepted | 2020-10-13 | 2020-10-15 | 2021-10-30 | Enphase Energy | IQ7-60-x-US (240V) | Inverters | 240 |  | 29 |  |  | 0.96 |  | Outdoor | Rooftop
NJSTRE1545727711 |  | Transition Incentive Program | Mount Laurel Township | 8054 | 13 | 8.85 | Residential | No | Behind the Meter | Net-metered residential rooftop and canopy |  | None | Sunrun Installation Services, Inc. | PSE&G | Accepted | 2020-10-13 | 2020-10-15 | 2021-10-30 | LONGi Green Energy Technology Co Ltd | LR6-60HPB-305M | Solar Panels |  | 0.305 | 15 | 271 | 30 |  | Fixed | Roof
NJSTRE1545727711 |  | Transition Incentive Program | Mount Laurel Township | 8054 | 13 | 8.85 | Residential | No | Behind the Meter | Net-metered residential rooftop and canopy |  | None | Sunrun Installation Services, Inc. | PSE&G | Accepted | 2020-10-13 | 2020-10-15 | 2021-10-30 | LONGi Green Energy Technology Co Ltd | LR6-60HPB-305M | Solar Panels |  | 0.305 | 2 | 181 | 40 |  | Fixed | Roof
NJSTRE1545727711 |  | Transition Incentive Program | Mount Laurel Township | 8054 | 13 | 8.85 | Residential | No | Behind the Meter | Net-metered residential rooftop and canopy |  | None | Sunrun Installation Services, Inc. | PSE&G | Accepted | 2020-10-13 | 2020-10-15 | 2021-10-30 | LONGi Green Energy Technology Co Ltd | LR6-60HPB-305M | Solar Panels |  | 0.305 | 12 | 91 | 30 |  | Fixed | Roof
NJSTRE1545727714 |  | Transition Incentive Program | ROSELLE PARK | 7204 | 10 | 7.36 | Residential | Yes | Behind the Meter | Net-metered residential rooftop and canopy |  | None | Vivint Solar Developer, LLC | PSE&G | Accepted | 2020-10-14 | 2020-10-15 | 2021-10-30 | Solar Edge | SE7600H-US | Inverters | 7600 |  | 1 |  |  | 0.992 |  | Outdoor | Near the Utility Meter
NJSTRE1545727714 |  | Transition Incentive Program | ROSELLE PARK | 7204 | 10 | 7.36 | Residential | Yes | Behind the Meter | Net-metered residential rooftop and canopy |  | None | Vivint Solar Developer, LLC | PSE&G | Accepted | 2020-10-14 | 2020-10-15 | 2021-10-30 | JINKO SOLAR | JKM320M-60HBL | Solar Panels |  | 0.32 | 9 | 334 | 24 |  | Fixed | Roof
NJSTRE1545727714 |  | Transition Incentive Program | ROSELLE PARK | 7204 | 10 | 7.36 | Residential | Yes | Behind the Meter | Net-metered residential rooftop and canopy |  | None | Vivint Solar Developer, LLC | PSE&G | Accepted | 2020-10-14 | 2020-10-15 | 2021-10-30 | JINKO SOLAR | JKM320M-60HBL | Solar Panels |  | 0.32 | 3 | 244 | 20 |  | Fixed | Roof
NJSTRE1545727714 |  | Transition Incentive Program | ROSELLE PARK | 7204 | 10 | 7.36 | Residential | Yes | Behind the Meter | Net-metered residential rooftop and canopy |  | None | Vivint Solar Developer, LLC | PSE&G | Accepted | 2020-10-14 | 2020-10-15 | 2021-10-30 | JINKO SOLAR | JKM320M-60HBL | Solar Panels |  | 0.32 | 2 | 64 | 24 |  | Fixed | Roof
NJSTRE1545727714 |  | Transition Incentive Program | ROSELLE PARK | 7204 | 10 | 7.36 | Residential | Yes | Behind the Meter | Net-metered residential rooftop and canopy |  | None | Vivint Solar Developer, LLC | PSE&G | Accepted | 2020-10-14 | 2020-10-15 | 2021-10-30 | JINKO SOLAR | JKM320M-60HBL | Solar Panels |  | 0.32 | 6 | 244 | 24 |  | Fixed | Roof
NJSTRE1545727714 |  | Transition Incentive Program | ROSELLE PARK | 7204 | 10 | 7.36 | Residential | Yes | Behind the Meter | Net-metered residential rooftop and canopy |  | None | Vivint Solar Developer, LLC | PSE&G | Accepted | 2020-10-14 | 2020-10-15 | 2021-10-30 | JINKO SOLAR | JKM320M-60HBL | Solar Panels |  | 0.32 | 3 | 64 | 20 |  | Fixed | Roof
NJSTRE1545727721 |  | Transition Incentive Program | North Brunswick Township | 8902 | 11 | 9.15 | Residential | Yes | Behind the Meter | Net-metered residential rooftop and canopy |  | None | Sunrun Installation Services, Inc. | PSE&G | Accepted | 2020-10-13 | 2020-10-15 | 2021-10-30 | Enphase Energy | IQ7-60-x-US (240V) | Inverters | 240 |  | 30 |  |  | 0.96 |  | Outdoor | Rooftop
NJSTRE1545727721 |  | Transition Incentive Program | North Brunswick Township | 8902 | 11 | 9.15 | Residential | Yes | Behind the Meter | Net-metered residential rooftop and canopy |  | None | Sunrun Installation Services, Inc. | PSE&G | Accepted | 2020-10-13 | 2020-10-15 | 2021-10-30 | LONGi Green Energy Technology Co Ltd | LR6-60HPB-305M | Solar Panels |  | 0.305 | 30 | 215 | 18 |  | Fixed | Roof
NJSTRE1545727763 |  | Transition Incentive Program | City of Orange | 7050 | 9 | 5.18 | Residential | Yes | Behind the Meter | Net-metered residential rooftop and canopy |  | None | Sunrun Installation Services, Inc. | PSE&G | Accepted | 2020-10-13 | 2020-10-15 | 2021-10-30 | Enphase Energy | IQ7PLUS-72-x-US (240V) | Inverters | 290 |  | 15 |  |  | 0.96 |  | Outdoor | Rooftop
NJSTRE1545727763 |  | Transition Incentive Program | City of Orange | 7050 | 9 | 5.18 | Residential | Yes | Behind the Meter | Net-metered residential rooftop and canopy |  | None | Sunrun Installation Services, Inc. | PSE&G | Accepted | 2020-10-13 | 2020-10-15 | 2021-10-30 | LG Electronics | LG345N1C-V5 | Solar Panels |  | 0.345 | 7 | 306 | 40 |  | Fixed | Roof
NJSTRE1545727763 |  | Transition Incentive Program | City of Orange | 7050 | 9 | 5.18 | Residential | Yes | Behind the Meter | Net-metered residential rooftop and canopy |  | None | Sunrun Installation Services, Inc. | PSE&G | Accepted | 2020-10-13 | 2020-10-15 | 2021-10-30 | LG Electronics | LG345N1C-V5 | Solar Panels |  | 0.345 | 8 | 126 | 40 |  | Fixed | Roof
NJSTRE1545727815 |  | Transition Incentive Program | BURLINGTON | 8016 | 13 | 5.12 | Residential | Yes | Behind the Meter | Net-metered residential rooftop and canopy |  | None | Vivint Solar Developer, LLC | PSE&G | Accepted | 2020-10-14 | 2020-10-15 | 2021-10-30 | Solar Edge | SE3800H-US | Inverters | 3800 |  | 1 |  |  | 0.992 |  | Outdoor | Near the Utility Meter
NJSTRE1545727815 |  | Transition Incentive Program | BURLINGTON | 8016 | 13 | 5.12 | Residential | Yes | Behind the Meter | Net-metered residential rooftop and canopy |  | None | Vivint Solar Developer, LLC | PSE&G | Accepted | 2020-10-14 | 2020-10-15 | 2021-10-30 | JINKO SOLAR | JKM320M-60HBL | Solar Panels |  | 0.32 | 4 | 175 | 16 |  | Fixed | Roof
NJSTRE1545727815 |  | Transition Incentive Program | BURLINGTON | 8016 | 13 | 5.12 | Residential | Yes | Behind the Meter | Net-metered residential rooftop and canopy |  | None | Vivint Solar Developer, LLC | PSE&G | Accepted | 2020-10-14 | 2020-10-15 | 2021-10-30 | JINKO SOLAR | JKM320M-60HBL | Solar Panels |  | 0.32 | 12 | 175 | 23 |  | Fixed | Roof
NJSTRE1545727816 |  | Transition Incentive Program | Princeton | 8540 | 12 | 15.37 | Residential | Yes | Behind the Meter | Net-metered residential rooftop and canopy |  | None | Ad Energy | PSE&G | Accepted | 2020-10-13 | 2020-10-15 | 2021-10-30 | Enphase Energy | IQ7XS-96-ACM-US | Inverters | 315 |  | 47 |  |  | 0.975 |  | Outdoor | At each panel
NJSTRE1545727816 |  | Transition Incentive Program | Princeton | 8540 | 12 | 15.37 | Residential | Yes | Behind the Meter | Net-metered residential rooftop and canopy |  | None | Ad Energy | PSE&G | Accepted | 2020-10-13 | 2020-10-15 | 2021-10-30 | SunPower | SPR-E20-327-E-AC | Solar Panels |  | 0.327 | 6 | 278 | 33 |  | Fixed | Roof
NJSTRE1545727816 |  | Transition Incentive Program | Princeton | 8540 | 12 | 15.37 | Residential | Yes | Behind the Meter | Net-metered residential rooftop and canopy |  | None | Ad Energy | PSE&G | Accepted | 2020-10-13 | 2020-10-15 | 2021-10-30 | SunPower | SPR-E20-327-E-AC | Solar Panels |  | 0.327 | 8 | 188 | 40 |  | Fixed | Roof
NJSTRE1545727816 |  | Transition Incentive Program | Princeton | 8540 | 12 | 15.37 | Residential | Yes | Behind the Meter | Net-metered residential rooftop and canopy |  | None | Ad Energy | PSE&G | Accepted | 2020-10-13 | 2020-10-15 | 2021-10-30 | SunPower | SPR-E20-327-E-AC | Solar Panels |  | 0.327 | 18 | 98 | 33 |  | Fixed | Roof
NJSTRE1545727816 |  | Transition Incentive Program | Princeton | 8540 | 12 | 15.37 | Residential | Yes | Behind the Meter | Net-metered residential rooftop and canopy |  | None | Ad Energy | PSE&G | Accepted | 2020-10-13 | 2020-10-15 | 2021-10-30 | SunPower | SPR-E20-327-E-AC | Solar Panels |  | 0.327 | 15 | 98 | 35 |  | Fixed | Roof
NJSTRE1545727820 |  | Transition Incentive Program | SUCCASUNNA | 7876 | 3 | 18.88 | Residential | Yes | Behind the Meter | Net-metered residential rooftop and canopy |  | None | Vivint Solar Developer, LLC | JCP&L | Accepted | 2020-10-14 | 2020-10-15 | 2021-10-30 | Solar Edge | SE7600H-US | Inverters | 7600 |  | 2 |  |  | 0.992 |  | Outdoor | Near the Utility Meter
NJSTRE1545727820 |  | Transition Incentive Program | SUCCASUNNA | 7876 | 3 | 18.88 | Residential | Yes | Behind the Meter | Net-metered residential rooftop and canopy |  | None | Vivint Solar Developer, LLC | JCP&L | Accepted | 2020-10-14 | 2020-10-15 | 2021-10-30 | JINKO SOLAR | JKM320M-60HBL | Solar Panels |  | 0.32 | 12 | 4 | 33 |  | Fixed | Roof
NJSTRE1545727820 |  | Transition Incentive Program | SUCCASUNNA | 7876 | 3 | 18.88 | Residential | Yes | Behind the Meter | Net-metered residential rooftop and canopy |  | None | Vivint Solar Developer, LLC | JCP&L | Accepted | 2020-10-14 | 2020-10-15 | 2021-10-30 | JINKO SOLAR | JKM320M-60HBL | Solar Panels |  | 0.32 | 4 | 184 | 33 |  | Fixed | Roof
NJSTRE1545727820 |  | Transition Incentive Program | SUCCASUNNA | 7876 | 3 | 18.88 | Residential | Yes | Behind the Meter | Net-metered residential rooftop and canopy |  | None | Vivint Solar Developer, LLC | JCP&L | Accepted | 2020-10-14 | 2020-10-15 | 2021-10-30 | JINKO SOLAR | JKM320M-60HBL | Solar Panels |  | 0.32 | 4 | 4 | 12 |  | Fixed | Roof
NJSTRE1545727820 |  | Transition Incentive Program | SUCCASUNNA | 7876 | 3 | 18.88 | Residential | Yes | Behind the Meter | Net-metered residential rooftop and canopy |  | None | Vivint Solar Developer, LLC | JCP&L | Accepted | 2020-10-14 | 2020-10-15 | 2021-10-30 | JINKO SOLAR | JKM320M-60HBL | Solar Panels |  | 0.32 | 9 | 274 | 27 |  | Fixed | Roof
NJSTRE1545727820 |  | Transition Incentive Program | SUCCASUNNA | 7876 | 3 | 18.88 | Residential | Yes | Behind the Meter | Net-metered residential rooftop and canopy |  | None | Vivint Solar Developer, LLC | JCP&L | Accepted | 2020-10-14 | 2020-10-15 | 2021-10-30 | JINKO SOLAR | JKM320M-60HBL | Solar Panels |  | 0.32 | 10 | 94 | 27 |  | Fixed | Roof
NJSTRE1545727820 |  | Transition Incentive Program | SUCCASUNNA | 7876 | 3 | 18.88 | Residential | Yes | Behind the Meter | Net-metered residential rooftop and canopy |  | None | Vivint Solar Developer, LLC | JCP&L | Accepted | 2020-10-14 | 2020-10-15 | 2021-10-30 | JINKO SOLAR | JKM320M-60HBL | Solar Panels |  | 0.32 | 14 | 184 | 35 |  | Fixed | Roof
NJSTRE1545727820 |  | Transition Incentive Program | SUCCASUNNA | 7876 | 3 | 18.88 | Residential | Yes | Behind the Meter | Net-metered residential rooftop and canopy |  | None | Vivint Solar Developer, LLC | JCP&L | Accepted | 2020-10-14 | 2020-10-15 | 2021-10-30 | JINKO SOLAR | JKM320M-60HBL | Solar Panels |  | 0.32 | 6 | 4 | 35 |  | Fixed | Roof
NJSTRE1545727824 |  | Transition Incentive Program | ALPINE | 7620 | 7 | 30.6 | Residential | Yes | Behind the Meter | Net-metered residential rooftop and canopy |  | None | Tesla Energy Operations, Inc. | Orange Rockland Electric | Accepted | 2020-10-13 | 2020-10-16 | 2021-10-30 | SolarEdge Technologies Ltd. | SE11400H-US [240V] | Inverters | 11400 |  | 2 |  |  | 0.99 |  | Outdoor | Outside
NJSTRE1545727824 |  | Transition Incentive Program | ALPINE | 7620 | 7 | 30.6 | Residential | Yes | Behind the Meter | Net-metered residential rooftop and canopy |  | None | Tesla Energy Operations, Inc. | Orange Rockland Electric | Accepted | 2020-10-13 | 2020-10-16 | 2021-10-30 | Hanwha Q-CELLS | Q.Peak DUO BLK-G6+ 340 | Solar Panels |  | 0.34 | 12 | 30 | 16 |  | Fixed | Roof
NJSTRE1545727824 |  | Transition Incentive Program | ALPINE | 7620 | 7 | 30.6 | Residential | Yes | Behind the Meter | Net-metered residential rooftop and canopy |  | None | Tesla Energy Operations, Inc. | Orange Rockland Electric | Accepted | 2020-10-13 | 2020-10-16 | 2021-10-30 | Hanwha Q-CELLS | Q.Peak DUO BLK-G6+ 340 | Solar Panels |  | 0.34 | 34 | 209 | 14 |  | Fixed | Roof
NJSTRE1545727824 |  | Transition Incentive Program | ALPINE | 7620 | 7 | 30.6 | Residential | Yes | Behind the Meter | Net-metered residential rooftop and canopy |  | None | Tesla Energy Operations, Inc. | Orange Rockland Electric | Accepted | 2020-10-13 | 2020-10-16 | 2021-10-30 | Hanwha Q-CELLS | Q.Peak DUO BLK-G6+ 340 | Solar Panels |  | 0.34 | 25 | 209 | 16 |  | Fixed | Roof
NJSTRE1545727824 |  | Transition Incentive Program | ALPINE | 7620 | 7 | 30.6 | Residential | Yes | Behind the Meter | Net-metered residential rooftop and canopy |  | None | Tesla Energy Operations, Inc. | Orange Rockland Electric | Accepted | 2020-10-13 | 2020-10-16 | 2021-10-30 | Hanwha Q-CELLS | Q.Peak DUO BLK-G6+ 340 | Solar Panels |  | 0.34 | 19 | 29 | 20 |  | Fixed | Roof
NJSTRE1545732002 |  | Transition Incentive Program | WEST DEPTFORD | 8086 | 15 | 6.93 | Residential | Yes | Behind the Meter | Net-metered residential rooftop and canopy |  | None | Suntuity Solar LLC | PSE&G | Accepted | 2020-10-15 | 2020-10-16 | 2021-10-30 | Enphase Energy | IQ7-60-2-US | Inverters | 240 |  | 22 |  |  | 0.97 |  | Outdoor | Behind the PV Modules
NJSTRE1545732002 |  | Transition Incentive Program | WEST DEPTFORD | 8086 | 15 | 6.93 | Residential | Yes | Behind the Meter | Net-metered residential rooftop and canopy |  | None | Suntuity Solar LLC | PSE&G | Accepted | 2020-10-15 | 2020-10-16 | 2021-10-30 | Longi | LR6-60HPB-315M | Solar Panels |  | 0.315 | 16 | 213 | 23 |  | Fixed | Roof
NJSTRE1545732002 |  | Transition Incentive Program | WEST DEPTFORD | 8086 | 15 | 6.93 | Residential | Yes | Behind the Meter | Net-metered residential rooftop and canopy |  | None | Suntuity Solar LLC | PSE&G | Accepted | 2020-10-15 | 2020-10-16 | 2021-10-30 | Longi | LR6-60HPB-315M | Solar Panels |  | 0.315 | 6 | 33 | 23 |  | Fixed | Roof
NJSTRE1545732003 |  | Transition Incentive Program | Berlin | 8009 | 14 | 19.85 | Residential | Yes | Behind the Meter | Net-metered residential rooftop and canopy |  | None | Suntuity Solar LLC | AC Electric | Accepted | 2020-10-14 | 2020-10-16 | 2021-10-30 | Enphase Energy | IQ7-60-2-US | Inverters | 240 |  | 63 |  |  | 0.97 |  | Outdoor | Behind the PV Modules
NJSTRE1545732003 |  | Transition Incentive Program | Berlin | 8009 | 14 | 19.85 | Residential | Yes | Behind the Meter | Net-metered residential rooftop and canopy |  | None | Suntuity Solar LLC | AC Electric | Accepted | 2020-10-14 | 2020-10-16 | 2021-10-30 | Longi | LR6-60HPB-315M | Solar Panels |  | 0.315 | 27 | 359 | 30 |  | Fixed | Roof
NJSTRE1545732003 |  | Transition Incentive Program | Berlin | 8009 | 14 | 19.85 | Residential | Yes | Behind the Meter | Net-metered residential rooftop and canopy |  | None | Suntuity Solar LLC | AC Electric | Accepted | 2020-10-14 | 2020-10-16 | 2021-10-30 | Longi | LR6-60HPB-315M | Solar Panels |  | 0.315 | 6 | 179 | 30 |  | Fixed | Roof
NJSTRE1545732003 |  | Transition Incentive Program | Berlin | 8009 | 14 | 19.85 | Residential | Yes | Behind the Meter | Net-metered residential rooftop and canopy |  | None | Suntuity Solar LLC | AC Electric | Accepted | 2020-10-14 | 2020-10-16 | 2021-10-30 | Longi | LR6-60HPB-315M | Solar Panels |  | 0.315 | 26 | 179 | 30 |  | Fixed | Roof
NJSTRE1545732003 |  | Transition Incentive Program | Berlin | 8009 | 14 | 19.85 | Residential | Yes | Behind the Meter | Net-metered residential rooftop and canopy |  | None | Suntuity Solar LLC | AC Electric | Accepted | 2020-10-14 | 2020-10-16 | 2021-10-30 | Longi | LR6-60HPB-315M | Solar Panels |  | 0.315 | 4 | 89 | 30 |  | Fixed | Roof
NJSTRE1545732008 |  | Transition Incentive Program | Pennsville | 8070 | 16 | 9.6 | Residential | Yes | Behind the Meter | Net-metered residential rooftop and canopy |  | None | Posigen NJ LLC | AC Electric | Accepted | 2020-10-14 | 2020-10-16 | 2021-10-30 | SolarEdge | SE7600H-US | Inverters | 7600 |  | 1 |  |  | 0.99 |  | Outside | within ten feet of meter
NJSTRE1545732008 |  | Transition Incentive Program | Pennsville | 8070 | 16 | 9.6 | Residential | Yes | Behind the Meter | Net-metered residential rooftop and canopy |  | None | Posigen NJ LLC | AC Electric | Accepted | 2020-10-14 | 2020-10-16 | 2021-10-30 | Hanwha Q-Cells | Q.PEAK DUO-G5 320 | Solar Panels |  | 0.32 | 30 | 247 | 22 |  | Fixed | Roof
NJSTRE1545732012 |  | Transition Incentive Program | Englewood | 7631 | 7 | 5.03 | Residential | No | Behind the Meter | Net-metered residential rooftop and canopy |  | None | Vision Solar LLC | PSE&G | Accepted | 2020-10-14 | 2020-10-16 | 2021-10-30 | ENPHASE | IQ7-60-2-US | Inverters | 0.24 |  | 15 |  |  | 0.96 |  | Other | BEHIND EACH PANEL
NJSTRE1545732012 |  | Transition Incentive Program | Englewood | 7631 | 7 | 5.03 | Residential | No | Behind the Meter | Net-metered residential rooftop and canopy |  | None | Vision Solar LLC | PSE&G | Accepted | 2020-10-14 | 2020-10-16 | 2021-10-30 | HANWHA Q-CELLS | Q.PEAK DUO-G6+ 335 | Solar Panels |  | 0.335 | 3 | 174 | 30 |  | Fixed | Roof
NJSTRE1545732012 |  | Transition Incentive Program | Englewood | 7631 | 7 | 5.03 | Residential | No | Behind the Meter | Net-metered residential rooftop and canopy |  | None | Vision Solar LLC | PSE&G | Accepted | 2020-10-14 | 2020-10-16 | 2021-10-30 | HANWHA Q-CELLS | Q.PEAK DUO-G6+ 335 | Solar Panels |  | 0.335 | 4 | 264 | 26 |  | Fixed | Roof
NJSTRE1545732012 |  | Transition Incentive Program | Englewood | 7631 | 7 | 5.03 | Residential | No | Behind the Meter | Net-metered residential rooftop and canopy |  | None | Vision Solar LLC | PSE&G | Accepted | 2020-10-14 | 2020-10-16 | 2021-10-30 | HANWHA Q-CELLS | Q.PEAK DUO-G6+ 335 | Solar Panels |  | 0.335 | 3 | 84 | 26 |  | Fixed | Roof
NJSTRE1545732012 |  | Transition Incentive Program | Englewood | 7631 | 7 | 5.03 | Residential | No | Behind the Meter | Net-metered residential rooftop and canopy |  | None | Vision Solar LLC | PSE&G | Accepted | 2020-10-14 | 2020-10-16 | 2021-10-30 | HANWHA Q-CELLS | Q.PEAK DUO-G6+ 335 | Solar Panels |  | 0.335 | 3 | 354 | 30 |  | Fixed | Roof
NJSTRE1545732012 |  | Transition Incentive Program | Englewood | 7631 | 7 | 5.03 | Residential | No | Behind the Meter | Net-metered residential rooftop and canopy |  | None | Vision Solar LLC | PSE&G | Accepted | 2020-10-14 | 2020-10-16 | 2021-10-30 | Q.PEAK DUO-G6+ 335 | Q.PEAK DUO-G6+ 335 | Solar Panels |  | 0.335 | 2 | 84 | 5 |  | Fixed | Roof
NJSTRE1545732018 |  | Transition Incentive Program | Sicklerville | 8081 | 14 | 7.26 | Residential | Yes | Behind the Meter | Net-metered residential rooftop and canopy |  | None | Posigen NJ LLC | AC Electric | Accepted | 2020-10-14 | 2020-10-16 | 2021-10-30 | SolarEdge | SE7600H-US | Inverters | 7600 |  | 1 |  |  | 0.99 |  | Outside | within ten feet of meter
NJSTRE1545732018 |  | Transition Incentive Program | Sicklerville | 8081 | 14 | 7.26 | Residential | Yes | Behind the Meter | Net-metered residential rooftop and canopy |  | None | Posigen NJ LLC | AC Electric | Accepted | 2020-10-14 | 2020-10-16 | 2021-10-30 | Silfab | SIL330HL | Solar Panels |  | 0.33 | 22 | 139319 | 29 |  | Fixed | Roof
NJSTRE1545732019 |  | Transition Incentive Program | WOODSTOWN | 8098 | 16 | 7.37 | Residential | Yes | Behind the Meter | Net-metered residential rooftop and canopy |  | None | Vision Solar LLC | AC Electric | Accepted | 2020-10-14 | 2020-10-16 | 2021-10-30 | ENPHASE | IQ7-60-2-US | Inverters | 0.24 |  | 22 |  |  | 0.96 |  | Other | BEHIND EACH PANEL
NJSTRE1545732019 |  | Transition Incentive Program | WOODSTOWN | 8098 | 16 | 7.37 | Residential | Yes | Behind the Meter | Net-metered residential rooftop and canopy |  | None | Vision Solar LLC | AC Electric | Accepted | 2020-10-14 | 2020-10-16 | 2021-10-30 | HANWHA Q-CELLS | Q.PEAK DUO-G6+ 335 | Solar Panels |  | 0.335 | 20 | 119 | 20 |  | Fixed | Roof
NJSTRE1545732019 |  | Transition Incentive Program | WOODSTOWN | 8098 | 16 | 7.37 | Residential | Yes | Behind the Meter | Net-metered residential rooftop and canopy |  | None | Vision Solar LLC | AC Electric | Accepted | 2020-10-14 | 2020-10-16 | 2021-10-30 | HANWHA Q-CELLS | Q.PEAK DUO-G6+ 335 | Solar Panels |  | 0.335 | 2 | 117 | 25 |  | Fixed | Roof
NJSTRE1545732023 |  | Transition Incentive Program | Sicklerville | 8081 | 14 | 9.52 | Residential | Yes | Behind the Meter | Net-metered residential rooftop and canopy |  | None | Trinity Solar | AC Electric | Accepted | 2020-10-14 | 2020-10-16 | 2021-10-30 | SOLAR EDGE | SE7600H-US | Inverters | 7600 |  | 1 |  |  | 0.97 |  | Outside | SIDE OF HOME
NJSTRE1545732023 |  | Transition Incentive Program | Sicklerville | 8081 | 14 | 9.52 | Residential | Yes | Behind the Meter | Net-metered residential rooftop and canopy |  | None | Trinity Solar | AC Electric | Accepted | 2020-10-14 | 2020-10-16 | 2021-10-30 | HANWHA 340 (Q.PEAK DUO BLK-G6 340) | HANWHA 340 (Q.PEAK DUO BLK-G6 340) | Solar Panels |  | 0.34 | 4 | 92 | 31 |  | Fixed | Roof
NJSTRE1545732023 |  | Transition Incentive Program | Sicklerville | 8081 | 14 | 9.52 | Residential | Yes | Behind the Meter | Net-metered residential rooftop and canopy |  | None | Trinity Solar | AC Electric | Accepted | 2020-10-14 | 2020-10-16 | 2021-10-30 | HANWHA 340 (Q.PEAK DUO BLK-G6 340) | HANWHA 340 (Q.PEAK DUO BLK-G6 340) | Solar Panels |  | 0.34 | 8 | 272 | 32 |  | Fixed | Roof
NJSTRE1545732023 |  | Transition Incentive Program | Sicklerville | 8081 | 14 | 9.52 | Residential | Yes | Behind the Meter | Net-metered residential rooftop and canopy |  | None | Trinity Solar | AC Electric | Accepted | 2020-10-14 | 2020-10-16 | 2021-10-30 | HANWHA 340 (Q.PEAK DUO BLK-G6 340) | HANWHA 340 (Q.PEAK DUO BLK-G6 340) | Solar Panels |  | 0.34 | 3 | 182 | 34 |  | Fixed | Roof
NJSTRE1545732023 |  | Transition Incentive Program | Sicklerville | 8081 | 14 | 9.52 | Residential | Yes | Behind the Meter | Net-metered residential rooftop and canopy |  | None | Trinity Solar | AC Electric | Accepted | 2020-10-14 | 2020-10-16 | 2021-10-30 | HANWHA 340 (Q.PEAK DUO BLK-G6 340) | HANWHA 340 (Q.PEAK DUO BLK-G6 340) | Solar Panels |  | 0.34 | 13 | 272 | 32 |  | Fixed | Roof
NJSTRE1545732028 |  | Transition Incentive Program | ELMER | 8318 | 16 | 8.71 | Residential | Yes | Behind the Meter | Net-metered residential ground mount |  | None | Vision Solar LLC | AC Electric | Accepted | 2020-10-14 | 2020-10-16 | 2021-10-30 | ENPHASE | IQ7-60-2-US | Inverters | 0.24 |  | 26 |  |  | 0.96 |  | Other | BEHIND EACH PANEL
NJSTRE1545732028 |  | Transition Incentive Program | ELMER | 8318 | 16 | 8.71 | Residential | Yes | Behind the Meter | Net-metered residential ground mount |  | None | Vision Solar LLC | AC Electric | Accepted | 2020-10-14 | 2020-10-16 | 2021-10-30 | HANWHA Q-CELLS | Q.PEAK DUO-G6+ 335 | Solar Panels |  | 0.335 | 26 | 182 | 30 |  | Fixed | Ground
NJSTRE1545732038 |  | Transition Incentive Program | Sussex | 7461 | 1 | 9.9 | Residential | Yes | Behind the Meter | Net-metered residential rooftop and canopy |  | None | Posigen NJ LLC | JCP&L | Accepted | 2020-10-14 | 2020-10-16 | 2021-10-30 | SolarEdge | SE10000H-US | Inverters | 10000 |  | 1 |  |  | 0.99 |  | Outside | within ten feet of meter
NJSTRE1545732038 |  | Transition Incentive Program | Sussex | 7461 | 1 | 9.9 | Residential | Yes | Behind the Meter | Net-metered residential rooftop and canopy |  | None | Posigen NJ LLC | JCP&L | Accepted | 2020-10-14 | 2020-10-16 | 2021-10-30 | Silfab | SIL330HL | Solar Panels |  | 0.33 | 30 | 140320 | 30 |  | Fixed | Roof
NJSTRE1545732040 |  | Transition Incentive Program | Berlin | 8009 | 14 | 7.82 | Residential | Yes | Behind the Meter | Net-metered residential rooftop and canopy |  | None | Trinity Solar | AC Electric | Accepted | 2020-10-14 | 2020-10-16 | 2021-10-30 | SOLAR EDGE | SE6000H-US | Inverters | 6000 |  | 1 |  |  | 0.97 |  | Outside | SIDE OF HOME
NJSTRE1545732040 |  | Transition Incentive Program | Berlin | 8009 | 14 | 7.82 | Residential | Yes | Behind the Meter | Net-metered residential rooftop and canopy |  | None | Trinity Solar | AC Electric | Accepted | 2020-10-14 | 2020-10-16 | 2021-10-30 | HANWHA 340 (Q.PEAK DUO BLK-G6 340) | HANWHA 340 (Q.PEAK DUO BLK-G6 340) | Solar Panels |  | 0.34 | 6 | 356 | 21 |  | Fixed | Roof
NJSTRE1545732040 |  | Transition Incentive Program | Berlin | 8009 | 14 | 7.82 | Residential | Yes | Behind the Meter | Net-metered residential rooftop and canopy |  | None | Trinity Solar | AC Electric | Accepted | 2020-10-14 | 2020-10-16 | 2021-10-30 | HANWHA 340 (Q.PEAK DUO BLK-G6 340) | HANWHA 340 (Q.PEAK DUO BLK-G6 340) | Solar Panels |  | 0.34 | 6 | 176 | 21 |  | Fixed | Roof
NJSTRE1545732040 |  | Transition Incentive Program | Berlin | 8009 | 14 | 7.82 | Residential | Yes | Behind the Meter | Net-metered residential rooftop and canopy |  | None | Trinity Solar | AC Electric | Accepted | 2020-10-14 | 2020-10-16 | 2021-10-30 | HANWHA 340 (Q.PEAK DUO BLK-G6 340) | HANWHA 340 (Q.PEAK DUO BLK-G6 340) | Solar Panels |  | 0.34 | 6 | 356 | 21 |  | Fixed | Roof
NJSTRE1545732040 |  | Transition Incentive Program | Berlin | 8009 | 14 | 7.82 | Residential | Yes | Behind the Meter | Net-metered residential rooftop and canopy |  | None | Trinity Solar | AC Electric | Accepted | 2020-10-14 | 2020-10-16 | 2021-10-30 | HANWHA 340 (Q.PEAK DUO BLK-G6 340) | HANWHA 340 (Q.PEAK DUO BLK-G6 340) | Solar Panels |  | 0.34 | 5 | 176 | 21 |  | Fixed | Roof
NJSTRE1545732050 |  | Transition Incentive Program | CRESSKILL | 7626 | 7 | 12.24 | Residential | Yes | Behind the Meter | Net-metered residential rooftop and canopy |  | None | Tesla Energy Operations Inc | Orange Rockland Electric | Accepted | 2020-10-14 | 2020-10-16 | 2021-10-30 | Tesla | AC Powerwall 2.0 | Electric Storage Battery |  |  | 1 |  |  |  | Lithium Ion |  | Inside
NJSTRE1545732050 |  | Transition Incentive Program | CRESSKILL | 7626 | 7 | 12.24 | Residential | Yes | Behind the Meter | Net-metered residential rooftop and canopy |  | None | Tesla Energy Operations Inc | Orange Rockland Electric | Accepted | 2020-10-14 | 2020-10-16 | 2021-10-30 | Delta Electronics | M4-TL-US [240V] | Inverters | 3840 |  | 1 |  |  | 0.975 |  | Outdoor | Outdoor
NJSTRE1545732050 |  | Transition Incentive Program | CRESSKILL | 7626 | 7 | 12.24 | Residential | Yes | Behind the Meter | Net-metered residential rooftop and canopy |  | None | Tesla Energy Operations Inc | Orange Rockland Electric | Accepted | 2020-10-14 | 2020-10-16 | 2021-10-30 | Delta Electronics | M8-TL-US [240V] | Inverters | 7680 |  | 1 |  |  | 0.975 |  | Outdoor | Outdoor
NJSTRE1545732050 |  | Transition Incentive Program | CRESSKILL | 7626 | 7 | 12.24 | Residential | Yes | Behind the Meter | Net-metered residential rooftop and canopy |  | None | Tesla Energy Operations Inc | Orange Rockland Electric | Accepted | 2020-10-14 | 2020-10-16 | 2021-10-30 | Hanwha Q Cells | Q.Peak DUO BLK-G6+ 340 | Solar Panels |  | 0.34 | 11 | 194 | 18 |  | Fixed | Roof | Rooftop
NJSTRE1545732050 |  | Transition Incentive Program | CRESSKILL | 7626 | 7 | 12.24 | Residential | Yes | Behind the Meter | Net-metered residential rooftop and canopy |  | None | Tesla Energy Operations Inc | Orange Rockland Electric | Accepted | 2020-10-14 | 2020-10-16 | 2021-10-30 | Hanwha Q Cells | Q.Peak DUO BLK-G6+ 340 | Solar Panels |  | 0.34 | 16 | 14 | 18 |  | Fixed | Roof | Rooftop
NJSTRE1545732050 |  | Transition Incentive Program | CRESSKILL | 7626 | 7 | 12.24 | Residential | Yes | Behind the Meter | Net-metered residential rooftop and canopy |  | None | Tesla Energy Operations Inc | Orange Rockland Electric | Accepted | 2020-10-14 | 2020-10-16 | 2021-10-30 | Hanwha Q Cells | Q.Peak DUO BLK-G6+ 340 | Solar Panels |  | 0.34 | 9 | 284 | 40 |  | Fixed | Roof | Rooftop
NJSTRE1545732061 |  | Transition Incentive Program | Egg Harbor Township | 8234 | 19 | 3.06 | Residential | Yes | Behind the Meter | Net-metered residential rooftop and canopy |  | None | Trinity Solar | AC Electric | Accepted | 2020-10-14 | 2020-10-16 | 2021-10-30 | SOLAR EDGE | SE3000H-US | Inverters | 3000 |  | 1 |  |  | 0.97 |  | Outdoor | SIDE OF HOME
NJSTRE1545732061 |  | Transition Incentive Program | Egg Harbor Township | 8234 | 19 | 3.06 | Residential | Yes | Behind the Meter | Net-metered residential rooftop and canopy |  | None | Trinity Solar | AC Electric | Accepted | 2020-10-14 | 2020-10-16 | 2021-10-30 | HANWHA 340 (Q.PEAK DUO BLK-G6 340) | HANWHA 340 (Q.PEAK DUO BLK-G6 340) | Solar Panels |  | 0.34 | 9 | 158 | 33 |  | Fixed | Roof
NJSTRE1545732070 |  | Transition Incentive Program | egg harbor twp | 8234 | 19 | 8.32 | Residential | No | Behind the Meter | Net-metered residential rooftop and canopy |  | None | Orbit Energy & Power, LLC | AC Electric | Accepted | 2020-10-14 | 2020-10-16 | 2021-10-30 | enphase | iq7-60-2-us | Inverters | 0.24 |  | 26 |  |  | 0.99 |  | Other | behind panels
NJSTRE1545732070 |  | Transition Incentive Program | egg harbor twp | 8234 | 19 | 8.32 | Residential | No | Behind the Meter | Net-metered residential rooftop and canopy |  | None | Orbit Energy & Power, LLC | AC Electric | Accepted | 2020-10-14 | 2020-10-16 | 2021-10-30 | hanwha qcells | qpeak 320w | Solar Panels |  | 0.32 | 10 | 111 | 34 |  | Fixed | Roof
NJSTRE1545732070 |  | Transition Incentive Program | egg harbor twp | 8234 | 19 | 8.32 | Residential | No | Behind the Meter | Net-metered residential rooftop and canopy |  | None | Orbit Energy & Power, LLC | AC Electric | Accepted | 2020-10-14 | 2020-10-16 | 2021-10-30 | hanwha qcells | qpeak 320 | Solar Panels |  | 0.32 | 16 | 111 | 34 |  | Fixed | Roof
NJSTRE1545732075 |  | Transition Incentive Program | UNION | 7083 | 10 | 7.68 | Residential | Yes | Behind the Meter | Net-metered residential rooftop and canopy |  | None | Vivint Solar Developer, LLC | PSE&G | Accepted | 2020-10-14 | 2020-10-16 | 2021-10-30 | SolarEdge | SE7600H-US | Inverters | 7600 |  | 1 |  |  | 0.992 |  | Outdoor | Near the Utility Meter
NJSTRE1545732075 |  | Transition Incentive Program | UNION | 7083 | 10 | 7.68 | Residential | Yes | Behind the Meter | Net-metered residential rooftop and canopy |  | None | Vivint Solar Developer, LLC | PSE&G | Accepted | 2020-10-14 | 2020-10-16 | 2021-10-30 | Jinko Solar | JKM320M-60HBL | Solar Panels |  | 0.32 | 8 | 8 | 32 |  | Fixed | Roof
NJSTRE1545732075 |  | Transition Incentive Program | UNION | 7083 | 10 | 7.68 | Residential | Yes | Behind the Meter | Net-metered residential rooftop and canopy |  | None | Vivint Solar Developer, LLC | PSE&G | Accepted | 2020-10-14 | 2020-10-16 | 2021-10-30 | Jinko Solar | JKM320M-60HBL | Solar Panels |  | 0.32 | 8 | 188 | 32 |  | Fixed | Roof
NJSTRE1545732075 |  | Transition Incentive Program | UNION | 7083 | 10 | 7.68 | Residential | Yes | Behind the Meter | Net-metered residential rooftop and canopy |  | None | Vivint Solar Developer, LLC | PSE&G | Accepted | 2020-10-14 | 2020-10-16 | 2021-10-30 | Jinko Solar | JKM320M-60HBL | Solar Panels |  | 0.32 | 4 | 8 | 31 |  | Fixed | Roof
NJSTRE1545732075 |  | Transition Incentive Program | UNION | 7083 | 10 | 7.68 | Residential | Yes | Behind the Meter | Net-metered residential rooftop and canopy |  | None | Vivint Solar Developer, LLC | PSE&G | Accepted | 2020-10-14 | 2020-10-16 | 2021-10-30 | Jinko Solar | JKM320M-60HBL | Solar Panels |  | 0.32 | 2 | 188 | 31 |  | Fixed | Roof
NJSTRE1545732075 |  | Transition Incentive Program | UNION | 7083 | 10 | 7.68 | Residential | Yes | Behind the Meter | Net-metered residential rooftop and canopy |  | None | Vivint Solar Developer, LLC | PSE&G | Accepted | 2020-10-14 | 2020-10-16 | 2021-10-30 | Jinko Solar | JKM320M-60HBL | Solar Panels |  | 0.32 | 2 | 278 | 21 |  | Fixed | Roof
NJSTRE1545732082 |  | Transition Incentive Program | Branchburg | 8853 | 5 | 4.58 | Residential | Yes | Behind the Meter | Net-metered residential rooftop and canopy |  | None | Sunrun Installation Services, Inc. | JCP&L | Accepted | 2020-10-14 | 2020-10-16 | 2021-10-30 | Enphase Energy | IQ7-60-x-US (240V) | Inverters | 240 |  | 15 |  |  | 0.96 |  | Outdoor | Rooftop
NJSTRE1545732082 |  | Transition Incentive Program | Branchburg | 8853 | 5 | 4.58 | Residential | Yes | Behind the Meter | Net-metered residential rooftop and canopy |  | None | Sunrun Installation Services, Inc. | JCP&L | Accepted | 2020-10-14 | 2020-10-16 | 2021-10-30 | LONGi Green Energy Technology Co Ltd | LR6-60HPB-305M | Solar Panels |  | 0.305 | 15 | 167 | 27 |  | Fixed | Roof
NJSTRE1545732087 |  | Transition Incentive Program | SEWELL | 8080 | 15 | 6.4 | Residential | No | Behind the Meter | Net-metered residential rooftop and canopy |  | None | Orbit Energy & Power, LLC | AC Electric | Accepted | 2020-10-14 | 2020-10-16 | 2021-10-30 | ENPHASE ENERGY | IQ7-60-2-US | Inverters | 240 |  | 20 |  |  | 0.99 |  | Other | UNDER EACH PANEL
NJSTRE1545732087 |  | Transition Incentive Program | SEWELL | 8080 | 15 | 6.4 | Residential | No | Behind the Meter | Net-metered residential rooftop and canopy |  | None | Orbit Energy & Power, LLC | AC Electric | Accepted | 2020-10-14 | 2020-10-16 | 2021-10-30 | HANWHA | Q PEAK CELLS 320 W | Solar Panels |  | 0.32 | 20 | 202 | 20 |  | Fixed | Roof
NJSTRE1545732091 |  | Transition Incentive Program | Bridgeton | 8302 | 20 | 8.96 | Residential | Yes | Behind the Meter | Net-metered residential rooftop and canopy |  | None | Trinity Solar | AC Electric | Accepted | 2020-10-14 | 2020-10-16 | 2021-10-30 | SOLAR EDGE | SE7600H-US | Inverters | 7600 |  | 1 |  |  | 0.97 |  | Outside | SIDE OF HOME
NJSTRE1545732091 |  | Transition Incentive Program | Bridgeton | 8302 | 20 | 8.96 | Residential | Yes | Behind the Meter | Net-metered residential rooftop and canopy |  | None | Trinity Solar | AC Electric | Accepted | 2020-10-14 | 2020-10-16 | 2021-10-30 | HANWHA 320 (Q.PEAK DUO BLK-G5 320) | HANWHA 320 (Q.PEAK DUO BLK-G5 320) | Solar Panels |  | 0.32 | 10 | 264 | 30 |  | Fixed | Roof
NJSTRE1545732091 |  | Transition Incentive Program | Bridgeton | 8302 | 20 | 8.96 | Residential | Yes | Behind the Meter | Net-metered residential rooftop and canopy |  | None | Trinity Solar | AC Electric | Accepted | 2020-10-14 | 2020-10-16 | 2021-10-30 | HANWHA 320 (Q.PEAK DUO BLK-G5 320) | HANWHA 320 (Q.PEAK DUO BLK-G5 320) | Solar Panels |  | 0.32 | 12 | 265 | 30 |  | Fixed | Roof
NJSTRE1545732091 |  | Transition Incentive Program | Bridgeton | 8302 | 20 | 8.96 | Residential | Yes | Behind the Meter | Net-metered residential rooftop and canopy |  | None | Trinity Solar | AC Electric | Accepted | 2020-10-14 | 2020-10-16 | 2021-10-30 | HANWHA 320 (Q.PEAK DUO BLK-G5 320) | HANWHA 320 (Q.PEAK DUO BLK-G5 320) | Solar Panels |  | 0.32 | 6 | 263 | 37 |  | Fixed | Roof
NJSTRE1545732098 |  | Transition Incentive Program | Sussex | 7461 | 1 | 3.96 | Residential | Yes | Behind the Meter | Net-metered residential rooftop and canopy |  | None | Posigen NJ LLC | JCP&L | Accepted | 2020-10-14 | 2020-10-16 | 2021-10-30 | SolarEdge | SE3800H-US | Inverters | 3800 |  | 1 |  |  | 0.99 |  | Outside | within ten feet of meter
NJSTRE1545732098 |  | Transition Incentive Program | Sussex | 7461 | 1 | 3.96 | Residential | Yes | Behind the Meter | Net-metered residential rooftop and canopy |  | None | Posigen NJ LLC | JCP&L | Accepted | 2020-10-14 | 2020-10-16 | 2021-10-30 | Silfab | SIL330HL | Solar Panels |  | 0.33 | 12 | 140 | 30 |  | Fixed | Roof
NJSTRE1545732112 |  | Transition Incentive Program | Franklinville | 8322 | 15 | 21.08 | Residential | No | Behind the Meter | Net-metered residential rooftop and canopy |  | None | Maier Solar Engineering dba Solar Me | AC Electric | Accepted | 2020-10-14 | 2020-10-16 | 2021-10-30 | Enphase | IQ7+ | Inverters | 290 |  | 62 |  |  | 0.96 |  | Outdoor | Next to meter
NJSTRE1545732112 |  | Transition Incentive Program | Franklinville | 8322 | 15 | 21.08 | Residential | No | Behind the Meter | Net-metered residential rooftop and canopy |  | None | Maier Solar Engineering dba Solar Me | AC Electric | Accepted | 2020-10-14 | 2020-10-16 | 2021-10-30 | Hanwha | Q.PEAK DUO BLK-G6 340W | Solar Panels |  | 0.34 | 31 | 2 | 20 |  | Fixed | Roof
NJSTRE1545732112 |  | Transition Incentive Program | Franklinville | 8322 | 15 | 21.08 | Residential | No | Behind the Meter | Net-metered residential rooftop and canopy |  | None | Maier Solar Engineering dba Solar Me | AC Electric | Accepted | 2020-10-14 | 2020-10-16 | 2021-10-30 | Hanwha | Q.PEAK DUO BLK-G6 340W | Solar Panels |  | 0.34 | 31 | 182 | 20 |  | Fixed | Roof
NJSTRE1545732127 |  | Transition Incentive Program | MERCHANTVILLE | 8109 | 14 | 5.53 | Residential | Yes | Behind the Meter | Net-metered residential rooftop and canopy |  | None | Vivint Solar Developer, LLC | PSE&G | Accepted | 2020-10-14 | 2020-10-16 | 2021-10-30 | SolarEdge | SE3800H-US | Inverters | 3800 |  | 1 |  |  | 0.992 |  | Outdoor | Near the Utility Meter
NJSTRE1545732127 |  | Transition Incentive Program | MERCHANTVILLE | 8109 | 14 | 5.53 | Residential | Yes | Behind the Meter | Net-metered residential rooftop and canopy |  | None | Vivint Solar Developer, LLC | PSE&G | Accepted | 2020-10-14 | 2020-10-16 | 2021-10-30 | Jinko Solar | JKM325M-60HL | Solar Panels |  | 0.325 | 2 | 263 | 9 |  | Fixed | Roof
NJSTRE1545732127 |  | Transition Incentive Program | MERCHANTVILLE | 8109 | 14 | 5.53 | Residential | Yes | Behind the Meter | Net-metered residential rooftop and canopy |  | None | Vivint Solar Developer, LLC | PSE&G | Accepted | 2020-10-14 | 2020-10-16 | 2021-10-30 | Jinko Solar | JKM325M-60HL | Solar Panels |  | 0.325 | 4 | 262 | 7 |  | Fixed | Roof
NJSTRE1545732127 |  | Transition Incentive Program | MERCHANTVILLE | 8109 | 14 | 5.53 | Residential | Yes | Behind the Meter | Net-metered residential rooftop and canopy |  | None | Vivint Solar Developer, LLC | PSE&G | Accepted | 2020-10-14 | 2020-10-16 | 2021-10-30 | Jinko Solar | JKM325M-60HL | Solar Panels |  | 0.325 | 3 | 173 | 14 |  | Fixed | Roof
NJSTRE1545732127 |  | Transition Incentive Program | MERCHANTVILLE | 8109 | 14 | 5.53 | Residential | Yes | Behind the Meter | Net-metered residential rooftop and canopy |  | None | Vivint Solar Developer, LLC | PSE&G | Accepted | 2020-10-14 | 2020-10-16 | 2021-10-30 | Jinko Solar | JKM325M-60HBL | Solar Panels |  | 0.325 | 5 | 173 | 40 |  | Fixed | Roof
NJSTRE1545732127 |  | Transition Incentive Program | MERCHANTVILLE | 8109 | 14 | 5.53 | Residential | Yes | Behind the Meter | Net-metered residential rooftop and canopy |  | None | Vivint Solar Developer, LLC | PSE&G | Accepted | 2020-10-14 | 2020-10-16 | 2021-10-30 | Jinko Solar | JKM325M-60HL | Solar Panels |  | 0.325 | 3 | 353 | 40 |  | Fixed | Roof
NJSTRE1545732137 |  | Transition Incentive Program | Trenton | 8610 | 12 | 4.08 | Residential | Yes | Behind the Meter | Net-metered residential rooftop and canopy |  | None | Trinity Solar | PSE&G | Accepted | 2020-10-14 | 2020-10-16 | 2021-10-30 | SOLAR EDGE | SE3800H-US | Inverters | 3800 |  | 1 |  |  | 0.97 |  | Outside | SIDE OF HOME
NJSTRE1545732137 |  | Transition Incentive Program | Trenton | 8610 | 12 | 4.08 | Residential | Yes | Behind the Meter | Net-metered residential rooftop and canopy |  | None | Trinity Solar | PSE&G | Accepted | 2020-10-14 | 2020-10-16 | 2021-10-30 | HANWHA 340 (Q.PEAK DUO BLK-G6 340) | HANWHA 340 (Q.PEAK DUO BLK-G6 340) | Solar Panels |  | 0.34 | 12 | 208 | 30 |  | Fixed | Roof
NJSTRE1545732143 |  | Transition Incentive Program | NORTH ARLINGTON | 7031 | 7 | 5.81 | Residential | No | Behind the Meter | Net-metered residential rooftop and canopy |  | None | SEA BRIGHT SOLAR, LLC | Orange Rockland Electric | Accepted | 2020-10-14 | 2020-10-16 | 2021-10-30 | SUNPOWER | SPWR-A4 | Inverters | 349 |  | 14 |  |  | 0.97 |  | Outside | BENEATH ARRAY
NJSTRE1545732143 |  | Transition Incentive Program | NORTH ARLINGTON | 7031 | 7 | 5.81 | Residential | No | Behind the Meter | Net-metered residential rooftop and canopy |  | None | SEA BRIGHT SOLAR, LLC | Orange Rockland Electric | Accepted | 2020-10-14 | 2020-10-16 | 2021-10-30 | SUNPOWER | SPR-A415-G-AC | Solar Panels |  | 0.415 | 6 | 121 | 45 |  | Fixed | Roof | SE
NJSTRE1545732143 |  | Transition Incentive Program | NORTH ARLINGTON | 7031 | 7 | 5.81 | Residential | No | Behind the Meter | Net-metered residential rooftop and canopy |  | None | SEA BRIGHT SOLAR, LLC | Orange Rockland Electric | Accepted | 2020-10-14 | 2020-10-16 | 2021-10-30 | SUNPOWER | SPR-A415-G-AC | Solar Panels |  | 0.415 | 5 | 121 | 34 |  | Fixed | Roof | SE
NJSTRE1545732143 |  | Transition Incentive Program | NORTH ARLINGTON | 7031 | 7 | 5.81 | Residential | No | Behind the Meter | Net-metered residential rooftop and canopy |  | None | SEA BRIGHT SOLAR, LLC | Orange Rockland Electric | Accepted | 2020-10-14 | 2020-10-16 | 2021-10-30 | SUNPOWER | SPR-A415-G-AC | Solar Panels |  | 0.415 | 3 | 211 | 45 |  | Fixed | Roof | SW
NJSTRE1545732144 |  | Transition Incentive Program | Cedar Grove | 7009 | 9 | 16.17 | Residential | No | Behind the Meter | Net-metered residential rooftop and canopy |  | None | Sunrun Installation Services, Inc. | PSE&G | Accepted | 2020-10-14 | 2020-10-16 | 2021-10-30 | Tesla | Powerwall 2 AC | Electric Storage Battery |  |  | 2 |  |  |  | Lithium Ion |  | outside
NJSTRE1545732144 |  | Transition Incentive Program | Cedar Grove | 7009 | 9 | 16.17 | Residential | No | Behind the Meter | Net-metered residential rooftop and canopy |  | None | Sunrun Installation Services, Inc. | PSE&G | Accepted | 2020-10-14 | 2020-10-16 | 2021-10-30 | Enphase Energy | IQ7-60-x-US (240V) | Inverters | 240 |  | 53 |  |  | 0.96 |  | Outdoor | Rooftop
NJSTRE1545732144 |  | Transition Incentive Program | Cedar Grove | 7009 | 9 | 16.17 | Residential | No | Behind the Meter | Net-metered residential rooftop and canopy |  | None | Sunrun Installation Services, Inc. | PSE&G | Accepted | 2020-10-14 | 2020-10-16 | 2021-10-30 | LONGi Green Energy Technology Co Ltd | LR6-60HPB-305M | Solar Panels |  | 0.305 | 38 | 297 | 40 |  | Fixed | Roof
NJSTRE1545732144 |  | Transition Incentive Program | Cedar Grove | 7009 | 9 | 16.17 | Residential | No | Behind the Meter | Net-metered residential rooftop and canopy |  | None | Sunrun Installation Services, Inc. | PSE&G | Accepted | 2020-10-14 | 2020-10-16 | 2021-10-30 | LONGi Green Energy Technology Co Ltd | LR6-60HPB-305M | Solar Panels |  | 0.305 | 15 | 117 | 40 |  | Fixed | Roof
NJSTRE1545732145 |  | Transition Incentive Program | Bergenfield | 7621 | 7 | 3.06 | Residential | Yes | Behind the Meter | Net-metered residential rooftop and canopy |  | None | Trinity Solar | PSE&G | Accepted | 2020-10-14 | 2020-10-16 | 2021-10-30 | SOLAR EDGE | SE3000H-US | Inverters | 3000 |  | 1 |  |  | 0.97 |  | Outside | SIDE OF HOME
NJSTRE1545732145 |  | Transition Incentive Program | Bergenfield | 7621 | 7 | 3.06 | Residential | Yes | Behind the Meter | Net-metered residential rooftop and canopy |  | None | Trinity Solar | PSE&G | Accepted | 2020-10-14 | 2020-10-16 | 2021-10-30 | HANWHA 340 (Q.PEAK DUO BLK-G6 340) | HANWHA 340 (Q.PEAK DUO BLK-G6 340) | Solar Panels |  | 0.34 | 9 | 268 | 25 |  | Fixed | Roof
NJSTRE1545732161 |  | Transition Incentive Program | Ewing | 8638 | 12 | 5.44 | Residential | No | Behind the Meter | Net-metered residential rooftop and canopy |  | None | Trinity Solar | PSE&G | Accepted | 2020-10-14 | 2020-10-19 | 2021-10-30 | SOLAR EDGE | SE5000H-US | Inverters | 5000 |  | 1 |  |  | 0.97 |  | Outside | SIDE OF HOME
NJSTRE1545732161 |  | Transition Incentive Program | Ewing | 8638 | 12 | 5.44 | Residential | No | Behind the Meter | Net-metered residential rooftop and canopy |  | None | Trinity Solar | PSE&G | Accepted | 2020-10-14 | 2020-10-19 | 2021-10-30 | HANWHA 340 (Q.PEAK DUO BLK-G6 340) | HANWHA 340 (Q.PEAK DUO BLK-G6 340) | Solar Panels |  | 0.34 | 16 | 218 | 21 |  | Fixed | Roof
NJSTRE1545732165 |  | Transition Incentive Program | FLANDERS | 7836 | 3 | 6.5 | Residential | Yes | Behind the Meter | Net-metered residential rooftop and canopy |  | None | Vivint Solar Developer, LLC | JCP&L | Accepted | 2020-10-14 | 2020-10-16 | 2021-10-30 | SolarEdge | SE7600H-US | Inverters | 7600 |  | 1 |  |  | 0.992 |  | Outdoor | Near the Utility Meter
NJSTRE1545732165 |  | Transition Incentive Program | FLANDERS | 7836 | 3 | 6.5 | Residential | Yes | Behind the Meter | Net-metered residential rooftop and canopy |  | None | Vivint Solar Developer, LLC | JCP&L | Accepted | 2020-10-14 | 2020-10-16 | 2021-10-30 | Jinko Solar | JKM325M-60HBL | Solar Panels |  | 0.325 | 3 | 145 | 19 |  | Fixed | Roof
NJSTRE1545732165 |  | Transition Incentive Program | FLANDERS | 7836 | 3 | 6.5 | Residential | Yes | Behind the Meter | Net-metered residential rooftop and canopy |  | None | Vivint Solar Developer, LLC | JCP&L | Accepted | 2020-10-14 | 2020-10-16 | 2021-10-30 | Jinko Solar | JKM325M-60HBL | Solar Panels |  | 0.325 | 3 | 325 | 19 |  | Fixed | Roof
NJSTRE1545732165 |  | Transition Incentive Program | FLANDERS | 7836 | 3 | 6.5 | Residential | Yes | Behind the Meter | Net-metered residential rooftop and canopy |  | None | Vivint Solar Developer, LLC | JCP&L | Accepted | 2020-10-14 | 2020-10-16 | 2021-10-30 | Jinko Solar | JKM325M-60HBL | Solar Panels |  | 0.325 | 8 | 325 | 19 |  | Fixed | Roof
NJSTRE1545732165 |  | Transition Incentive Program | FLANDERS | 7836 | 3 | 6.5 | Residential | Yes | Behind the Meter | Net-metered residential rooftop and canopy |  | None | Vivint Solar Developer, LLC | JCP&L | Accepted | 2020-10-14 | 2020-10-16 | 2021-10-30 | Jinko Solar | JKM325M-60HBL | Solar Panels |  | 0.325 | 6 | 55 | 19 |  | Fixed | Roof
NJSTRE1545732180 |  | Transition Incentive Program | Newark | 7107 | 9 | 4.27 | Residential | Yes | Behind the Meter | Net-metered residential rooftop and canopy |  | None | Sunrun Installation Services, Inc. | PSE&G | Accepted | 2020-10-14 | 2020-10-16 | 2021-10-30 | Enphase Energy | IQ7-60-x-US (240V) | Inverters | 240 |  | 14 |  |  | 0.96 |  | Outdoor | Rooftop
NJSTRE1545732180 |  | Transition Incentive Program | Newark | 7107 | 9 | 4.27 | Residential | Yes | Behind the Meter | Net-metered residential rooftop and canopy |  | None | Sunrun Installation Services, Inc. | PSE&G | Accepted | 2020-10-14 | 2020-10-16 | 2021-10-30 | LONGi Green Energy Technology Co Ltd | LR6-60HPB-305M | Solar Panels |  | 0.305 | 6 | 25 | 37 |  | Fixed | Roof
NJSTRE1545732180 |  | Transition Incentive Program | Newark | 7107 | 9 | 4.27 | Residential | Yes | Behind the Meter | Net-metered residential rooftop and canopy |  | None | Sunrun Installation Services, Inc. | PSE&G | Accepted | 2020-10-14 | 2020-10-16 | 2021-10-30 | LONGi Green Energy Technology Co Ltd | LR6-60HPB-305M | Solar Panels |  | 0.305 | 8 | 205 | 37 |  | Fixed | Roof
NJSTRE1545732196 |  | Transition Incentive Program | PLAINFIELD | 7060 | 10 | 3.84 | Residential | Yes | Behind the Meter | Net-metered residential rooftop and canopy |  | None | Vivint Solar Developer, LLC | PSE&G | Accepted | 2020-10-14 | 2020-10-16 | 2021-10-30 | SolarEdge | SE3800H-US | Inverters | 3800 |  | 1 |  |  | 0.992 |  | Outdoor | Near the Utility Meter
NJSTRE1545732196 |  | Transition Incentive Program | PLAINFIELD | 7060 | 10 | 3.84 | Residential | Yes | Behind the Meter | Net-metered residential rooftop and canopy |  | None | Vivint Solar Developer, LLC | PSE&G | Accepted | 2020-10-14 | 2020-10-16 | 2021-10-30 | Jinko Solar | JKM320M-60HBL | Solar Panels |  | 0.32 | 12 | 85 | 33 |  | Fixed | Roof
NJSTRE1545732199 |  | Transition Incentive Program | Princeton | 8540 | 12 | 14.03 | Residential | Yes | Behind the Meter | Net-metered residential rooftop and canopy |  | None | Sunrun Installation Services, Inc. | PSE&G | Accepted | 2020-10-14 | 2020-10-16 | 2021-10-30 | Tesla | Powerwall 2 AC | Electric Storage Battery |  |  | 2 |  |  |  | Lithium Ion |  | outside
NJSTRE1545732199 |  | Transition Incentive Program | Princeton | 8540 | 12 | 14.03 | Residential | Yes | Behind the Meter | Net-metered residential rooftop and canopy |  | None | Sunrun Installation Services, Inc. | PSE&G | Accepted | 2020-10-14 | 2020-10-16 | 2021-10-30 | Enphase Energy | IQ7-60-x-US (240V) | Inverters | 240 |  | 46 |  |  | 0.96 |  | Outdoor | Rooftop
NJSTRE1545732199 |  | Transition Incentive Program | Princeton | 8540 | 12 | 14.03 | Residential | Yes | Behind the Meter | Net-metered residential rooftop and canopy |  | None | Sunrun Installation Services, Inc. | PSE&G | Accepted | 2020-10-14 | 2020-10-16 | 2021-10-30 | LONGi Green Energy Technology Co Ltd | LR6-60HPB-305M | Solar Panels |  | 0.305 | 29 | 257 | 37 |  | Fixed | Roof
NJSTRE1545732199 |  | Transition Incentive Program | Princeton | 8540 | 12 | 14.03 | Residential | Yes | Behind the Meter | Net-metered residential rooftop and canopy |  | None | Sunrun Installation Services, Inc. | PSE&G | Accepted | 2020-10-14 | 2020-10-16 | 2021-10-30 | LONGi Green Energy Technology Co Ltd | LR6-60HPB-305M | Solar Panels |  | 0.305 | 17 | 77 | 39 |  | Fixed | Roof
NJSTRE1545732227 |  | Transition Incentive Program | PINE BEACH | 8741 | 18 | 9.6 | Residential | Yes | Behind the Meter | Net-metered residential rooftop and canopy |  | None | Vivint Solar Developer, LLC | JCP&L | Accepted | 2020-10-14 | 2020-10-16 | 2021-10-30 | SolarEdge | SE7600H-US | Inverters | 7600 |  | 1 |  |  | 0.992 |  | Outdoor | Near the Utility Meter
NJSTRE1545732227 |  | Transition Incentive Program | PINE BEACH | 8741 | 18 | 9.6 | Residential | Yes | Behind the Meter | Net-metered residential rooftop and canopy |  | None | Vivint Solar Developer, LLC | JCP&L | Accepted | 2020-10-14 | 2020-10-16 | 2021-10-30 | Jinko Solar | JKM320M-60HBL | Solar Panels |  | 0.32 | 12 | 18 | 21 |  | Fixed | Roof
NJSTRE1545732227 |  | Transition Incentive Program | PINE BEACH | 8741 | 18 | 9.6 | Residential | Yes | Behind the Meter | Net-metered residential rooftop and canopy |  | None | Vivint Solar Developer, LLC | JCP&L | Accepted | 2020-10-14 | 2020-10-16 | 2021-10-30 | Jinko Solar | JKM320M-60HBL | Solar Panels |  | 0.32 | 4 | 18 | 21 |  | Fixed | Roof
NJSTRE1545732227 |  | Transition Incentive Program | PINE BEACH | 8741 | 18 | 9.6 | Residential | Yes | Behind the Meter | Net-metered residential rooftop and canopy |  | None | Vivint Solar Developer, LLC | JCP&L | Accepted | 2020-10-14 | 2020-10-16 | 2021-10-30 | Jinko Solar | JKM320M-60HBL | Solar Panels |  | 0.32 | 8 | 18 | 21 |  | Fixed | Roof
NJSTRE1545732227 |  | Transition Incentive Program | PINE BEACH | 8741 | 18 | 9.6 | Residential | Yes | Behind the Meter | Net-metered residential rooftop and canopy |  | None | Vivint Solar Developer, LLC | JCP&L | Accepted | 2020-10-14 | 2020-10-16 | 2021-10-30 | Jinko Solar | JKM320M-60HBL | Solar Panels |  | 0.32 | 6 | 18 | 15 |  | Fixed | Roof
NJSTRE1545732238 |  | Transition Incentive Program | Edison | 8817 | 11 | 10.68 | Residential | No | Behind the Meter | Net-metered residential rooftop and canopy |  | None | Sunrun Installation Services, Inc. | PSE&G | Accepted | 2020-10-14 | 2020-10-16 | 2021-10-30 | Tesla | Powerwall 2 AC | Electric Storage Battery |  |  | 1 |  |  |  | Lithium Ion |  | outside
NJSTRE1545732238 |  | Transition Incentive Program | Edison | 8817 | 11 | 10.68 | Residential | No | Behind the Meter | Net-metered residential rooftop and canopy |  | None | Sunrun Installation Services, Inc. | PSE&G | Accepted | 2020-10-14 | 2020-10-16 | 2021-10-30 | Delta Electronics | M4-TL-US | Inverters | 4000 |  | 1 |  |  | 0.96 |  | Outdoor | Next To Meter
NJSTRE1545732238 |  | Transition Incentive Program | Edison | 8817 | 11 | 10.68 | Residential | No | Behind the Meter | Net-metered residential rooftop and canopy |  | None | Sunrun Installation Services, Inc. | PSE&G | Accepted | 2020-10-14 | 2020-10-16 | 2021-10-30 | Delta Electronics | M5-TL-US | Inverters | 5000 |  | 1 |  |  | 0.96 |  | Outdoor | Next To Meter
NJSTRE1545732238 |  | Transition Incentive Program | Edison | 8817 | 11 | 10.68 | Residential | No | Behind the Meter | Net-metered residential rooftop and canopy |  | None | Sunrun Installation Services, Inc. | PSE&G | Accepted | 2020-10-14 | 2020-10-16 | 2021-10-30 | LONGi Green Energy Technology Co Ltd | LR6-60HPB-305M | Solar Panels |  | 0.305 | 10 | 105 | 18 |  | Fixed | Roof
NJSTRE1545732238 |  | Transition Incentive Program | Edison | 8817 | 11 | 10.68 | Residential | No | Behind the Meter | Net-metered residential rooftop and canopy |  | None | Sunrun Installation Services, Inc. | PSE&G | Accepted | 2020-10-14 | 2020-10-16 | 2021-10-30 | LONGi Green Energy Technology Co Ltd | LR6-60HPB-305M | Solar Panels |  | 0.305 | 7 | 105 | 18 |  | Fixed | Roof
NJSTRE1545732238 |  | Transition Incentive Program | Edison | 8817 | 11 | 10.68 | Residential | No | Behind the Meter | Net-metered residential rooftop and canopy |  | None | Sunrun Installation Services, Inc. | PSE&G | Accepted | 2020-10-14 | 2020-10-16 | 2021-10-30 | LONGi Green Energy Technology Co Ltd | LR6-60HPB-305M | Solar Panels |  | 0.305 | 9 | 105 | 23 |  | Fixed | Roof
NJSTRE1545732238 |  | Transition Incentive Program | Edison | 8817 | 11 | 10.68 | Residential | No | Behind the Meter | Net-metered residential rooftop and canopy |  | None | Sunrun Installation Services, Inc. | PSE&G | Accepted | 2020-10-14 | 2020-10-16 | 2021-10-30 | LONGi Green Energy Technology Co Ltd | LR6-60HPB-305M | Solar Panels |  | 0.305 | 9 | 105 | 23 |  | Fixed | Roof
NJSTRE1545732248 |  | Transition Incentive Program | Piscataway | 8854 | 11 | 7.48 | Residential | Yes | Behind the Meter | Net-metered residential rooftop and canopy |  | None | Trinity Solar | PSE&G | Accepted | 2020-10-14 | 2020-10-16 | 2021-10-30 | SOLAR EDGE | SE6000H-US | Inverters | 6000 |  | 1 |  |  | 0.97 |  | Outside | SIDE OF HOME
NJSTRE1545732248 |  | Transition Incentive Program | Piscataway | 8854 | 11 | 7.48 | Residential | Yes | Behind the Meter | Net-metered residential rooftop and canopy |  | None | Trinity Solar | PSE&G | Accepted | 2020-10-14 | 2020-10-16 | 2021-10-30 | HANWHA 340 (Q.PEAK DUO BLK-G6 340) | HANWHA 340 (Q.PEAK DUO BLK-G6 340) | Solar Panels |  | 0.34 | 22 | 239 | 37 |  | Fixed | Roof
NJSTRE1545732260 |  | Transition Incentive Program | BAYVILLE | 8721 | 18 | 7.82 | Residential | Yes | Behind the Meter | Net-metered residential rooftop and canopy |  | None | Trinity Solar | JCP&L | Accepted | 2020-10-14 | 2020-10-16 | 2021-10-30 | Solar Edge | SE6000H-US000BNC4 | Inverters | 6000 |  | 1 |  |  | 0.97 |  | Outdoor | side of home
NJSTRE1545732260 |  | Transition Incentive Program | BAYVILLE | 8721 | 18 | 7.82 | Residential | Yes | Behind the Meter | Net-metered residential rooftop and canopy |  | None | Trinity Solar | JCP&L | Accepted | 2020-10-14 | 2020-10-16 | 2021-10-30 | HANWHA | Q.PEAK DUO BLK-G6 340 | Solar Panels |  | 0.34 | 10 | 198 | 22 |  | Fixed | Roof
NJSTRE1545732260 |  | Transition Incentive Program | BAYVILLE | 8721 | 18 | 7.82 | Residential | Yes | Behind the Meter | Net-metered residential rooftop and canopy |  | None | Trinity Solar | JCP&L | Accepted | 2020-10-14 | 2020-10-16 | 2021-10-30 | HANWHA | Q.PEAK DUO BLK-G6 340 | Solar Panels |  | 0.34 | 13 | 198 | 22 |  | Fixed | Roof
NJSTRE1545733560 |  | Transition Incentive Program | Kearny | 7032 | 8 | 8.16 | Residential | Yes | Behind the Meter | Net-metered residential rooftop and canopy |  | None | Trinity Solar | PSE&G | Accepted | 2020-10-14 | 2020-10-16 | 2021-10-30 | SOLAR EDGE | SE7600H-US | Inverters | 7600 |  | 1 |  |  | 0.97 |  | Outside | SIDE OF HOME
NJSTRE1545733560 |  | Transition Incentive Program | Kearny | 7032 | 8 | 8.16 | Residential | Yes | Behind the Meter | Net-metered residential rooftop and canopy |  | None | Trinity Solar | PSE&G | Accepted | 2020-10-14 | 2020-10-16 | 2021-10-30 | HANWHA 340 (Q.PEAK DUO BLK-G6 340) | HANWHA 340 (Q.PEAK DUO BLK-G6 340) | Solar Panels |  | 0.34 | 17 | 126 | 53 |  | Fixed | Roof
NJSTRE1545733560 |  | Transition Incentive Program | Kearny | 7032 | 8 | 8.16 | Residential | Yes | Behind the Meter | Net-metered residential rooftop and canopy |  | None | Trinity Solar | PSE&G | Accepted | 2020-10-14 | 2020-10-16 | 2021-10-30 | HANWHA 340 (Q.PEAK DUO BLK-G6 340) | HANWHA 340 (Q.PEAK DUO BLK-G6 340) | Solar Panels |  | 0.34 | 7 | 126 | 27 |  | Fixed | Roof
NJSTRE1545735031 |  | Transition Incentive Program | BLACKWOOD | 8012 | 14 | 6.12 | Residential | Yes | Behind the Meter | Net-metered residential rooftop and canopy |  | None | Trinity Solar | AC Electric | Accepted | 2020-10-14 | 2020-10-16 | 2021-10-30 | Solar Edge | SE5000H-US000BNC4 | Inverters | 5000 |  | 1 |  |  | 0.97 |  | Outdoor | side of home
NJSTRE1545735031 |  | Transition Incentive Program | BLACKWOOD | 8012 | 14 | 6.12 | Residential | Yes | Behind the Meter | Net-metered residential rooftop and canopy |  | None | Trinity Solar | AC Electric | Accepted | 2020-10-14 | 2020-10-16 | 2021-10-30 | HANWHA | Q.PEAK DUO BLK-G6 340 | Solar Panels |  | 0.34 | 14 | 157 | 28 |  | Fixed | Roof
NJSTRE1545735031 |  | Transition Incentive Program | BLACKWOOD | 8012 | 14 | 6.12 | Residential | Yes | Behind the Meter | Net-metered residential rooftop and canopy |  | None | Trinity Solar | AC Electric | Accepted | 2020-10-14 | 2020-10-16 | 2021-10-30 | HANWHA | Q.PEAK DUO BLK-G6 340 | Solar Panels |  | 0.34 | 4 | 157 | 24 |  | Fixed | Roof
NJSTRE1545735049 |  | Transition Incentive Program | Cherry Hill, NJ | 8003 | 14 | 4.42 | Residential | Yes | Behind the Meter | Net-metered residential rooftop and canopy |  | None | Trinity Solar | PSE&G | Accepted | 2020-10-14 | 2020-10-16 | 2021-10-30 | SOLAR EDGE | SE3800H-US | Inverters | 3800 |  | 1 |  |  | 0.97 |  | Outside | SIDE OF HOME
NJSTRE1545735049 |  | Transition Incentive Program | Cherry Hill, NJ | 8003 | 14 | 4.42 | Residential | Yes | Behind the Meter | Net-metered residential rooftop and canopy |  | None | Trinity Solar | PSE&G | Accepted | 2020-10-14 | 2020-10-16 | 2021-10-30 | HANWHA 340 (Q.PEAK DUO BLK-G6 340) | HANWHA 340 (Q.PEAK DUO BLK-G6 340) | Solar Panels |  | 0.34 | 13 | 121 | 20 |  | Fixed | Roof
NJSTRE1545735053 |  | Transition Incentive Program | Newark | 7106 | 9 | 2.68 | Residential | Yes | Behind the Meter | Net-metered residential rooftop and canopy |  | None | Trinity Solar | PSE&G | Accepted | 2020-10-14 | 2020-10-19 | 2021-10-30 | Solar Edge | SE3000 | Inverters | 3000 |  | 1 |  |  | 0.97 |  | Outside | side of home
NJSTRE1545735053 |  | Transition Incentive Program | Newark | 7106 | 9 | 2.68 | Residential | Yes | Behind the Meter | Net-metered residential rooftop and canopy |  | None | Trinity Solar | PSE&G | Accepted | 2020-10-14 | 2020-10-19 | 2021-10-30 | Hanwha | Q.PEAK DUO BLK-G6 335 | Solar Panels |  | 0.335 | 5 | 112 | 5 |  | Fixed | Roof
NJSTRE1545735053 |  | Transition Incentive Program | Newark | 7106 | 9 | 2.68 | Residential | Yes | Behind the Meter | Net-metered residential rooftop and canopy |  | None | Trinity Solar | PSE&G | Accepted | 2020-10-14 | 2020-10-19 | 2021-10-30 | Hanwha | Q.PEAK DUO BLK-G6 335 | Solar Panels |  | 0.335 | 3 | 112 | 40 |  | Fixed | Roof
NJSTRE1545735069 |  | Transition Incentive Program | Wallington | 7057 | 7 | 7.14 | Residential | Yes | Behind the Meter | Net-metered residential rooftop and canopy |  | None | Trinity Solar | PSE&G | Accepted | 2020-10-14 | 2020-10-16 | 2021-10-30 | SOLAR EDGE | SE6000H-US | Inverters | 6000 |  | 1 |  |  | 0.97 |  | Outside | SIDE OF HOME
NJSTRE1545735069 |  | Transition Incentive Program | Wallington | 7057 | 7 | 7.14 | Residential | Yes | Behind the Meter | Net-metered residential rooftop and canopy |  | None | Trinity Solar | PSE&G | Accepted | 2020-10-14 | 2020-10-16 | 2021-10-30 | HANWHA 340 (Q.PEAK DUO BLK-G6 340) | HANWHA 340 (Q.PEAK DUO BLK-G6 340) | Solar Panels |  | 0.34 | 10 | 214 | 20 |  | Fixed | Roof
NJSTRE1545735069 |  | Transition Incentive Program | Wallington | 7057 | 7 | 7.14 | Residential | Yes | Behind the Meter | Net-metered residential rooftop and canopy |  | None | Trinity Solar | PSE&G | Accepted | 2020-10-14 | 2020-10-16 | 2021-10-30 | HANWHA 340 (Q.PEAK DUO BLK-G6 340) | HANWHA 340 (Q.PEAK DUO BLK-G6 340) | Solar Panels |  | 0.34 | 11 | 215 | 12 |  | Fixed | Roof
NJSTRE1545735073 |  | Transition Incentive Program | Newark | 7106 | 9 | 3.02 | Residential | Yes | Behind the Meter | Net-metered residential rooftop and canopy |  | RECO | Trinity Solar | PSE&G | Accepted | 2020-10-14 | 2020-10-16 | 2021-10-30 | Solar Edge | SE3000 | Inverters | 3000 |  | 1 |  |  | 0.97 |  | Outside | side of home
NJSTRE1545735073 |  | Transition Incentive Program | Newark | 7106 | 9 | 3.02 | Residential | Yes | Behind the Meter | Net-metered residential rooftop and canopy |  | RECO | Trinity Solar | PSE&G | Accepted | 2020-10-14 | 2020-10-16 | 2021-10-30 | Hanwha | Q.PEAK DUO BLK-G6 335 | Solar Panels |  | 0.335 | 9 | 112 | 5 |  | Fixed | Roof
NJSTRE1545735074 |  | Transition Incentive Program | EGG HARBOR TOWNSHIP | 8234 | 19 | 7.14 | Residential | Yes | Behind the Meter | Net-metered residential rooftop and canopy |  | None | Trinity Solar | AC Electric | Accepted | 2020-10-14 | 2020-10-16 | 2021-10-30 | Solar Edge | SE6000H-US000BNC4 | Inverters | 6000 |  | 1 |  |  | 0.97 |  | Outdoor | side of home
NJSTRE1545735074 |  | Transition Incentive Program | EGG HARBOR TOWNSHIP | 8234 | 19 | 7.14 | Residential | Yes | Behind the Meter | Net-metered residential rooftop and canopy |  | None | Trinity Solar | AC Electric | Accepted | 2020-10-14 | 2020-10-16 | 2021-10-30 | HANWHA | Q.PEAK DUO BLK-G6 340 | Solar Panels |  | 0.34 | 21 | 306 | 19 |  | Fixed | Roof
NJSTRE1545735091 |  | Transition Incentive Program | Long Branch | 7740 | 17 | 11.06 | Residential | Yes | Behind the Meter | Net-metered residential rooftop and canopy |  | None | Trinity Solar | JCP&L | Accepted | 2020-10-14 | 2020-10-16 | 2021-10-30 | Solar Edge | SE10000 | Inverters | 10000 |  | 1 |  |  | 0.97 |  | Outdoor | side of home
NJSTRE1545735091 |  | Transition Incentive Program | Long Branch | 7740 | 17 | 11.06 | Residential | Yes | Behind the Meter | Net-metered residential rooftop and canopy |  | None | Trinity Solar | JCP&L | Accepted | 2020-10-14 | 2020-10-16 | 2021-10-30 | Hanwha | Q.PEAK DUO BLK-G6 335 | Solar Panels |  | 0.335 | 7 | 69 | 27 |  | Fixed | Roof
NJSTRE1545735091 |  | Transition Incentive Program | Long Branch | 7740 | 17 | 11.06 | Residential | Yes | Behind the Meter | Net-metered residential rooftop and canopy |  | None | Trinity Solar | JCP&L | Accepted | 2020-10-14 | 2020-10-16 | 2021-10-30 | Hanwha | Q.PEAK DUO BLK-G6 335 | Solar Panels |  | 0.335 | 26 | 249 | 27 |  | Fixed | Roof
NJSTRE1545735102 |  | Transition Incentive Program | Scotch Plains | 7076 | 10 | 2.56 | Residential | Yes | Behind the Meter | Net-metered residential rooftop and canopy |  | None | Vivint Solar Developer, LLC | PSE&G | Accepted | 2020-10-14 | 2020-10-22 | 2021-10-30 | SolarEdge | SE3800H-US | Inverters | 3800 |  | 1 |  |  | 0.992 |  | Outdoor | Near the Utility Meter
NJSTRE1545735102 |  | Transition Incentive Program | Scotch Plains | 7076 | 10 | 2.56 | Residential | Yes | Behind the Meter | Net-metered residential rooftop and canopy |  | None | Vivint Solar Developer, LLC | PSE&G | Accepted | 2020-10-14 | 2020-10-22 | 2021-10-30 | Jinko Solar | JKM320M-60HBL | Solar Panels |  | 0.32 | 8 | 331 | 23 |  | Fixed | Roof
NJSTRE1545735110 |  | Transition Incentive Program | Linden | 7036 | 10 | 8.16 | Residential | Yes | Behind the Meter | Net-metered residential rooftop and canopy |  | None | Trinity Solar | PSE&G | Accepted | 2020-10-14 | 2020-10-23 | 2021-10-30 | SOLAR EDGE | SE7600H-US | Inverters | 7600 |  | 1 |  |  | 0.97 |  | Outside | SIDE OF HOME
NJSTRE1545735110 |  | Transition Incentive Program | Linden | 7036 | 10 | 8.16 | Residential | Yes | Behind the Meter | Net-metered residential rooftop and canopy |  | None | Trinity Solar | PSE&G | Accepted | 2020-10-14 | 2020-10-23 | 2021-10-30 | HANWHA 340 (Q.PEAK DUO BLK-G6 340) | HANWHA 340 (Q.PEAK DUO BLK-G6 340) | Solar Panels |  | 0.34 | 12 | 192 | 26 |  | Fixed | Roof
NJSTRE1545735110 |  | Transition Incentive Program | Linden | 7036 | 10 | 8.16 | Residential | Yes | Behind the Meter | Net-metered residential rooftop and canopy |  | None | Trinity Solar | PSE&G | Accepted | 2020-10-14 | 2020-10-23 | 2021-10-30 | HANWHA 340 (Q.PEAK DUO BLK-G6 340) | HANWHA 340 (Q.PEAK DUO BLK-G6 340) | Solar Panels |  | 0.34 | 12 | 191 | 26 |  | Fixed | Roof
NJSTRE1545735116 |  | Transition Incentive Program | Hazlet | 7730 | 17 | 4.08 | Residential | No | Behind the Meter | Net-metered residential rooftop and canopy |  | None | Trinity Solar | JCP&L | Accepted | 2020-10-14 | 2020-10-16 | 2021-10-30 | Solar Edge | SE3800 | Inverters | 3800 |  | 1 |  |  | 0.97 |  | Outside | side of home
NJSTRE1545735116 |  | Transition Incentive Program | Hazlet | 7730 | 17 | 4.08 | Residential | No | Behind the Meter | Net-metered residential rooftop and canopy |  | None | Trinity Solar | JCP&L | Accepted | 2020-10-14 | 2020-10-16 | 2021-10-30 | Hanwha | Q.PEAK DUO BLK-G6 340 | Solar Panels |  | 0.34 | 12 | 265 | 25 |  | Fixed | Roof
NJSTRE1545735128 |  | Transition Incentive Program | Stirling | 7980 | 3 | 11.39 | Residential | No | Behind the Meter | Net-metered residential rooftop and canopy |  | None | Vision Solar LLC | JCP&L | Accepted | 2020-10-14 | 2020-10-16 | 2021-10-30 | ENPHASE | IQ7-60-2-US | Inverters | 0.24 |  | 34 |  |  | 0.96 |  | Other | BEHIND EACH PANEL
NJSTRE1545735128 |  | Transition Incentive Program | Stirling | 7980 | 3 | 11.39 | Residential | No | Behind the Meter | Net-metered residential rooftop and canopy |  | None | Vision Solar LLC | JCP&L | Accepted | 2020-10-14 | 2020-10-16 | 2021-10-30 | HANWHA Q-CELLS | Q.PEAK DUO-G6+ 335 | Solar Panels |  | 0.335 | 20 | 263 | 20 |  | Fixed | Roof
NJSTRE1545735128 |  | Transition Incentive Program | Stirling | 7980 | 3 | 11.39 | Residential | No | Behind the Meter | Net-metered residential rooftop and canopy |  | None | Vision Solar LLC | JCP&L | Accepted | 2020-10-14 | 2020-10-16 | 2021-10-30 | HANWHA Q-CELLS | Q.PEAK DUO-G6+ 335 | Solar Panels |  | 0.335 | 14 | 83 | 20 |  | Fixed | Roof
NJSTRE1545735129 |  | Transition Incentive Program | Montgomery Twp | 8502 | 5 | 5.89 | Residential | Yes | Behind the Meter | Net-metered residential rooftop and canopy |  | None | Bright Planet Solar | PSE&G | Accepted | 2020-10-14 | 2020-10-16 | 2021-10-30 | SOLAR EDGE | SE5000H-USRGM | Inverters | 5000 |  | 1 |  |  | 0.98 |  | Outdoor | OUTSIDE
NJSTRE1545735129 |  | Transition Incentive Program | Montgomery Twp | 8502 | 5 | 5.89 | Residential | Yes | Behind the Meter | Net-metered residential rooftop and canopy |  | None | Bright Planet Solar | PSE&G | Accepted | 2020-10-14 | 2020-10-16 | 2021-10-30 | HANWHA Q-CELLS | Q.PEAK DUO BLK-G5 310W | Solar Panels |  | 0.31 | 19 | 162 | 30 |  | Fixed | Roof
NJSTRE1545735151 |  | Transition Incentive Program | Cherry Hill | 8003 | 14 | 8.75 | Residential | Yes | Behind the Meter | Net-metered residential rooftop and canopy |  | None | Pro Custom Solar dba Momentum Solar | PSE&G | Accepted | 2020-10-14 | 2020-10-16 | 2021-10-30 | Enphase | IQ7PLUS-72-2-US | Inverters | 290 |  | 25 |  |  | 0.97 |  | Outdoor | Roof
NJSTRE1545735151 |  | Transition Incentive Program | Cherry Hill | 8003 | 14 | 8.75 | Residential | Yes | Behind the Meter | Net-metered residential rooftop and canopy |  | None | Pro Custom Solar dba Momentum Solar | PSE&G | Accepted | 2020-10-14 | 2020-10-16 | 2021-10-30 | LG | LG 350N1C-V5 | Solar Panels |  | 0.35 | 8 | 275 | 23 |  | Fixed | Roof
NJSTRE1545735151 |  | Transition Incentive Program | Cherry Hill | 8003 | 14 | 8.75 | Residential | Yes | Behind the Meter | Net-metered residential rooftop and canopy |  | None | Pro Custom Solar dba Momentum Solar | PSE&G | Accepted | 2020-10-14 | 2020-10-16 | 2021-10-30 | LG | LG 350N1C-V5 | Solar Panels |  | 0.35 | 6 | 184 | 24 |  | Fixed | Roof
NJSTRE1545735151 |  | Transition Incentive Program | Cherry Hill | 8003 | 14 | 8.75 | Residential | Yes | Behind the Meter | Net-metered residential rooftop and canopy |  | None | Pro Custom Solar dba Momentum Solar | PSE&G | Accepted | 2020-10-14 | 2020-10-16 | 2021-10-30 | LG | LG 350N1C-V5 | Solar Panels |  | 0.35 | 11 | 275 | 24 |  | Fixed | Roof
NJSTRE1545735166 |  | Transition Incentive Program | Wenonah | 8090 | 15 | 11.06 | Residential | Yes | Behind the Meter | Net-metered residential rooftop and canopy |  | None | Vision Solar LLC | AC Electric | Accepted | 2020-10-14 | 2020-10-16 | 2021-10-30 | ENPHASE | IQ7-60-2-US | Inverters | 0.24 |  | 33 |  |  | 0.96 |  | Other | BEHIND EACH PANEL
NJSTRE1545735166 |  | Transition Incentive Program | Wenonah | 8090 | 15 | 11.06 | Residential | Yes | Behind the Meter | Net-metered residential rooftop and canopy |  | None | Vision Solar LLC | AC Electric | Accepted | 2020-10-14 | 2020-10-16 | 2021-10-30 | HANWHA Q-CELLS | Q.PEAK DUO-G6+ 335 | Solar Panels |  | 0.335 | 16 | 246 | 19 |  | Single Axis | Roof
NJSTRE1545735166 |  | Transition Incentive Program | Wenonah | 8090 | 15 | 11.06 | Residential | Yes | Behind the Meter | Net-metered residential rooftop and canopy |  | None | Vision Solar LLC | AC Electric | Accepted | 2020-10-14 | 2020-10-16 | 2021-10-30 | HANWHA Q-CELLS | Q.PEAK DUO-G6+ 335 | Solar Panels |  | 0.335 | 17 | 156 | 20 |  | Fixed | Roof
NJSTRE1545735168 |  | Transition Incentive Program | Clifton | 7013 | 6 | 7.75 | Residential | No | Behind the Meter | Net-metered residential rooftop and canopy |  | None | Bright Planet Solar | PSE&G | Accepted | 2020-10-14 | 2020-10-16 | 2021-10-30 | SOLAR EDGE | SE6000H-USRGM | Inverters | 6000 |  | 1 |  |  | 0.98 |  | Outdoor | OUTSIDE
NJSTRE1545735168 |  | Transition Incentive Program | Clifton | 7013 | 6 | 7.75 | Residential | No | Behind the Meter | Net-metered residential rooftop and canopy |  | None | Bright Planet Solar | PSE&G | Accepted | 2020-10-14 | 2020-10-16 | 2021-10-30 | HANWHA Q-CELLS | Q.PEAK DUO BLK-G5 310W | Solar Panels |  | 0.31 | 6 | 37 | 40 |  | Fixed | Roof
NJSTRE1545735168 |  | Transition Incentive Program | Clifton | 7013 | 6 | 7.75 | Residential | No | Behind the Meter | Net-metered residential rooftop and canopy |  | None | Bright Planet Solar | PSE&G | Accepted | 2020-10-14 | 2020-10-16 | 2021-10-30 | HANWHA Q-CELLS | Q.PEAK DUO BLK-G5 310W | Solar Panels |  | 0.31 | 3 | 217 | 29 |  | Fixed | Roof
NJSTRE1545735168 |  | Transition Incentive Program | Clifton | 7013 | 6 | 7.75 | Residential | No | Behind the Meter | Net-metered residential rooftop and canopy |  | None | Bright Planet Solar | PSE&G | Accepted | 2020-10-14 | 2020-10-16 | 2021-10-30 | HANWHA Q-CELLS | Q.PEAK DUO BLK-G5 310W | Solar Panels |  | 0.31 | 10 | 217 | 40 |  | Fixed | Roof
NJSTRE1545735168 |  | Transition Incentive Program | Clifton | 7013 | 6 | 7.75 | Residential | No | Behind the Meter | Net-metered residential rooftop and canopy |  | None | Bright Planet Solar | PSE&G | Accepted | 2020-10-14 | 2020-10-16 | 2021-10-30 | HANWHA Q-CELLS | Q.PEAK DUO BLK-G5 310W | Solar Panels |  | 0.31 | 6 | 217 | 16 |  | Fixed | Roof
NJSTRE1545735181 |  | Transition Incentive Program | HACKENSACK | 7601 | 7 | 8.04 | Residential | Yes | Behind the Meter | Net-metered residential rooftop and canopy |  | None | Trinity Solar | PSE&G | Accepted | 2020-10-14 | 2020-10-16 | 2021-10-30 | Solar Edge | SE6000H-US000BNC4 | Inverters | 6000 |  | 1 |  |  | 0.97 |  | Outdoor | side of home
NJSTRE1545735181 |  | Transition Incentive Program | HACKENSACK | 7601 | 7 | 8.04 | Residential | Yes | Behind the Meter | Net-metered residential rooftop and canopy |  | None | Trinity Solar | PSE&G | Accepted | 2020-10-14 | 2020-10-16 | 2021-10-30 | HANWHA | Q.PEAK DUO BLK-G6 335 | Solar Panels |  | 0.335 | 24 | 126 | 27 |  | Fixed | Roof
NJSTRE1545735185 |  | Transition Incentive Program | North Wildwood | 8260 | 21 | 8.4 | Residential | No | Behind the Meter | Net-metered residential rooftop and canopy |  | None | Geoscape Solar | AC Electric | Accepted | 2020-10-14 | 2020-10-27 | 2021-10-30 | SolarEdge | SE7600H-US | Inverters | 7600 |  | 1 |  |  | 0.98 |  | Outside | adj. to utility meter
NJSTRE1545735185 |  | Transition Incentive Program | North Wildwood | 8260 | 21 | 8.4 | Residential | No | Behind the Meter | Net-metered residential rooftop and canopy |  | None | Geoscape Solar | AC Electric | Accepted | 2020-10-14 | 2020-10-27 | 2021-10-30 | LG Electronics | LG350N1C-V5 | Solar Panels |  | 0.35 | 24 | 183 | 20 |  | Fixed | Roof
NJSTRE1545735193 |  | Transition Incentive Program | Newark | 7106 | 9 | 5.95 | Residential | Yes | Behind the Meter | Net-metered residential rooftop and canopy |  | None | Pro Custom Solar dba Momentum Solar | PSE&G | Accepted | 2020-10-14 | 2020-10-16 | 2021-10-30 | Enphase | IQ7PLUS-72-2-US | Inverters | 290 |  | 17 |  |  | 0.97 |  | Outdoor | Roof
NJSTRE1545735193 |  | Transition Incentive Program | Newark | 7106 | 9 | 5.95 | Residential | Yes | Behind the Meter | Net-metered residential rooftop and canopy |  | None | Pro Custom Solar dba Momentum Solar | PSE&G | Accepted | 2020-10-14 | 2020-10-16 | 2021-10-30 | LG | LG 350N1C-V5 | Solar Panels |  | 0.35 | 12 | 111 | 31 |  | Fixed | Roof
NJSTRE1545735193 |  | Transition Incentive Program | Newark | 7106 | 9 | 5.95 | Residential | Yes | Behind the Meter | Net-metered residential rooftop and canopy |  | None | Pro Custom Solar dba Momentum Solar | PSE&G | Accepted | 2020-10-14 | 2020-10-16 | 2021-10-30 | LG | LG 350N1C-V5 | Solar Panels |  | 0.35 | 5 | 291 | 30 |  | Fixed | Roof
NJSTRE1545735219 |  | Transition Incentive Program | Roselle | 7203 | 10 | 5.25 | Residential | Yes | Behind the Meter | Net-metered residential rooftop and canopy |  | None | Pro Custom Solar dba Momentum Solar | PSE&G | Accepted | 2020-10-14 | 2020-10-16 | 2021-10-30 | Enphase | IQ7PLUS-72-2-US | Inverters | 290 |  | 15 |  |  | 0.97 |  | Outdoor | Roof
NJSTRE1545735219 |  | Transition Incentive Program | Roselle | 7203 | 10 | 5.25 | Residential | Yes | Behind the Meter | Net-metered residential rooftop and canopy |  | None | Pro Custom Solar dba Momentum Solar | PSE&G | Accepted | 2020-10-14 | 2020-10-16 | 2021-10-30 | LG | LG 350N1C-V5 | Solar Panels |  | 0.35 | 6 | 259 | 25 |  | Fixed | Roof
NJSTRE1545735219 |  | Transition Incentive Program | Roselle | 7203 | 10 | 5.25 | Residential | Yes | Behind the Meter | Net-metered residential rooftop and canopy |  | None | Pro Custom Solar dba Momentum Solar | PSE&G | Accepted | 2020-10-14 | 2020-10-16 | 2021-10-30 | LG | LG 350N1C-V5 | Solar Panels |  | 0.35 | 9 | 79 | 24 |  | Fixed | Roof
NJSTRE1545735241 |  | Transition Incentive Program | Trenton | 8629 | 12 | 4.2 | Residential | Yes | Behind the Meter | Net-metered residential rooftop and canopy |  | None | Pro Custom Solar dba Momentum Solar | PSE&G | Accepted | 2020-10-14 | 2020-10-16 | 2021-10-30 | Enphase | IQ7PLUS-72-2-US | Inverters | 290 |  | 12 |  |  | 0.97 |  | Outdoor | Roof
NJSTRE1545735241 |  | Transition Incentive Program | Trenton | 8629 | 12 | 4.2 | Residential | Yes | Behind the Meter | Net-metered residential rooftop and canopy |  | None | Pro Custom Solar dba Momentum Solar | PSE&G | Accepted | 2020-10-14 | 2020-10-16 | 2021-10-30 | LG | LG 350N1C-V5 | Solar Panels |  | 0.35 | 6 | 240 | 33 |  | Fixed | Roof
NJSTRE1545735241 |  | Transition Incentive Program | Trenton | 8629 | 12 | 4.2 | Residential | Yes | Behind the Meter | Net-metered residential rooftop and canopy |  | None | Pro Custom Solar dba Momentum Solar | PSE&G | Accepted | 2020-10-14 | 2020-10-16 | 2021-10-30 | LG | LG 350N1C-V5 | Solar Panels |  | 0.35 | 6 | 240 | 10 |  | Fixed | Roof
NJSTRE1545735247 |  | Transition Incentive Program | Maywood | 7607 | 7 | 5.52 | Residential | No | Behind the Meter | Net-metered residential rooftop and canopy |  | None | Sunrun Installation Services, Inc. | PSE&G | Accepted | 2020-10-14 | 2020-10-16 | 2021-10-30 | Enphase Energy | IQ7PLUS-72-x-US (240V) | Inverters | 290 |  | 16 |  |  | 0.96 |  | Outdoor | Rooftop
NJSTRE1545735247 |  | Transition Incentive Program | Maywood | 7607 | 7 | 5.52 | Residential | No | Behind the Meter | Net-metered residential rooftop and canopy |  | None | Sunrun Installation Services, Inc. | PSE&G | Accepted | 2020-10-14 | 2020-10-16 | 2021-10-30 | LG Electronics | LG345N1C-V5 | Solar Panels |  | 0.345 | 11 | 107 | 7 |  | Fixed | Roof
NJSTRE1545735247 |  | Transition Incentive Program | Maywood | 7607 | 7 | 5.52 | Residential | No | Behind the Meter | Net-metered residential rooftop and canopy |  | None | Sunrun Installation Services, Inc. | PSE&G | Accepted | 2020-10-14 | 2020-10-16 | 2021-10-30 | LG Electronics | LG345N1C-V5 | Solar Panels |  | 0.345 | 5 | 198 | 4 |  | Fixed | Roof
NJSTRE1545735265 |  | Transition Incentive Program | PLEASANTVILLE | 8232 | 19 | 4.2 | Residential | Yes | Behind the Meter | Net-metered residential rooftop and canopy |  | None | Pro Custom Solar dba Momentum Solar | AC Electric | Accepted | 2020-10-14 | 2020-10-16 | 2021-10-30 | Enphase | IQ7PLUS-72-2-US | Inverters | 290 |  | 12 |  |  | 0.97 |  | Outdoor | Roof
NJSTRE1545735265 |  | Transition Incentive Program | PLEASANTVILLE | 8232 | 19 | 4.2 | Residential | Yes | Behind the Meter | Net-metered residential rooftop and canopy |  | None | Pro Custom Solar dba Momentum Solar | AC Electric | Accepted | 2020-10-14 | 2020-10-16 | 2021-10-30 | LG | LG 350N1C-V5 | Solar Panels |  | 0.35 | 12 | 208 | 21 |  | Fixed | Roof
NJSTRE1545735310 |  | Transition Incentive Program | Gillette | 7933 | 3 | 7.82 | Residential | Yes | Behind the Meter | Net-metered residential rooftop and canopy |  | None | Maier Solar Engineering dba Solar Me | JCP&L | Accepted | 2020-10-14 | 2020-10-16 | 2021-10-30 | Enphase | IQ7+ | Inverters | 290 |  | 23 |  |  | 0.96 |  | Outdoor | Next to meter
NJSTRE1545735310 |  | Transition Incentive Program | Gillette | 7933 | 3 | 7.82 | Residential | Yes | Behind the Meter | Net-metered residential rooftop and canopy |  | None | Maier Solar Engineering dba Solar Me | JCP&L | Accepted | 2020-10-14 | 2020-10-16 | 2021-10-30 | Hanwha | Q.CELL DUO BLK-G6 340W | Solar Panels |  | 0.34 | 23 | 167 | 34 |  | Fixed | Roof
NJSTRE1545735319 |  | Transition Incentive Program | Montgomery | 8502 | 5 | 12.2 | Residential | No | Behind the Meter | Net-metered residential rooftop and canopy |  | None | Sunrun Installation Services, Inc. | PSE&G | Accepted | 2020-10-14 | 2020-10-16 | 2021-10-30 | Enphase Energy | IQ7-60-x-US (240V) | Inverters | 240 |  | 40 |  |  | 0.96 |  | Outdoor | Rooftop
NJSTRE1545735319 |  | Transition Incentive Program | Montgomery | 8502 | 5 | 12.2 | Residential | No | Behind the Meter | Net-metered residential rooftop and canopy |  | None | Sunrun Installation Services, Inc. | PSE&G | Accepted | 2020-10-14 | 2020-10-16 | 2021-10-30 | LONGi Green Energy Technology Co Ltd | LR6-60HPB-305M | Solar Panels |  | 0.305 | 13 | 346 | 27 |  | Fixed | Roof
NJSTRE1545735319 |  | Transition Incentive Program | Montgomery | 8502 | 5 | 12.2 | Residential | No | Behind the Meter | Net-metered residential rooftop and canopy |  | None | Sunrun Installation Services, Inc. | PSE&G | Accepted | 2020-10-14 | 2020-10-16 | 2021-10-30 | LONGi Green Energy Technology Co Ltd | LR6-60HPB-305M | Solar Panels |  | 0.305 | 21 | 167 | 27 |  | Fixed | Roof
NJSTRE1545735319 |  | Transition Incentive Program | Montgomery | 8502 | 5 | 12.2 | Residential | No | Behind the Meter | Net-metered residential rooftop and canopy |  | None | Sunrun Installation Services, Inc. | PSE&G | Accepted | 2020-10-14 | 2020-10-16 | 2021-10-30 | LONGi Green Energy Technology Co Ltd | LR6-60HPB-305M | Solar Panels |  | 0.305 | 2 | 257 | 27 |  | Fixed | Roof
NJSTRE1545735319 |  | Transition Incentive Program | Montgomery | 8502 | 5 | 12.2 | Residential | No | Behind the Meter | Net-metered residential rooftop and canopy |  | None | Sunrun Installation Services, Inc. | PSE&G | Accepted | 2020-10-14 | 2020-10-16 | 2021-10-30 | LONGi Green Energy Technology Co Ltd | LR6-60HPB-305M | Solar Panels |  | 0.305 | 4 | 79 | 27 |  | Fixed | Roof
NJSTRE1545735320 |  | Transition Incentive Program | MANVILLE | 8835 | 5 | 5.61 | Residential | No | Behind the Meter | Net-metered residential rooftop and canopy |  | None | Accord Power Inc | PSE&G | Accepted | 2020-10-26 | 2020-10-26 | 2021-10-30 | AP System | YC600 | Inverters | 548 |  | 9 |  |  | 0.967 |  | Outdoor | Roof
NJSTRE1545735320 |  | Transition Incentive Program | MANVILLE | 8835 | 5 | 5.61 | Residential | No | Behind the Meter | Net-metered residential rooftop and canopy |  | None | Accord Power Inc | PSE&G | Accepted | 2020-10-26 | 2020-10-26 | 2021-10-30 | Hanwah | Q.Cell 330 | Solar Panels |  | 0.33 | 17 | 275 | 24 |  | Fixed | Roof
NJSTRE1545735322 |  | Transition Incentive Program | Bargaintown | 8234 | 19 | 5.36 | Residential | No | Behind the Meter | Net-metered residential rooftop and canopy |  | None | Bright Planet Solar | AC Electric | Accepted | 2020-10-14 | 2020-10-16 | 2021-10-30 | SOLAR EDGE | SE5000H-USRGM | Inverters | 5000 |  | 1 |  |  | 0.98 |  | Outdoor | OUTSIDE
NJSTRE1545735322 |  | Transition Incentive Program | Bargaintown | 8234 | 19 | 5.36 | Residential | No | Behind the Meter | Net-metered residential rooftop and canopy |  | None | Bright Planet Solar | AC Electric | Accepted | 2020-10-14 | 2020-10-16 | 2021-10-30 | LG | LG335N1C-A5 | Solar Panels |  | 0.335 | 16 | 209 | 26 |  | Fixed | Roof
NJSTRE1545735323 |  | Transition Incentive Program | Evesham Twp | 8053 | 13 | 5.85 | Residential | No | Behind the Meter | Net-metered residential rooftop and canopy |  | None | SunnyMac LLC | PSE&G | Accepted | 2020-10-14 | 2020-10-16 | 2021-10-30 | Solaredge | SE5000H-US | Inverters | 5000 |  | 1 |  |  | 0.99 |  | Outdoor | Next to Meter
NJSTRE1545735323 |  | Transition Incentive Program | Evesham Twp | 8053 | 13 | 5.85 | Residential | No | Behind the Meter | Net-metered residential rooftop and canopy |  | None | SunnyMac LLC | PSE&G | Accepted | 2020-10-14 | 2020-10-16 | 2021-10-30 | REC | TwinPeak 2 Mono | Solar Panels |  | 0.325 | 5 | 162 | 18 |  | Fixed | Roof
NJSTRE1545735323 |  | Transition Incentive Program | Evesham Twp | 8053 | 13 | 5.85 | Residential | No | Behind the Meter | Net-metered residential rooftop and canopy |  | None | SunnyMac LLC | PSE&G | Accepted | 2020-10-14 | 2020-10-16 | 2021-10-30 | REC | TwinPeak 2 Mono | Solar Panels |  | 0.325 | 4 | 71 | 21 |  | Fixed | Roof
NJSTRE1545735323 |  | Transition Incentive Program | Evesham Twp | 8053 | 13 | 5.85 | Residential | No | Behind the Meter | Net-metered residential rooftop and canopy |  | None | SunnyMac LLC | PSE&G | Accepted | 2020-10-14 | 2020-10-16 | 2021-10-30 | REC | TwinPeak 2 Mono | Solar Panels |  | 0.325 | 9 | 161 | 12 |  | Fixed | Roof
NJSTRE1545735354 |  | Transition Incentive Program | South Bound Brook | 8880 | 5 | 2.8 | Residential | Yes | Behind the Meter | Net-metered residential rooftop and canopy |  | None | Pro Custom Solar dba Momentum Solar | PSE&G | Accepted | 2020-10-14 | 2020-10-16 | 2021-10-30 | Enphase | IQ7PLUS-72-2-US | Inverters | 290 |  | 8 |  |  | 0.97 |  | Outdoor | Roof
NJSTRE1545735354 |  | Transition Incentive Program | South Bound Brook | 8880 | 5 | 2.8 | Residential | Yes | Behind the Meter | Net-metered residential rooftop and canopy |  | None | Pro Custom Solar dba Momentum Solar | PSE&G | Accepted | 2020-10-14 | 2020-10-16 | 2021-10-30 | LG | LG 350N1C-V5 | Solar Panels |  | 0.35 | 8 | 189 | 22 |  | Fixed | Roof
NJSTRE1545735636 |  | Transition Incentive Program | Roselle | 7203 | 10 | 8.24 | Residential | Yes | Behind the Meter | Net-metered residential rooftop and canopy |  | None | Sunrun Installation Services, Inc. | PSE&G | Accepted | 2020-10-14 | 2020-10-16 | 2021-10-30 | Enphase Energy | IQ7-60-x-US (240V) | Inverters | 240 |  | 27 |  |  | 0.96 |  | Outdoor | Rooftop
NJSTRE1545735636 |  | Transition Incentive Program | Roselle | 7203 | 10 | 8.24 | Residential | Yes | Behind the Meter | Net-metered residential rooftop and canopy |  | None | Sunrun Installation Services, Inc. | PSE&G | Accepted | 2020-10-14 | 2020-10-16 | 2021-10-30 | LONGi Green Energy Technology Co Ltd | LR6-60HPB-305M | Solar Panels |  | 0.305 | 7 | 74 | 43 |  | Fixed | Roof
NJSTRE1545735636 |  | Transition Incentive Program | Roselle | 7203 | 10 | 8.24 | Residential | Yes | Behind the Meter | Net-metered residential rooftop and canopy |  | None | Sunrun Installation Services, Inc. | PSE&G | Accepted | 2020-10-14 | 2020-10-16 | 2021-10-30 | LONGi Green Energy Technology Co Ltd | LR6-60HPB-305M | Solar Panels |  | 0.305 | 20 | 254 | 43 |  | Fixed | Roof
NJSTRE1545735682 |  | Transition Incentive Program | Hammonton | 8037 | 19 | 9.1 | Residential | No | Behind the Meter | Net-metered residential rooftop and canopy |  | None | EMT Renewables | AC Electric | Accepted | 2020-10-14 | 2020-10-16 | 2021-10-30 | Enphase | IQ7-60-2-US | Inverters | 240 |  | 28 |  |  | 0.97 |  | Outside | under panels
NJSTRE1545735682 |  | Transition Incentive Program | Hammonton | 8037 | 19 | 9.1 | Residential | No | Behind the Meter | Net-metered residential rooftop and canopy |  | None | EMT Renewables | AC Electric | Accepted | 2020-10-14 | 2020-10-16 | 2021-10-30 | Trina | 325-BLK | Solar Panels |  | 0.325 | 8 | 166 | 7 |  | Fixed | Roof
NJSTRE1545735682 |  | Transition Incentive Program | Hammonton | 8037 | 19 | 9.1 | Residential | No | Behind the Meter | Net-metered residential rooftop and canopy |  | None | EMT Renewables | AC Electric | Accepted | 2020-10-14 | 2020-10-16 | 2021-10-30 | Trina | 325-BLK | Solar Panels |  | 0.325 | 20 | 166 | 7 |  | Fixed | Roof
NJSTRE1545735691 |  | Transition Incentive Program | Atlantic City | 8401 | 19 | 4.65 | Residential | No | Behind the Meter | Net-metered residential rooftop and canopy |  | None | Bright Planet Solar | AC Electric | Accepted | 2020-10-14 | 2020-10-16 | 2021-10-30 | SOLAR EDGE | SE3800H-USRGM | Inverters | 3800 |  | 1 |  |  | 0.98 |  | Outdoor | OUTSIDE
NJSTRE1545735691 |  | Transition Incentive Program | Atlantic City | 8401 | 19 | 4.65 | Residential | No | Behind the Meter | Net-metered residential rooftop and canopy |  | None | Bright Planet Solar | AC Electric | Accepted | 2020-10-14 | 2020-10-16 | 2021-10-30 | LONGI | LR6-60HPB-310M | Solar Panels |  | 0.31 | 15 | 150 | 30 |  | Fixed | Roof
NJSTRE1545735695 |  | Transition Incentive Program | Union | 7083 | 10 | 6.3 | Residential | Yes | Behind the Meter | Net-metered residential rooftop and canopy |  | None | Pro Custom Solar dba Momentum Solar | PSE&G | Accepted | 2020-10-14 | 2020-10-16 | 2021-10-30 | Enphase | IQ7PLUS-72-2-US | Inverters | 290 |  | 18 |  |  | 0.97 |  | Outdoor | Roof
NJSTRE1545735695 |  | Transition Incentive Program | Union | 7083 | 10 | 6.3 | Residential | Yes | Behind the Meter | Net-metered residential rooftop and canopy |  | None | Pro Custom Solar dba Momentum Solar | PSE&G | Accepted | 2020-10-14 | 2020-10-16 | 2021-10-30 | LG | LG 350N1C-V5 | Solar Panels |  | 0.35 | 18 | 290 | 97 |  | Fixed | Roof
NJSTRE1545735704 |  | Transition Incentive Program | Monroeville | 8043 | 14 | 12.58 | Residential | No | Behind the Meter | Net-metered residential rooftop and canopy |  | None | Maier Solar Engineering dba Solar Me | AC Electric | Accepted | 2020-10-14 | 2020-10-19 | 2021-10-30 | Enphase | IQ7+ | Inverters | 290 |  | 37 |  |  | 0.96 |  | Outdoor | Next to meter
NJSTRE1545735704 |  | Transition Incentive Program | Monroeville | 8043 | 14 | 12.58 | Residential | No | Behind the Meter | Net-metered residential rooftop and canopy |  | None | Maier Solar Engineering dba Solar Me | AC Electric | Accepted | 2020-10-14 | 2020-10-19 | 2021-10-30 | Hanwha | Q.CELL DUO BLK G6 340W | Solar Panels |  | 0.34 | 8 | 280 | 23 |  | Fixed | Roof
NJSTRE1545735704 |  | Transition Incentive Program | Monroeville | 8043 | 14 | 12.58 | Residential | No | Behind the Meter | Net-metered residential rooftop and canopy |  | None | Maier Solar Engineering dba Solar Me | AC Electric | Accepted | 2020-10-14 | 2020-10-19 | 2021-10-30 | Hanwha | Q.CELL DUO BLK G6 340W | Solar Panels |  | 0.34 | 13 | 190 | 23 |  | Fixed | Roof
NJSTRE1545735704 |  | Transition Incentive Program | Monroeville | 8043 | 14 | 12.58 | Residential | No | Behind the Meter | Net-metered residential rooftop and canopy |  | None | Maier Solar Engineering dba Solar Me | AC Electric | Accepted | 2020-10-14 | 2020-10-19 | 2021-10-30 | Hanwha | Q.CELL DUO BLK G6 340W | Solar Panels |  | 0.34 | 16 | 100 | 23 |  | Fixed | Roof
NJSTRE1545735721 |  | Transition Incentive Program | FAIR LAWN | 7410 | 7 | 4.92 | Residential | No | Behind the Meter | Net-metered residential rooftop and canopy |  | None | SEA BRIGHT SOLAR, LLC | PSE&G | Accepted | 2020-10-14 | 2020-10-16 | 2021-10-30 | SUNPOWER | SPWR-A4 | Inverters | 349 |  | 12 |  |  | 0.97 |  | Outside | BENEATH ARRAY
NJSTRE1545735721 |  | Transition Incentive Program | FAIR LAWN | 7410 | 7 | 4.92 | Residential | No | Behind the Meter | Net-metered residential rooftop and canopy |  | None | SEA BRIGHT SOLAR, LLC | PSE&G | Accepted | 2020-10-14 | 2020-10-16 | 2021-10-30 | SUNPOWER | SPR-A410-G-AC | Solar Panels |  | 0.41 | 2 | 160 | 34 |  | Fixed | Roof | SE
NJSTRE1545735721 |  | Transition Incentive Program | FAIR LAWN | 7410 | 7 | 4.92 | Residential | No | Behind the Meter | Net-metered residential rooftop and canopy |  | None | SEA BRIGHT SOLAR, LLC | PSE&G | Accepted | 2020-10-14 | 2020-10-16 | 2021-10-30 | SUNPOWER | SPR-A410-G-AC | Solar Panels |  | 0.41 | 6 | 160 | 40 |  | Fixed | Roof | SE
NJSTRE1545735721 |  | Transition Incentive Program | FAIR LAWN | 7410 | 7 | 4.92 | Residential | No | Behind the Meter | Net-metered residential rooftop and canopy |  | None | SEA BRIGHT SOLAR, LLC | PSE&G | Accepted | 2020-10-14 | 2020-10-16 | 2021-10-30 | SUNPOWER | SPR-A410-G-AC | Solar Panels |  | 0.41 | 4 | 160 | 24 |  | Fixed | Roof | SE
NJSTRE1545735744 |  | Transition Incentive Program | SEA ISLE CITY | 8243 | 21 | 6.72 | Residential | Yes | Behind the Meter | Net-metered residential rooftop and canopy |  | None | Vivint Solar Developer, LLC | AC Electric | Accepted | 2020-10-14 | 2020-10-16 | 2021-10-30 | Solar Edge | SE7600H-US | Inverters | 7600 |  | 1 |  |  | 0.992 |  | Outdoor | Near the Utility Meter
NJSTRE1545735744 |  | Transition Incentive Program | SEA ISLE CITY | 8243 | 21 | 6.72 | Residential | Yes | Behind the Meter | Net-metered residential rooftop and canopy |  | None | Vivint Solar Developer, LLC | AC Electric | Accepted | 2020-10-14 | 2020-10-16 | 2021-10-30 | JINKO SOLAR | JKM320M-60HBL | Solar Panels |  | 0.32 | 21 | 291 | 15 |  | Fixed | Roof
NJSTRE1545735757 |  | Transition Incentive Program | Sparta | 7871 | 1 | 17.67 | Residential | Yes | Behind the Meter | Net-metered residential rooftop and canopy |  | None | Bright Planet Solar | JCP&L | Accepted | 2020-10-14 | 2020-10-19 | 2021-10-30 | SOLAR EDGE | SE6000H-USRGM | Inverters | 6000 |  | 1 |  |  | 0.98 |  | Outdoor | OUTSIDE
NJSTRE1545735757 |  | Transition Incentive Program | Sparta | 7871 | 1 | 17.67 | Residential | Yes | Behind the Meter | Net-metered residential rooftop and canopy |  | None | Bright Planet Solar | JCP&L | Accepted | 2020-10-14 | 2020-10-19 | 2021-10-30 | SOLAR EDGE | SE7600H-USRGM | Inverters | 7600 |  | 1 |  |  | 0.98 |  | Outdoor | OUTSIDE
NJSTRE1545735757 |  | Transition Incentive Program | Sparta | 7871 | 1 | 17.67 | Residential | Yes | Behind the Meter | Net-metered residential rooftop and canopy |  | None | Bright Planet Solar | JCP&L | Accepted | 2020-10-14 | 2020-10-19 | 2021-10-30 | HANWHA Q-CELLS | Q.PEAK DUO BLK-G5 310W | Solar Panels |  | 0.31 | 16 | 288 | 36 |  | Fixed | Roof
NJSTRE1545735757 |  | Transition Incentive Program | Sparta | 7871 | 1 | 17.67 | Residential | Yes | Behind the Meter | Net-metered residential rooftop and canopy |  | None | Bright Planet Solar | JCP&L | Accepted | 2020-10-14 | 2020-10-19 | 2021-10-30 | HANWHA Q-CELLS | Q.PEAK DUO BLK-G5 310W | Solar Panels |  | 0.31 | 6 | 198 | 36 |  | Fixed | Roof
NJSTRE1545735757 |  | Transition Incentive Program | Sparta | 7871 | 1 | 17.67 | Residential | Yes | Behind the Meter | Net-metered residential rooftop and canopy |  | None | Bright Planet Solar | JCP&L | Accepted | 2020-10-14 | 2020-10-19 | 2021-10-30 | HANWHA Q-CELLS | Q.PEAK DUO BLK-G5 310W | Solar Panels |  | 0.31 | 35 | 108 | 36 |  | Fixed | Roof
NJSTRE1545735758 |  | Transition Incentive Program | MAPLE SHADE | 8052 | 13 | 15.36 | Residential | Yes | Behind the Meter | Net-metered residential rooftop and canopy |  | None | Sunbound Solar | PSE&G | Accepted | 2020-10-14 | 2020-10-20 | 2021-10-30 | Enphase | IQ7-60-2-US | Inverters | 240 |  | 48 |  |  | 0.976 |  | Outdoor | under module
NJSTRE1545735758 |  | Transition Incentive Program | MAPLE SHADE | 8052 | 13 | 15.36 | Residential | Yes | Behind the Meter | Net-metered residential rooftop and canopy |  | None | Sunbound Solar | PSE&G | Accepted | 2020-10-14 | 2020-10-20 | 2021-10-30 | Hanwha | Qpeak Duo G5 | Solar Panels |  | 0.32 | 22 | 173 | 23 |  | Fixed | Roof
NJSTRE1545735758 |  | Transition Incentive Program | MAPLE SHADE | 8052 | 13 | 15.36 | Residential | Yes | Behind the Meter | Net-metered residential rooftop and canopy |  | None | Sunbound Solar | PSE&G | Accepted | 2020-10-14 | 2020-10-20 | 2021-10-30 | Hanwha | Qpeak Duo G5 | Solar Panels |  | 0.32 | 8 | 173 | 18 |  | Fixed | Roof
NJSTRE1545735758 |  | Transition Incentive Program | MAPLE SHADE | 8052 | 13 | 15.36 | Residential | Yes | Behind the Meter | Net-metered residential rooftop and canopy |  | None | Sunbound Solar | PSE&G | Accepted | 2020-10-14 | 2020-10-20 | 2021-10-30 | Hanwha | Qpeak Duo G5 | Solar Panels |  | 0.32 | 18 | 353 | 23 |  | Fixed | Roof
NJSTRE1545735786 |  | Transition Incentive Program | Linden | 7036 | 10 | 7 | Residential | Yes | Behind the Meter | Net-metered residential rooftop and canopy |  | None | Pro Custom Solar dba Momentum Solar | PSE&G | Accepted | 2020-10-14 | 2020-10-16 | 2021-10-30 | Enphase | IQ7PLUS-72-2-US | Inverters | 290 |  | 20 |  |  | 0.97 |  | Outdoor | Roof
NJSTRE1545735786 |  | Transition Incentive Program | Linden | 7036 | 10 | 7 | Residential | Yes | Behind the Meter | Net-metered residential rooftop and canopy |  | None | Pro Custom Solar dba Momentum Solar | PSE&G | Accepted | 2020-10-14 | 2020-10-16 | 2021-10-30 | LG | LG 350N1C-V5 | Solar Panels |  | 0.35 | 20 | 18 | 14 |  | Fixed | Roof
NJSTRE1545735802 |  | Transition Incentive Program | Roseland | 7068 | 9 | 6.3 | Residential | Yes | Behind the Meter | Net-metered residential rooftop and canopy |  | None | Pro Custom Solar dba Momentum Solar | PSE&G | Accepted | 2020-10-14 | 2020-10-16 | 2021-10-30 | Enphase | IQ7PLUS-72-2-US | Inverters | 290 |  | 18 |  |  | 0.97 |  | Outdoor | Roof
NJSTRE1545735802 |  | Transition Incentive Program | Roseland | 7068 | 9 | 6.3 | Residential | Yes | Behind the Meter | Net-metered residential rooftop and canopy |  | None | Pro Custom Solar dba Momentum Solar | PSE&G | Accepted | 2020-10-14 | 2020-10-16 | 2021-10-30 | LG | LG 350N1C-V5 | Solar Panels |  | 0.35 | 6 | 306 | 21 |  | Fixed | Roof
NJSTRE1545735802 |  | Transition Incentive Program | Roseland | 7068 | 9 | 6.3 | Residential | Yes | Behind the Meter | Net-metered residential rooftop and canopy |  | None | Pro Custom Solar dba Momentum Solar | PSE&G | Accepted | 2020-10-14 | 2020-10-16 | 2021-10-30 | LG | LG 350N1C-V5 | Solar Panels |  | 0.35 | 12 | 126 | 21 |  | Fixed | Roof
NJSTRE1545735822 |  | Transition Incentive Program | Pennsville | 8070 | 16 | 15.75 | Residential | Yes | Behind the Meter | Net-metered residential rooftop and canopy |  | None | Pro Custom Solar dba Momentum Solar | AC Electric | Accepted | 2020-10-14 | 2020-10-16 | 2021-10-30 | Enphase | IQ7PLUS-72-2-US | Inverters | 290 |  | 45 |  |  | 0.97 |  | Outdoor | Roof
NJSTRE1545735822 |  | Transition Incentive Program | Pennsville | 8070 | 16 | 15.75 | Residential | Yes | Behind the Meter | Net-metered residential rooftop and canopy |  | None | Pro Custom Solar dba Momentum Solar | AC Electric | Accepted | 2020-10-14 | 2020-10-16 | 2021-10-30 | LG | LG 350N1C-V5 | Solar Panels |  | 0.35 | 13 | 120 | 27 |  | Fixed | Roof
NJSTRE1545735822 |  | Transition Incentive Program | Pennsville | 8070 | 16 | 15.75 | Residential | Yes | Behind the Meter | Net-metered residential rooftop and canopy |  | None | Pro Custom Solar dba Momentum Solar | AC Electric | Accepted | 2020-10-14 | 2020-10-16 | 2021-10-30 | LG | LG 350N1C-V5 | Solar Panels |  | 0.35 | 12 | 300 | 25 |  | Fixed | Roof
NJSTRE1545735822 |  | Transition Incentive Program | Pennsville | 8070 | 16 | 15.75 | Residential | Yes | Behind the Meter | Net-metered residential rooftop and canopy |  | None | Pro Custom Solar dba Momentum Solar | AC Electric | Accepted | 2020-10-14 | 2020-10-16 | 2021-10-30 | LG | LG 350N1C-V5 | Solar Panels |  | 0.35 | 20 | 300 | 27 |  | Fixed | Roof
NJSTRE1545735840 |  | Transition Incentive Program | Egg Harbor Township | 8234 | 19 | 17.34 | Residential | No | Behind the Meter | Net-metered residential rooftop and canopy |  | None | Castle Energy, LLC | AC Electric | Accepted | 2020-10-14 | 2020-10-16 | 2021-10-30 | Enphase Energy | IQ7-60-2-US | Inverters | 240 |  | 51 |  |  | 0.967 |  | Outdoor | on the rooftop under each solar panel
NJSTRE1545735840 |  | Transition Incentive Program | Egg Harbor Township | 8234 | 19 | 17.34 | Residential | No | Behind the Meter | Net-metered residential rooftop and canopy |  | None | Castle Energy, LLC | AC Electric | Accepted | 2020-10-14 | 2020-10-16 | 2021-10-30 | Hanwha Q-Cells | Q.Peak DUO BLK-G6 340 | Solar Panels |  | 0.34 | 32 | 171 | 20 |  | Fixed | Roof
NJSTRE1545735840 |  | Transition Incentive Program | Egg Harbor Township | 8234 | 19 | 17.34 | Residential | No | Behind the Meter | Net-metered residential rooftop and canopy |  | None | Castle Energy, LLC | AC Electric | Accepted | 2020-10-14 | 2020-10-16 | 2021-10-30 | Hanwha Q-Cells | Q.Peak DUO BLK-G6 340 | Solar Panels |  | 0.34 | 19 | 260 | 20 |  | Fixed | Roof
NJSTRE1545735845 |  | Transition Incentive Program | Hazlet | 7730 | 17 | 8.06 | Residential | Yes | Behind the Meter | Net-metered residential rooftop and canopy |  | None | Bright Planet Solar | JCP&L | Accepted | 2020-10-14 | 2020-10-19 | 2021-10-30 | SOLAR EDGE | SE7600H-USRGM | Inverters | 7600 |  | 1 |  |  | 0.98 |  | Outdoor | OUTSIDE
NJSTRE1545735845 |  | Transition Incentive Program | Hazlet | 7730 | 17 | 8.06 | Residential | Yes | Behind the Meter | Net-metered residential rooftop and canopy |  | None | Bright Planet Solar | JCP&L | Accepted | 2020-10-14 | 2020-10-19 | 2021-10-30 | HANWHA Q-CELLS | Q.PEAK DUO BLK-G5 310W | Solar Panels |  | 0.31 | 15 | 143 | 18 |  | Fixed | Roof
NJSTRE1545735845 |  | Transition Incentive Program | Hazlet | 7730 | 17 | 8.06 | Residential | Yes | Behind the Meter | Net-metered residential rooftop and canopy |  | None | Bright Planet Solar | JCP&L | Accepted | 2020-10-14 | 2020-10-19 | 2021-10-30 | HANWHA Q-CELLS | Q.PEAK DUO BLK-G5 310W | Solar Panels |  | 0.31 | 11 | 143 | 18 |  | Fixed | Roof
NJSTRE1545735858 |  | Transition Incentive Program | FAIR LAWN | 7410 | 7 | 6.15 | Residential | No | Behind the Meter | Net-metered residential rooftop and canopy |  | None | SEA BRIGHT SOLAR, LLC | PSE&G | Accepted | 2020-10-14 | 2020-10-19 | 2021-10-30 | SUNPOWER | SPWR-A4 | Inverters | 349 |  | 15 |  |  | 0.97 |  | Outside | BENEATH ARRAY
NJSTRE1545735858 |  | Transition Incentive Program | FAIR LAWN | 7410 | 7 | 6.15 | Residential | No | Behind the Meter | Net-metered residential rooftop and canopy |  | None | SEA BRIGHT SOLAR, LLC | PSE&G | Accepted | 2020-10-14 | 2020-10-19 | 2021-10-30 | SUNPOWER | SPR-A410-G-AC | Solar Panels |  | 0.41 | 15 | 160 | 27 |  | Fixed | Roof | SE
NJSTRE1545735873 |  | Transition Incentive Program | Wyckoff Twp | 7481 | 7 | 9.3 | Residential | Yes | Behind the Meter | Net-metered residential rooftop and canopy |  | None | Bright Planet Solar | PSE&G | Accepted | 2020-10-14 | 2020-10-19 | 2021-10-30 | SOLAR EDGE | SE7600H-USRGM | Inverters | 7600 |  | 1 |  |  | 0.98 |  | Outdoor | OUTSIDE
NJSTRE1545735873 |  | Transition Incentive Program | Wyckoff Twp | 7481 | 7 | 9.3 | Residential | Yes | Behind the Meter | Net-metered residential rooftop and canopy |  | None | Bright Planet Solar | PSE&G | Accepted | 2020-10-14 | 2020-10-19 | 2021-10-30 | HANWHA Q-CELLS | Q.PEAK DUO BLK-G5 310W | Solar Panels |  | 0.31 | 8 | 215 | 18 |  | Fixed | Roof
NJSTRE1545735873 |  | Transition Incentive Program | Wyckoff Twp | 7481 | 7 | 9.3 | Residential | Yes | Behind the Meter | Net-metered residential rooftop and canopy |  | None | Bright Planet Solar | PSE&G | Accepted | 2020-10-14 | 2020-10-19 | 2021-10-30 | HANWHA Q-CELLS | Q.PEAK DUO BLK-G5 310W | Solar Panels |  | 0.31 | 2 | 35 | 18 |  | Fixed | Roof
NJSTRE1545735873 |  | Transition Incentive Program | Wyckoff Twp | 7481 | 7 | 9.3 | Residential | Yes | Behind the Meter | Net-metered residential rooftop and canopy |  | None | Bright Planet Solar | PSE&G | Accepted | 2020-10-14 | 2020-10-19 | 2021-10-30 | HANWHA Q-CELLS | Q.PEAK DUO BLK-G5 310W | Solar Panels |  | 0.31 | 7 | 126 | 39 |  | Fixed | Roof
NJSTRE1545735873 |  | Transition Incentive Program | Wyckoff Twp | 7481 | 7 | 9.3 | Residential | Yes | Behind the Meter | Net-metered residential rooftop and canopy |  | None | Bright Planet Solar | PSE&G | Accepted | 2020-10-14 | 2020-10-19 | 2021-10-30 | HANWHA Q-CELLS | Q.PEAK DUO BLK-G5 310W | Solar Panels |  | 0.31 | 9 | 126 | 18 |  | Fixed | Roof
NJSTRE1545735873 |  | Transition Incentive Program | Wyckoff Twp | 7481 | 7 | 9.3 | Residential | Yes | Behind the Meter | Net-metered residential rooftop and canopy |  | None | Bright Planet Solar | PSE&G | Accepted | 2020-10-14 | 2020-10-19 | 2021-10-30 | HANWHA Q-CELLS | Q.PEAK DUO BLK-G5 310W | Solar Panels |  | 0.31 | 4 | 215 | 18 |  | Fixed | Roof
NJSTRE1545738197 |  | Transition Incentive Program | Pleasantville | 8232 | 19 | 12.71 | Residential | Yes | Behind the Meter | Net-metered residential rooftop and canopy |  | None | Bright Planet Solar | AC Electric | Accepted | 2020-10-14 | 2020-10-19 | 2021-10-30 | SOLAR EDGE | SE10000H-USRGM | Inverters | 10000 |  | 1 |  |  | 0.98 |  | Outdoor | OUTSIDE
NJSTRE1545738197 |  | Transition Incentive Program | Pleasantville | 8232 | 19 | 12.71 | Residential | Yes | Behind the Meter | Net-metered residential rooftop and canopy |  | None | Bright Planet Solar | AC Electric | Accepted | 2020-10-14 | 2020-10-19 | 2021-10-30 | HANWHA Q-CELLS | Q.PEAK DUO BLK-G5 310W | Solar Panels |  | 0.31 | 19 | 202 | 36 |  | Fixed | Roof
NJSTRE1545738197 |  | Transition Incentive Program | Pleasantville | 8232 | 19 | 12.71 | Residential | Yes | Behind the Meter | Net-metered residential rooftop and canopy |  | None | Bright Planet Solar | AC Electric | Accepted | 2020-10-14 | 2020-10-19 | 2021-10-30 | HANWHA Q-CELLS | Q.PEAK DUO BLK-G5 310W | Solar Panels |  | 0.31 | 17 | 22 | 36 |  | Fixed | Roof
NJSTRE1545738197 |  | Transition Incentive Program | Pleasantville | 8232 | 19 | 12.71 | Residential | Yes | Behind the Meter | Net-metered residential rooftop and canopy |  | None | Bright Planet Solar | AC Electric | Accepted | 2020-10-14 | 2020-10-19 | 2021-10-30 | HANWHA Q-CELLS | Q.PEAK DUO BLK-G5 310W | Solar Panels |  | 0.31 | 5 | 291 | 0 |  | Fixed | Roof
NJSTRE1545738232 |  | Transition Incentive Program | Highlands | 7732 | 17 | 7.44 | Residential | Yes | Behind the Meter | Net-metered residential rooftop and canopy |  | None | Bright Planet Solar | JCP&L | Accepted | 2020-10-14 | 2020-10-19 | 2021-10-30 | SOLAR EDGE | SE6000H-USRGM | Inverters | 6000 |  | 1 |  |  | 0.98 |  | Outdoor | OUTSIDE
NJSTRE1545738232 |  | Transition Incentive Program | Highlands | 7732 | 17 | 7.44 | Residential | Yes | Behind the Meter | Net-metered residential rooftop and canopy |  | None | Bright Planet Solar | JCP&L | Accepted | 2020-10-14 | 2020-10-19 | 2021-10-30 | HANWHA Q-CELLS | Q.PEAK DUO BLK-G5 310W | Solar Panels |  | 0.31 | 19 | 3 | 33 |  | Fixed | Roof
NJSTRE1545738232 |  | Transition Incentive Program | Highlands | 7732 | 17 | 7.44 | Residential | Yes | Behind the Meter | Net-metered residential rooftop and canopy |  | None | Bright Planet Solar | JCP&L | Accepted | 2020-10-14 | 2020-10-19 | 2021-10-30 | HANWHA Q-CELLS | Q.PEAK DUO BLK-G5 310W | Solar Panels |  | 0.31 | 5 | 183 | 23 |  | Fixed | Roof
NJSTRE1545738236 |  | Transition Incentive Program | Atlantic City | 8401 | 19 | 3.35 | Residential | Yes | Behind the Meter | Net-metered residential rooftop and canopy |  | None | Bright Planet Solar | AC Electric | Accepted | 2020-10-14 | 2020-10-19 | 2021-10-30 | SOLAR EDGE | SE3000H-USRGM | Inverters | 3000 |  | 1 |  |  | 0.98 |  | Outdoor | OUTSIDE
NJSTRE1545738236 |  | Transition Incentive Program | Atlantic City | 8401 | 19 | 3.35 | Residential | Yes | Behind the Meter | Net-metered residential rooftop and canopy |  | None | Bright Planet Solar | AC Electric | Accepted | 2020-10-14 | 2020-10-19 | 2021-10-30 | LG | LG335N1C-A5 | Solar Panels |  | 0.335 | 10 | 152 | 9 |  | Fixed | Roof
NJSTRE1545738239 |  | Transition Incentive Program | East Orange City | 7017 | 9 | 11.16 | Residential | Yes | Behind the Meter | Net-metered residential rooftop and canopy |  | None | Bright Planet Solar | PSE&G | Accepted | 2020-10-14 | 2020-10-19 | 2021-10-30 | SOLAR EDGE | SE10000H-USRGM | Inverters | 10000 |  | 1 |  |  | 0.98 |  | Outdoor | OUTSIDE
NJSTRE1545738239 |  | Transition Incentive Program | East Orange City | 7017 | 9 | 11.16 | Residential | Yes | Behind the Meter | Net-metered residential rooftop and canopy |  | None | Bright Planet Solar | PSE&G | Accepted | 2020-10-14 | 2020-10-19 | 2021-10-30 | HANWHA Q-CELLS | Q.PEAK DUO BLK-G5 310W | Solar Panels |  | 0.31 | 10 | 204 | 22 |  | Fixed | Roof
NJSTRE1545738239 |  | Transition Incentive Program | East Orange City | 7017 | 9 | 11.16 | Residential | Yes | Behind the Meter | Net-metered residential rooftop and canopy |  | None | Bright Planet Solar | PSE&G | Accepted | 2020-10-14 | 2020-10-19 | 2021-10-30 | HANWHA Q-CELLS | Q.PEAK DUO BLK-G5 310W | Solar Panels |  | 0.31 | 2 | 294 | 22 |  | Fixed | Roof
NJSTRE1545738239 |  | Transition Incentive Program | East Orange City | 7017 | 9 | 11.16 | Residential | Yes | Behind the Meter | Net-metered residential rooftop and canopy |  | None | Bright Planet Solar | PSE&G | Accepted | 2020-10-14 | 2020-10-19 | 2021-10-30 | HANWHA Q-CELLS | Q.PEAK DUO BLK-G5 310W | Solar Panels |  | 0.31 | 24 | 115 | 22 |  | Fixed | Roof
NJSTRE1545738243 |  | Transition Incentive Program | Newark City | 7106 | 9 | 6.51 | Residential | Yes | Behind the Meter | Net-metered residential rooftop and canopy |  | None | Bright Planet Solar | PSE&G | Accepted | 2020-10-14 | 2020-10-19 | 2021-10-30 | SOLAR EDGE | SE5000H-USRGM | Inverters | 5000 |  | 1 |  |  | 0.98 |  | Outside | OUTSIDE
NJSTRE1545738243 |  | Transition Incentive Program | Newark City | 7106 | 9 | 6.51 | Residential | Yes | Behind the Meter | Net-metered residential rooftop and canopy |  | None | Bright Planet Solar | PSE&G | Accepted | 2020-10-14 | 2020-10-19 | 2021-10-30 | HANWHA Q-CELLS | Q.PEAK DUO BLK-G5 310W | Solar Panels |  | 0.31 | 6 | 107 | 46 |  | Fixed | Roof
NJSTRE1545738243 |  | Transition Incentive Program | Newark City | 7106 | 9 | 6.51 | Residential | Yes | Behind the Meter | Net-metered residential rooftop and canopy |  | None | Bright Planet Solar | PSE&G | Accepted | 2020-10-14 | 2020-10-19 | 2021-10-30 | HANWHA Q-CELLS | Q.PEAK DUO BLK-G5 310W | Solar Panels |  | 0.31 | 15 | 107 | 4 |  | Fixed | Roof
NJSTRE1545738246 |  | Transition Incentive Program | Egg Harbor City | 8215 | 19 | 6.82 | Residential | Yes | Behind the Meter | Net-metered residential rooftop and canopy |  | None | Bright Planet Solar | AC Electric | Accepted | 2020-10-14 | 2020-10-19 | 2021-10-30 | SOLAR EDGE | SE6000H-USRGM | Inverters | 6000 |  | 1 |  |  | 0.98 |  | Outdoor | OUTSIDE
NJSTRE1545738246 |  | Transition Incentive Program | Egg Harbor City | 8215 | 19 | 6.82 | Residential | Yes | Behind the Meter | Net-metered residential rooftop and canopy |  | None | Bright Planet Solar | AC Electric | Accepted | 2020-10-14 | 2020-10-19 | 2021-10-30 | HANWHA Q-CELLS | Q.PEAK DUO BLK-G5 310W | Solar Panels |  | 0.31 | 17 | 133 | 22 |  | Fixed | Roof
NJSTRE1545738246 |  | Transition Incentive Program | Egg Harbor City | 8215 | 19 | 6.82 | Residential | Yes | Behind the Meter | Net-metered residential rooftop and canopy |  | None | Bright Planet Solar | AC Electric | Accepted | 2020-10-14 | 2020-10-19 | 2021-10-30 | HANWHA Q-CELLS | Q.PEAK DUO BLK-G5 310W | Solar Panels |  | 0.31 | 5 | 223 | 22 |  | Fixed | Roof
NJSTRE1545738251 |  | Transition Incentive Program | Hillsdale Boro | 7642 | 7 | 7.13 | Residential | Yes | Behind the Meter | Net-metered residential rooftop and canopy |  | None | Bright Planet Solar | PSE&G | Accepted | 2020-10-14 | 2020-10-19 | 2021-10-30 | SOLAR EDGE | SE6000H-USRGM | Inverters | 6000 |  | 1 |  |  | 0.98 |  | Outdoor | OUTSIDE
NJSTRE1545738251 |  | Transition Incentive Program | Hillsdale Boro | 7642 | 7 | 7.13 | Residential | Yes | Behind the Meter | Net-metered residential rooftop and canopy |  | None | Bright Planet Solar | PSE&G | Accepted | 2020-10-14 | 2020-10-19 | 2021-10-30 | HANWHA Q-CELLS | Q.PEAK DUO BLK-G5 310W | Solar Panels |  | 0.31 | 2 | 350 | 39 |  | Fixed | Roof
NJSTRE1545738251 |  | Transition Incentive Program | Hillsdale Boro | 7642 | 7 | 7.13 | Residential | Yes | Behind the Meter | Net-metered residential rooftop and canopy |  | None | Bright Planet Solar | PSE&G | Accepted | 2020-10-14 | 2020-10-19 | 2021-10-30 | HANWHA Q-CELLS | Q.PEAK DUO BLK-G5 310W | Solar Panels |  | 0.31 | 8 | 172 | 33 |  | Fixed | Roof
NJSTRE1545738251 |  | Transition Incentive Program | Hillsdale Boro | 7642 | 7 | 7.13 | Residential | Yes | Behind the Meter | Net-metered residential rooftop and canopy |  | None | Bright Planet Solar | PSE&G | Accepted | 2020-10-14 | 2020-10-19 | 2021-10-30 | HANWHA Q-CELLS | Q.PEAK DUO BLK-G5 310W | Solar Panels |  | 0.31 | 13 | 172 | 39 |  | Fixed | Roof
NJSTRE1545745841 |  | Transition Incentive Program | TURNERSVILLE | 8080 | 15 | 13.55 | Residential | No | Behind the Meter | Net-metered residential rooftop and canopy |  | None | Suntuity Solar LLC | AC Electric | Accepted | 2020-10-15 | 2020-10-19 | 2021-10-30 | Enphase Energy | IQ7-60-2-US | Inverters | 240 |  | 43 |  |  | 0.97 |  | Outdoor | Behind the PV Modules
NJSTRE1545745841 |  | Transition Incentive Program | TURNERSVILLE | 8080 | 15 | 13.55 | Residential | No | Behind the Meter | Net-metered residential rooftop and canopy |  | None | Suntuity Solar LLC | AC Electric | Accepted | 2020-10-15 | 2020-10-19 | 2021-10-30 | Longi | LR6-60HPB-315M | Solar Panels |  | 0.315 | 43 | 154 | 35 |  | Fixed | Roof
NJSTRE1545745843 |  | Transition Incentive Program | FORKED RIVER | 8731 | 18 | 5.36 | Residential | No | Behind the Meter | Net-metered residential rooftop and canopy |  | None | Suntuity Solar LLC | JCP&L | Accepted | 2020-10-15 | 2020-10-19 | 2021-10-30 | Enphase Energy | IQ7-60-2-US | Inverters | 240 |  | 17 |  |  | 0.97 |  | Outdoor | Behind the PV Modules
NJSTRE1545745843 |  | Transition Incentive Program | FORKED RIVER | 8731 | 18 | 5.36 | Residential | No | Behind the Meter | Net-metered residential rooftop and canopy |  | None | Suntuity Solar LLC | JCP&L | Accepted | 2020-10-15 | 2020-10-19 | 2021-10-30 | Longi | LR6-60HPB-315M | Solar Panels |  | 0.315 | 4 | 113 | 18 |  | Fixed | Roof
NJSTRE1545745843 |  | Transition Incentive Program | FORKED RIVER | 8731 | 18 | 5.36 | Residential | No | Behind the Meter | Net-metered residential rooftop and canopy |  | None | Suntuity Solar LLC | JCP&L | Accepted | 2020-10-15 | 2020-10-19 | 2021-10-30 | Longi | LR6-60HPB-315M | Solar Panels |  | 0.315 | 5 | 203 | 20 |  | Fixed | Roof
NJSTRE1545745843 |  | Transition Incentive Program | FORKED RIVER | 8731 | 18 | 5.36 | Residential | No | Behind the Meter | Net-metered residential rooftop and canopy |  | None | Suntuity Solar LLC | JCP&L | Accepted | 2020-10-15 | 2020-10-19 | 2021-10-30 | Longi | LR6-60HPB-315M | Solar Panels |  | 0.315 | 3 | 293 | 20 |  | Fixed | Roof
NJSTRE1545745843 |  | Transition Incentive Program | FORKED RIVER | 8731 | 18 | 5.36 | Residential | No | Behind the Meter | Net-metered residential rooftop and canopy |  | None | Suntuity Solar LLC | JCP&L | Accepted | 2020-10-15 | 2020-10-19 | 2021-10-30 | Longi | LR6-60HPB-315M | Solar Panels |  | 0.315 | 5 | 23 | 20 |  | Fixed | Roof
NJSTRE1545745844 |  | Transition Incentive Program | Glassboro | 8028 | 15 | 5.67 | Residential | No | Behind the Meter | Net-metered residential rooftop and canopy |  | None | Suntuity Solar LLC | AC Electric | Accepted | 2020-10-15 | 2020-10-19 | 2021-10-30 | Enphase Energy | IQ7-60-2-US | Inverters | 240 |  | 18 |  |  | 0.97 |  | Outdoor | Behind the PV Modules
NJSTRE1545745844 |  | Transition Incentive Program | Glassboro | 8028 | 15 | 5.67 | Residential | No | Behind the Meter | Net-metered residential rooftop and canopy |  | None | Suntuity Solar LLC | AC Electric | Accepted | 2020-10-15 | 2020-10-19 | 2021-10-30 | Longi | LR6-60HPB-315M | Solar Panels |  | 0.315 | 14 | 149 | 27 |  | Fixed | Roof
NJSTRE1545745844 |  | Transition Incentive Program | Glassboro | 8028 | 15 | 5.67 | Residential | No | Behind the Meter | Net-metered residential rooftop and canopy |  | None | Suntuity Solar LLC | AC Electric | Accepted | 2020-10-15 | 2020-10-19 | 2021-10-30 | Longi | LR6-60HPB-315M | Solar Panels |  | 0.315 | 4 | 329 | 27 |  | Fixed | Roof
NJSTRE1545745847 |  | Transition Incentive Program | RIO GRANDE | 8242 | 21 | 9.45 | Residential | Yes | Behind the Meter | Net-metered residential rooftop and canopy |  | None | Suntuity Solar LLC | AC Electric | Accepted | 2020-10-15 | 2020-10-19 | 2021-10-30 | Enphase Energy | IQ7-60-2-US | Inverters | 240 |  | 30 |  |  | 0.97 |  | Outdoor | Behind the PV Modules
NJSTRE1545745847 |  | Transition Incentive Program | RIO GRANDE | 8242 | 21 | 9.45 | Residential | Yes | Behind the Meter | Net-metered residential rooftop and canopy |  | None | Suntuity Solar LLC | AC Electric | Accepted | 2020-10-15 | 2020-10-19 | 2021-10-30 | Longi | LR6-60HPB-315M | Solar Panels |  | 0.315 | 10 | 205 | 18 |  | Fixed | Roof
NJSTRE1545745847 |  | Transition Incentive Program | RIO GRANDE | 8242 | 21 | 9.45 | Residential | Yes | Behind the Meter | Net-metered residential rooftop and canopy |  | None | Suntuity Solar LLC | AC Electric | Accepted | 2020-10-15 | 2020-10-19 | 2021-10-30 | Longi | LR6-60HPB-315M | Solar Panels |  | 0.315 | 20 | 25 | 18 |  | Fixed | Roof
NJSTRE1545750268 |  | Transition Incentive Program | Camden | 8105 | 14 | 5.2 | Residential | No | Behind the Meter | Net-metered residential rooftop and canopy |  | None | Whitman Construction, LLC | PSE&G | Accepted | 2020-10-15 | 2020-10-19 | 2021-10-30 | enphase energy | iq7-60-2-us | Inverters | 240 |  | 16 |  |  | 0.975 |  | Outdoor | microinverters located under modules
NJSTRE1545750268 |  | Transition Incentive Program | Camden | 8105 | 14 | 5.2 | Residential | No | Behind the Meter | Net-metered residential rooftop and canopy |  | None | Whitman Construction, LLC | PSE&G | Accepted | 2020-10-15 | 2020-10-19 | 2021-10-30 | trina | tsm 325 de06m | Solar Panels |  | 0.325 | 16 | 149 | 20 |  | Fixed | Roof
NJSTRE1545752711 |  | Transition Incentive Program | Port Reading | 7064 | 11 | 11.38 | Residential | No | Behind the Meter | Net-metered residential rooftop and canopy |  | None | Whitman Construction, LLC | PSE&G | Accepted | 2020-10-15 | 2020-10-19 | 2021-10-30 | enphase | iq7-60-2-us | Inverters | 240 |  | 35 |  |  | 0.975 |  | Outdoor | microinverters located under modules
NJSTRE1545752711 |  | Transition Incentive Program | Port Reading | 7064 | 11 | 11.38 | Residential | No | Behind the Meter | Net-metered residential rooftop and canopy |  | None | Whitman Construction, LLC | PSE&G | Accepted | 2020-10-15 | 2020-10-19 | 2021-10-30 | trina | tsm 325de06m | Solar Panels |  | 0.325 | 7 | 24 | 22 |  | Fixed | Roof
NJSTRE1545752711 |  | Transition Incentive Program | Port Reading | 7064 | 11 | 11.38 | Residential | No | Behind the Meter | Net-metered residential rooftop and canopy |  | None | Whitman Construction, LLC | PSE&G | Accepted | 2020-10-15 | 2020-10-19 | 2021-10-30 | trina | tsm 325 de06m | Solar Panels |  | 0.325 | 28 | 204 | 22 |  | Fixed | Roof
NJSTRE1545752760 |  | Transition Incentive Program | Wildwood | 8260 | 21 | 4.76 | Residential | No | Behind the Meter | Net-metered residential rooftop and canopy |  | None | Trinity Solar | AC Electric | Accepted | 2020-10-15 | 2020-10-19 | 2021-10-30 | SOLAR EDGE | SE3800H-US | Inverters | 3800 |  | 1 |  |  | 0.97 |  | Outside | SIDE OF HOME
NJSTRE1545752760 |  | Transition Incentive Program | Wildwood | 8260 | 21 | 4.76 | Residential | No | Behind the Meter | Net-metered residential rooftop and canopy |  | None | Trinity Solar | AC Electric | Accepted | 2020-10-15 | 2020-10-19 | 2021-10-30 | HANWHA 340 (Q.PEAK DUO BLK-G6 340) | HANWHA 340 (Q.PEAK DUO BLK-G6 340) | Solar Panels |  | 0.34 | 8 | 226 | 16 |  | Fixed | Roof
NJSTRE1545752760 |  | Transition Incentive Program | Wildwood | 8260 | 21 | 4.76 | Residential | No | Behind the Meter | Net-metered residential rooftop and canopy |  | None | Trinity Solar | AC Electric | Accepted | 2020-10-15 | 2020-10-19 | 2021-10-30 | HANWHA 340 (Q.PEAK DUO BLK-G6 340) | HANWHA 340 (Q.PEAK DUO BLK-G6 340) | Solar Panels |  | 0.34 | 6 | 137 | 42 |  | Fixed | Roof
NJSTRE1545752812 |  | Transition Incentive Program | Richland | 8350 | 19 | 12.8 | Residential | No | Behind the Meter | Net-metered residential ground mount |  | None | GreenPower Energy | AC Electric | Accepted | 2020-10-15 | 2020-10-19 | 2021-10-30 | Solar Edge | SE10000H-US | Inverters | 10000 |  | 1 |  |  | 0.97 |  | Outside | next to meter
NJSTRE1545752812 |  | Transition Incentive Program | Richland | 8350 | 19 | 12.8 | Residential | No | Behind the Meter | Net-metered residential ground mount |  | None | GreenPower Energy | AC Electric | Accepted | 2020-10-15 | 2020-10-19 | 2021-10-30 | Hanwha | Q.PEAK DUO L-G7.2 400 | Solar Panels |  | 0.4 | 32 | 205 | 25 |  | Fixed | Ground
NJSTRE1545753470 |  | Transition Incentive Program | Mullica Hill | 8062 | 15 | 8.5 | Residential | No | Behind the Meter | Net-metered residential rooftop and canopy |  | None | Trinity Solar | AC Electric | Accepted | 2020-10-15 | 2020-10-19 | 2021-10-30 | SOLAR EDGE | SE7600H-US | Inverters | 7600 |  | 1 |  |  | 0.97 |  | Outside | SIDE OF HOME
NJSTRE1545753470 |  | Transition Incentive Program | Mullica Hill | 8062 | 15 | 8.5 | Residential | No | Behind the Meter | Net-metered residential rooftop and canopy |  | None | Trinity Solar | AC Electric | Accepted | 2020-10-15 | 2020-10-19 | 2021-10-30 | HANWHA 340 (Q.PEAK DUO BLK-G6 340) | HANWHA 340 (Q.PEAK DUO BLK-G6 340) | Solar Panels |  | 0.34 | 12 | 154 | 34 |  | Fixed | Roof
NJSTRE1545753470 |  | Transition Incentive Program | Mullica Hill | 8062 | 15 | 8.5 | Residential | No | Behind the Meter | Net-metered residential rooftop and canopy |  | None | Trinity Solar | AC Electric | Accepted | 2020-10-15 | 2020-10-19 | 2021-10-30 | HANWHA 340 (Q.PEAK DUO BLK-G6 340) | HANWHA 340 (Q.PEAK DUO BLK-G6 340) | Solar Panels |  | 0.34 | 13 | 154 | 36 |  | Fixed | Roof
NJSTRE1545753780 |  | Transition Incentive Program | Lawrence Township | 8648 | 12 | 9.8 | Residential | Yes | Behind the Meter | Net-metered residential rooftop and canopy |  | None | SunnyMac LLC | PSE&G | Accepted | 2020-10-15 | 2020-10-19 | 2021-10-30 | Solaredge | SE7600H-US | Inverters | 7600 |  | 1 |  |  | 0.99 |  | Outdoor | Next to Meter
NJSTRE1545753780 |  | Transition Incentive Program | Lawrence Township | 8648 | 12 | 9.8 | Residential | Yes | Behind the Meter | Net-metered residential rooftop and canopy |  | None | SunnyMac LLC | PSE&G | Accepted | 2020-10-15 | 2020-10-19 | 2021-10-30 | REC | 360AA-BLK | Solar Panels |  | 0.36 | 10 | 192 | 35 |  | Fixed | Roof
NJSTRE1545753780 |  | Transition Incentive Program | Lawrence Township | 8648 | 12 | 9.8 | Residential | Yes | Behind the Meter | Net-metered residential rooftop and canopy |  | None | SunnyMac LLC | PSE&G | Accepted | 2020-10-15 | 2020-10-19 | 2021-10-30 | REC | TwinPeak 2 Mono | Solar Panels |  | 0.325 | 8 | 12 | 35 |  | Fixed | Roof
NJSTRE1545753780 |  | Transition Incentive Program | Lawrence Township | 8648 | 12 | 9.8 | Residential | Yes | Behind the Meter | Net-metered residential rooftop and canopy |  | None | SunnyMac LLC | PSE&G | Accepted | 2020-10-15 | 2020-10-19 | 2021-10-30 | REC | 360AA-BLK | Solar Panels |  | 0.36 | 5 | 282 | 34 |  | Fixed | Roof
NJSTRE1545753780 |  | Transition Incentive Program | Lawrence Township | 8648 | 12 | 9.8 | Residential | Yes | Behind the Meter | Net-metered residential rooftop and canopy |  | None | SunnyMac LLC | PSE&G | Accepted | 2020-10-15 | 2020-10-19 | 2021-10-30 | REC | 360AA-BLK | Solar Panels |  | 0.36 | 5 | 102 | 34 |  | Fixed | Roof
NJSTRE1545754326 |  | Transition Incentive Program | RAHWAY | 7065 | 10 | 9.28 | Residential | Yes | Behind the Meter | Net-metered residential rooftop and canopy |  | None | Vivint Solar Developer, LLC | PSE&G | Accepted | 2020-10-15 | 2020-10-19 | 2021-10-30 | Solar Edge | SE7600H-US | Inverters | 7600 |  | 1 |  |  | 0.992 |  | Outdoor | Near the Utility Meter
NJSTRE1545754326 |  | Transition Incentive Program | RAHWAY | 7065 | 10 | 9.28 | Residential | Yes | Behind the Meter | Net-metered residential rooftop and canopy |  | None | Vivint Solar Developer, LLC | PSE&G | Accepted | 2020-10-15 | 2020-10-19 | 2021-10-30 | JINKO SOLAR | JKM320M-60HBL | Solar Panels |  | 0.32 | 2 | 122 | 15 |  | Fixed | Roof
NJSTRE1545754326 |  | Transition Incentive Program | RAHWAY | 7065 | 10 | 9.28 | Residential | Yes | Behind the Meter | Net-metered residential rooftop and canopy |  | None | Vivint Solar Developer, LLC | PSE&G | Accepted | 2020-10-15 | 2020-10-19 | 2021-10-30 | JINKO SOLAR | JKM320M-60HBL | Solar Panels |  | 0.32 | 14 | 32 | 40 |  | Fixed | Roof
NJSTRE1545754326 |  | Transition Incentive Program | RAHWAY | 7065 | 10 | 9.28 | Residential | Yes | Behind the Meter | Net-metered residential rooftop and canopy |  | None | Vivint Solar Developer, LLC | PSE&G | Accepted | 2020-10-15 | 2020-10-19 | 2021-10-30 | JINKO SOLAR | JKM320M-60HBL | Solar Panels |  | 0.32 | 13 | 212 | 40 |  | Fixed | Roof
NJSTRE1545755190 |  | Transition Incentive Program | East Windsor | 8520 | 12 | 6.87 | Residential | No | Behind the Meter | Net-metered residential rooftop and canopy |  | None | Seabright Solar | JCP&L | Accepted | 2020-10-15 | 2020-10-19 | 2021-10-30 | Enphase | IQ7XS-96-ACM-US | Inverters | 0.32 |  | 21 |  |  | 0.99 |  | Outside | Roof
NJSTRE1545755190 |  | Transition Incentive Program | East Windsor | 8520 | 12 | 6.87 | Residential | No | Behind the Meter | Net-metered residential rooftop and canopy |  | None | Seabright Solar | JCP&L | Accepted | 2020-10-15 | 2020-10-19 | 2021-10-30 | Sunpower | SPR-E20-327 | Solar Panels |  | 0.327 | 21 | 211 | 41 |  | Fixed | Roof
NJSTRE1545755241 |  | Transition Incentive Program | Hammonton | 8037 | 19 | 9.9 | Residential | Yes | Behind the Meter | Net-metered residential rooftop and canopy |  | None | Posigen NJ LLC | AC Electric | Accepted | 2020-10-15 | 2020-10-19 | 2021-10-30 | SolarEdge | SE10000H-US | Inverters | 10000 |  | 1 |  |  | 0.99 |  | Outside | within ten feet of meter
NJSTRE1545755241 |  | Transition Incentive Program | Hammonton | 8037 | 19 | 9.9 | Residential | Yes | Behind the Meter | Net-metered residential rooftop and canopy |  | None | Posigen NJ LLC | AC Electric | Accepted | 2020-10-15 | 2020-10-19 | 2021-10-30 | Silfab | SIL330HL | Solar Panels |  | 0.33 | 30 | 162163252 | 10 |  | Fixed | Roof
NJSTRE1545755501 |  | Transition Incentive Program | PORT READING | 7064 | 11 | 7.68 | Residential | Yes | Behind the Meter | Net-metered residential rooftop and canopy |  | None | Vivint Solar Developer, LLC | PSE&G | Accepted | 2020-10-15 | 2020-10-19 | 2021-10-30 | Solar Edge | SE7600H-US | Inverters | 7600 |  | 1 |  |  | 0.992 |  | Outdoor | Near the Utility Meter
NJSTRE1545755501 |  | Transition Incentive Program | PORT READING | 7064 | 11 | 7.68 | Residential | Yes | Behind the Meter | Net-metered residential rooftop and canopy |  | None | Vivint Solar Developer, LLC | PSE&G | Accepted | 2020-10-15 | 2020-10-19 | 2021-10-30 | JINKO SOLAR | JKM320M-60HBL | Solar Panels |  | 0.32 | 24 | 305 | 19 |  | Fixed | Roof
NJSTRE1545755678 |  | Transition Incentive Program | Belville | 7109 | 9 | 3.69 | Residential | No | Behind the Meter | Net-metered residential rooftop and canopy |  | None | Vision Solar LLC | PSE&G | Accepted | 2020-10-15 | 2020-10-19 | 2021-10-30 | ENPHASE | IQ7-60-2-US | Inverters | 0.24 |  | 11 |  |  | 0.96 |  | Other | BEHIND EACH PANEL
NJSTRE1545755678 |  | Transition Incentive Program | Belville | 7109 | 9 | 3.69 | Residential | No | Behind the Meter | Net-metered residential rooftop and canopy |  | None | Vision Solar LLC | PSE&G | Accepted | 2020-10-15 | 2020-10-19 | 2021-10-30 | HANWHA Q-CELLS | Q.PEAK DUO-G6+ 335 | Solar Panels |  | 0.335 | 6 | 14 | 37 |  | Fixed | Roof
NJSTRE1545755678 |  | Transition Incentive Program | Belville | 7109 | 9 | 3.69 | Residential | No | Behind the Meter | Net-metered residential rooftop and canopy |  | None | Vision Solar LLC | PSE&G | Accepted | 2020-10-15 | 2020-10-19 | 2021-10-30 | HANWHA Q-CELLS | Q.PEAK DUO-G6+ 335 | Solar Panels |  | 0.335 | 2 | 103 | 20 |  | Fixed | Roof
NJSTRE1545755678 |  | Transition Incentive Program | Belville | 7109 | 9 | 3.69 | Residential | No | Behind the Meter | Net-metered residential rooftop and canopy |  | None | Vision Solar LLC | PSE&G | Accepted | 2020-10-15 | 2020-10-19 | 2021-10-30 | HANWHA Q-CELLS | Q.PEAK DUO-G6+ 335 | Solar Panels |  | 0.335 | 3 | 283 | 37 |  | Fixed | Roof
NJSTRE1545755706 |  | Transition Incentive Program | Camden | 8105 | 14 | 941.69 | Commercial | No | Behind the Meter | Net-metered non-residential rooftop and canopy |  | None | Safari Energy, LLC | PSE&G | Accepted | 2020-10-16 | 2020-10-27 | 2021-10-30 | AlsoEnergy | PLCS-400 | Meters |  |  | 1 |  |  |  | Yes
NJSTRE1545755706 |  | Transition Incentive Program | Camden | 8105 | 14 | 941.69 | Commercial | No | Behind the Meter | Net-metered non-residential rooftop and canopy |  | None | Safari Energy, LLC | PSE&G | Accepted | 2020-10-16 | 2020-10-27 | 2021-10-30 | SolarEdge | 100KUS | Inverters | 100000 |  | 7 |  |  | 0.985 |  | Outdoor | N/A
NJSTRE1545755706 |  | Transition Incentive Program | Camden | 8105 | 14 | 941.69 | Commercial | No | Behind the Meter | Net-metered non-residential rooftop and canopy |  | None | Safari Energy, LLC | PSE&G | Accepted | 2020-10-16 | 2020-10-27 | 2021-10-30 | Vikram | 370W | Solar Panels |  | 0.37 | 453 | 218 degrees | 5 |  | Fixed | Roof
NJSTRE1545755706 |  | Transition Incentive Program | Camden | 8105 | 14 | 941.69 | Commercial | No | Behind the Meter | Net-metered non-residential rooftop and canopy |  | None | Safari Energy, LLC | PSE&G | Accepted | 2020-10-16 | 2020-10-27 | 2021-10-30 | LG | 410W | Solar Panels |  | 0.41 | 1888 | 218 degrees | 5 |  | Fixed | Roof
NJSTRE1545755878 |  | Transition Incentive Program | Denville | 7834 | 3 | 9.9 | Residential | Yes | Behind the Meter | Net-metered residential rooftop and canopy |  | None | Posigen NJ LLC | JCP&L | Accepted | 2020-10-15 | 2020-10-19 | 2021-10-30 | SolarEdge | SE10000H-US | Inverters | 10000 |  | 1 |  |  | 0.99 |  | Outside | within ten feet of meter
NJSTRE1545755878 |  | Transition Incentive Program | Denville | 7834 | 3 | 9.9 | Residential | Yes | Behind the Meter | Net-metered residential rooftop and canopy |  | None | Posigen NJ LLC | JCP&L | Accepted | 2020-10-15 | 2020-10-19 | 2021-10-30 | SIlfab | SIL330HL | Solar Panels |  | 0.33 | 30 | 189190 | 22 |  | Fixed | Roof
NJSTRE1545756214 |  | Transition Incentive Program | Atlantic Highlands | 7716 | 17 | 3.74 | Residential | No | Behind the Meter | Net-metered residential rooftop and canopy |  | None | Trinity Solar | JCP&L | Accepted | 2020-10-15 | 2020-10-19 | 2021-10-30 | Solar Edge | SE3000 | Inverters | 3000 |  | 1 |  |  | 0.97 |  | Outside | side of home
NJSTRE1545756214 |  | Transition Incentive Program | Atlantic Highlands | 7716 | 17 | 3.74 | Residential | No | Behind the Meter | Net-metered residential rooftop and canopy |  | None | Trinity Solar | JCP&L | Accepted | 2020-10-15 | 2020-10-19 | 2021-10-30 | Hanwha | Q.PEAK DUO BLK-G6 340 | Solar Panels |  | 0.34 | 11 | 197 | 43 |  | Fixed | Roof
NJSTRE1545756263 |  | Transition Incentive Program | Jackson | 8527 | 18 | 11.22 | Residential | Yes | Behind the Meter | Net-metered residential rooftop and canopy |  | None | Trinity Solar | JCP&L | Accepted | 2020-10-15 | 2020-10-19 | 2021-10-30 | Solar Edge | SE10000 | Inverters | 10000 |  | 1 |  |  | 0.97 |  | Outside | side of home
NJSTRE1545756263 |  | Transition Incentive Program | Jackson | 8527 | 18 | 11.22 | Residential | Yes | Behind the Meter | Net-metered residential rooftop and canopy |  | None | Trinity Solar | JCP&L | Accepted | 2020-10-15 | 2020-10-19 | 2021-10-30 | Hanwha | Q.PEAK DUO BLK-G6 340 | Solar Panels |  | 0.34 | 33 | 144 | 30 |  | Fixed | Roof
NJSTRE1545756313 |  | Transition Incentive Program | West Tuckerton | 8087 | 18 | 7.68 | Residential | Yes | Behind the Meter | Net-metered residential rooftop and canopy |  | None | All Season Solar | AC Electric | Accepted | 2020-10-15 | 2020-10-19 | 2021-10-30 | Enphase | IQ7 | Inverters | 240 |  | 24 |  |  | 0.97 |  | Outdoor | under module
NJSTRE1545756313 |  | Transition Incentive Program | West Tuckerton | 8087 | 18 | 7.68 | Residential | Yes | Behind the Meter | Net-metered residential rooftop and canopy |  | None | All Season Solar | AC Electric | Accepted | 2020-10-15 | 2020-10-19 | 2021-10-30 | Trina | TSMDD06M.05II | Solar Panels |  | 0.32 | 3 | 126 | 40 |  | Fixed | Roof
NJSTRE1545756313 |  | Transition Incentive Program | West Tuckerton | 8087 | 18 | 7.68 | Residential | Yes | Behind the Meter | Net-metered residential rooftop and canopy |  | None | All Season Solar | AC Electric | Accepted | 2020-10-15 | 2020-10-19 | 2021-10-30 | Trina | TSMDD06M.05II | Solar Panels |  | 0.32 | 15 | 216 | 30 |  | Fixed | Roof
NJSTRE1545756313 |  | Transition Incentive Program | West Tuckerton | 8087 | 18 | 7.68 | Residential | Yes | Behind the Meter | Net-metered residential rooftop and canopy |  | None | All Season Solar | AC Electric | Accepted | 2020-10-15 | 2020-10-19 | 2021-10-30 | Trina | TSMDD06M.05II | Solar Panels |  | 0.32 | 6 | 216 | 22 |  | Fixed | Roof
NJSTRE1545756317 |  | Transition Incentive Program | Williamstown | 8094 | 15 | 9.18 | Residential | Yes | Behind the Meter | Net-metered residential rooftop and canopy |  | None | Trinity Solar | AC Electric | Accepted | 2020-10-15 | 2020-10-19 | 2021-10-30 | Solar Edge | SE7600 | Inverters | 7600 |  | 1 |  |  | 0.97 |  | Outside | side of home
NJSTRE1545756317 |  | Transition Incentive Program | Williamstown | 8094 | 15 | 9.18 | Residential | Yes | Behind the Meter | Net-metered residential rooftop and canopy |  | None | Trinity Solar | AC Electric | Accepted | 2020-10-15 | 2020-10-19 | 2021-10-30 | Hanwha | Q.PEAK DUO BLK-G6 340 | Solar Panels |  | 0.34 | 10 | 4 | 27 |  | Fixed | Roof
NJSTRE1545756317 |  | Transition Incentive Program | Williamstown | 8094 | 15 | 9.18 | Residential | Yes | Behind the Meter | Net-metered residential rooftop and canopy |  | None | Trinity Solar | AC Electric | Accepted | 2020-10-15 | 2020-10-19 | 2021-10-30 | Hanwha | Q.PEAK DUO BLK-G6 340 | Solar Panels |  | 0.34 | 17 | 184 | 27 |  | Fixed | Roof
NJSTRE1545756328 |  | Transition Incentive Program | Monroe Township | 8831 | 11 | 7.82 | Residential | Yes | Behind the Meter | Net-metered residential rooftop and canopy |  | None | Trinity Solar | JCP&L | Accepted | 2020-10-15 | 2020-10-19 | 2021-10-30 | Solar Edge | SE6000 | Inverters | 6000 |  | 1 |  |  | 0.97 |  | Outside | side of home
NJSTRE1545756328 |  | Transition Incentive Program | Monroe Township | 8831 | 11 | 7.82 | Residential | Yes | Behind the Meter | Net-metered residential rooftop and canopy |  | None | Trinity Solar | JCP&L | Accepted | 2020-10-15 | 2020-10-19 | 2021-10-30 | Hanwha | Q.PEAK DUO BLK-G6 340 | Solar Panels |  | 0.34 | 10 | 129 | 39 |  | Fixed | Roof
NJSTRE1545756328 |  | Transition Incentive Program | Monroe Township | 8831 | 11 | 7.82 | Residential | Yes | Behind the Meter | Net-metered residential rooftop and canopy |  | None | Trinity Solar | JCP&L | Accepted | 2020-10-15 | 2020-10-19 | 2021-10-30 | Hanwha | Q.PEAK DUO BLK-G6 340 | Solar Panels |  | 0.34 | 6 | 219 | 27 |  | Fixed | Roof
NJSTRE1545756328 |  | Transition Incentive Program | Monroe Township | 8831 | 11 | 7.82 | Residential | Yes | Behind the Meter | Net-metered residential rooftop and canopy |  | None | Trinity Solar | JCP&L | Accepted | 2020-10-15 | 2020-10-19 | 2021-10-30 | Hanwha | Q.PEAK DUO BLK-G6 340 | Solar Panels |  | 0.34 | 4 | 129 | 40 |  | Fixed | Roof
NJSTRE1545756328 |  | Transition Incentive Program | Monroe Township | 8831 | 11 | 7.82 | Residential | Yes | Behind the Meter | Net-metered residential rooftop and canopy |  | None | Trinity Solar | JCP&L | Accepted | 2020-10-15 | 2020-10-19 | 2021-10-30 | Hanwha | Q.PEAK DUO BLK-G6 340 | Solar Panels |  | 0.34 | 3 | 129 | 39 |  | Fixed | Roof
NJSTRE1545756350 |  | Transition Incentive Program | Edison | 8817 | 11 | 999.75 | Commercial | Yes | Behind the Meter | Net-metered non-residential rooftop and canopy |  | None | EnterSolar, LLC | PSE&G | Accepted | 2020-10-15 | 2020-10-19 | 2021-10-30 | Solar Edge | SE66.6K | Inverters | 66600 |  | 11 |  |  | 0.985 |  | Outside | Roof
NJSTRE1545756350 |  | Transition Incentive Program | Edison | 8817 | 11 | 999.75 | Commercial | Yes | Behind the Meter | Net-metered non-residential rooftop and canopy |  | None | EnterSolar, LLC | PSE&G | Accepted | 2020-10-15 | 2020-10-19 | 2021-10-30 | JA Solar | JAM72S09-395 | Solar Panels |  | 0.395 | 2531 | 141 | 10 |  | Fixed | Roof
NJSTRE1545756356 |  | Transition Incentive Program | Wildwood | 8260 | 21 | 9.18 | Residential | Yes | Behind the Meter | Net-metered residential rooftop and canopy |  | None | Trinity Solar | AC Electric | Accepted | 2020-10-15 | 2020-10-19 | 2021-10-30 | Solar Edge | SE7600 | Inverters | 7600 |  | 1 |  |  | 0.97 |  | Outside | side of home
NJSTRE1545756356 |  | Transition Incentive Program | Wildwood | 8260 | 21 | 9.18 | Residential | Yes | Behind the Meter | Net-metered residential rooftop and canopy |  | None | Trinity Solar | AC Electric | Accepted | 2020-10-15 | 2020-10-19 | 2021-10-30 | Hanwha | Q.PEAK DUO BLK-G6 340 | Solar Panels |  | 0.34 | 27 | 137 | 9 |  | Fixed | Roof
NJSTRE1545756357 |  | Transition Incentive Program | Sparta | 7871 | 1 | 4.88 | Residential | Yes | Behind the Meter | Net-metered residential rooftop and canopy |  | None | Sunrun Installation Services, Inc. | JCP&L | Accepted | 2020-10-15 | 2020-10-19 | 2021-10-30 | Enphase Energy | IQ7-60-x-US (240V) | Inverters | 240 |  | 16 |  |  | 0.96 |  | Outdoor | Rooftop
NJSTRE1545756357 |  | Transition Incentive Program | Sparta | 7871 | 1 | 4.88 | Residential | Yes | Behind the Meter | Net-metered residential rooftop and canopy |  | None | Sunrun Installation Services, Inc. | JCP&L | Accepted | 2020-10-15 | 2020-10-19 | 2021-10-30 | LONGi Green Energy Technology Co Ltd | LR6-60HPB-305M | Solar Panels |  | 0.305 | 8 | 214 | 27 |  | Fixed | Roof
NJSTRE1545756357 |  | Transition Incentive Program | Sparta | 7871 | 1 | 4.88 | Residential | Yes | Behind the Meter | Net-metered residential rooftop and canopy |  | None | Sunrun Installation Services, Inc. | JCP&L | Accepted | 2020-10-15 | 2020-10-19 | 2021-10-30 | LONGi Green Energy Technology Co Ltd | LR6-60HPB-305M | Solar Panels |  | 0.305 | 8 | 215 | 14 |  | Fixed | Roof
NJSTRE1545756365 |  | Transition Incentive Program | Millville | 8332 | 20 | 3.96 | Residential | Yes | Behind the Meter | Net-metered residential rooftop and canopy |  | None | Posigen NJ LLC | AC Electric | Accepted | 2020-10-15 | 2020-10-20 | 2021-10-30 | SolarEdge | SE3800H-US | Inverters | 3800 |  | 1 |  |  | 0.99 |  | Outside | within ten feet of meter
NJSTRE1545756365 |  | Transition Incentive Program | Millville | 8332 | 20 | 3.96 | Residential | Yes | Behind the Meter | Net-metered residential rooftop and canopy |  | None | Posigen NJ LLC | AC Electric | Accepted | 2020-10-15 | 2020-10-20 | 2021-10-30 | Silfab | SIL330HL | Solar Panels |  | 0.33 | 12 | 239 | 39 |  | Fixed | Roof
NJSTRE1545756372 |  | Transition Incentive Program | Brigantine | 8203 | 19 | 5.19 | Residential | Yes | Behind the Meter | Net-metered residential rooftop and canopy |  | None | Sunrun Installation Services, Inc. | AC Electric | Accepted | 2020-10-15 | 2020-10-22 | 2021-10-30 | Enphase Energy | IQ7-60-x-US (240V) | Inverters | 240 |  | 17 |  |  | 0.96 |  | Outdoor | Rooftop
NJSTRE1545756372 |  | Transition Incentive Program | Brigantine | 8203 | 19 | 5.19 | Residential | Yes | Behind the Meter | Net-metered residential rooftop and canopy |  | None | Sunrun Installation Services, Inc. | AC Electric | Accepted | 2020-10-15 | 2020-10-22 | 2021-10-30 | LONGi Green Energy Technology Co Ltd | LR6-60HPB-305M | Solar Panels |  | 0.305 | 17 | 98 | 29 |  | Fixed | Roof
NJSTRE1545756464 |  | Transition Incentive Program | Pine Hill | 8021 | 14 | 3.74 | Residential | Yes | Behind the Meter | Net-metered residential rooftop and canopy |  | None | Trinity Solar | AC Electric | Accepted | 2020-10-15 | 2020-10-19 | 2021-10-30 | Solar Edge | SE3000 | Inverters | 3000 |  | 1 |  |  | 0.97 |  | Outside | side of home
NJSTRE1545756464 |  | Transition Incentive Program | Pine Hill | 8021 | 14 | 3.74 | Residential | Yes | Behind the Meter | Net-metered residential rooftop and canopy |  | None | Trinity Solar | AC Electric | Accepted | 2020-10-15 | 2020-10-19 | 2021-10-30 | Hanwha | Q.PEAK DUO BLK-G6 340 | Solar Panels |  | 0.34 | 5 | 145 | 27 |  | Fixed | Roof
NJSTRE1545756464 |  | Transition Incentive Program | Pine Hill | 8021 | 14 | 3.74 | Residential | Yes | Behind the Meter | Net-metered residential rooftop and canopy |  | None | Trinity Solar | AC Electric | Accepted | 2020-10-15 | 2020-10-19 | 2021-10-30 | Hanwha | Q.PEAK DUO BLK-G6 340 | Solar Panels |  | 0.34 | 6 | 145 | 27 |  | Fixed | Roof
NJSTRE1545758777 |  | Transition Incentive Program | Vineland | 8360 | 20 | 8.99 | Residential | Yes | Behind the Meter | Net-metered residential rooftop and canopy |  | None | Sunrun Installation Services, Inc. | Vineland Muni Electric | Accepted | 2020-10-15 | 2020-10-19 | 2021-10-30 | Enphase Energy | IQ7-60-x-US (240V) | Inverters | 240 |  | 29 |  |  | 0.96 |  | Outdoor | Rooftop
NJSTRE1545758777 |  | Transition Incentive Program | Vineland | 8360 | 20 | 8.99 | Residential | Yes | Behind the Meter | Net-metered residential rooftop and canopy |  | None | Sunrun Installation Services, Inc. | Vineland Muni Electric | Accepted | 2020-10-15 | 2020-10-19 | 2021-10-30 | LONGi Green Energy Technology Co Ltd | LR6-60HPB-310M | Solar Panels |  | 0.31 | 15 | 182 | 34 |  | Fixed | Roof
NJSTRE1545758777 |  | Transition Incentive Program | Vineland | 8360 | 20 | 8.99 | Residential | Yes | Behind the Meter | Net-metered residential rooftop and canopy |  | None | Sunrun Installation Services, Inc. | Vineland Muni Electric | Accepted | 2020-10-15 | 2020-10-19 | 2021-10-30 | LONGi Green Energy Technology Co Ltd | LR6-60HPB-310M | Solar Panels |  | 0.31 | 14 | 0 | 34 |  | Fixed | Roof
NJSTRE1545759841 |  | Transition Incentive Program | Newark | 7106 | 9 | 3.05 | Residential | Yes | Behind the Meter | Net-metered residential rooftop and canopy |  | None | Sunrun Installation Services, Inc. | PSE&G | Accepted | 2020-10-15 | 2020-10-19 | 2021-10-30 | Enphase Energy | IQ7-60-x-US (240V) | Inverters | 240 |  | 10 |  |  | 0.96 |  | Outdoor | Rooftop
NJSTRE1545759841 |  | Transition Incentive Program | Newark | 7106 | 9 | 3.05 | Residential | Yes | Behind the Meter | Net-metered residential rooftop and canopy |  | None | Sunrun Installation Services, Inc. | PSE&G | Accepted | 2020-10-15 | 2020-10-19 | 2021-10-30 | LONGi Green Energy Technology Co Ltd | LR6-60HPB-305M | Solar Panels |  | 0.305 | 10 | 202 | 18 |  | Fixed | Roof
NJSTRE1545759886 |  | Transition Incentive Program | Ewing | 8638 | 12 | 8.82 | Residential | No | Behind the Meter | Net-metered residential rooftop and canopy |  | None | Kaitanna Solar, LLC | PSE&G | Accepted | 2020-10-15 | 2020-10-19 | 2021-10-30 | Enphase | Envoy | Meters |  |  | 1 |  |  |  | Yes | Outdoor
NJSTRE1545759886 |  | Transition Incentive Program | Ewing | 8638 | 12 | 8.82 | Residential | No | Behind the Meter | Net-metered residential rooftop and canopy |  | None | Kaitanna Solar, LLC | PSE&G | Accepted | 2020-10-15 | 2020-10-19 | 2021-10-30 | Enphase | IQ7 | Inverters | 240 |  | 28 |  |  | 0.97 |  | Outside | Under Modules
NJSTRE1545759886 |  | Transition Incentive Program | Ewing | 8638 | 12 | 8.82 | Residential | No | Behind the Meter | Net-metered residential rooftop and canopy |  | None | Kaitanna Solar, LLC | PSE&G | Accepted | 2020-10-15 | 2020-10-19 | 2021-10-30 | Canadian Solar | 315 | Solar Panels |  | 0.315 | 28 | 126 | 34 |  | Fixed | Roof
NJSTRE1545759888 |  | Transition Incentive Program | Lawrenceville | 8648 | 12 | 4.73 | Residential | No | Behind the Meter | Net-metered residential rooftop and canopy |  | None | Kaitanna Solar, LLC | PSE&G | Accepted | 2020-10-15 | 2020-10-19 | 2021-10-30 | Enphase | Envoy | Meters |  |  | 1 |  |  |  | Yes
NJSTRE1545759888 |  | Transition Incentive Program | Lawrenceville | 8648 | 12 | 4.73 | Residential | No | Behind the Meter | Net-metered residential rooftop and canopy |  | None | Kaitanna Solar, LLC | PSE&G | Accepted | 2020-10-15 | 2020-10-19 | 2021-10-30 | Enphase | IQ7 | Inverters | 240 |  | 15 |  |  | 0.97 |  | Outside | Under Modules
NJSTRE1545759888 |  | Transition Incentive Program | Lawrenceville | 8648 | 12 | 4.73 | Residential | No | Behind the Meter | Net-metered residential rooftop and canopy |  | None | Kaitanna Solar, LLC | PSE&G | Accepted | 2020-10-15 | 2020-10-19 | 2021-10-30 | Canadian Solar | 315 | Solar Panels |  | 0.315 | 8 | 325 | 22 |  | Fixed | Roof
NJSTRE1545759888 |  | Transition Incentive Program | Lawrenceville | 8648 | 12 | 4.73 | Residential | No | Behind the Meter | Net-metered residential rooftop and canopy |  | None | Kaitanna Solar, LLC | PSE&G | Accepted | 2020-10-15 | 2020-10-19 | 2021-10-30 | Canadian Solar | 315 | Solar Panels |  | 0.315 | 7 | 145 | 22 |  | Fixed | Roof
NJSTRE1545759990 |  | Transition Incentive Program | Monroe Township | 8831 | 11 | 6.8 | Residential | Yes | Behind the Meter | Net-metered residential rooftop and canopy |  | None | Trinity Solar | JCP&L | Accepted | 2020-10-15 | 2020-10-19 | 2021-10-30 | Solar Edge | SE6000 | Inverters | 6000 |  | 1 |  |  | 0.97 |  | Outside | side of home
NJSTRE1545759990 |  | Transition Incentive Program | Monroe Township | 8831 | 11 | 6.8 | Residential | Yes | Behind the Meter | Net-metered residential rooftop and canopy |  | None | Trinity Solar | JCP&L | Accepted | 2020-10-15 | 2020-10-19 | 2021-10-30 | Hanwha | Q.PEAK DUO BLK-G6 340 | Solar Panels |  | 0.34 | 15 | 192 | 40 |  | Fixed | Roof
NJSTRE1545759990 |  | Transition Incentive Program | Monroe Township | 8831 | 11 | 6.8 | Residential | Yes | Behind the Meter | Net-metered residential rooftop and canopy |  | None | Trinity Solar | JCP&L | Accepted | 2020-10-15 | 2020-10-19 | 2021-10-30 | Hanwha | Q.PEAK DUO BLK-G6 340 | Solar Panels |  | 0.34 | 5 | 192 | 30 |  | Fixed | Roof
NJSTRE1545760059 |  | Transition Incentive Program | Irvington | 7111 | 9 | 7.26 | Residential | Yes | Behind the Meter | Net-metered residential rooftop and canopy |  | None | Posigen NJ LLC | PSE&G | Accepted | 2020-10-15 | 2020-10-19 | 2021-10-30 | SolarEdge | SE7600H-US | Inverters | 7600 |  | 1 |  |  | 0.99 |  | Outside | within ten feet of meter
NJSTRE1545760059 |  | Transition Incentive Program | Irvington | 7111 | 9 | 7.26 | Residential | Yes | Behind the Meter | Net-metered residential rooftop and canopy |  | None | Posigen NJ LLC | PSE&G | Accepted | 2020-10-15 | 2020-10-19 | 2021-10-30 | Silfab | SIL330HL | Solar Panels |  | 0.33 | 22 | 21201 | 35 |  | Fixed | Roof
NJSTRE1545760637 |  | Transition Incentive Program | Little Egg Harbor Township | 8087 | 18 | 6.12 | Residential | Yes | Behind the Meter | Net-metered residential rooftop and canopy |  | None | Trinity Solar | AC Electric | Accepted | 2020-10-15 | 2020-10-19 | 2021-10-30 | SOLAR EDGE | SE5000H-US | Inverters | 5000 |  | 1 |  |  | 0.97 |  | Outside | SIDE OF HOME
NJSTRE1545760637 |  | Transition Incentive Program | Little Egg Harbor Township | 8087 | 18 | 6.12 | Residential | Yes | Behind the Meter | Net-metered residential rooftop and canopy |  | None | Trinity Solar | AC Electric | Accepted | 2020-10-15 | 2020-10-19 | 2021-10-30 | HANWHA 340 (Q.PEAK DUO BLK-G6 340) | HANWHA 340 (Q.PEAK DUO BLK-G6 340) | Solar Panels |  | 0.34 | 13 | 180 | 33 |  | Fixed | Roof
NJSTRE1545760637 |  | Transition Incentive Program | Little Egg Harbor Township | 8087 | 18 | 6.12 | Residential | Yes | Behind the Meter | Net-metered residential rooftop and canopy |  | None | Trinity Solar | AC Electric | Accepted | 2020-10-15 | 2020-10-19 | 2021-10-30 | HANWHA 340 (Q.PEAK DUO BLK-G6 340) | HANWHA 340 (Q.PEAK DUO BLK-G6 340) | Solar Panels |  | 0.34 | 5 | 180 | 34 |  | Fixed | Roof
NJSTRE1545760950 |  | Transition Incentive Program | Mays Landing | 8330 | 19 | 9.9 | Residential | Yes | Behind the Meter | Net-metered residential rooftop and canopy |  | None | Posigen NJ LLC | AC Electric | Accepted | 2020-10-15 | 2020-10-19 | 2021-10-30 | SolarEdge | SE10000H-US | Inverters | 10000 |  | 1 |  |  | 0.99 |  | Outside | within ten feet of meter
NJSTRE1545760950 |  | Transition Incentive Program | Mays Landing | 8330 | 19 | 9.9 | Residential | Yes | Behind the Meter | Net-metered residential rooftop and canopy |  | None | Posigen NJ LLC | AC Electric | Accepted | 2020-10-15 | 2020-10-19 | 2021-10-30 | Silfab | SIL330HL | Solar Panels |  | 0.33 | 30 | 61241 | 30 |  | Fixed | Roof
NJSTRE1545761021 |  | Transition Incentive Program | Bayville | 8721 | 18 | 6.12 | Residential | Yes | Behind the Meter | Net-metered residential rooftop and canopy |  | None | Trinity Solar | JCP&L | Accepted | 2020-10-15 | 2020-10-19 | 2021-10-30 | Solar Edge | SE5000 | Inverters | 5000 |  | 1 |  |  | 0.97 |  | Outside | side of home
NJSTRE1545761021 |  | Transition Incentive Program | Bayville | 8721 | 18 | 6.12 | Residential | Yes | Behind the Meter | Net-metered residential rooftop and canopy |  | None | Trinity Solar | JCP&L | Accepted | 2020-10-15 | 2020-10-19 | 2021-10-30 | Hanwha | Q.PEAK DUO BLK-G6 340 | Solar Panels |  | 0.34 | 18 | 173 | 22 |  | Fixed | Roof
NJSTRE1545761045 |  | Transition Incentive Program | Clifton | 7011 | 6 | 5.1 | Residential | Yes | Behind the Meter | Net-metered residential rooftop and canopy |  | None | Trinity Solar | PSE&G | Accepted | 2020-10-15 | 2020-10-19 | 2021-10-30 | SOLAR EDGE | SE3800HUS | Inverters | 3800 |  | 1 |  |  | 0.97 |  | Outside | SIDE OF HOME
NJSTRE1545761045 |  | Transition Incentive Program | Clifton | 7011 | 6 | 5.1 | Residential | Yes | Behind the Meter | Net-metered residential rooftop and canopy |  | None | Trinity Solar | PSE&G | Accepted | 2020-10-15 | 2020-10-19 | 2021-10-30 | HANWHA 340 (Q.PEAK DUO BLK-G6 340) | HANWHA 340 (Q.PEAK DUO BLK-G6 340) | Solar Panels |  | 0.34 | 10 | 169 | 37 |  | Fixed | Roof
NJSTRE1545761045 |  | Transition Incentive Program | Clifton | 7011 | 6 | 5.1 | Residential | Yes | Behind the Meter | Net-metered residential rooftop and canopy |  | None | Trinity Solar | PSE&G | Accepted | 2020-10-15 | 2020-10-19 | 2021-10-30 | HANWHA 340 (Q.PEAK DUO BLK-G6 340) | HANWHA 340 (Q.PEAK DUO BLK-G6 340) | Solar Panels |  | 0.34 | 5 | 349 | 12 |  | Fixed | Roof
NJSTRE1545761076 |  | Transition Incentive Program | Paterson | 7522 | 6 | 13.12 | Residential | Yes | Behind the Meter | Net-metered residential rooftop and canopy |  | None | Sunrun Installation Services, Inc. | PSE&G | Accepted | 2020-10-15 | 2020-10-19 | 2021-10-30 | Tesla | Powerwall 2 AC | Electric Storage Battery |  |  | 1 |  |  |  | Lithium Ion |  | outside
NJSTRE1545761076 |  | Transition Incentive Program | Paterson | 7522 | 6 | 13.12 | Residential | Yes | Behind the Meter | Net-metered residential rooftop and canopy |  | None | Sunrun Installation Services, Inc. | PSE&G | Accepted | 2020-10-15 | 2020-10-19 | 2021-10-30 | Enphase Energy | IQ7-60-x-US (240V) | Inverters | 240 |  | 43 |  |  | 0.96 |  | Outdoor | Rooftop
NJSTRE1545761076 |  | Transition Incentive Program | Paterson | 7522 | 6 | 13.12 | Residential | Yes | Behind the Meter | Net-metered residential rooftop and canopy |  | None | Sunrun Installation Services, Inc. | PSE&G | Accepted | 2020-10-15 | 2020-10-19 | 2021-10-30 | LONGi Green Energy Technology Co Ltd | LR6-60HPB-305M | Solar Panels |  | 0.305 | 22 | 230 | 26 |  | Fixed | Roof
NJSTRE1545761076 |  | Transition Incentive Program | Paterson | 7522 | 6 | 13.12 | Residential | Yes | Behind the Meter | Net-metered residential rooftop and canopy |  | None | Sunrun Installation Services, Inc. | PSE&G | Accepted | 2020-10-15 | 2020-10-19 | 2021-10-30 | LONGi Green Energy Technology Co Ltd | LR6-60HPB-305M | Solar Panels |  | 0.305 | 21 | 50 | 26 |  | Fixed | Roof
NJSTRE1545761078 |  | Transition Incentive Program | Somerset | 8873 | 5 | 6.3 | Residential | No | Behind the Meter | Net-metered residential rooftop and canopy |  | None | Pro Custom Solar dba Momentum Solar | PSE&G | Accepted | 2020-10-15 | 2020-10-19 | 2021-10-30 | Enphase | IQ7PLUS-72-2-US | Inverters | 290 |  | 18 |  |  | 0.97 |  | Outdoor | Roof
NJSTRE1545761078 |  | Transition Incentive Program | Somerset | 8873 | 5 | 6.3 | Residential | No | Behind the Meter | Net-metered residential rooftop and canopy |  | None | Pro Custom Solar dba Momentum Solar | PSE&G | Accepted | 2020-10-15 | 2020-10-19 | 2021-10-30 | LG | LG 350N1C-V5 | Solar Panels |  | 0.35 | 12 | 197 | 29 |  | Fixed | Roof
NJSTRE1545761078 |  | Transition Incentive Program | Somerset | 8873 | 5 | 6.3 | Residential | No | Behind the Meter | Net-metered residential rooftop and canopy |  | None | Pro Custom Solar dba Momentum Solar | PSE&G | Accepted | 2020-10-15 | 2020-10-19 | 2021-10-30 | LG | LG 350N1C-V5 | Solar Panels |  | 0.35 | 6 | 197 | 29 |  | Fixed | Roof
NJSTRE1545761104 |  | Transition Incentive Program | Berlin | 8009 | 14 | 26.52 | Residential | Yes | Behind the Meter | Net-metered residential rooftop and canopy |  | None | Trinity Solar | AC Electric | Accepted | 2020-10-15 | 2020-10-19 | 2021-10-30 | Solar Edge | SE10000 | Inverters | 10000 |  | 2 |  |  | 0.97 |  | Outside | side of home
NJSTRE1545761104 |  | Transition Incentive Program | Berlin | 8009 | 14 | 26.52 | Residential | Yes | Behind the Meter | Net-metered residential rooftop and canopy |  | None | Trinity Solar | AC Electric | Accepted | 2020-10-15 | 2020-10-19 | 2021-10-30 | Hanwha | Q.PEAK DUO BLK-G6 340 | Solar Panels |  | 0.34 | 32 | 88 | 24 |  | Fixed | Roof
NJSTRE1545761104 |  | Transition Incentive Program | Berlin | 8009 | 14 | 26.52 | Residential | Yes | Behind the Meter | Net-metered residential rooftop and canopy |  | None | Trinity Solar | AC Electric | Accepted | 2020-10-15 | 2020-10-19 | 2021-10-30 | Hanwha | Q.PEAK DUO BLK-G6 340 | Solar Panels |  | 0.34 | 30 | 268 | 21 |  | Fixed | Roof
NJSTRE1545761104 |  | Transition Incentive Program | Berlin | 8009 | 14 | 26.52 | Residential | Yes | Behind the Meter | Net-metered residential rooftop and canopy |  | None | Trinity Solar | AC Electric | Accepted | 2020-10-15 | 2020-10-19 | 2021-10-30 | Hanwha | Q.PEAK DUO BLK-G6 340 | Solar Panels |  | 0.34 | 8 | 268 | 27 |  | Fixed | Roof
NJSTRE1545761104 |  | Transition Incentive Program | Berlin | 8009 | 14 | 26.52 | Residential | Yes | Behind the Meter | Net-metered residential rooftop and canopy |  | None | Trinity Solar | AC Electric | Accepted | 2020-10-15 | 2020-10-19 | 2021-10-30 | Hanwha | Q.PEAK DUO BLK-G6 340 | Solar Panels |  | 0.34 | 8 | 268 | 26 |  | Fixed | Roof
NJSTRE1545761108 |  | Transition Incentive Program | Caldwell | 7006 | 9 | 3.36 | Residential | Yes | Behind the Meter | Net-metered residential rooftop and canopy |  | None | Sunrun Installation Services, Inc. | PSE&G | Accepted | 2020-10-15 | 2020-10-19 | 2021-10-30 | Tesla | Powerwall 2 AC | Electric Storage Battery |  |  | 1 |  |  |  | Lithium Ion |  | outside
NJSTRE1545761108 |  | Transition Incentive Program | Caldwell | 7006 | 9 | 3.36 | Residential | Yes | Behind the Meter | Net-metered residential rooftop and canopy |  | None | Sunrun Installation Services, Inc. | PSE&G | Accepted | 2020-10-15 | 2020-10-19 | 2021-10-30 | Enphase Energy | IQ7-60-x-US (240V) | Inverters | 240 |  | 11 |  |  | 0.96 |  | Outdoor | Rooftop
NJSTRE1545761108 |  | Transition Incentive Program | Caldwell | 7006 | 9 | 3.36 | Residential | Yes | Behind the Meter | Net-metered residential rooftop and canopy |  | None | Sunrun Installation Services, Inc. | PSE&G | Accepted | 2020-10-15 | 2020-10-19 | 2021-10-30 | LONGi Green Energy Technology Co Ltd | LR6-60HPB-305M | Solar Panels |  | 0.305 | 4 | 163 | 17 |  | Fixed | Roof
NJSTRE1545761108 |  | Transition Incentive Program | Caldwell | 7006 | 9 | 3.36 | Residential | Yes | Behind the Meter | Net-metered residential rooftop and canopy |  | None | Sunrun Installation Services, Inc. | PSE&G | Accepted | 2020-10-15 | 2020-10-19 | 2021-10-30 | LONGi Green Energy Technology Co Ltd | LR6-60HPB-305M | Solar Panels |  | 0.305 | 5 | 254 | 20 |  | Fixed | Roof
NJSTRE1545761108 |  | Transition Incentive Program | Caldwell | 7006 | 9 | 3.36 | Residential | Yes | Behind the Meter | Net-metered residential rooftop and canopy |  | None | Sunrun Installation Services, Inc. | PSE&G | Accepted | 2020-10-15 | 2020-10-19 | 2021-10-30 | LONGi Green Energy Technology Co Ltd | LR6-60HPB-305M | Solar Panels |  | 0.305 | 2 | 74 | 18 |  | Fixed | Roof
NJSTRE1545761134 |  | Transition Incentive Program | Magnolia | 8049 | 14 | 7.82 | Residential | Yes | Behind the Meter | Net-metered residential rooftop and canopy |  | None | Trinity Solar | PSE&G | Accepted | 2020-10-15 | 2020-10-19 | 2021-10-30 | Solar edge | SE6000 | Inverters | 6000 |  | 1 |  |  | 0.97 |  | Outside | side of home
NJSTRE1545761134 |  | Transition Incentive Program | Magnolia | 8049 | 14 | 7.82 | Residential | Yes | Behind the Meter | Net-metered residential rooftop and canopy |  | None | Trinity Solar | PSE&G | Accepted | 2020-10-15 | 2020-10-19 | 2021-10-30 | Hanwha | Q.PEAK DUO BLK-G6 340 | Solar Panels |  | 0.34 | 11 | 71 | 25 |  | Fixed | Roof
NJSTRE1545761134 |  | Transition Incentive Program | Magnolia | 8049 | 14 | 7.82 | Residential | Yes | Behind the Meter | Net-metered residential rooftop and canopy |  | None | Trinity Solar | PSE&G | Accepted | 2020-10-15 | 2020-10-19 | 2021-10-30 | Hanwha | Q.PEAK DUO BLK-G6 340 | Solar Panels |  | 0.34 | 12 | 251 | 25 |  | Fixed | Roof
NJSTRE1545761136 |  | Transition Incentive Program | South Amboy | 8879 | 11 | 7.7 | Residential | Yes | Behind the Meter | Net-metered residential rooftop and canopy |  | None | Pro Custom Solar dba Momentum Solar | JCP&L | Accepted | 2020-10-15 | 2020-10-19 | 2021-10-30 | Enphase | IQ7PLUS-72-2-US | Inverters | 290 |  | 22 |  |  | 0.97 |  | Outdoor | Roof
NJSTRE1545761136 |  | Transition Incentive Program | South Amboy | 8879 | 11 | 7.7 | Residential | Yes | Behind the Meter | Net-metered residential rooftop and canopy |  | None | Pro Custom Solar dba Momentum Solar | JCP&L | Accepted | 2020-10-15 | 2020-10-19 | 2021-10-30 | LG | LG 350N1C-V5 | Solar Panels |  | 0.35 | 17 | 227 | 35 |  | Fixed | Roof
NJSTRE1545761136 |  | Transition Incentive Program | South Amboy | 8879 | 11 | 7.7 | Residential | Yes | Behind the Meter | Net-metered residential rooftop and canopy |  | None | Pro Custom Solar dba Momentum Solar | JCP&L | Accepted | 2020-10-15 | 2020-10-19 | 2021-10-30 | LG | LG 350N1C-V5 | Solar Panels |  | 0.35 | 5 | 47 | 35 |  | Fixed | Roof
NJSTRE1545761144 |  | Transition Incentive Program | National Park | 8063 | 15 | 10.54 | Residential | Yes | Behind the Meter | Net-metered residential rooftop and canopy |  | None | Trinity Solar | PSE&G | Accepted | 2020-10-15 | 2020-10-19 | 2021-10-30 | SolarEdge | SE10000H-US | Inverters | 10000 |  | 1 |  |  | 0.97 |  | Outside | side of home
NJSTRE1545761144 |  | Transition Incentive Program | National Park | 8063 | 15 | 10.54 | Residential | Yes | Behind the Meter | Net-metered residential rooftop and canopy |  | None | Trinity Solar | PSE&G | Accepted | 2020-10-15 | 2020-10-19 | 2021-10-30 | Hanwha 340 | Q.PEAK DUO BLK-G6 340 | Solar Panels |  | 0.34 | 10 | 247 | 24 |  | Fixed | Roof
NJSTRE1545761144 |  | Transition Incentive Program | National Park | 8063 | 15 | 10.54 | Residential | Yes | Behind the Meter | Net-metered residential rooftop and canopy |  | None | Trinity Solar | PSE&G | Accepted | 2020-10-15 | 2020-10-19 | 2021-10-30 | Hanwha 340 | Q.PEAK DUO BLK-G6 340 | Solar Panels |  | 0.34 | 2 | 157 | 20 |  | Fixed | Roof
NJSTRE1545761144 |  | Transition Incentive Program | National Park | 8063 | 15 | 10.54 | Residential | Yes | Behind the Meter | Net-metered residential rooftop and canopy |  | None | Trinity Solar | PSE&G | Accepted | 2020-10-15 | 2020-10-19 | 2021-10-30 | Hanwha 340 | Q.PEAK DUO BLK-G6 340 | Solar Panels |  | 0.34 | 19 | 67 | 24 |  | Fixed | Roof
NJSTRE1545761167 |  | Transition Incentive Program | PISCATAWAY | 8854 | 11 | 10.15 | Residential | Yes | Behind the Meter | Net-metered residential rooftop and canopy |  | None | Pro Custom Solar dba Momentum Solar | PSE&G | Accepted | 2020-10-15 | 2020-10-19 | 2021-10-30 | Enphase | IQ7PLUS-72-2-US | Inverters | 290 |  | 29 |  |  | 0.97 |  | Outdoor | Roof
NJSTRE1545761167 |  | Transition Incentive Program | PISCATAWAY | 8854 | 11 | 10.15 | Residential | Yes | Behind the Meter | Net-metered residential rooftop and canopy |  | None | Pro Custom Solar dba Momentum Solar | PSE&G | Accepted | 2020-10-15 | 2020-10-19 | 2021-10-30 | LG | LG 350N1C-V5 | Solar Panels |  | 0.35 | 18 | 80 | 17 |  | Fixed | Roof
NJSTRE1545761167 |  | Transition Incentive Program | PISCATAWAY | 8854 | 11 | 10.15 | Residential | Yes | Behind the Meter | Net-metered residential rooftop and canopy |  | None | Pro Custom Solar dba Momentum Solar | PSE&G | Accepted | 2020-10-15 | 2020-10-19 | 2021-10-30 | LG | LG 350N1C-V5 | Solar Panels |  | 0.35 | 11 | 260 | 15 |  | Fixed | Roof
NJSTRE1545761171 |  | Transition Incentive Program | Trenton | 8610 | 12 | 4.08 | Residential | Yes | Behind the Meter | Net-metered residential rooftop and canopy |  | None | Trinity Solar | PSE&G | Accepted | 2020-10-15 | 2020-10-19 | 2021-10-30 | SolarEdge | SE3800H-US | Inverters | 3800 |  | 1 |  |  | 0.97 |  | Outside | side of home
NJSTRE1545761171 |  | Transition Incentive Program | Trenton | 8610 | 12 | 4.08 | Residential | Yes | Behind the Meter | Net-metered residential rooftop and canopy |  | None | Trinity Solar | PSE&G | Accepted | 2020-10-15 | 2020-10-19 | 2021-10-30 | Hanwha 340 | SE3800H-US | Solar Panels |  | 0.34 | 12 | 218 | 30 |  | Fixed | Roof
NJSTRE1545761186 |  | Transition Incentive Program | JACKSON | 8527 | 18 | 1.96 | Residential | No | Behind the Meter | Net-metered residential rooftop and canopy |  | None | SEA BRIGHT SOLAR, LLC | PSE&G | Accepted | 2020-10-15 | 2020-10-19 | 2021-10-30 | SUNPOWER | SPR-327-AC | Inverters | 320 |  | 6 |  |  | 0.96 |  | Outside | BENEATH ARRAY
NJSTRE1545761186 |  | Transition Incentive Program | JACKSON | 8527 | 18 | 1.96 | Residential | No | Behind the Meter | Net-metered residential rooftop and canopy |  | None | SEA BRIGHT SOLAR, LLC | PSE&G | Accepted | 2020-10-15 | 2020-10-19 | 2021-10-30 | SUNPOWER | SPR-327-AC | Solar Panels |  | 0.327 | 6 | 105 | 23 |  | Fixed | Roof | EAST
NJSTRE1545761188 |  | Transition Incentive Program | TRENTON | 8619 | 12 | 5.78 | Residential | Yes | Behind the Meter | Net-metered residential rooftop and canopy |  | None | Trinity Solar | PSE&G | Accepted | 2020-10-15 | 2020-10-19 | 2021-10-30 | Solar Edge | SE5000H-US000BNC4 | Inverters | 5000 |  | 1 |  |  | 0.97 |  | Outdoor | side of home
NJSTRE1545761188 |  | Transition Incentive Program | TRENTON | 8619 | 12 | 5.78 | Residential | Yes | Behind the Meter | Net-metered residential rooftop and canopy |  | None | Trinity Solar | PSE&G | Accepted | 2020-10-15 | 2020-10-19 | 2021-10-30 | HANWHA | Q.PEAK DUO BLK-G6 340 | Solar Panels |  | 0.34 | 3 | 148 | 21 |  | Fixed | Roof
NJSTRE1545761188 |  | Transition Incentive Program | TRENTON | 8619 | 12 | 5.78 | Residential | Yes | Behind the Meter | Net-metered residential rooftop and canopy |  | None | Trinity Solar | PSE&G | Accepted | 2020-10-15 | 2020-10-19 | 2021-10-30 | HANWHA | Q.PEAK DUO BLK-G6 340 | Solar Panels |  | 0.34 | 14 | 148 | 21 |  | Fixed | Roof
NJSTRE1545761191 |  | Transition Incentive Program | FAIR LAWN | 7410 | 7 | 4.55 | Residential | Yes | Behind the Meter | Net-metered residential rooftop and canopy |  | None | Pro Custom Solar dba Momentum Solar | PSE&G | Accepted | 2020-10-15 | 2020-10-19 | 2021-10-30 | Enphase | IQ7PLUS-72-2-US | Inverters | 290 |  | 13 |  |  | 0.97 |  | Outdoor | Roof
NJSTRE1545761191 |  | Transition Incentive Program | FAIR LAWN | 7410 | 7 | 4.55 | Residential | Yes | Behind the Meter | Net-metered residential rooftop and canopy |  | None | Pro Custom Solar dba Momentum Solar | PSE&G | Accepted | 2020-10-15 | 2020-10-19 | 2021-10-30 | LG | LG 350N1C-V5 | Solar Panels |  | 0.35 | 3 | 261 | 13 |  | Fixed | Roof
NJSTRE1545761191 |  | Transition Incentive Program | FAIR LAWN | 7410 | 7 | 4.55 | Residential | Yes | Behind the Meter | Net-metered residential rooftop and canopy |  | None | Pro Custom Solar dba Momentum Solar | PSE&G | Accepted | 2020-10-15 | 2020-10-19 | 2021-10-30 | LG | LG 350N1C-V5 | Solar Panels |  | 0.35 | 8 | 80 | 43 |  | Fixed | Roof
NJSTRE1545761191 |  | Transition Incentive Program | FAIR LAWN | 7410 | 7 | 4.55 | Residential | Yes | Behind the Meter | Net-metered residential rooftop and canopy |  | None | Pro Custom Solar dba Momentum Solar | PSE&G | Accepted | 2020-10-15 | 2020-10-19 | 2021-10-30 | LG | LG 350N1C-V5 | Solar Panels |  | 0.35 | 2 | 260 | 44 |  | Fixed | Roof
NJSTRE1545761220 |  | Transition Incentive Program | Burlington | 8016 | 13 | 5.6 | Residential | Yes | Behind the Meter | Net-metered residential rooftop and canopy |  | None | Pro Custom Solar dba Momentum Solar | PSE&G | Accepted | 2020-10-15 | 2020-10-19 | 2021-10-30 | Enphase | IQ7PLUS-72-2-US | Inverters | 290 |  | 16 |  |  | 0.97 |  | Outdoor | Roof
NJSTRE1545761220 |  | Transition Incentive Program | Burlington | 8016 | 13 | 5.6 | Residential | Yes | Behind the Meter | Net-metered residential rooftop and canopy |  | None | Pro Custom Solar dba Momentum Solar | PSE&G | Accepted | 2020-10-15 | 2020-10-19 | 2021-10-30 | LG | LG 350N1C-V5 | Solar Panels |  | 0.35 | 16 | 219 | 25 |  | Fixed | Roof
NJSTRE1545761223 |  | Transition Incentive Program | Marlton | 8053 | 13 | 6.12 | Residential | Yes | Behind the Meter | Net-metered residential rooftop and canopy |  | None | Trinity Solar | PSE&G | Accepted | 2020-10-15 | 2020-10-19 | 2021-10-30 | Solar Edge | SE6000H-US | Inverters | 6000 |  | 1 |  |  | 0.97 |  | Outside | side of home
NJSTRE1545761223 |  | Transition Incentive Program | Marlton | 8053 | 13 | 6.12 | Residential | Yes | Behind the Meter | Net-metered residential rooftop and canopy |  | None | Trinity Solar | PSE&G | Accepted | 2020-10-15 | 2020-10-19 | 2021-10-30 | Hanwha 340 | Q.PEAK DUO BLK-G6 340 | Solar Panels |  | 0.34 | 8 | 100 | 20 |  | Fixed | Roof
NJSTRE1545761223 |  | Transition Incentive Program | Marlton | 8053 | 13 | 6.12 | Residential | Yes | Behind the Meter | Net-metered residential rooftop and canopy |  | None | Trinity Solar | PSE&G | Accepted | 2020-10-15 | 2020-10-19 | 2021-10-30 | Hanwha 340 | Q.PEAK DUO BLK-G6 340 | Solar Panels |  | 0.34 | 10 | 100 | 23 |  | Fixed | Roof
NJSTRE1545761251 |  | Transition Incentive Program | HAMPTON | 8827 | 4 | 10.88 | Residential | Yes | Behind the Meter | Net-metered residential rooftop and canopy |  | None | Trinity Solar | JCP&L | Accepted | 2020-10-15 | 2020-10-19 | 2021-10-30 | SolarEdge | SE10000H-US | Inverters | 10000 |  | 1 |  |  | 0.97 |  | Outside | side of home
NJSTRE1545761251 |  | Transition Incentive Program | HAMPTON | 8827 | 4 | 10.88 | Residential | Yes | Behind the Meter | Net-metered residential rooftop and canopy |  | None | Trinity Solar | JCP&L | Accepted | 2020-10-15 | 2020-10-19 | 2021-10-30 | Hanwha 340 | Q.PEAK DUO BLK-G6 340 | Solar Panels |  | 0.34 | 15 | 234 | 36 |  | Fixed | Roof
NJSTRE1545761251 |  | Transition Incentive Program | HAMPTON | 8827 | 4 | 10.88 | Residential | Yes | Behind the Meter | Net-metered residential rooftop and canopy |  | None | Trinity Solar | JCP&L | Accepted | 2020-10-15 | 2020-10-19 | 2021-10-30 | Hanwha 340 | Q.PEAK DUO BLK-G6 340 | Solar Panels |  | 0.34 | 17 | 143 | 21 |  | Fixed | Roof
NJSTRE1545761272 |  | Transition Incentive Program | Middletown Township | 7748 | 17 | 9.81 | Residential | No | Behind the Meter | Net-metered residential rooftop and canopy |  | None | Seabright Solar | JCP&L | Accepted | 2020-10-15 | 2020-10-20 | 2021-10-30 | Sunpower | PVS 6 | Meters |  |  | 1 |  |  |  | Yes | Outdoor
NJSTRE1545761272 |  | Transition Incentive Program | Middletown Township | 7748 | 17 | 9.81 | Residential | No | Behind the Meter | Net-metered residential rooftop and canopy |  | None | Seabright Solar | JCP&L | Accepted | 2020-10-15 | 2020-10-20 | 2021-10-30 | Enphase | IQ7XS-96-ACM-US | Inverters | 0.315 |  | 30 |  |  | 0.99 |  | Outside | Roof
NJSTRE1545761272 |  | Transition Incentive Program | Middletown Township | 7748 | 17 | 9.81 | Residential | No | Behind the Meter | Net-metered residential rooftop and canopy |  | None | Seabright Solar | JCP&L | Accepted | 2020-10-15 | 2020-10-20 | 2021-10-30 | Sunpower | SPR-E20-327 | Solar Panels |  | 0.327 | 30 | 243 | 26 |  | Fixed | Roof
NJSTRE1545761420 |  | Transition Incentive Program | BELLE MEAD | 8558 | 5 | 13.98 | Residential | No | Behind the Meter | Net-metered residential rooftop and canopy |  | None | Infinity Solar Systems | PSE&G | Accepted | 2020-10-15 | 2020-10-19 | 2021-10-30 | ENPHASE | IQ7PLUS-72-X-US | Inverters | 290 |  | 43 |  |  | 0.97 |  | Outside | MICROINVERTERS
NJSTRE1545761420 |  | Transition Incentive Program | BELLE MEAD | 8558 | 5 | 13.98 | Residential | No | Behind the Meter | Net-metered residential rooftop and canopy |  | None | Infinity Solar Systems | PSE&G | Accepted | 2020-10-15 | 2020-10-19 | 2021-10-30 | CANADIAN SOLAR | CS1H-325-MS | Solar Panels |  | 0.325 | 10 | 129 | 30 |  | Fixed | Roof
NJSTRE1545761420 |  | Transition Incentive Program | BELLE MEAD | 8558 | 5 | 13.98 | Residential | No | Behind the Meter | Net-metered residential rooftop and canopy |  | None | Infinity Solar Systems | PSE&G | Accepted | 2020-10-15 | 2020-10-19 | 2021-10-30 | CANADIAN SOLAR | CS1H-325-MS | Solar Panels |  | 0.325 | 4 | 219 | 40 |  | Fixed | Roof
NJSTRE1545761420 |  | Transition Incentive Program | BELLE MEAD | 8558 | 5 | 13.98 | Residential | No | Behind the Meter | Net-metered residential rooftop and canopy |  | None | Infinity Solar Systems | PSE&G | Accepted | 2020-10-15 | 2020-10-19 | 2021-10-30 | CANADIAN SOLAR | CS1H-325-MS | Solar Panels |  | 0.325 | 8 | 219 | 15 |  | Fixed | Roof
NJSTRE1545761420 |  | Transition Incentive Program | BELLE MEAD | 8558 | 5 | 13.98 | Residential | No | Behind the Meter | Net-metered residential rooftop and canopy |  | None | Infinity Solar Systems | PSE&G | Accepted | 2020-10-15 | 2020-10-19 | 2021-10-30 | CANADIAN SOLAR | CS1H-325-MS | Solar Panels |  | 0.325 | 21 | 129 | 30 |  | Fixed | Roof
NJSTRE1545761667 |  | Transition Incentive Program | Port Noris | 8349 | 20 | 8.03 | Residential | No | Behind the Meter | Net-metered residential rooftop and canopy |  | None | Castle Energy, LLC | AC Electric | Accepted | 2020-10-15 | 2020-10-19 | 2021-10-30 | Enphase Energy | IQ7PLUS-72-2-US | Inverters | 290 |  | 22 |  |  | 0.967 |  | Outdoor | on the rooftop under each solar module
NJSTRE1545761667 |  | Transition Incentive Program | Port Noris | 8349 | 20 | 8.03 | Residential | No | Behind the Meter | Net-metered residential rooftop and canopy |  | None | Castle Energy, LLC | AC Electric | Accepted | 2020-10-15 | 2020-10-19 | 2021-10-30 | REC Solar | REC365AA | Solar Panels |  | 0.365 | 7 | 8 | 10 |  | Fixed | Roof
NJSTRE1545761667 |  | Transition Incentive Program | Port Noris | 8349 | 20 | 8.03 | Residential | No | Behind the Meter | Net-metered residential rooftop and canopy |  | None | Castle Energy, LLC | AC Electric | Accepted | 2020-10-15 | 2020-10-19 | 2021-10-30 | REC Solar | REC365AA | Solar Panels |  | 0.365 | 15 | 188 | 10 |  | Fixed | Roof
NJSTRE1545761694 |  | Transition Incentive Program | Asbury Park | 7712 | 17 | 4.76 | Residential | Yes | Behind the Meter | Net-metered residential rooftop and canopy |  | None | Trinity Solar | JCP&L | Accepted | 2020-10-15 | 2020-10-19 | 2021-10-30 | Solar Edge | SE3800 | Inverters | 3800 |  | 1 |  |  | 0.97 |  | Outside | side of home
NJSTRE1545761694 |  | Transition Incentive Program | Asbury Park | 7712 | 17 | 4.76 | Residential | Yes | Behind the Meter | Net-metered residential rooftop and canopy |  | None | Trinity Solar | JCP&L | Accepted | 2020-10-15 | 2020-10-19 | 2021-10-30 | Hanwha | Q.PEAK DUO BLK-G6 340 | Solar Panels |  | 0.34 | 14 | 171 | 26 |  | Fixed | Roof
NJSTRE1545761719 |  | Transition Incentive Program | Vauxhall | 7088 | 10 | 2.56 | Residential | Yes | Behind the Meter | Net-metered residential rooftop and canopy |  | None | Trinity Solar | PSE&G | Accepted | 2020-10-15 | 2020-10-19 | 2021-10-30 | Solar Edge | SE3000 | Inverters | 3000 |  | 1 |  |  | 0.97 |  | Outside | side of home
NJSTRE1545761719 |  | Transition Incentive Program | Vauxhall | 7088 | 10 | 2.56 | Residential | Yes | Behind the Meter | Net-metered residential rooftop and canopy |  | None | Trinity Solar | PSE&G | Accepted | 2020-10-15 | 2020-10-19 | 2021-10-30 | Hanwha | Q.PEAK DUO BLK-G5 320 | Solar Panels |  | 0.32 | 8 | 159 | 30 |  | Fixed | Roof
NJSTRE1545761729 |  | Transition Incentive Program | Egg Harbor City | 8215 | 19 | 29.76 | Residential | Yes | Behind the Meter | Net-metered residential rooftop and canopy |  | None | Solar Energy World | AC Electric | Accepted | 2020-10-15 | 2020-10-19 | 2021-10-30 | Solar Edge | SE10000H-USRGM | Inverters | 10000 |  | 1 |  |  | 0.98 |  | Outdoor | near meter
NJSTRE1545761729 |  | Transition Incentive Program | Egg Harbor City | 8215 | 19 | 29.76 | Residential | Yes | Behind the Meter | Net-metered residential rooftop and canopy |  | None | Solar Energy World | AC Electric | Accepted | 2020-10-15 | 2020-10-19 | 2021-10-30 | Solar Edge | SE7600H-USRGM | Inverters | 7600 |  | 2 |  |  | 0.98 |  | Outdoor | near meter
NJSTRE1545761729 |  | Transition Incentive Program | Egg Harbor City | 8215 | 19 | 29.76 | Residential | Yes | Behind the Meter | Net-metered residential rooftop and canopy |  | None | Solar Energy World | AC Electric | Accepted | 2020-10-15 | 2020-10-19 | 2021-10-30 | LONGi Green Energy Technology | LR6-60HPB-310M | Solar Panels |  | 0.31 | 31 | 186 | 18 |  | Fixed | Roof
NJSTRE1545761729 |  | Transition Incentive Program | Egg Harbor City | 8215 | 19 | 29.76 | Residential | Yes | Behind the Meter | Net-metered residential rooftop and canopy |  | None | Solar Energy World | AC Electric | Accepted | 2020-10-15 | 2020-10-19 | 2021-10-30 | LONGi Green Energy Technology | LR6-60HPB-310M | Solar Panels |  | 0.31 | 24 | 186 | 18 |  | Fixed | Roof
NJSTRE1545761729 |  | Transition Incentive Program | Egg Harbor City | 8215 | 19 | 29.76 | Residential | Yes | Behind the Meter | Net-metered residential rooftop and canopy |  | None | Solar Energy World | AC Electric | Accepted | 2020-10-15 | 2020-10-19 | 2021-10-30 | LONGi Green Energy Technology | LR6-60HPB-310M | Solar Panels |  | 0.31 | 41 | 186 | 18 |  | Fixed | Roof
NJSTRE1545761731 |  | Transition Incentive Program | Fairfield | 7004 | 9 | 12.24 | Residential | Yes | Behind the Meter | Net-metered residential rooftop and canopy |  | None | Pro Custom Solar dba Momentum Solar | PSE&G | Accepted | 2020-10-15 | 2020-10-19 | 2021-10-30 | Enphase | IQ7PLUS-72-2-US | Inverters | 290 |  | 34 |  |  | 0.97 |  | Outdoor | Roof
NJSTRE1545761731 |  | Transition Incentive Program | Fairfield | 7004 | 9 | 12.24 | Residential | Yes | Behind the Meter | Net-metered residential rooftop and canopy |  | None | Pro Custom Solar dba Momentum Solar | PSE&G | Accepted | 2020-10-15 | 2020-10-19 | 2021-10-30 | REC Solar | REC360AA Black | Solar Panels |  | 0.36 | 4 | 326 | 34 |  | Fixed | Roof
NJSTRE1545761731 |  | Transition Incentive Program | Fairfield | 7004 | 9 | 12.24 | Residential | Yes | Behind the Meter | Net-metered residential rooftop and canopy |  | None | Pro Custom Solar dba Momentum Solar | PSE&G | Accepted | 2020-10-15 | 2020-10-19 | 2021-10-30 | REC Solar | REC360AA Black | Solar Panels |  | 0.36 | 18 | 146 | 34 |  | Fixed | Roof
NJSTRE1545761731 |  | Transition Incentive Program | Fairfield | 7004 | 9 | 12.24 | Residential | Yes | Behind the Meter | Net-metered residential rooftop and canopy |  | None | Pro Custom Solar dba Momentum Solar | PSE&G | Accepted | 2020-10-15 | 2020-10-19 | 2021-10-30 | REC Solar | REC360AA Black | Solar Panels |  | 0.36 | 4 | 145 | 35 |  | Fixed | Roof
NJSTRE1545761731 |  | Transition Incentive Program | Fairfield | 7004 | 9 | 12.24 | Residential | Yes | Behind the Meter | Net-metered residential rooftop and canopy |  | None | Pro Custom Solar dba Momentum Solar | PSE&G | Accepted | 2020-10-15 | 2020-10-19 | 2021-10-30 | REC Solar | REC360AA Black | Solar Panels |  | 0.36 | 8 | 325 | 35 |  | Fixed | Roof
NJSTRE1545761756 |  | Transition Incentive Program | Ventnor City | 8406 | 19 | 7.7 | Residential | No | Behind the Meter | Net-metered residential rooftop and canopy |  | None | Pro Custom Solar dba Momentum Solar | AC Electric | Accepted | 2020-10-15 | 2020-10-19 | 2021-10-30 | Enphase | IQ7PLUS-72-2-US | Inverters | 290 |  | 22 |  |  | 0.97 |  | Outdoor | Roof
NJSTRE1545761756 |  | Transition Incentive Program | Ventnor City | 8406 | 19 | 7.7 | Residential | No | Behind the Meter | Net-metered residential rooftop and canopy |  | None | Pro Custom Solar dba Momentum Solar | AC Electric | Accepted | 2020-10-15 | 2020-10-19 | 2021-10-30 | LG | LG 350N1C-V5 | Solar Panels |  | 0.35 | 15 | 238 | 20 |  | Fixed | Roof
NJSTRE1545761756 |  | Transition Incentive Program | Ventnor City | 8406 | 19 | 7.7 | Residential | No | Behind the Meter | Net-metered residential rooftop and canopy |  | None | Pro Custom Solar dba Momentum Solar | AC Electric | Accepted | 2020-10-15 | 2020-10-19 | 2021-10-30 | LG | LG 350N1C-V5 | Solar Panels |  | 0.35 | 3 | 238 | 20 |  | Fixed | Roof
NJSTRE1545761756 |  | Transition Incentive Program | Ventnor City | 8406 | 19 | 7.7 | Residential | No | Behind the Meter | Net-metered residential rooftop and canopy |  | None | Pro Custom Solar dba Momentum Solar | AC Electric | Accepted | 2020-10-15 | 2020-10-19 | 2021-10-30 | LG | LG 350N1C-V5 | Solar Panels |  | 0.35 | 4 | 238 | 20 |  | Fixed | Roof
NJSTRE1545761759 |  | Transition Incentive Program | Egg Harbor TWSP | 8234 | 19 | 9.57 | Residential | Yes | Behind the Meter | Net-metered residential rooftop and canopy |  | None | Sun Up Zero Down | AC Electric | Accepted | 2020-10-15 | 2020-10-19 | 2021-10-30 | enphase | TBD | Meters |  |  | 1 |  |  |  | Yes | Outdoor
NJSTRE1545761759 |  | Transition Incentive Program | Egg Harbor TWSP | 8234 | 19 | 9.57 | Residential | Yes | Behind the Meter | Net-metered residential rooftop and canopy |  | None | Sun Up Zero Down | AC Electric | Accepted | 2020-10-15 | 2020-10-19 | 2021-10-30 | Enphase | IQ7-60-2-US | Inverters | 240 |  | 29 |  |  | 0.976 |  | Outside | behind panel
NJSTRE1545761759 |  | Transition Incentive Program | Egg Harbor TWSP | 8234 | 19 | 9.57 | Residential | Yes | Behind the Meter | Net-metered residential rooftop and canopy |  | None | Sun Up Zero Down | AC Electric | Accepted | 2020-10-15 | 2020-10-19 | 2021-10-30 | REC | REC330NP | Solar Panels |  | 0.33 | 18 | 80 | 18 |  | Fixed | Roof
NJSTRE1545761759 |  | Transition Incentive Program | Egg Harbor TWSP | 8234 | 19 | 9.57 | Residential | Yes | Behind the Meter | Net-metered residential rooftop and canopy |  | None | Sun Up Zero Down | AC Electric | Accepted | 2020-10-15 | 2020-10-19 | 2021-10-30 | REC | REC330NP | Solar Panels |  | 0.33 | 11 | 260 | 34 |  | Fixed | Roof
NJSTRE1545761788 |  | Transition Incentive Program | Newton | 7860 | 1 | 3.5 | Residential | Yes | Behind the Meter | Net-metered residential rooftop and canopy |  | None | Pro Custom Solar dba Momentum Solar | JCP&L | Accepted | 2020-10-15 | 2020-10-19 | 2021-10-30 | Enphase | IQ7PLUS-72-2-US | Inverters | 290 |  | 10 |  |  | 0.97 |  | Other | Roof
NJSTRE1545761788 |  | Transition Incentive Program | Newton | 7860 | 1 | 3.5 | Residential | Yes | Behind the Meter | Net-metered residential rooftop and canopy |  | None | Pro Custom Solar dba Momentum Solar | JCP&L | Accepted | 2020-10-15 | 2020-10-19 | 2021-10-30 | LG | LG 350N1C-V5 | Solar Panels |  | 0.35 | 3 | 40 | 45 |  | Fixed | Roof
NJSTRE1545761788 |  | Transition Incentive Program | Newton | 7860 | 1 | 3.5 | Residential | Yes | Behind the Meter | Net-metered residential rooftop and canopy |  | None | Pro Custom Solar dba Momentum Solar | JCP&L | Accepted | 2020-10-15 | 2020-10-19 | 2021-10-30 | LG | LG 350N1C-V5 | Solar Panels |  | 0.35 | 7 | 220 | 45 |  | Fixed | Roof
NJSTRE1545761809 |  | Transition Incentive Program | SAYREVILLE | 8872 | 11 | 4.55 | Residential | Yes | Behind the Meter | Net-metered residential rooftop and canopy |  | None | Vivint Solar Developer, LLC | JCP&L | Accepted | 2020-10-15 | 2020-10-19 | 2021-10-30 | Solar Edge | SE3800H-US | Inverters | 3800 |  | 1 |  |  | 0.992 |  | Outdoor | Near the Utility Meter
NJSTRE1545761809 |  | Transition Incentive Program | SAYREVILLE | 8872 | 11 | 4.55 | Residential | Yes | Behind the Meter | Net-metered residential rooftop and canopy |  | None | Vivint Solar Developer, LLC | JCP&L | Accepted | 2020-10-15 | 2020-10-19 | 2021-10-30 | JINKO SOLAR | JKM325M-60HBL | Solar Panels |  | 0.325 | 6 | 307 | 29 |  | Fixed | Roof
NJSTRE1545761809 |  | Transition Incentive Program | SAYREVILLE | 8872 | 11 | 4.55 | Residential | Yes | Behind the Meter | Net-metered residential rooftop and canopy |  | None | Vivint Solar Developer, LLC | JCP&L | Accepted | 2020-10-15 | 2020-10-19 | 2021-10-30 | JINKO SOLAR | JKM325M-60HBL | Solar Panels |  | 0.325 | 4 | 127 | 29 |  | Fixed | Roof
NJSTRE1545761809 |  | Transition Incentive Program | SAYREVILLE | 8872 | 11 | 4.55 | Residential | Yes | Behind the Meter | Net-metered residential rooftop and canopy |  | None | Vivint Solar Developer, LLC | JCP&L | Accepted | 2020-10-15 | 2020-10-19 | 2021-10-30 | JINKO SOLAR | JKM325M-60HBL | Solar Panels |  | 0.325 | 4 | 127 | 29 |  | Fixed | Roof
NJSTRE1545762153 |  | Transition Incentive Program | Jersey City | 7306 | 8 | 5.27 | Residential | Yes | Behind the Meter | Net-metered residential rooftop and canopy |  | None | Freedom Forever New Jersey LLC | PSE&G | Accepted | 2020-10-22 | 2020-10-23 | 2021-10-30 | Solar Edge | SE10000H-US [SI1] RGM | Inverters | 10000 |  | 1 |  |  | 0.99 |  | Outdoor | N/A
NJSTRE1545762153 |  | Transition Incentive Program | Jersey City | 7306 | 8 | 5.27 | Residential | Yes | Behind the Meter | Net-metered residential rooftop and canopy |  | None | Freedom Forever New Jersey LLC | PSE&G | Accepted | 2020-10-22 | 2020-10-23 | 2021-10-30 | REC Solar | REC310TP2M | Solar Panels |  | 0.31 | 11 | 4 | 22 |  | Fixed | Roof | N/A
NJSTRE1545762153 |  | Transition Incentive Program | Jersey City | 7306 | 8 | 5.27 | Residential | Yes | Behind the Meter | Net-metered residential rooftop and canopy |  | None | Freedom Forever New Jersey LLC | PSE&G | Accepted | 2020-10-22 | 2020-10-23 | 2021-10-30 | REC Solar | REC310TP2M | Solar Panels |  | 0.31 | 4 | 3 | 22 |  | Fixed | Roof | N/A
NJSTRE1545762153 |  | Transition Incentive Program | Jersey City | 7306 | 8 | 5.27 | Residential | Yes | Behind the Meter | Net-metered residential rooftop and canopy |  | None | Freedom Forever New Jersey LLC | PSE&G | Accepted | 2020-10-22 | 2020-10-23 | 2021-10-30 | REC Solar | REC310TP2M | Solar Panels |  | 0.31 | 1 | 2 | 22 |  | Fixed | Roof | N/A
NJSTRE1545762153 |  | Transition Incentive Program | Jersey City | 7306 | 8 | 5.27 | Residential | Yes | Behind the Meter | Net-metered residential rooftop and canopy |  | None | Freedom Forever New Jersey LLC | PSE&G | Accepted | 2020-10-22 | 2020-10-23 | 2021-10-30 | REC Solar | REC310TP2M | Solar Panels |  | 0.31 | 1 | 1 | 22 |  | Fixed | Roof | N/A
NJSTRE1545762159 |  | Transition Incentive Program | Mount Holly | 8060 | 13 | 26.49 | Residential | Yes | Behind the Meter | Net-metered residential rooftop and canopy |  | None | Ad Energy | PSE&G | Accepted | 2020-10-15 | 2020-10-21 | 2021-10-30 | Enphase Energy | IQ7XS-96-ACM-US | Inverters | 315 |  | 81 |  |  | 0.975 |  | Outdoor | At each panel
NJSTRE1545762159 |  | Transition Incentive Program | Mount Holly | 8060 | 13 | 26.49 | Residential | Yes | Behind the Meter | Net-metered residential rooftop and canopy |  | None | Ad Energy | PSE&G | Accepted | 2020-10-15 | 2020-10-21 | 2021-10-30 | SunPower | SPR-E20-327-E-AC | Solar Panels |  | 0.327 | 16 | 181 | 27 |  | Fixed | Roof
NJSTRE1545762159 |  | Transition Incentive Program | Mount Holly | 8060 | 13 | 26.49 | Residential | Yes | Behind the Meter | Net-metered residential rooftop and canopy |  | None | Ad Energy | PSE&G | Accepted | 2020-10-15 | 2020-10-21 | 2021-10-30 | SunPower | SPR-E20-327-E-AC | Solar Panels |  | 0.327 | 12 | 1 | 14 |  | Fixed | Roof
NJSTRE1545762159 |  | Transition Incentive Program | Mount Holly | 8060 | 13 | 26.49 | Residential | Yes | Behind the Meter | Net-metered residential rooftop and canopy |  | None | Ad Energy | PSE&G | Accepted | 2020-10-15 | 2020-10-21 | 2021-10-30 | SunPower | SPR-E20-327-E-AC | Solar Panels |  | 0.327 | 18 | 1 | 27 |  | Fixed | Roof
NJSTRE1545762159 |  | Transition Incentive Program | Mount Holly | 8060 | 13 | 26.49 | Residential | Yes | Behind the Meter | Net-metered residential rooftop and canopy |  | None | Ad Energy | PSE&G | Accepted | 2020-10-15 | 2020-10-21 | 2021-10-30 | SunPower | SPR-E20-327-E-AC | Solar Panels |  | 0.327 | 12 | 181 | 14 |  | Fixed | Roof
NJSTRE1545762159 |  | Transition Incentive Program | Mount Holly | 8060 | 13 | 26.49 | Residential | Yes | Behind the Meter | Net-metered residential rooftop and canopy |  | None | Ad Energy | PSE&G | Accepted | 2020-10-15 | 2020-10-21 | 2021-10-30 | SunPower | SPR-E20-327-E-AC | Solar Panels |  | 0.327 | 15 | 181 | 35 |  | Fixed | Roof
NJSTRE1545762159 |  | Transition Incentive Program | Mount Holly | 8060 | 13 | 26.49 | Residential | Yes | Behind the Meter | Net-metered residential rooftop and canopy |  | None | Ad Energy | PSE&G | Accepted | 2020-10-15 | 2020-10-21 | 2021-10-30 | SunPower | SPR-E20-327-E-AC | Solar Panels |  | 0.327 | 8 | 1 | 17 |  | Fixed | Roof
NJSTRE1545764725 |  | Transition Incentive Program | CLIFFWOOD | 7721 | 17 | 4.41 | Residential | No | Behind the Meter | Net-metered residential rooftop and canopy |  | None | Suntuity Solar LLC | JCP&L | Accepted | 2020-10-16 | 2020-10-20 | 2021-10-30 | Enphase Energy | IQ7-60-2-US | Inverters | 240 |  | 14 |  |  | 0.97 |  | Outdoor | Behind the PV Modules
NJSTRE1545764725 |  | Transition Incentive Program | CLIFFWOOD | 7721 | 17 | 4.41 | Residential | No | Behind the Meter | Net-metered residential rooftop and canopy |  | None | Suntuity Solar LLC | JCP&L | Accepted | 2020-10-16 | 2020-10-20 | 2021-10-30 | Longi | LR6-60HPB-315M | Solar Panels |  | 0.315 | 14 | 82 | 14 |  | Fixed | Roof
NJSTRE1545764726 |  | Transition Incentive Program | OAKLYN | 8107 | 14 | 7.56 | Residential | No | Behind the Meter | Net-metered residential rooftop and canopy |  | None | Suntuity Solar LLC | PSE&G | Accepted | 2020-10-16 | 2020-10-20 | 2021-10-30 | Enphase Energy | IQ7-60-2-US | Inverters | 240 |  | 24 |  |  | 0.97 |  | Outdoor | Behind the PV Modules
NJSTRE1545764726 |  | Transition Incentive Program | OAKLYN | 8107 | 14 | 7.56 | Residential | No | Behind the Meter | Net-metered residential rooftop and canopy |  | None | Suntuity Solar LLC | PSE&G | Accepted | 2020-10-16 | 2020-10-20 | 2021-10-30 | Longi | LR6-60HPB-315M | Solar Panels |  | 0.315 | 14 | 292 | 12 |  | Fixed | Roof
NJSTRE1545764726 |  | Transition Incentive Program | OAKLYN | 8107 | 14 | 7.56 | Residential | No | Behind the Meter | Net-metered residential rooftop and canopy |  | None | Suntuity Solar LLC | PSE&G | Accepted | 2020-10-16 | 2020-10-20 | 2021-10-30 | Longi | LR6-60HPB-315M | Solar Panels |  | 0.315 | 10 | 292 | 12 |  | Fixed | Roof
NJSTRE1545764727 |  | Transition Incentive Program | VILLAS | 8251 | 21 | 10.4 | Residential | Yes | Behind the Meter | Net-metered residential rooftop and canopy |  | None | Suntuity Solar LLC | AC Electric | Accepted | 2020-10-16 | 2020-10-20 | 2021-10-30 | Enphase Energy | IQ7-60-2-US | Inverters | 240 |  | 33 |  |  | 0.97 |  | Outdoor | Behind the PV Modules
NJSTRE1545764727 |  | Transition Incentive Program | VILLAS | 8251 | 21 | 10.4 | Residential | Yes | Behind the Meter | Net-metered residential rooftop and canopy |  | None | Suntuity Solar LLC | AC Electric | Accepted | 2020-10-16 | 2020-10-20 | 2021-10-30 | Longi | LR6-60HPB-315M | Solar Panels |  | 0.315 | 9 | 28 | 25 |  | Fixed | Roof
NJSTRE1545764727 |  | Transition Incentive Program | VILLAS | 8251 | 21 | 10.4 | Residential | Yes | Behind the Meter | Net-metered residential rooftop and canopy |  | None | Suntuity Solar LLC | AC Electric | Accepted | 2020-10-16 | 2020-10-20 | 2021-10-30 | Longi | LR6-60HPB-315M | Solar Panels |  | 0.315 | 24 | 208 | 25 |  | Fixed | Roof
NJSTRE1545764729 |  | Transition Incentive Program | CEDAR GROVE | 7009 | 9 | 9.96 | Residential | No | Behind the Meter | Net-metered residential rooftop and canopy |  | None | SEA BRIGHT SOLAR, LLC | PSE&G | Accepted | 2020-10-16 | 2020-10-19 | 2021-10-30 | SUNPOWER | SPWR-A4 | Inverters | 349 |  | 24 |  |  | 0.97 |  | Outside | BENEATH ARRAY
NJSTRE1545764729 |  | Transition Incentive Program | CEDAR GROVE | 7009 | 9 | 9.96 | Residential | No | Behind the Meter | Net-metered residential rooftop and canopy |  | None | SEA BRIGHT SOLAR, LLC | PSE&G | Accepted | 2020-10-16 | 2020-10-19 | 2021-10-30 | SUNPOWER | SPR-X21-350-BLK-AC | Solar Panels |  | 0.415 | 24 | 201 | 26 |  | Fixed | Roof | SW
NJSTRE1545764732 |  | Transition Incentive Program | Springfield | 7081 | 10 | 5.03 | Residential | No | Behind the Meter | Net-metered residential rooftop and canopy |  | None | Vision Solar LLC | JCP&L | Accepted | 2020-10-16 | 2020-10-20 | 2021-10-30 | ENPHASE | IQ7-60-2-US | Inverters | 0.24 |  | 15 |  |  | 0.96 |  | Other | BEHIND EACH PANEL
NJSTRE1545764732 |  | Transition Incentive Program | Springfield | 7081 | 10 | 5.03 | Residential | No | Behind the Meter | Net-metered residential rooftop and canopy |  | None | Vision Solar LLC | JCP&L | Accepted | 2020-10-16 | 2020-10-20 | 2021-10-30 | HANWHA Q-CELLS | Q.PEAK DUO-G6+ 335 | Solar Panels |  | 0.335 | 7 | 19 | 30 |  | Fixed | Roof
NJSTRE1545764732 |  | Transition Incentive Program | Springfield | 7081 | 10 | 5.03 | Residential | No | Behind the Meter | Net-metered residential rooftop and canopy |  | None | Vision Solar LLC | JCP&L | Accepted | 2020-10-16 | 2020-10-20 | 2021-10-30 | HANWHA Q-CELLS | Q.PEAK DUO-G6+ 335 | Solar Panels |  | 0.335 | 8 | 199 | 30 |  | Fixed | Roof
NJSTRE1545764733 |  | Transition Incentive Program | Union | 7083 | 10 | 3.02 | Residential | Yes | Behind the Meter | Net-metered residential rooftop and canopy |  | None | Vision Solar LLC | PSE&G | Accepted | 2020-10-16 | 2020-10-19 | 2021-10-30 | ENPHASE | IQ7-60-2-US | Inverters | 0.24 |  | 9 |  |  | 0.96 |  | Other | BEHIND EACH PANEL
NJSTRE1545764733 |  | Transition Incentive Program | Union | 7083 | 10 | 3.02 | Residential | Yes | Behind the Meter | Net-metered residential rooftop and canopy |  | None | Vision Solar LLC | PSE&G | Accepted | 2020-10-16 | 2020-10-19 | 2021-10-30 | HANWHA Q-CELLS | Q.PEAK DUO-G6+ 335 | Solar Panels |  | 0.335 | 4 | 219 | 43 |  | Fixed | Roof
NJSTRE1545764733 |  | Transition Incentive Program | Union | 7083 | 10 | 3.02 | Residential | Yes | Behind the Meter | Net-metered residential rooftop and canopy |  | None | Vision Solar LLC | PSE&G | Accepted | 2020-10-16 | 2020-10-19 | 2021-10-30 | HANWHA Q-CELLS | Q.PEAK DUO-G6+ 335 | Solar Panels |  | 0.335 | 1 | 219 | 40 |  | Fixed | Roof
NJSTRE1545764733 |  | Transition Incentive Program | Union | 7083 | 10 | 3.02 | Residential | Yes | Behind the Meter | Net-metered residential rooftop and canopy |  | None | Vision Solar LLC | PSE&G | Accepted | 2020-10-16 | 2020-10-19 | 2021-10-30 | HANWHA Q-CELLS | Q.PEAK DUO-G6+ 335 | Solar Panels |  | 0.335 | 4 | 39 | 43 |  | Fixed | Roof
NJSTRE1545764734 |  | Transition Incentive Program | LEBANON (MOUNTAINVILLE) | 8833 | 4 | 7.2 | Residential | No | Behind the Meter | Net-metered residential rooftop and canopy |  | None | SEA BRIGHT SOLAR, LLC | PSE&G | Accepted | 2020-10-16 | 2020-10-19 | 2021-10-30 | SUNPOWER | SPR-X22-360-AC | Inverters | 320 |  | 20 |  |  | 0.96 |  | Outside | BENEATH ARRAY
NJSTRE1545764734 |  | Transition Incentive Program | LEBANON (MOUNTAINVILLE) | 8833 | 4 | 7.2 | Residential | No | Behind the Meter | Net-metered residential rooftop and canopy |  | None | SEA BRIGHT SOLAR, LLC | PSE&G | Accepted | 2020-10-16 | 2020-10-19 | 2021-10-30 | SUNPOWER | SPR-X22-360-AC | Solar Panels |  | 0.36 | 8 | 60 | 29 |  | Fixed | Roof | NE
NJSTRE1545764734 |  | Transition Incentive Program | LEBANON (MOUNTAINVILLE) | 8833 | 4 | 7.2 | Residential | No | Behind the Meter | Net-metered residential rooftop and canopy |  | None | SEA BRIGHT SOLAR, LLC | PSE&G | Accepted | 2020-10-16 | 2020-10-19 | 2021-10-30 | SUNPOWER | SPR-X22-360-AC | Solar Panels |  | 0.36 | 12 | 240 | 29 |  | Fixed | Roof | SW
NJSTRE1545764736 |  | Transition Incentive Program | Oak Ridge | 7438 | 6 | 11.47 | Residential | No | Behind the Meter | Net-metered residential rooftop and canopy |  | None | Whitman Construction, LLC | JCP&L | Accepted | 2020-10-16 | 2020-10-19 | 2021-10-30 | enphase energy | iq7plus-72-2-us | Inverters | 295 |  | 31 |  |  | 0.975 |  | Outdoor | microinverters located under modules
NJSTRE1545764736 |  | Transition Incentive Program | Oak Ridge | 7438 | 6 | 11.47 | Residential | No | Behind the Meter | Net-metered residential rooftop and canopy |  | None | Whitman Construction, LLC | JCP&L | Accepted | 2020-10-16 | 2020-10-19 | 2021-10-30 | solaria power | xt370r-pd | Solar Panels |  | 0.37 | 27 | 130 | 20 |  | Fixed | Roof
NJSTRE1545764736 |  | Transition Incentive Program | Oak Ridge | 7438 | 6 | 11.47 | Residential | No | Behind the Meter | Net-metered residential rooftop and canopy |  | None | Whitman Construction, LLC | JCP&L | Accepted | 2020-10-16 | 2020-10-19 | 2021-10-30 | SOLARIA POWER | xt370r-pd | Solar Panels |  | 0.37 | 4 | 310 | 20 |  | Fixed | Roof
NJSTRE1545764747 |  | Transition Incentive Program | Marmora | 8223 | 21 | 5.36 | Residential | No | Behind the Meter | Net-metered residential rooftop and canopy |  | None | Vision Solar LLC | AC Electric | Accepted | 2020-10-16 | 2020-10-19 | 2021-10-30 | ENPHASE | IQ7-60-2-US | Inverters | 0.24 |  | 16 |  |  | 0.96 |  | Other | BEHIND EACH PANEL
NJSTRE1545764747 |  | Transition Incentive Program | Marmora | 8223 | 21 | 5.36 | Residential | No | Behind the Meter | Net-metered residential rooftop and canopy |  | None | Vision Solar LLC | AC Electric | Accepted | 2020-10-16 | 2020-10-19 | 2021-10-30 | HANWHA Q-CELLS | Q.PEAK DUO-G6+ 335 | Solar Panels |  | 0.335 | 6 | 115 | 24 |  | Fixed | Roof
NJSTRE1545764747 |  | Transition Incentive Program | Marmora | 8223 | 21 | 5.36 | Residential | No | Behind the Meter | Net-metered residential rooftop and canopy |  | None | Vision Solar LLC | AC Electric | Accepted | 2020-10-16 | 2020-10-19 | 2021-10-30 | HANWHA Q-CELLS | Q.PEAK DUO-G6+ 335 | Solar Panels |  | 0.335 | 10 | 115 | 20 |  | Fixed | Roof
NJSTRE1545764778 |  | Transition Incentive Program | Newark | 7107 | 9 | 3.96 | Residential | Yes | Behind the Meter | Net-metered residential rooftop and canopy |  | None | Posigen NJ LLC | PSE&G | Accepted | 2020-10-16 | 2020-10-20 | 2021-10-30 | SolarEdge | SE3800H-US | Inverters | 3800 |  | 1 |  |  | 0.99 |  | Outside | within ten feet of meter
NJSTRE1545764778 |  | Transition Incentive Program | Newark | 7107 | 9 | 3.96 | Residential | Yes | Behind the Meter | Net-metered residential rooftop and canopy |  | None | Posigen NJ LLC | PSE&G | Accepted | 2020-10-16 | 2020-10-20 | 2021-10-30 | Silfab | SIL330HL | Solar Panels |  | 0.33 | 12 | 297 | 3 |  | Fixed | Roof
NJSTRE1545764808 |  | Transition Incentive Program | Cherry Hill | 8034 | 14 | 7.19 | Residential | Yes | Behind the Meter | Net-metered residential rooftop and canopy |  | None | Seabright Solar | PSE&G | Accepted | 2020-10-16 | 2020-10-19 | 2021-10-30 | Enphase | IQ7XS-96-ACM-US | Inverters | 0.315 |  | 22 |  |  | 0.99 |  | Outside | Roof
NJSTRE1545764808 |  | Transition Incentive Program | Cherry Hill | 8034 | 14 | 7.19 | Residential | Yes | Behind the Meter | Net-metered residential rooftop and canopy |  | None | Seabright Solar | PSE&G | Accepted | 2020-10-16 | 2020-10-19 | 2021-10-30 | Sunpower | SPR-E20-327 | Solar Panels |  | 0.327 | 4 | 208 | 18 |  | Fixed | Roof
NJSTRE1545764808 |  | Transition Incentive Program | Cherry Hill | 8034 | 14 | 7.19 | Residential | Yes | Behind the Meter | Net-metered residential rooftop and canopy |  | None | Seabright Solar | PSE&G | Accepted | 2020-10-16 | 2020-10-19 | 2021-10-30 | Sunpower | SPR-E20-327 | Solar Panels |  | 0.327 | 18 | 208 | 8 |  | Fixed | Roof
NJSTRE1545764811 |  | Transition Incentive Program | Toms River | 8755 | 18 | 3.96 | Residential | Yes | Behind the Meter | Net-metered residential rooftop and canopy |  | None | Posigen NJ LLC | JCP&L | Accepted | 2020-10-16 | 2020-10-19 | 2021-10-30 | SolarEdge | SE3800H-US | Inverters | 3800 |  | 1 |  |  | 0.99 |  | Outside | within ten feet of meter
NJSTRE1545764811 |  | Transition Incentive Program | Toms River | 8755 | 18 | 3.96 | Residential | Yes | Behind the Meter | Net-metered residential rooftop and canopy |  | None | Posigen NJ LLC | JCP&L | Accepted | 2020-10-16 | 2020-10-19 | 2021-10-30 | Silfab | SIL330HL | Solar Panels |  | 0.33 | 12 | 145 | 24 |  | Fixed | Roof
NJSTRE1545764817 |  | Transition Incentive Program | Newark City | 7106 | 9 | 9.25 | Residential | Yes | Behind the Meter | Net-metered residential rooftop and canopy |  | None | Bright Planet Solar | PSE&G | Accepted | 2020-10-16 | 2020-10-20 | 2021-10-30 | SOLAR EDGE | SE7600H-USRGM | Inverters | 7600 |  | 1 |  |  | 0.98 |  | Outdoor | OUTSIDE
NJSTRE1545764817 |  | Transition Incentive Program | Newark City | 7106 | 9 | 9.25 | Residential | Yes | Behind the Meter | Net-metered residential rooftop and canopy |  | None | Bright Planet Solar | PSE&G | Accepted | 2020-10-16 | 2020-10-20 | 2021-10-30 | SUNPOWER | SPRX22-370 | Solar Panels |  | 0.37 | 25 | 196 | 26 |  | Fixed | Roof
NJSTRE1545764827 |  | Transition Incentive Program | Somerdale | 8083 | 14 | 10.2 | Residential | No | Behind the Meter | Net-metered residential rooftop and canopy |  | None | Trinity Solar | PSE&G | Accepted | 2020-10-16 | 2020-10-20 | 2021-10-30 | SolarEdge | SE7600 | Inverters | 7600 |  | 1 |  |  | 0.97 |  | Outside | Side of home
NJSTRE1545764827 |  | Transition Incentive Program | Somerdale | 8083 | 14 | 10.2 | Residential | No | Behind the Meter | Net-metered residential rooftop and canopy |  | None | Trinity Solar | PSE&G | Accepted | 2020-10-16 | 2020-10-20 | 2021-10-30 | Hanwha 340 | Q.PEAK DUO BLK-G6 340 | Solar Panels |  | 0.34 | 30 | 181 | 20 |  | Fixed | Roof
NJSTRE1545764828 |  | Transition Incentive Program | Trenton | 8619 | 12 | 10.88 | Residential | Yes | Behind the Meter | Net-metered residential rooftop and canopy |  | None | Trinity Solar | PSE&G | Accepted | 2020-10-16 | 2020-10-19 | 2021-10-30 | Solar Edge | SE10000 | Inverters | 10000 |  | 1 |  |  | 0.97 |  | Outside | side of home
NJSTRE1545764828 |  | Transition Incentive Program | Trenton | 8619 | 12 | 10.88 | Residential | Yes | Behind the Meter | Net-metered residential rooftop and canopy |  | None | Trinity Solar | PSE&G | Accepted | 2020-10-16 | 2020-10-19 | 2021-10-30 | Hanwha | Q.PEAK DUO BLK-G6 340 | Solar Panels |  | 0.34 | 16 | 104 | 33 |  | Fixed | Roof
NJSTRE1545764828 |  | Transition Incentive Program | Trenton | 8619 | 12 | 10.88 | Residential | Yes | Behind the Meter | Net-metered residential rooftop and canopy |  | None | Trinity Solar | PSE&G | Accepted | 2020-10-16 | 2020-10-19 | 2021-10-30 | Hanwha | Q.PEAK DUO BLK-G6 340 | Solar Panels |  | 0.34 | 16 | 284 | 15 |  | Fixed | Pole
NJSTRE1545764832 |  | Transition Incentive Program | FLEMINGTON | 8822 | 4 | 12.24 | Residential | No | Behind the Meter | Net-metered residential rooftop and canopy |  | None | SEA BRIGHT SOLAR, LLC | JCP&L | Accepted | 2020-10-16 | 2020-10-20 | 2021-10-30 | SUNPOWER | SPR-X22-360-AC | Inverters | 320 |  | 34 |  |  | 0.96 |  | Outside | BENEATH ARRAY
NJSTRE1545764832 |  | Transition Incentive Program | FLEMINGTON | 8822 | 4 | 12.24 | Residential | No | Behind the Meter | Net-metered residential rooftop and canopy |  | None | SEA BRIGHT SOLAR, LLC | JCP&L | Accepted | 2020-10-16 | 2020-10-20 | 2021-10-30 | SUNPOWER | SPR-X22-360-AC | Solar Panels |  | 0.36 | 6 | 128 | 25 |  | Fixed | Roof | SE
NJSTRE1545764832 |  | Transition Incentive Program | FLEMINGTON | 8822 | 4 | 12.24 | Residential | No | Behind the Meter | Net-metered residential rooftop and canopy |  | None | SEA BRIGHT SOLAR, LLC | JCP&L | Accepted | 2020-10-16 | 2020-10-20 | 2021-10-30 | SUNPOWER | SPR-X22-360-AC | Solar Panels |  | 0.36 | 2 | 38 | 25 |  | Fixed | Roof | NE
NJSTRE1545764832 |  | Transition Incentive Program | FLEMINGTON | 8822 | 4 | 12.24 | Residential | No | Behind the Meter | Net-metered residential rooftop and canopy |  | None | SEA BRIGHT SOLAR, LLC | JCP&L | Accepted | 2020-10-16 | 2020-10-20 | 2021-10-30 | SUNPOWER | SPR-X22-360-AC | Solar Panels |  | 0.36 | 7 | 218 | 27 |  | Fixed | Roof | SW
NJSTRE1545764832 |  | Transition Incentive Program | FLEMINGTON | 8822 | 4 | 12.24 | Residential | No | Behind the Meter | Net-metered residential rooftop and canopy |  | None | SEA BRIGHT SOLAR, LLC | JCP&L | Accepted | 2020-10-16 | 2020-10-20 | 2021-10-30 | SUNPOWER | SPR-X22-360-AC | Solar Panels |  | 0.36 | 16 | 128 | 27 |  | Fixed | Roof | SE
NJSTRE1545764832 |  | Transition Incentive Program | FLEMINGTON | 8822 | 4 | 12.24 | Residential | No | Behind the Meter | Net-metered residential rooftop and canopy |  | None | SEA BRIGHT SOLAR, LLC | JCP&L | Accepted | 2020-10-16 | 2020-10-20 | 2021-10-30 | SUNPOWER | SPR-X22-360-AC | Solar Panels |  | 0.36 | 3 | 38 | 27 |  | Fixed | Roof | NE
NJSTRE1545764840 |  | Transition Incentive Program | Mansfield Twp Bur | 8022 | 13 | 8.88 | Residential | Yes | Behind the Meter | Net-metered residential rooftop and canopy |  | None | Bright Planet Solar | PSE&G | Accepted | 2020-10-16 | 2020-10-20 | 2021-10-30 | SOLAR EDGE | SE7600H-USRGM | Inverters | 7600 |  | 1 |  |  | 0.98 |  | Outdoor | OUTSIDE
NJSTRE1545764840 |  | Transition Incentive Program | Mansfield Twp Bur | 8022 | 13 | 8.88 | Residential | Yes | Behind the Meter | Net-metered residential rooftop and canopy |  | None | Bright Planet Solar | PSE&G | Accepted | 2020-10-16 | 2020-10-20 | 2021-10-30 | SUNPOWER | SPRX22-370 | Solar Panels |  | 0.37 | 24 | 145 | 18 |  | Fixed | Roof
NJSTRE1545764855 |  | Transition Incentive Program | Egg Harbor Township | 8234 | 19 | 6.12 | Residential | No | Behind the Meter | Net-metered residential rooftop and canopy |  | None | Trinity Solar | AC Electric | Accepted | 2020-10-16 | 2020-10-20 | 2021-10-30 | Solar Edge | SE5000 | Inverters | 5000 |  | 1 |  |  | 0.97 |  | Outside | side of home
NJSTRE1545764855 |  | Transition Incentive Program | Egg Harbor Township | 8234 | 19 | 6.12 | Residential | No | Behind the Meter | Net-metered residential rooftop and canopy |  | None | Trinity Solar | AC Electric | Accepted | 2020-10-16 | 2020-10-20 | 2021-10-30 | Hanwha | Q.PEAK DUO BLK-G6 340 | Solar Panels |  | 0.34 | 12 | 129 | 30 |  | Fixed | Roof
NJSTRE1545764855 |  | Transition Incentive Program | Egg Harbor Township | 8234 | 19 | 6.12 | Residential | No | Behind the Meter | Net-metered residential rooftop and canopy |  | None | Trinity Solar | AC Electric | Accepted | 2020-10-16 | 2020-10-20 | 2021-10-30 | Hanwha | Q.PEAK DUO BLK-G6 340 | Solar Panels |  | 0.34 | 6 | 219 | 39 |  | Fixed | Roof
NJSTRE1545764861 |  | Transition Incentive Program | PISCATAWAY | 8854 | 11 | 8.64 | Residential | No | Behind the Meter | Net-metered residential rooftop and canopy |  | None | SEA BRIGHT SOLAR, LLC | PSE&G | Accepted | 2020-10-16 | 2020-10-20 | 2021-10-30 | SUNPOWER | SPR-X22-360-AC | Inverters | 320 |  | 24 |  |  | 0.96 |  | Outside | BENEATH ARRAY
NJSTRE1545764861 |  | Transition Incentive Program | PISCATAWAY | 8854 | 11 | 8.64 | Residential | No | Behind the Meter | Net-metered residential rooftop and canopy |  | None | SEA BRIGHT SOLAR, LLC | PSE&G | Accepted | 2020-10-16 | 2020-10-20 | 2021-10-30 | SUNPOWER | SPR-X22-360-AC | Solar Panels |  | 0.36 | 9 | 153 | 31 |  | Fixed | Roof | SE
NJSTRE1545764861 |  | Transition Incentive Program | PISCATAWAY | 8854 | 11 | 8.64 | Residential | No | Behind the Meter | Net-metered residential rooftop and canopy |  | None | SEA BRIGHT SOLAR, LLC | PSE&G | Accepted | 2020-10-16 | 2020-10-20 | 2021-10-30 | SUNPOWER | SPR-X22-360-AC | Solar Panels |  | 0.36 | 6 | 153 | 31 |  | Fixed | Roof | SE
NJSTRE1545764861 |  | Transition Incentive Program | PISCATAWAY | 8854 | 11 | 8.64 | Residential | No | Behind the Meter | Net-metered residential rooftop and canopy |  | None | SEA BRIGHT SOLAR, LLC | PSE&G | Accepted | 2020-10-16 | 2020-10-20 | 2021-10-30 | SUNPOWER | SPR-X22-360-AC | Solar Panels |  | 0.36 | 9 | 153 | 31 |  | Fixed | Roof | SE
NJSTRE1545764867 |  | Transition Incentive Program | Pleasantville | 8232 | 19 | 8.37 | Residential | Yes | Behind the Meter | Net-metered residential rooftop and canopy |  | None | Bright Planet Solar | AC Electric | Accepted | 2020-10-16 | 2020-10-20 | 2021-10-30 | SOLAR EDGE | SE6000H-USRGM | Inverters | 6000 |  | 1 |  |  | 0.98 |  | Outdoor | OUTSIDE
NJSTRE1545764867 |  | Transition Incentive Program | Pleasantville | 8232 | 19 | 8.37 | Residential | Yes | Behind the Meter | Net-metered residential rooftop and canopy |  | None | Bright Planet Solar | AC Electric | Accepted | 2020-10-16 | 2020-10-20 | 2021-10-30 | LONGI | LR6-60HPB-310M | Solar Panels |  | 0.31 | 7 | 211 | 28 |  | Fixed | Roof
NJSTRE1545764867 |  | Transition Incentive Program | Pleasantville | 8232 | 19 | 8.37 | Residential | Yes | Behind the Meter | Net-metered residential rooftop and canopy |  | None | Bright Planet Solar | AC Electric | Accepted | 2020-10-16 | 2020-10-20 | 2021-10-30 | LONGI | LR6-60HPB-310M | Solar Panels |  | 0.31 | 12 | 210 | 28 |  | Fixed | Roof
NJSTRE1545764867 |  | Transition Incentive Program | Pleasantville | 8232 | 19 | 8.37 | Residential | Yes | Behind the Meter | Net-metered residential rooftop and canopy |  | None | Bright Planet Solar | AC Electric | Accepted | 2020-10-16 | 2020-10-20 | 2021-10-30 | LONGI | LR6-60HPB-310M | Solar Panels |  | 0.31 | 4 | 32 | 28 |  | Fixed | Roof
NJSTRE1545764867 |  | Transition Incentive Program | Pleasantville | 8232 | 19 | 8.37 | Residential | Yes | Behind the Meter | Net-metered residential rooftop and canopy |  | None | Bright Planet Solar | AC Electric | Accepted | 2020-10-16 | 2020-10-20 | 2021-10-30 | LONGI | LR6-60HPB-310M | Solar Panels |  | 0.31 | 4 | 210 | 74 |  | Fixed | Roof
NJSTRE1545764876 |  | Transition Incentive Program | Brick | 8723 | 18 | 8.5 | Residential | Yes | Behind the Meter | Net-metered residential rooftop and canopy |  | None | Trinity Solar | JCP&L | Accepted | 2020-10-16 | 2020-10-20 | 2021-10-30 | SOLAR EDGE | SE7600H-US | Inverters | 7600 |  | 1 |  |  | 0.97 |  | Outside | SIDE OF HOME
NJSTRE1545764876 |  | Transition Incentive Program | Brick | 8723 | 18 | 8.5 | Residential | Yes | Behind the Meter | Net-metered residential rooftop and canopy |  | None | Trinity Solar | JCP&L | Accepted | 2020-10-16 | 2020-10-20 | 2021-10-30 | HANWHA 340 (Q.PEAK DUO BLK-G6 340) | HANWHA 340 (Q.PEAK DUO BLK-G6 340) | Solar Panels |  | 0.34 | 5 | 294 | 23 |  | Fixed | Roof
NJSTRE1545764876 |  | Transition Incentive Program | Brick | 8723 | 18 | 8.5 | Residential | Yes | Behind the Meter | Net-metered residential rooftop and canopy |  | None | Trinity Solar | JCP&L | Accepted | 2020-10-16 | 2020-10-20 | 2021-10-30 | HANWHA 340 (Q.PEAK DUO BLK-G6 340) | HANWHA 340 (Q.PEAK DUO BLK-G6 340) | Solar Panels |  | 0.34 | 20 | 114 | 23 |  | Fixed | Roof
NJSTRE1545764888 |  | Transition Incentive Program | HILLSBOROUGH | 8844 | 5 | 8.38 | Residential | No | Behind the Meter | Net-metered residential rooftop and canopy |  | None | SEA BRIGHT SOLAR, LLC | PSE&G | Accepted | 2020-10-16 | 2020-10-20 | 2021-10-30 | SUNPOWER | SPR-X21-335-BLK-AC | Inverters | 320 |  | 25 |  |  | 0.96 |  | Outside | BENEATH ARRAY
NJSTRE1545764888 |  | Transition Incentive Program | HILLSBOROUGH | 8844 | 5 | 8.38 | Residential | No | Behind the Meter | Net-metered residential rooftop and canopy |  | None | SEA BRIGHT SOLAR, LLC | PSE&G | Accepted | 2020-10-16 | 2020-10-20 | 2021-10-30 | SUNPOWER | SPR-X21-335-BLK-AC | Solar Panels |  | 0.335 | 15 | 96 | 34 |  | Fixed | Roof | EAST
NJSTRE1545764888 |  | Transition Incentive Program | HILLSBOROUGH | 8844 | 5 | 8.38 | Residential | No | Behind the Meter | Net-metered residential rooftop and canopy |  | None | SEA BRIGHT SOLAR, LLC | PSE&G | Accepted | 2020-10-16 | 2020-10-20 | 2021-10-30 | SUNPOWER | SPR-X21-335-BLK-AC | Solar Panels |  | 0.335 | 2 | 186 | 23 |  | Fixed | Roof | SOUTH
NJSTRE1545764888 |  | Transition Incentive Program | HILLSBOROUGH | 8844 | 5 | 8.38 | Residential | No | Behind the Meter | Net-metered residential rooftop and canopy |  | None | SEA BRIGHT SOLAR, LLC | PSE&G | Accepted | 2020-10-16 | 2020-10-20 | 2021-10-30 | SUNPOWER | SPR-X21-335-BLK-AC | Solar Panels |  | 0.335 | 6 | 186 | 40 |  | Fixed | Roof | SOUTH
NJSTRE1545764888 |  | Transition Incentive Program | HILLSBOROUGH | 8844 | 5 | 8.38 | Residential | No | Behind the Meter | Net-metered residential rooftop and canopy |  | None | SEA BRIGHT SOLAR, LLC | PSE&G | Accepted | 2020-10-16 | 2020-10-20 | 2021-10-30 | SUNPOWER | SPR-X21-335-BLK-AC | Solar Panels |  | 0.335 | 2 | 96 | 24 |  | Fixed | Roof | EAST
NJSTRE1545764894 |  | Transition Incentive Program | Sicklerville | 8081 | 14 | 2.72 | Residential | No | Behind the Meter | Net-metered residential rooftop and canopy |  | None | Trinity Solar | AC Electric | Accepted | 2020-10-16 | 2020-10-20 | 2021-10-30 | SOLAR EDGE | SE3000H-US | Inverters | 3000 |  | 1 |  |  | 0.97 |  | Outside | SIDE OF HOME
NJSTRE1545764894 |  | Transition Incentive Program | Sicklerville | 8081 | 14 | 2.72 | Residential | No | Behind the Meter | Net-metered residential rooftop and canopy |  | None | Trinity Solar | AC Electric | Accepted | 2020-10-16 | 2020-10-20 | 2021-10-30 | HANWHA 340 (Q.PEAK DUO BLK-G6 340) | HANWHA 340 (Q.PEAK DUO BLK-G6 340) | Solar Panels |  | 0.34 | 8 | 144 | 30 |  | Fixed | Roof
NJSTRE1545764910 |  | Transition Incentive Program | WAYNE | 7470 | 6 | 13.4 | Residential | No | Behind the Meter | Net-metered residential rooftop and canopy |  | None | SEA BRIGHT SOLAR, LLC | PSE&G | Accepted | 2020-10-16 | 2020-10-20 | 2021-10-30 | SUNPOWER | SPR-X21-335-BLK-AC | Inverters | 320 |  | 40 |  |  | 0.96 |  | Outside | BENEATH ARRAY
NJSTRE1545764910 |  | Transition Incentive Program | WAYNE | 7470 | 6 | 13.4 | Residential | No | Behind the Meter | Net-metered residential rooftop and canopy |  | None | SEA BRIGHT SOLAR, LLC | PSE&G | Accepted | 2020-10-16 | 2020-10-20 | 2021-10-30 | SUNPOWER | SPR-X21-335-BLK-AC | Solar Panels |  | 0.335 | 40 | 194 | 38 |  | Fixed | Roof | SOUTH
NJSTRE1545764924 |  | Transition Incentive Program | Phillipsburg | 8865 | 2 | 10.88 | Residential | Yes | Behind the Meter | Net-metered residential rooftop and canopy |  | None | Vivint Solar Developer, LLC | JCP&L | Accepted | 2020-10-16 | 2020-10-20 | 2021-10-30 | SolarEdge | SE7600H-US | Inverters | 7600 |  | 1 |  |  | 0.992 |  | Outdoor | Near the Utility Meter
NJSTRE1545764924 |  | Transition Incentive Program | Phillipsburg | 8865 | 2 | 10.88 | Residential | Yes | Behind the Meter | Net-metered residential rooftop and canopy |  | None | Vivint Solar Developer, LLC | JCP&L | Accepted | 2020-10-16 | 2020-10-20 | 2021-10-30 | Jinko Solar | JKM320M-60HBL | Solar Panels |  | 0.32 | 11 | 340 | 14 |  | Fixed | Roof
NJSTRE1545764924 |  | Transition Incentive Program | Phillipsburg | 8865 | 2 | 10.88 | Residential | Yes | Behind the Meter | Net-metered residential rooftop and canopy |  | None | Vivint Solar Developer, LLC | JCP&L | Accepted | 2020-10-16 | 2020-10-20 | 2021-10-30 | Jinko Solar | JKM320M-60HBL | Solar Panels |  | 0.32 | 11 | 160 | 14 |  | Fixed | Roof
NJSTRE1545764924 |  | Transition Incentive Program | Phillipsburg | 8865 | 2 | 10.88 | Residential | Yes | Behind the Meter | Net-metered residential rooftop and canopy |  | None | Vivint Solar Developer, LLC | JCP&L | Accepted | 2020-10-16 | 2020-10-20 | 2021-10-30 | Jinko Solar | JKM320M-60HBL | Solar Panels |  | 0.32 | 4 | 70 | 20 |  | Fixed | Roof
NJSTRE1545764924 |  | Transition Incentive Program | Phillipsburg | 8865 | 2 | 10.88 | Residential | Yes | Behind the Meter | Net-metered residential rooftop and canopy |  | None | Vivint Solar Developer, LLC | JCP&L | Accepted | 2020-10-16 | 2020-10-20 | 2021-10-30 | Jinko Solar | JKM320M-60HBL | Solar Panels |  | 0.32 | 8 | 250 | 20 |  | Fixed | Roof
NJSTRE1545764925 |  | Transition Incentive Program | Westville | 8093 | 15 | 3.06 | Residential | Yes | Behind the Meter | Net-metered residential rooftop and canopy |  | None | Trinity Solar | PSE&G | Accepted | 2020-10-16 | 2020-10-20 | 2021-10-30 | Solar Edge | SE3000 | Inverters | 3000 |  | 1 |  |  | 0.97 |  | Outside | side of home
NJSTRE1545764925 |  | Transition Incentive Program | Westville | 8093 | 15 | 3.06 | Residential | Yes | Behind the Meter | Net-metered residential rooftop and canopy |  | None | Trinity Solar | PSE&G | Accepted | 2020-10-16 | 2020-10-20 | 2021-10-30 | Hanwha | Q.PEAK DUO BLK-G6 340 | Solar Panels |  | 0.34 | 9 | 212 | 23 |  | Fixed | Roof
NJSTRE1545764930 |  | Transition Incentive Program | Woolwich Township | 8085 | 15 | 12.6 | Residential | No | Behind the Meter | Net-metered residential rooftop and canopy |  | None | Advanced Renewable Solutions | AC Electric | Accepted | 2020-10-16 | 2020-10-20 | 2021-10-30 | ENPHASE | IQ7-60-2-US | Inverters | 9600 |  | 40 |  |  | 0.976 |  | Outdoor | Micro-inverters are mounted to underside of every solar
NJSTRE1545764930 |  | Transition Incentive Program | Woolwich Township | 8085 | 15 | 12.6 | Residential | No | Behind the Meter | Net-metered residential rooftop and canopy |  | None | Advanced Renewable Solutions | AC Electric | Accepted | 2020-10-16 | 2020-10-20 | 2021-10-30 | CertainTeed | CT315M11-02 | Solar Panels |  | 0.315 | 18 | 199 | 35 |  | Fixed | Roof
NJSTRE1545764930 |  | Transition Incentive Program | Woolwich Township | 8085 | 15 | 12.6 | Residential | No | Behind the Meter | Net-metered residential rooftop and canopy |  | None | Advanced Renewable Solutions | AC Electric | Accepted | 2020-10-16 | 2020-10-20 | 2021-10-30 | CertainTeed | CT315M11-02 | Solar Panels |  | 0.315 | 22 | 199 | 16 |  | Fixed | Roof
NJSTRE1545764947 |  | Transition Incentive Program | HILLSBOROUGH | 8844 | 5 | 7.79 | Residential | No | Behind the Meter | Net-metered residential rooftop and canopy |  | None | SEA BRIGHT SOLAR, LLC | PSE&G | Accepted | 2020-10-16 | 2020-10-20 | 2021-10-30 | SUNPOWER | SPWR-A4 | Inverters | 349 |  | 19 |  |  | 0.97 |  | Outside | BENEATH ARRAY
NJSTRE1545764947 |  | Transition Incentive Program | HILLSBOROUGH | 8844 | 5 | 7.79 | Residential | No | Behind the Meter | Net-metered residential rooftop and canopy |  | None | SEA BRIGHT SOLAR, LLC | PSE&G | Accepted | 2020-10-16 | 2020-10-20 | 2021-10-30 | SUNPOWER | SPR-A410-G-AC | Solar Panels |  | 0.41 | 4 | 190 | 38 |  | Fixed | Roof | SOUTH
NJSTRE1545764947 |  | Transition Incentive Program | HILLSBOROUGH | 8844 | 5 | 7.79 | Residential | No | Behind the Meter | Net-metered residential rooftop and canopy |  | None | SEA BRIGHT SOLAR, LLC | PSE&G | Accepted | 2020-10-16 | 2020-10-20 | 2021-10-30 | SUNPOWER | SPR-A410-G-AC | Solar Panels |  | 0.41 | 15 | 100 | 32 |  | Fixed | Roof | EAST
NJSTRE1545764948 |  | Transition Incentive Program | Wallington | 7057 | 7 | 5.44 | Residential | Yes | Behind the Meter | Net-metered residential rooftop and canopy |  | None | Trinity Solar | PSE&G | Accepted | 2020-10-16 | 2020-10-21 | 2021-10-30 | Solar Edge | SE5000 | Inverters | 5000 |  | 1 |  |  | 0.97 |  | Outside | side of home
NJSTRE1545764948 |  | Transition Incentive Program | Wallington | 7057 | 7 | 5.44 | Residential | Yes | Behind the Meter | Net-metered residential rooftop and canopy |  | None | Trinity Solar | PSE&G | Accepted | 2020-10-16 | 2020-10-21 | 2021-10-30 | Hanwha | Q.PEAK DUO BLK-G6 340 | Solar Panels |  | 0.34 | 3 | 169 | 23 |  | Fixed | Pole
NJSTRE1545764948 |  | Transition Incentive Program | Wallington | 7057 | 7 | 5.44 | Residential | Yes | Behind the Meter | Net-metered residential rooftop and canopy |  | None | Trinity Solar | PSE&G | Accepted | 2020-10-16 | 2020-10-21 | 2021-10-30 | Hanwha | Q.PEAK DUO BLK-G6 340 | Solar Panels |  | 0.34 | 7 | 259 | 23 |  | Fixed | Roof
NJSTRE1545764948 |  | Transition Incentive Program | Wallington | 7057 | 7 | 5.44 | Residential | Yes | Behind the Meter | Net-metered residential rooftop and canopy |  | None | Trinity Solar | PSE&G | Accepted | 2020-10-16 | 2020-10-21 | 2021-10-30 | Hanwha | Q.PEAK DUO BLK-G6 340 | Solar Panels |  | 0.34 | 6 | 169 | 23 |  | Fixed | Roof
NJSTRE1545764954 |  | Transition Incentive Program | ATLANTIC CITY | 8401 | 19 | 5.44 | Residential | Yes | Behind the Meter | Net-metered residential rooftop and canopy |  | None | Trinity Solar | AC Electric | Accepted | 2020-10-16 | 2020-10-20 | 2021-10-30 | Solar Edge | SE5000H-US000BNC4 | Inverters | 5000 |  | 1 |  |  | 0.97 |  | Outdoor | side of home
NJSTRE1545764954 |  | Transition Incentive Program | ATLANTIC CITY | 8401 | 19 | 5.44 | Residential | Yes | Behind the Meter | Net-metered residential rooftop and canopy |  | None | Trinity Solar | AC Electric | Accepted | 2020-10-16 | 2020-10-20 | 2021-10-30 | HANWHA | Q.PEAK DUO BLK-G6 340 | Solar Panels |  | 0.34 | 9 | 148 | 10 |  | Fixed | Roof
NJSTRE1545764954 |  | Transition Incentive Program | ATLANTIC CITY | 8401 | 19 | 5.44 | Residential | Yes | Behind the Meter | Net-metered residential rooftop and canopy |  | None | Trinity Solar | AC Electric | Accepted | 2020-10-16 | 2020-10-20 | 2021-10-30 | HANWHA | Q.PEAK DUO BLK-G6 340 | Solar Panels |  | 0.34 | 7 | 328 | 19 |  | Fixed | Roof
NJSTRE1545765111 |  | Transition Incentive Program | North Middletown | 7748 | 17 | 6.12 | Residential | Yes | Behind the Meter | Net-metered residential rooftop and canopy |  | None | Trinity Solar | JCP&L | Accepted | 2020-10-16 | 2020-10-20 | 2021-10-30 | Solar Edge | SE5000H-US0SHBNC4 | Meters |  |  | 1 |  |  |  | Yes | Outdoor
NJSTRE1545765111 |  | Transition Incentive Program | North Middletown | 7748 | 17 | 6.12 | Residential | Yes | Behind the Meter | Net-metered residential rooftop and canopy |  | None | Trinity Solar | JCP&L | Accepted | 2020-10-16 | 2020-10-20 | 2021-10-30 | SolarEdge | SE5000H-US | Inverters | 5000 |  | 1 |  |  | 0.97 |  | Outside | back of home
NJSTRE1545765111 |  | Transition Incentive Program | North Middletown | 7748 | 17 | 6.12 | Residential | Yes | Behind the Meter | Net-metered residential rooftop and canopy |  | None | Trinity Solar | JCP&L | Accepted | 2020-10-16 | 2020-10-20 | 2021-10-30 | Hanwha 340 | Q.PEAK DUO BLK-G6 340 | Solar Panels |  | 0.34 | 18 | 206 | 23 |  | Fixed | Roof
NJSTRE1545765116 |  | Transition Incentive Program | Roselle Park | 7204 | 10 | 7.54 | Residential | Yes | Behind the Meter | Net-metered residential rooftop and canopy |  | None | Freedom Forever New Jersey LLC | PSE&G | Accepted | 2020-10-21 | 2020-10-22 | 2021-10-30 | Solar Edge | SE6000H-US [SI1] RGM | Inverters | 6000 |  | 1 |  |  | 0.99 |  | Outdoor | N/A
NJSTRE1545765116 |  | Transition Incentive Program | Roselle Park | 7204 | 10 | 7.54 | Residential | Yes | Behind the Meter | Net-metered residential rooftop and canopy |  | None | Freedom Forever New Jersey LLC | PSE&G | Accepted | 2020-10-21 | 2020-10-22 | 2021-10-30 | Hanwha Solar | Q.PLUS BFR-G4.1- 290 | Solar Panels |  | 0.29 | 8 | 2 | 26 |  | Fixed | Roof | N/A
NJSTRE1545765116 |  | Transition Incentive Program | Roselle Park | 7204 | 10 | 7.54 | Residential | Yes | Behind the Meter | Net-metered residential rooftop and canopy |  | None | Freedom Forever New Jersey LLC | PSE&G | Accepted | 2020-10-21 | 2020-10-22 | 2021-10-30 | Hanwha Solar | Q.PLUS BFR-G4.1- 290 | Solar Panels |  | 0.29 | 18 | 1 | 18 |  | Fixed | Roof | N/A
NJSTRE1545765122 |  | Transition Incentive Program | Lumberton | 8048 | 13 | 16.32 | Residential | No | Behind the Meter | Net-metered residential rooftop and canopy |  | None | Impact Solar LLC | PSE&G | Accepted | 2020-10-16 | 2020-10-20 | 2021-10-30 | solaredge | solaredge direct | Meters |  |  | 1 |  |  |  | Yes | Indoor
NJSTRE1545765122 |  | Transition Incentive Program | Lumberton | 8048 | 13 | 16.32 | Residential | No | Behind the Meter | Net-metered residential rooftop and canopy |  | None | Impact Solar LLC | PSE&G | Accepted | 2020-10-16 | 2020-10-20 | 2021-10-30 | solaredge | solaredge direct | Meters |  |  | 1 |  |  |  | Yes | Indoor
NJSTRE1545765122 |  | Transition Incentive Program | Lumberton | 8048 | 13 | 16.32 | Residential | No | Behind the Meter | Net-metered residential rooftop and canopy |  | None | Impact Solar LLC | PSE&G | Accepted | 2020-10-16 | 2020-10-20 | 2021-10-30 | solaredge | SE7600H-US | Inverters | 7600 |  | 2 |  |  | 0.96 |  | Indoor | garage
NJSTRE1545765122 |  | Transition Incentive Program | Lumberton | 8048 | 13 | 16.32 | Residential | No | Behind the Meter | Net-metered residential rooftop and canopy |  | None | Impact Solar LLC | PSE&G | Accepted | 2020-10-16 | 2020-10-20 | 2021-10-30 | hanwha | Q.PEAKDUO-G5340 | Solar Panels |  | 0.34 | 48 | 178 | 31 |  | Fixed | Roof
NJSTRE1545765126 |  | Transition Incentive Program | Port Norris | 8349 | 20 | 13.5 | Residential | No | Behind the Meter | Net-metered residential ground mount |  | None | RCL Enterprises Inc. | AC Electric | Accepted | 2020-10-16 | 2020-10-20 | 2021-10-30 | enphase | iq7 | Inverters | 240 |  | 45 |  |  | 0.96 |  | Outdoor | under panels
NJSTRE1545765126 |  | Transition Incentive Program | Port Norris | 8349 | 20 | 13.5 | Residential | No | Behind the Meter | Net-metered residential ground mount |  | None | RCL Enterprises Inc. | AC Electric | Accepted | 2020-10-16 | 2020-10-20 | 2021-10-30 | Jinko | JKM-300M | Solar Panels |  | 0.3 | 45 | 180 | 25 |  | Fixed | Ground
NJSTRE1545765143 |  | Transition Incentive Program | Camden City | 8103 | 14 | 8.99 | Residential | Yes | Behind the Meter | Net-metered residential rooftop and canopy |  | None | Bright Planet Solar | PSE&G | Accepted | 2020-10-16 | 2020-10-20 | 2021-10-30 | SOLAR EDGE | SE7600H-USRGM | Inverters | 7600 |  | 1 |  |  | 0.98 |  | Outdoor | OUTSIDE
NJSTRE1545765143 |  | Transition Incentive Program | Camden City | 8103 | 14 | 8.99 | Residential | Yes | Behind the Meter | Net-metered residential rooftop and canopy |  | None | Bright Planet Solar | PSE&G | Accepted | 2020-10-16 | 2020-10-20 | 2021-10-30 | HANWHA Q-CELLS | Q.PEAK DUO BLK-G5 310W | Solar Panels |  | 0.31 | 29 | 220 | 9 |  | Fixed | Roof
NJSTRE1545765154 |  | Transition Incentive Program | Margate City | 8402 | 19 | 2.8 | Residential | Yes | Behind the Meter | Net-metered residential rooftop and canopy |  | None | Pro Custom Solar dba Momentum Solar | AC Electric | Accepted | 2020-10-16 | 2020-10-20 | 2021-10-30 | Enphase | IQ7Plus-72-2-US | Inverters | 290 |  | 8 |  |  | 0.97 |  | Outdoor | Roof
NJSTRE1545765154 |  | Transition Incentive Program | Margate City | 8402 | 19 | 2.8 | Residential | Yes | Behind the Meter | Net-metered residential rooftop and canopy |  | None | Pro Custom Solar dba Momentum Solar | AC Electric | Accepted | 2020-10-16 | 2020-10-20 | 2021-10-30 | LG ELECTRONICS | LG 350N1C-V5 | Solar Panels |  | 0.35 | 3 | 324 | 28 |  | Fixed | Roof
NJSTRE1545765154 |  | Transition Incentive Program | Margate City | 8402 | 19 | 2.8 | Residential | Yes | Behind the Meter | Net-metered residential rooftop and canopy |  | None | Pro Custom Solar dba Momentum Solar | AC Electric | Accepted | 2020-10-16 | 2020-10-20 | 2021-10-30 | LG ELECTRONICS | LG 350N1C-V5 | Solar Panels |  | 0.35 | 5 | 234 | 27 |  | Fixed | Roof
NJSTRE1545765177 |  | Transition Incentive Program | Boonton | 7005 | 3 | 4.76 | Residential | No | Behind the Meter | Net-metered residential rooftop and canopy |  | None | Trinity Solar | JCP&L | Accepted | 2020-10-16 | 2020-10-20 | 2021-10-30 | Solar Edge | SE3800 | Inverters | 3800 |  | 1 |  |  | 0.97 |  | Outside | side of home
NJSTRE1545765177 |  | Transition Incentive Program | Boonton | 7005 | 3 | 4.76 | Residential | No | Behind the Meter | Net-metered residential rooftop and canopy |  | None | Trinity Solar | JCP&L | Accepted | 2020-10-16 | 2020-10-20 | 2021-10-30 | Hanwha | Q.PEAK DUO BLK-G6 340 | Solar Panels |  | 0.34 | 14 | 109 | 28 |  | Fixed | Roof
NJSTRE1545765185 |  | Transition Incentive Program | Vincentown | 8088 | 13 | 12.4 | Residential | Yes | Behind the Meter | Net-metered residential rooftop and canopy |  | None | Bright Planet Solar | AC Electric | Accepted | 2020-10-16 | 2020-10-20 | 2021-10-30 | SOLAR EDGE | SE10000H-USRGM | Inverters | 10000 |  | 1 |  |  | 0.98 |  | Outdoor | OUTSIDE
NJSTRE1545765185 |  | Transition Incentive Program | Vincentown | 8088 | 13 | 12.4 | Residential | Yes | Behind the Meter | Net-metered residential rooftop and canopy |  | None | Bright Planet Solar | AC Electric | Accepted | 2020-10-16 | 2020-10-20 | 2021-10-30 | HANWHA Q-CELLS | Q.PEAK DUO BLK-G5 310W | Solar Panels |  | 0.31 | 18 | 55 | 36 |  | Fixed | Roof
NJSTRE1545765185 |  | Transition Incentive Program | Vincentown | 8088 | 13 | 12.4 | Residential | Yes | Behind the Meter | Net-metered residential rooftop and canopy |  | None | Bright Planet Solar | AC Electric | Accepted | 2020-10-16 | 2020-10-20 | 2021-10-30 | HANWHA Q-CELLS | Q.PEAK DUO BLK-G5 310W | Solar Panels |  | 0.31 | 22 | 235 | 36 |  | Fixed | Roof
NJSTRE1545765189 |  | Transition Incentive Program | Margate City | 8402 | 19 | 2.8 | Residential | Yes | Behind the Meter | Net-metered residential rooftop and canopy |  | None | Pro Custom Solar dba Momentum Solar | AC Electric | Accepted | 2020-10-16 | 2020-10-20 | 2021-10-30 | Enphase | IQ7Plus-72-2-US | Inverters | 290 |  | 8 |  |  | 0.97 |  | Outdoor | Roof
NJSTRE1545765189 |  | Transition Incentive Program | Margate City | 8402 | 19 | 2.8 | Residential | Yes | Behind the Meter | Net-metered residential rooftop and canopy |  | None | Pro Custom Solar dba Momentum Solar | AC Electric | Accepted | 2020-10-16 | 2020-10-20 | 2021-10-30 | LG ELECTRONICS | LG 350N1C-V5 | Solar Panels |  | 0.35 | 3 | 54 | 28 |  | Fixed | Roof
NJSTRE1545765189 |  | Transition Incentive Program | Margate City | 8402 | 19 | 2.8 | Residential | Yes | Behind the Meter | Net-metered residential rooftop and canopy |  | None | Pro Custom Solar dba Momentum Solar | AC Electric | Accepted | 2020-10-16 | 2020-10-20 | 2021-10-30 | LG ELECTRONICS | LG 350N1C-V5 | Solar Panels |  | 0.35 | 5 | 144 | 26 |  | Fixed | Roof
NJSTRE1545765209 |  | Transition Incentive Program | Egg Harbor Township | 8234 | 19 | 8.38 | Residential | Yes | Behind the Meter | Net-metered residential rooftop and canopy |  | None | Trinity Solar | AC Electric | Accepted | 2020-10-16 | 2020-10-20 | 2021-10-30 | Solar Edge | SE7600 | Inverters | 7600 |  | 1 |  |  | 0.97 |  | Outside | side of home
NJSTRE1545765209 |  | Transition Incentive Program | Egg Harbor Township | 8234 | 19 | 8.38 | Residential | Yes | Behind the Meter | Net-metered residential rooftop and canopy |  | None | Trinity Solar | AC Electric | Accepted | 2020-10-16 | 2020-10-20 | 2021-10-30 | Hanwha | Q.PEAK DUO BLK-G6 335 | Solar Panels |  | 0.335 | 25 | 254 | 35 |  | Fixed | Roof
NJSTRE1545765214 |  | Transition Incentive Program | PLAINFIELD CITY | 7063 | 10 | 3.05 | Residential | No | Behind the Meter | Net-metered residential rooftop and canopy |  | None | Sunrun Installation Services, Inc. | PSE&G | Accepted | 2020-10-16 | 2020-10-20 | 2021-10-30 | TESLA | POWERWALL 2 AC | Electric Storage Battery |  |  | 1 |  |  |  | Lithium Ion |  | OUTSIDE
NJSTRE1545765214 |  | Transition Incentive Program | PLAINFIELD CITY | 7063 | 10 | 3.05 | Residential | No | Behind the Meter | Net-metered residential rooftop and canopy |  | None | Sunrun Installation Services, Inc. | PSE&G | Accepted | 2020-10-16 | 2020-10-20 | 2021-10-30 | Enphase Energy | IQ7-60-x-US | Inverters | 240 |  | 10 |  |  | 0.96 |  | Outdoor | ROOF
NJSTRE1545765214 |  | Transition Incentive Program | PLAINFIELD CITY | 7063 | 10 | 3.05 | Residential | No | Behind the Meter | Net-metered residential rooftop and canopy |  | None | Sunrun Installation Services, Inc. | PSE&G | Accepted | 2020-10-16 | 2020-10-20 | 2021-10-30 | LONGi Green Energy Technology Co Ltd | LR6-60HPB-305M | Solar Panels |  | 0.305 | 10 | 148 | 14 |  | Fixed | Roof
NJSTRE1545765234 |  | Transition Incentive Program | Sewell | 8080 | 15 | 6.18 | Residential | No | Behind the Meter | Net-metered residential rooftop and canopy |  | None | RCL Enterprises Inc. | AC Electric | Accepted | 2020-10-16 | 2020-10-20 | 2021-10-30 | enphase | iq7 | Inverters | 240 |  | 19 |  |  | 0.96 |  | Outdoor | under panels
NJSTRE1545765234 |  | Transition Incentive Program | Sewell | 8080 | 15 | 6.18 | Residential | No | Behind the Meter | Net-metered residential rooftop and canopy |  | None | RCL Enterprises Inc. | AC Electric | Accepted | 2020-10-16 | 2020-10-20 | 2021-10-30 | Trina Solar | TSM-325DD06M | Solar Panels |  | 0.325 | 6 | 176 | 35 |  | Fixed | Roof
NJSTRE1545765234 |  | Transition Incentive Program | Sewell | 8080 | 15 | 6.18 | Residential | No | Behind the Meter | Net-metered residential rooftop and canopy |  | None | RCL Enterprises Inc. | AC Electric | Accepted | 2020-10-16 | 2020-10-20 | 2021-10-30 | Trina Solar | TSM-325DD06M | Solar Panels |  | 0.325 | 9 | 176 | 35 |  | Fixed | Roof
NJSTRE1545765234 |  | Transition Incentive Program | Sewell | 8080 | 15 | 6.18 | Residential | No | Behind the Meter | Net-metered residential rooftop and canopy |  | None | RCL Enterprises Inc. | AC Electric | Accepted | 2020-10-16 | 2020-10-20 | 2021-10-30 | Trina Solar | TSM-325DD06M | Solar Panels |  | 0.325 | 4 | 176 | 35 |  | Fixed | Roof
NJSTRE1545765240 |  | Transition Incentive Program | HOPATCONG | 7843 | 1 | 7.82 | Residential | Yes | Behind the Meter | Net-metered residential rooftop and canopy |  | None | Trinity Solar | JCP&L | Accepted | 2020-10-16 | 2020-10-20 | 2021-10-30 | Solar Edge | SE6000H-US000BNC4 | Inverters | 6000 |  | 1 |  |  | 0.97 |  | Outdoor | side of home
NJSTRE1545765240 |  | Transition Incentive Program | HOPATCONG | 7843 | 1 | 7.82 | Residential | Yes | Behind the Meter | Net-metered residential rooftop and canopy |  | None | Trinity Solar | JCP&L | Accepted | 2020-10-16 | 2020-10-20 | 2021-10-30 | HANWHA | Q.PEAK DUO BLK-G6 340 | Solar Panels |  | 0.34 | 23 | 173 | 29 |  | Fixed | Roof
NJSTRE1545765241 |  | Transition Incentive Program | Plainfield | 7062 | 10 | 4.27 | Residential | Yes | Behind the Meter | Net-metered residential rooftop and canopy |  | None | Sunrun, Inc. | PSE&G | Accepted | 2020-10-16 | 2020-10-20 | 2021-10-30 | Tesla | Powerwall 2 AC | Electric Storage Battery |  |  | 1 |  |  |  | Lithium Ion |  | outside
NJSTRE1545765241 |  | Transition Incentive Program | Plainfield | 7062 | 10 | 4.27 | Residential | Yes | Behind the Meter | Net-metered residential rooftop and canopy |  | None | Sunrun, Inc. | PSE&G | Accepted | 2020-10-16 | 2020-10-20 | 2021-10-30 | Delta Electronics | M4-TL-US | Inverters | 4000 |  | 1 |  |  | 0.96 |  | Outdoor | Next To Meter
NJSTRE1545765241 |  | Transition Incentive Program | Plainfield | 7062 | 10 | 4.27 | Residential | Yes | Behind the Meter | Net-metered residential rooftop and canopy |  | None | Sunrun, Inc. | PSE&G | Accepted | 2020-10-16 | 2020-10-20 | 2021-10-30 | LONGi Green Energy Technology Co Ltd | LR6-60HPB-305M | Solar Panels |  | 0.305 | 6 | 230 | 23 |  | Fixed | Roof
NJSTRE1545765241 |  | Transition Incentive Program | Plainfield | 7062 | 10 | 4.27 | Residential | Yes | Behind the Meter | Net-metered residential rooftop and canopy |  | None | Sunrun, Inc. | PSE&G | Accepted | 2020-10-16 | 2020-10-20 | 2021-10-30 | LONGi Green Energy Technology Co Ltd | LR6-60HPB-305M | Solar Panels |  | 0.305 | 8 | 50 | 22 |  | Fixed | Roof
NJSTRE1545765243 |  | Transition Incentive Program | Bayonne City | 7002 | 8 | 13.02 | Residential | Yes | Behind the Meter | Net-metered residential rooftop and canopy |  | None | Bright Planet Solar | PSE&G | Accepted | 2020-10-16 | 2020-10-20 | 2021-10-30 | SOLAR EDGE | SE11400H-USRGM | Inverters | 11400 |  | 1 |  |  | 0.98 |  | Outdoor | OUTSIDE
NJSTRE1545765243 |  | Transition Incentive Program | Bayonne City | 7002 | 8 | 13.02 | Residential | Yes | Behind the Meter | Net-metered residential rooftop and canopy |  | None | Bright Planet Solar | PSE&G | Accepted | 2020-10-16 | 2020-10-20 | 2021-10-30 | LONGI | LR6-60HPB-310M | Solar Panels |  | 0.31 | 6 | 122 | 26 |  | Fixed | Roof
NJSTRE1545765243 |  | Transition Incentive Program | Bayonne City | 7002 | 8 | 13.02 | Residential | Yes | Behind the Meter | Net-metered residential rooftop and canopy |  | None | Bright Planet Solar | PSE&G | Accepted | 2020-10-16 | 2020-10-20 | 2021-10-30 | LONGI | LR6-60HPB-310M | Solar Panels |  | 0.31 | 11 | 212 | 26 |  | Fixed | Roof
NJSTRE1545765243 |  | Transition Incentive Program | Bayonne City | 7002 | 8 | 13.02 | Residential | Yes | Behind the Meter | Net-metered residential rooftop and canopy |  | None | Bright Planet Solar | PSE&G | Accepted | 2020-10-16 | 2020-10-20 | 2021-10-30 | LONGI | LR6-60HPB-310M | Solar Panels |  | 0.31 | 10 | 303 | 26 |  | Fixed | Roof
NJSTRE1545765243 |  | Transition Incentive Program | Bayonne City | 7002 | 8 | 13.02 | Residential | Yes | Behind the Meter | Net-metered residential rooftop and canopy |  | None | Bright Planet Solar | PSE&G | Accepted | 2020-10-16 | 2020-10-20 | 2021-10-30 | LONGI | LR6-60HPB-310M | Solar Panels |  | 0.31 | 15 | 32 | 26 |  | Fixed | Roof
NJSTRE1545765252 |  | Transition Incentive Program | WOODBRIDGE | 8863 | 11 | 2.75 | Residential | Yes | Behind the Meter | Net-metered residential rooftop and canopy |  | None | Sunrun, Inc. | PSE&G | Accepted | 2020-10-16 | 2020-11-05 | 2021-11-05 | Tesla | Powerwall 2 AC | Electric Storage Battery |  |  | 1 |  |  |  | Lithium Ion |  | outside
NJSTRE1545765252 |  | Transition Incentive Program | WOODBRIDGE | 8863 | 11 | 2.75 | Residential | Yes | Behind the Meter | Net-metered residential rooftop and canopy |  | None | Sunrun, Inc. | PSE&G | Accepted | 2020-10-16 | 2020-11-05 | 2021-11-05 | Delta Electronics | M4-TL-US | Inverters | 4000 |  | 1 |  |  | 0.96 |  | Outdoor | Next To Meter
NJSTRE1545765252 |  | Transition Incentive Program | WOODBRIDGE | 8863 | 11 | 2.75 | Residential | Yes | Behind the Meter | Net-metered residential rooftop and canopy |  | None | Sunrun, Inc. | PSE&G | Accepted | 2020-10-16 | 2020-11-05 | 2021-11-05 | LONGi Green Energy Technology Co Ltd | LR6-60HPB-305M | Solar Panels |  | 0.305 | 9 | 79 | 18 |  | Fixed | Roof
NJSTRE1545765256 |  | Transition Incentive Program | Cherry Hill, NJ | 8003 | 14 | 6.46 | Residential | Yes | Behind the Meter | Net-metered residential rooftop and canopy |  | None | Trinity Solar | PSE&G | Accepted | 2020-10-16 | 2020-10-20 | 2021-10-30 | SolarEdge | SE5000H-US | Inverters | 5000 |  | 1 |  |  | 0.97 |  | Outside | side of home
NJSTRE1545765256 |  | Transition Incentive Program | Cherry Hill, NJ | 8003 | 14 | 6.46 | Residential | Yes | Behind the Meter | Net-metered residential rooftop and canopy |  | None | Trinity Solar | PSE&G | Accepted | 2020-10-16 | 2020-10-20 | 2021-10-30 | Hanwha 340 | Q.PEAK DUO BLK-G6 340 | Solar Panels |  | 0.34 | 19 | 89 | 5 |  | Fixed | Roof
NJSTRE1545765265 |  | Transition Incentive Program | PISCATAWAY | 8854 | 11 | 14.76 | Residential | No | Behind the Meter | Net-metered residential rooftop and canopy |  | None | SEA BRIGHT SOLAR, LLC | PSE&G | Accepted | 2020-10-16 | 2020-10-20 | 2021-10-30 | SUNPOWER | SPWR-A4 | Inverters | 349 |  | 36 |  |  | 0.97 |  | Outside | BENEATH ARRAY
NJSTRE1545765265 |  | Transition Incentive Program | PISCATAWAY | 8854 | 11 | 14.76 | Residential | No | Behind the Meter | Net-metered residential rooftop and canopy |  | None | SEA BRIGHT SOLAR, LLC | PSE&G | Accepted | 2020-10-16 | 2020-10-20 | 2021-10-30 | SUNPOWER | SPR-A410-G-AC | Solar Panels |  | 0.41 | 10 | 281 | 18 |  | Fixed | Roof | NE
NJSTRE1545765265 |  | Transition Incentive Program | PISCATAWAY | 8854 | 11 | 14.76 | Residential | No | Behind the Meter | Net-metered residential rooftop and canopy |  | None | SEA BRIGHT SOLAR, LLC | PSE&G | Accepted | 2020-10-16 | 2020-10-20 | 2021-10-30 | SUNPOWER | SPR-A410-G-AC | Solar Panels |  | 0.41 | 26 | 101 | 18 |  | Fixed | Roof | EAST
NJSTRE1545765266 |  | Transition Incentive Program | Bordentown | 8505 | 13 | 5.19 | Residential | Yes | Behind the Meter | Net-metered residential rooftop and canopy |  | None | Sunrun Installation Services, Inc. | PSE&G | Accepted | 2020-10-16 | 2020-10-20 | 2021-10-30 | Enphase Energy | IQ7-60-x-US (240V) | Inverters | 240 |  | 17 |  |  | 0.96 |  | Outdoor | Rooftop
NJSTRE1545765266 |  | Transition Incentive Program | Bordentown | 8505 | 13 | 5.19 | Residential | Yes | Behind the Meter | Net-metered residential rooftop and canopy |  | None | Sunrun Installation Services, Inc. | PSE&G | Accepted | 2020-10-16 | 2020-10-20 | 2021-10-30 | LONGi Green Energy Technology Co Ltd | LR6-60HPB-305M | Solar Panels |  | 0.305 | 8 | 355 | 36 |  | Fixed | Roof
NJSTRE1545765266 |  | Transition Incentive Program | Bordentown | 8505 | 13 | 5.19 | Residential | Yes | Behind the Meter | Net-metered residential rooftop and canopy |  | None | Sunrun Installation Services, Inc. | PSE&G | Accepted | 2020-10-16 | 2020-10-20 | 2021-10-30 | LONGi Green Energy Technology Co Ltd | LR6-60HPB-305M | Solar Panels |  | 0.305 | 9 | 264 | 24 |  | Fixed | Roof
NJSTRE1545765269 |  | Transition Incentive Program | Williamstown | 8094 | 15 | 9.6 | Residential | No | Behind the Meter | Net-metered residential rooftop and canopy |  | None | EMT Renewables | AC Electric | Accepted | 2020-10-16 | 2020-10-20 | 2021-10-30 | Enphase | IQ7-60-2-US | Inverters | 240 |  | 30 |  |  | 0.97 |  | Outside | under the panels
NJSTRE1545765269 |  | Transition Incentive Program | Williamstown | 8094 | 15 | 9.6 | Residential | No | Behind the Meter | Net-metered residential rooftop and canopy |  | None | EMT Renewables | AC Electric | Accepted | 2020-10-16 | 2020-10-20 | 2021-10-30 | Trina | TSM320DD06H.05(II) | Solar Panels |  | 0.32 | 30 | 96 | 30 |  | Fixed | Roof
NJSTRE1545765274 |  | Transition Incentive Program | DELRAN | 8075 | 13 | 10.54 | Residential | Yes | Behind the Meter | Net-metered residential rooftop and canopy |  | None | Trinity Solar | PSE&G | Accepted | 2020-10-16 | 2020-10-20 | 2021-10-30 | Solar Edge | SE10000H-US000BNC4 | Inverters | 10000 |  | 1 |  |  | 0.97 |  | Outdoor | side of home
NJSTRE1545765274 |  | Transition Incentive Program | DELRAN | 8075 | 13 | 10.54 | Residential | Yes | Behind the Meter | Net-metered residential rooftop and canopy |  | None | Trinity Solar | PSE&G | Accepted | 2020-10-16 | 2020-10-20 | 2021-10-30 | HANWHA | Q.PEAK DUO BLK-G6 340 | Solar Panels |  | 0.34 | 14 | 49 | 30 |  | Fixed | Roof
NJSTRE1545765274 |  | Transition Incentive Program | DELRAN | 8075 | 13 | 10.54 | Residential | Yes | Behind the Meter | Net-metered residential rooftop and canopy |  | None | Trinity Solar | PSE&G | Accepted | 2020-10-16 | 2020-10-20 | 2021-10-30 | HANWHA | Q.PEAK DUO BLK-G6 340 | Solar Panels |  | 0.34 | 17 | 229 | 30 |  | Fixed | Roof
NJSTRE1545765276 |  | Transition Incentive Program | Manahawkin | 8050 | 18 | 15.56 | Residential | Yes | Behind the Meter | Net-metered residential rooftop and canopy |  | None | Sunrun Installation Services, Inc. | AC Electric | Accepted | 2020-10-16 | 2020-10-20 | 2021-10-30 | Enphase Energy | IQ7-60-x-US (240V) | Inverters | 240 |  | 51 |  |  | 0.96 |  | Outdoor | Rooftop
NJSTRE1545765276 |  | Transition Incentive Program | Manahawkin | 8050 | 18 | 15.56 | Residential | Yes | Behind the Meter | Net-metered residential rooftop and canopy |  | None | Sunrun Installation Services, Inc. | AC Electric | Accepted | 2020-10-16 | 2020-10-20 | 2021-10-30 | LONGi Green Energy Technology Co Ltd | LR6-60HPB-305M | Solar Panels |  | 0.305 | 19 | 166 | 33 |  | Fixed | Roof
NJSTRE1545765276 |  | Transition Incentive Program | Manahawkin | 8050 | 18 | 15.56 | Residential | Yes | Behind the Meter | Net-metered residential rooftop and canopy |  | None | Sunrun Installation Services, Inc. | AC Electric | Accepted | 2020-10-16 | 2020-10-20 | 2021-10-30 | LONGi Green Energy Technology Co Ltd | LR6-60HPB-305M | Solar Panels |  | 0.305 | 26 | 256 | 34 |  | Fixed | Roof
NJSTRE1545765276 |  | Transition Incentive Program | Manahawkin | 8050 | 18 | 15.56 | Residential | Yes | Behind the Meter | Net-metered residential rooftop and canopy |  | None | Sunrun Installation Services, Inc. | AC Electric | Accepted | 2020-10-16 | 2020-10-20 | 2021-10-30 | LONGi Green Energy Technology Co Ltd | LR6-60HPB-305M | Solar Panels |  | 0.305 | 4 | 76 | 34 |  | Fixed | Roof
NJSTRE1545765276 |  | Transition Incentive Program | Manahawkin | 8050 | 18 | 15.56 | Residential | Yes | Behind the Meter | Net-metered residential rooftop and canopy |  | None | Sunrun Installation Services, Inc. | AC Electric | Accepted | 2020-10-16 | 2020-10-20 | 2021-10-30 | LONGi Green Energy Technology Co Ltd | LR6-60HPB-305M | Solar Panels |  | 0.305 | 2 | 166 | 40 |  | Fixed | Roof
NJSTRE1545765283 |  | Transition Incentive Program | Neptune | 7753 | 17 | 102 | Commercial | Yes | Behind the Meter | Net-metered non-residential rooftop and canopy |  | None | Solar Mite Solutions, LLC | JCP&L | Accepted | 2020-10-16 | 2020-10-26 | 2021-10-30 | SolarEdge | SE14.4K-Us | Inverters | 14400 |  | 5 |  |  | 0.975 |  | Outdoor | On the Exterior Wall of the Building
NJSTRE1545765283 |  | Transition Incentive Program | Neptune | 7753 | 17 | 102 | Commercial | Yes | Behind the Meter | Net-metered non-residential rooftop and canopy |  | None | Solar Mite Solutions, LLC | JCP&L | Accepted | 2020-10-16 | 2020-10-26 | 2021-10-30 | SolarEdge | SE9KUS | Inverters | 9000 |  | 1 |  |  | 0.975 |  | Outdoor | On the Exterior Wall of the Building
NJSTRE1545765283 |  | Transition Incentive Program | Neptune | 7753 | 17 | 102 | Commercial | Yes | Behind the Meter | Net-metered non-residential rooftop and canopy |  | None | Solar Mite Solutions, LLC | JCP&L | Accepted | 2020-10-16 | 2020-10-26 | 2021-10-30 | Seraphim | SRP-400-BMA | Solar Panels |  | 0.4 | 255 | 170 | 5 |  | Fixed | Roof
NJSTRE1545765284 |  | Transition Incentive Program | MONROE | 8831 | 11 | 15.12 | Residential | No | Behind the Meter | Net-metered residential rooftop and canopy |  | None | SEA BRIGHT SOLAR, LLC | JCP&L | Accepted | 2020-10-16 | 2020-10-20 | 2021-10-30 | SUNPOWER | SPR-X22-360-AC | Inverters | 320 |  | 42 |  |  | 0.96 |  | Outside | BENEATH ARRAY
NJSTRE1545765284 |  | Transition Incentive Program | MONROE | 8831 | 11 | 15.12 | Residential | No | Behind the Meter | Net-metered residential rooftop and canopy |  | None | SEA BRIGHT SOLAR, LLC | JCP&L | Accepted | 2020-10-16 | 2020-10-20 | 2021-10-30 | SUNPOWER | SPR-X22-360-AC | Solar Panels |  | 0.36 | 42 | 110 | 40 |  | Fixed | Roof | ESE
NJSTRE1545765285 |  | Transition Incentive Program | Wildwood Crest | 8260 | 21 | 8.13 | Residential | Yes | Behind the Meter | Net-metered residential rooftop and canopy |  | None | RCL Enterprises Inc. | AC Electric | Accepted | 2020-10-16 | 2020-10-20 | 2021-10-30 | enphase | iq7 | Inverters | 240 |  | 25 |  |  | 0.96 |  | Outdoor | under panels
NJSTRE1545765285 |  | Transition Incentive Program | Wildwood Crest | 8260 | 21 | 8.13 | Residential | Yes | Behind the Meter | Net-metered residential rooftop and canopy |  | None | RCL Enterprises Inc. | AC Electric | Accepted | 2020-10-16 | 2020-10-20 | 2021-10-30 | Trina Solar | TSM-325DD06M | Solar Panels |  | 0.325 | 9 | 137 | 38 |  | Fixed | Roof
NJSTRE1545765285 |  | Transition Incentive Program | Wildwood Crest | 8260 | 21 | 8.13 | Residential | Yes | Behind the Meter | Net-metered residential rooftop and canopy |  | None | RCL Enterprises Inc. | AC Electric | Accepted | 2020-10-16 | 2020-10-20 | 2021-10-30 | Trina Solar | TSM-325DD06M | Solar Panels |  | 0.325 | 2 | 227 | 32 |  | Fixed | Roof
NJSTRE1545765285 |  | Transition Incentive Program | Wildwood Crest | 8260 | 21 | 8.13 | Residential | Yes | Behind the Meter | Net-metered residential rooftop and canopy |  | None | RCL Enterprises Inc. | AC Electric | Accepted | 2020-10-16 | 2020-10-20 | 2021-10-30 | Trina Solar | TSM-325DD06M | Solar Panels |  | 0.325 | 2 | 227 | 32 |  | Fixed | Roof
NJSTRE1545765285 |  | Transition Incentive Program | Wildwood Crest | 8260 | 21 | 8.13 | Residential | Yes | Behind the Meter | Net-metered residential rooftop and canopy |  | None | RCL Enterprises Inc. | AC Electric | Accepted | 2020-10-16 | 2020-10-20 | 2021-10-30 | Trina Solar | TSM-325DD06M | Solar Panels |  | 0.325 | 12 | 137 | 38 |  | Fixed | Roof
NJSTRE1545765287 |  | Transition Incentive Program | South Plainfield | 7080 | 11 | 3.5 | Residential | Yes | Behind the Meter | Net-metered residential rooftop and canopy |  | None | Pro Custom Solar dba Momentum Solar | PSE&G | Accepted | 2020-10-16 | 2020-10-20 | 2021-10-30 | Enphase | IQ7Plus-72-2-US | Inverters | 290 |  | 10 |  |  | 0.97 |  | Outdoor | Roof
NJSTRE1545765287 |  | Transition Incentive Program | South Plainfield | 7080 | 11 | 3.5 | Residential | Yes | Behind the Meter | Net-metered residential rooftop and canopy |  | None | Pro Custom Solar dba Momentum Solar | PSE&G | Accepted | 2020-10-16 | 2020-10-20 | 2021-10-30 | LG ELECTRONICS | LG 350N1C-V5 | Solar Panels |  | 0.35 | 10 | 177 | 22 |  | Fixed | Roof
NJSTRE1545765295 |  | Transition Incentive Program | Galloway | 8205 | 19 | 8.54 | Residential | Yes | Behind the Meter | Net-metered residential rooftop and canopy |  | None | Sunrun Installation Services, Inc. | AC Electric | Accepted | 2020-10-16 | 2020-10-20 | 2021-10-30 | Enphase Energy | IQ7-60-x-US (240V) | Inverters | 240 |  | 28 |  |  | 0.96 |  | Outdoor | Rooftop
NJSTRE1545765295 |  | Transition Incentive Program | Galloway | 8205 | 19 | 8.54 | Residential | Yes | Behind the Meter | Net-metered residential rooftop and canopy |  | None | Sunrun Installation Services, Inc. | AC Electric | Accepted | 2020-10-16 | 2020-10-20 | 2021-10-30 | LONGi Green Energy Technology Co Ltd | LR6-60HPB-305M | Solar Panels |  | 0.305 | 28 | 228 | 34 |  | Fixed | Roof
NJSTRE1545765306 |  | Transition Incentive Program | ORADELL | 7649 | 7 | 11.16 | Residential | No | Behind the Meter | Net-metered residential rooftop and canopy |  | None | SEA BRIGHT SOLAR, LLC | PSE&G | Accepted | 2020-10-16 | 2020-10-20 | 2021-10-30 | SUNPOWER | SPR-X22-360-AC | Inverters | 320 |  | 31 |  |  | 0.96 |  | Outside | BENEATH ARRAY
NJSTRE1545765306 |  | Transition Incentive Program | ORADELL | 7649 | 7 | 11.16 | Residential | No | Behind the Meter | Net-metered residential rooftop and canopy |  | None | SEA BRIGHT SOLAR, LLC | PSE&G | Accepted | 2020-10-16 | 2020-10-20 | 2021-10-30 | SUNPOWER | SPR-X22-360-AC | Solar Panels |  | 0.36 | 5 | 180 | 37 |  | Fixed | Roof | SOUTH
NJSTRE1545765306 |  | Transition Incentive Program | ORADELL | 7649 | 7 | 11.16 | Residential | No | Behind the Meter | Net-metered residential rooftop and canopy |  | None | SEA BRIGHT SOLAR, LLC | PSE&G | Accepted | 2020-10-16 | 2020-10-20 | 2021-10-30 | SUNPOWER | SPR-X22-360-AC | Solar Panels |  | 0.36 | 26 | 90 | 22 |  | Fixed | Roof | EAST
NJSTRE1545765309 |  | Transition Incentive Program | ATLANTIC HIGHLANDS | 7716 | 17 | 6.8 | Residential | No | Behind the Meter | Net-metered residential rooftop and canopy |  | None | Trinity Solar | JCP&L | Accepted | 2020-10-16 | 2020-10-20 | 2021-10-30 | Solar Edge | SE6000H-US000BNC4 | Inverters | 6000 |  | 1 |  |  | 0.97 |  | Outdoor | side of home
NJSTRE1545765309 |  | Transition Incentive Program | ATLANTIC HIGHLANDS | 7716 | 17 | 6.8 | Residential | No | Behind the Meter | Net-metered residential rooftop and canopy |  | None | Trinity Solar | JCP&L | Accepted | 2020-10-16 | 2020-10-20 | 2021-10-30 | HANWHA | Q.PEAK DUO BLK-G6 340 | Solar Panels |  | 0.34 | 5 | 40 | 19 |  | Fixed | Roof
NJSTRE1545765309 |  | Transition Incentive Program | ATLANTIC HIGHLANDS | 7716 | 17 | 6.8 | Residential | No | Behind the Meter | Net-metered residential rooftop and canopy |  | None | Trinity Solar | JCP&L | Accepted | 2020-10-16 | 2020-10-20 | 2021-10-30 | HANWHA | Q.PEAK DUO BLK-G6 340 | Solar Panels |  | 0.34 | 15 | 220 | 19 |  | Fixed | Roof
NJSTRE1545765333 |  | Transition Incentive Program | VINELAND | 8360 | 20 | 6.7 | Residential | Yes | Behind the Meter | Net-metered residential rooftop and canopy |  | None | Vision Solar LLC | Vineland Muni Electric | Accepted | 2020-10-16 | 2020-10-20 | 2021-10-30 | ENPHASE | IQ7-60-2-US | Inverters | 0.24 |  | 20 |  |  | 0.96 |  | Other | BEHIND EACH PANEL
NJSTRE1545765333 |  | Transition Incentive Program | VINELAND | 8360 | 20 | 6.7 | Residential | Yes | Behind the Meter | Net-metered residential rooftop and canopy |  | None | Vision Solar LLC | Vineland Muni Electric | Accepted | 2020-10-16 | 2020-10-20 | 2021-10-30 | HANWHA Q-CELLS | Q.PEAK DUO-G6+ 335 | Solar Panels |  | 0.335 | 1 | 273 | 31 |  | Fixed | Roof
NJSTRE1545765333 |  | Transition Incentive Program | VINELAND | 8360 | 20 | 6.7 | Residential | Yes | Behind the Meter | Net-metered residential rooftop and canopy |  | None | Vision Solar LLC | Vineland Muni Electric | Accepted | 2020-10-16 | 2020-10-20 | 2021-10-30 | HANWHA Q-CELLS | Q.PEAK DUO-G6+ 335 | Solar Panels |  | 0.335 | 5 | 93 | 30 |  | Fixed | Roof
NJSTRE1545765333 |  | Transition Incentive Program | VINELAND | 8360 | 20 | 6.7 | Residential | Yes | Behind the Meter | Net-metered residential rooftop and canopy |  | None | Vision Solar LLC | Vineland Muni Electric | Accepted | 2020-10-16 | 2020-10-20 | 2021-10-30 | HANWHA Q-CELLS | Q.PEAK DUO-G6+ 335 | Solar Panels |  | 0.335 | 7 | 273 | 30 |  | Fixed | Roof
NJSTRE1545765333 |  | Transition Incentive Program | VINELAND | 8360 | 20 | 6.7 | Residential | Yes | Behind the Meter | Net-metered residential rooftop and canopy |  | None | Vision Solar LLC | Vineland Muni Electric | Accepted | 2020-10-16 | 2020-10-20 | 2021-10-30 | HANWHA Q-CELLS | Q.PEAK DUO-G6+ 335 | Solar Panels |  | 0.335 | 7 | 183 | 31 |  | Fixed | Roof
NJSTRE1545765384 |  | Transition Incentive Program | FLORENCE | 8518 | 13 | 6.12 | Residential | Yes | Behind the Meter | Net-metered residential rooftop and canopy |  | None | Trinity Solar | PSE&G | Accepted | 2020-10-16 | 2020-10-20 | 2021-10-30 | Solar Edge | SE5000H-US000BNC4 | Inverters | 5000 |  | 1 |  |  | 0.97 |  | Outdoor | side of home
NJSTRE1545765384 |  | Transition Incentive Program | FLORENCE | 8518 | 13 | 6.12 | Residential | Yes | Behind the Meter | Net-metered residential rooftop and canopy |  | None | Trinity Solar | PSE&G | Accepted | 2020-10-16 | 2020-10-20 | 2021-10-30 | HANWHA | Q.PEAK DUO BLK-G6 340 | Solar Panels |  | 0.34 | 18 | 236 | 30 |  | Fixed | Roof
NJSTRE1545765389 |  | Transition Incentive Program | Salem | 8079 | 16 | 9.75 | Residential | Yes | Behind the Meter | Net-metered residential rooftop and canopy |  | None | RCL Enterprises Inc. | AC Electric | Accepted | 2020-10-16 | 2020-10-20 | 2021-10-30 | enphase | iq7 | Inverters | 240 |  | 30 |  |  | 0.96 |  | Outdoor | under panels
NJSTRE1545765389 |  | Transition Incentive Program | Salem | 8079 | 16 | 9.75 | Residential | Yes | Behind the Meter | Net-metered residential rooftop and canopy |  | None | RCL Enterprises Inc. | AC Electric | Accepted | 2020-10-16 | 2020-10-20 | 2021-10-30 | Trina Solar | TSM-325DD06M | Solar Panels |  | 0.325 | 30 | 172 | 30 |  | Fixed | Roof
NJSTRE1545765394 |  | Transition Incentive Program | Egg Harbor Township | 8234 | 19 | 6.8 | Residential | Yes | Behind the Meter | Net-metered residential rooftop and canopy |  | None | Trinity Solar | AC Electric | Accepted | 2020-10-16 | 2020-10-20 | 2021-10-30 | Solar Edge | SE6000 | Inverters | 6000 |  | 1 |  |  | 0.97 |  | Outside | side of home
NJSTRE1545765394 |  | Transition Incentive Program | Egg Harbor Township | 8234 | 19 | 6.8 | Residential | Yes | Behind the Meter | Net-metered residential rooftop and canopy |  | None | Trinity Solar | AC Electric | Accepted | 2020-10-16 | 2020-10-20 | 2021-10-30 | Hanwha | Q.PEAK DUO BLK-G6 340 | Solar Panels |  | 0.34 | 20 | 202 | 15 |  | Fixed | Roof
NJSTRE1545765405 |  | Transition Incentive Program | HAZLET TOWNSHIP | 7734 | 17 | 5.76 | Residential | Yes | Behind the Meter | Net-metered residential rooftop and canopy |  | None | Vivint Solar Developer, LLC | JCP&L | Accepted | 2020-10-16 | 2020-10-20 | 2021-10-30 | SolarEdge | SE3800H-US | Inverters | 3800 |  | 1 |  |  | 0.992 |  | Outdoor | Near the Utility Meter
NJSTRE1545765405 |  | Transition Incentive Program | HAZLET TOWNSHIP | 7734 | 17 | 5.76 | Residential | Yes | Behind the Meter | Net-metered residential rooftop and canopy |  | None | Vivint Solar Developer, LLC | JCP&L | Accepted | 2020-10-16 | 2020-10-20 | 2021-10-30 | Jinko Solar | JKM320M-60HBL | Solar Panels |  | 0.32 | 12 | 282 | 25 |  | Fixed | Roof
NJSTRE1545765405 |  | Transition Incentive Program | HAZLET TOWNSHIP | 7734 | 17 | 5.76 | Residential | Yes | Behind the Meter | Net-metered residential rooftop and canopy |  | None | Vivint Solar Developer, LLC | JCP&L | Accepted | 2020-10-16 | 2020-10-20 | 2021-10-30 | Jinko Solar | JKM320M-60HBL | Solar Panels |  | 0.32 | 6 | 102 | 25 |  | Fixed | Roof
NJSTRE1545765408 |  | Transition Incentive Program | Ewing | 8638 | 12 | 11.05 | Residential | No | Behind the Meter | Net-metered residential rooftop and canopy |  | None | EMT Renewables | PSE&G | Accepted | 2020-10-16 | 2020-10-20 | 2021-10-30 | Enphase | IQ7-60-2-US | Inverters | 240 |  | 17 |  |  | 0.97 |  | Outside | next to meter
NJSTRE1545765408 |  | Transition Incentive Program | Ewing | 8638 | 12 | 11.05 | Residential | No | Behind the Meter | Net-metered residential rooftop and canopy |  | None | EMT Renewables | PSE&G | Accepted | 2020-10-16 | 2020-10-20 | 2021-10-30 | Trina | TSM-325-DD06M.05(II) | Solar Panels |  | 0.325 | 17 | 138 | 19 |  | Fixed | Roof
NJSTRE1545765408 |  | Transition Incentive Program | Ewing | 8638 | 12 | 11.05 | Residential | No | Behind the Meter | Net-metered residential rooftop and canopy |  | None | EMT Renewables | PSE&G | Accepted | 2020-10-16 | 2020-10-20 | 2021-10-30 | Trina | TSM-325-DD06M.05(II) | Solar Panels |  | 0.325 | 17 | 318 | 19 |  | Fixed | Roof
NJSTRE1545765429 |  | Transition Incentive Program | South Orange | 7079 | 9 | 6.71 | Residential | Yes | Behind the Meter | Net-metered residential rooftop and canopy |  | None | Sunrun Installation Services, Inc. | PSE&G | Accepted | 2020-10-16 | 2020-10-20 | 2021-10-30 | Enphase Energy | IQ7-60-x-US (240V) | Inverters | 240 |  | 22 |  |  | 0.96 |  | Outdoor | Rooftop
NJSTRE1545765429 |  | Transition Incentive Program | South Orange | 7079 | 9 | 6.71 | Residential | Yes | Behind the Meter | Net-metered residential rooftop and canopy |  | None | Sunrun Installation Services, Inc. | PSE&G | Accepted | 2020-10-16 | 2020-10-20 | 2021-10-30 | LONGi Green Energy Technology Co Ltd | LR6-60HPB-305M | Solar Panels |  | 0.305 | 5 | 123 | 31 |  | Fixed | Roof
NJSTRE1545765429 |  | Transition Incentive Program | South Orange | 7079 | 9 | 6.71 | Residential | Yes | Behind the Meter | Net-metered residential rooftop and canopy |  | None | Sunrun Installation Services, Inc. | PSE&G | Accepted | 2020-10-16 | 2020-10-20 | 2021-10-30 | LONGi Green Energy Technology Co Ltd | LR6-60HPB-305M | Solar Panels |  | 0.305 | 12 | 211 | 30 |  | Fixed | Roof
NJSTRE1545765429 |  | Transition Incentive Program | South Orange | 7079 | 9 | 6.71 | Residential | Yes | Behind the Meter | Net-metered residential rooftop and canopy |  | None | Sunrun Installation Services, Inc. | PSE&G | Accepted | 2020-10-16 | 2020-10-20 | 2021-10-30 | LONGi Green Energy Technology Co Ltd | LR6-60HPB-305M | Solar Panels |  | 0.305 | 5 | 302 | 31 |  | Fixed | Roof
NJSTRE1545765463 |  | Transition Incentive Program | Orange | 7050 | 9 | 7 | Residential | Yes | Behind the Meter | Net-metered residential rooftop and canopy |  | None | Pro Custom Solar dba Momentum Solar | PSE&G | Accepted | 2020-10-16 | 2020-10-20 | 2021-10-30 | Enphase | IQ7Plus-72-2-US | Inverters | 290 |  | 20 |  |  | 0.97 |  | Outdoor | Roof
NJSTRE1545765463 |  | Transition Incentive Program | Orange | 7050 | 9 | 7 | Residential | Yes | Behind the Meter | Net-metered residential rooftop and canopy |  | None | Pro Custom Solar dba Momentum Solar | PSE&G | Accepted | 2020-10-16 | 2020-10-20 | 2021-10-30 | LG ELECTRONICS | LG 350N1C-V5 | Solar Panels |  | 0.35 | 3 | 132 | 25 |  | Fixed | Roof
NJSTRE1545765463 |  | Transition Incentive Program | Orange | 7050 | 9 | 7 | Residential | Yes | Behind the Meter | Net-metered residential rooftop and canopy |  | None | Pro Custom Solar dba Momentum Solar | PSE&G | Accepted | 2020-10-16 | 2020-10-20 | 2021-10-30 | LG ELECTRONICS | LG 350N1C-V5 | Solar Panels |  | 0.35 | 3 | 312 | 25 |  | Fixed | Roof
NJSTRE1545765463 |  | Transition Incentive Program | Orange | 7050 | 9 | 7 | Residential | Yes | Behind the Meter | Net-metered residential rooftop and canopy |  | None | Pro Custom Solar dba Momentum Solar | PSE&G | Accepted | 2020-10-16 | 2020-10-20 | 2021-10-30 | LG ELECTRONICS | LG 350N1C-V5 | Solar Panels |  | 0.35 | 7 | 131 | 45 |  | Fixed | Roof
NJSTRE1545765463 |  | Transition Incentive Program | Orange | 7050 | 9 | 7 | Residential | Yes | Behind the Meter | Net-metered residential rooftop and canopy |  | None | Pro Custom Solar dba Momentum Solar | PSE&G | Accepted | 2020-10-16 | 2020-10-20 | 2021-10-30 | LG ELECTRONICS | LG 350N1C-V5 | Solar Panels |  | 0.35 | 3 | 132 | 7 |  | Fixed | Roof
NJSTRE1545765463 |  | Transition Incentive Program | Orange | 7050 | 9 | 7 | Residential | Yes | Behind the Meter | Net-metered residential rooftop and canopy |  | None | Pro Custom Solar dba Momentum Solar | PSE&G | Accepted | 2020-10-16 | 2020-10-20 | 2021-10-30 | LG ELECTRONICS | LG 350N1C-V5 | Solar Panels |  | 0.35 | 4 | 311 | 44 |  | Fixed | Roof
NJSTRE1545765465 |  | Transition Incentive Program | Hillsborough | 8844 | 5 | 10.44 | Residential | No | Behind the Meter | Net-metered residential rooftop and canopy |  | None | SunnyMac LLC | PSE&G | Accepted | 2020-10-16 | 2020-10-20 | 2021-10-30 | Solaredge | SE10000H-US | Inverters | 10000 |  | 1 |  |  | 0.99 |  | Outdoor | Next to Meter
NJSTRE1545765465 |  | Transition Incentive Program | Hillsborough | 8844 | 5 | 10.44 | Residential | No | Behind the Meter | Net-metered residential rooftop and canopy |  | None | SunnyMac LLC | PSE&G | Accepted | 2020-10-16 | 2020-10-20 | 2021-10-30 | REC | 360AA-BLK | Solar Panels |  | 0.36 | 29 | 125 | 37 |  | Fixed | Roof
NJSTRE1545765480 |  | Transition Incentive Program | Newark | 7107 | 9 | 16.38 | Residential | Yes | Behind the Meter | Net-metered residential rooftop and canopy |  | None | Solar Energy World | PSE&G | Accepted | 2020-10-16 | 2020-10-20 | 2021-10-30 | Solar Edge | SE7600H-USRGM | Inverters | 7600 |  | 2 |  |  | 0.98 |  | Outdoor | near meter
NJSTRE1545765480 |  | Transition Incentive Program | Newark | 7107 | 9 | 16.38 | Residential | Yes | Behind the Meter | Net-metered residential rooftop and canopy |  | None | Solar Energy World | PSE&G | Accepted | 2020-10-16 | 2020-10-20 | 2021-10-30 | Hanwha Q-cells | Q.PEAK DUO BLK-G5 | Solar Panels |  | 0.315 | 21 | 115 | 23 |  | Fixed | Roof
NJSTRE1545765480 |  | Transition Incentive Program | Newark | 7107 | 9 | 16.38 | Residential | Yes | Behind the Meter | Net-metered residential rooftop and canopy |  | None | Solar Energy World | PSE&G | Accepted | 2020-10-16 | 2020-10-20 | 2021-10-30 | Hanwha Q-cells | Q.PEAK DUO BLK-G5 | Solar Panels |  | 0.315 | 26 | 295 | 23 |  | Fixed | Roof
NJSTRE1545765480 |  | Transition Incentive Program | Newark | 7107 | 9 | 16.38 | Residential | Yes | Behind the Meter | Net-metered residential rooftop and canopy |  | None | Solar Energy World | PSE&G | Accepted | 2020-10-16 | 2020-10-20 | 2021-10-30 | Hanwha Q-cells | Q.PEAK DUO BLK-G5 | Solar Panels |  | 0.315 | 5 | 115 | 23 |  | Fixed | Roof
NJSTRE1545765486 |  | Transition Incentive Program | Willingboro | 8046 | 13 | 5.12 | Residential | Yes | Behind the Meter | Net-metered residential rooftop and canopy |  | None | EMT Renewables | PSE&G | Accepted | 2020-10-16 | 2020-10-20 | 2021-10-30 | Enphase | IQ7-60-2-US | Inverters | 240 |  | 16 |  |  | 0.97 |  | Outside | under panels
NJSTRE1545765486 |  | Transition Incentive Program | Willingboro | 8046 | 13 | 5.12 | Residential | Yes | Behind the Meter | Net-metered residential rooftop and canopy |  | None | EMT Renewables | PSE&G | Accepted | 2020-10-16 | 2020-10-20 | 2021-10-30 | Trina | TSM-320DD05H.05(II) | Solar Panels |  | 0.32 | 10 | 124 | 18 |  | Fixed | Roof
NJSTRE1545765486 |  | Transition Incentive Program | Willingboro | 8046 | 13 | 5.12 | Residential | Yes | Behind the Meter | Net-metered residential rooftop and canopy |  | None | EMT Renewables | PSE&G | Accepted | 2020-10-16 | 2020-10-20 | 2021-10-30 | Trina | TSM-320DD05H.05(II) | Solar Panels |  | 0.32 | 6 | 304 | 18 |  | Fixed | Roof
NJSTRE1545765489 |  | Transition Incentive Program | Elizabeth | 7208 | 10 | 6.3 | Residential | Yes | Behind the Meter | Net-metered residential rooftop and canopy |  | None | Pro Custom Solar dba Momentum Solar | PSE&G | Accepted | 2020-10-16 | 2020-10-21 | 2021-10-30 | Enphase | IQ7Plus-72-2-US | Inverters | 290 |  | 18 |  |  | 0.97 |  | Outdoor | Roof
NJSTRE1545765489 |  | Transition Incentive Program | Elizabeth | 7208 | 10 | 6.3 | Residential | Yes | Behind the Meter | Net-metered residential rooftop and canopy |  | None | Pro Custom Solar dba Momentum Solar | PSE&G | Accepted | 2020-10-16 | 2020-10-21 | 2021-10-30 | LG ELECTRONICS | LG 350N1C-V5 | Solar Panels |  | 0.35 | 18 | 216 | 32 |  | Fixed | Roof
NJSTRE1545765514 |  | Transition Incentive Program | Sayreville | 8872 | 11 | 13.12 | Residential | No | Behind the Meter | Net-metered residential rooftop and canopy |  | None | Ampericon | JCP&L | Accepted | 2020-10-16 | 2020-10-21 | 2021-10-30 | EnPhase | IQ7 | Inverters | 240 |  | 41 |  |  | 0.965 |  | Other | Roof
NJSTRE1545765514 |  | Transition Incentive Program | Sayreville | 8872 | 11 | 13.12 | Residential | No | Behind the Meter | Net-metered residential rooftop and canopy |  | None | Ampericon | JCP&L | Accepted | 2020-10-16 | 2020-10-21 | 2021-10-30 | Silfab | SLA-M-320 | Solar Panels |  | 0.32 | 41 | 130 | 20 |  | Fixed | Roof
NJSTRE1545765535 |  | Transition Incentive Program | Atlantic City | 8401 | 19 | 6.65 | Residential | Yes | Behind the Meter | Net-metered residential rooftop and canopy |  | None | Pro Custom Solar dba Momentum Solar | AC Electric | Accepted | 2020-10-16 | 2020-10-21 | 2021-10-30 | Enphase | IQ7Plus-72-2-US | Inverters | 290 |  | 19 |  |  | 0.97 |  | Outdoor | Roof
NJSTRE1545765535 |  | Transition Incentive Program | Atlantic City | 8401 | 19 | 6.65 | Residential | Yes | Behind the Meter | Net-metered residential rooftop and canopy |  | None | Pro Custom Solar dba Momentum Solar | AC Electric | Accepted | 2020-10-16 | 2020-10-21 | 2021-10-30 | LG ELECTRONICS | LG 350N1C-V5 | Solar Panels |  | 0.35 | 19 | 228 | 40 |  | Fixed | Roof
NJSTRE1545765538 |  | Transition Incentive Program | Blackwood | 8012 | 14 | 6.5 | Residential | No | Behind the Meter | Net-metered residential rooftop and canopy |  | None | EMT Renewables | PSE&G | Accepted | 2020-10-16 | 2020-10-21 | 2021-10-30 | Enphase | IQ7-60-2-US | Inverters | 240 |  | 20 |  |  | 0.97 |  | Outside | under panels
NJSTRE1545765538 |  | Transition Incentive Program | Blackwood | 8012 | 14 | 6.5 | Residential | No | Behind the Meter | Net-metered residential rooftop and canopy |  | None | EMT Renewables | PSE&G | Accepted | 2020-10-16 | 2020-10-21 | 2021-10-30 | Trina | 325-BLK | Solar Panels |  | 0.325 | 17 | 130 | 24 |  | Fixed | Roof
NJSTRE1545765538 |  | Transition Incentive Program | Blackwood | 8012 | 14 | 6.5 | Residential | No | Behind the Meter | Net-metered residential rooftop and canopy |  | None | EMT Renewables | PSE&G | Accepted | 2020-10-16 | 2020-10-21 | 2021-10-30 | Trina | 325-BLK | Solar Panels |  | 0.325 | 3 | 310 | 24 |  | Fixed | Roof
NJSTRE1545765554 |  | Transition Incentive Program | Spotswood | 8884 | 11 | 44.8 | Commercial | No | Behind the Meter | Net-metered non-residential rooftop and canopy |  | None | Ampericon | JCP&L | Accepted | 2020-10-16 | 2020-10-21 | 2021-10-30 | EnPhase | IQ7 | Inverters | 240 |  | 140 |  |  | 0.965 |  | Other | Roof
NJSTRE1545765554 |  | Transition Incentive Program | Spotswood | 8884 | 11 | 44.8 | Commercial | No | Behind the Meter | Net-metered non-residential rooftop and canopy |  | None | Ampericon | JCP&L | Accepted | 2020-10-16 | 2020-10-21 | 2021-10-30 | Silfab | SLA-M-320 | Solar Panels |  | 0.32 | 140 | 165 | 20 |  | Fixed | Roof
NJSTRE1545765557 |  | Transition Incentive Program | Cresskill | 7626 | 7 | 3.85 | Residential | Yes | Behind the Meter | Net-metered residential rooftop and canopy |  | None | Pro Custom Solar dba Momentum Solar | Orange Rockland Electric | Accepted | 2020-10-16 | 2020-10-21 | 2021-10-30 | Enphase | IQ7Plus-72-2-US | Inverters | 290 |  | 11 |  |  | 0.97 |  | Outdoor | Roof
NJSTRE1545765557 |  | Transition Incentive Program | Cresskill | 7626 | 7 | 3.85 | Residential | Yes | Behind the Meter | Net-metered residential rooftop and canopy |  | None | Pro Custom Solar dba Momentum Solar | Orange Rockland Electric | Accepted | 2020-10-16 | 2020-10-21 | 2021-10-30 | LG ELECTRONICS | LG 350N1C-V5 | Solar Panels |  | 0.35 | 9 | 178 | 23 |  | Fixed | Roof
NJSTRE1545765557 |  | Transition Incentive Program | Cresskill | 7626 | 7 | 3.85 | Residential | Yes | Behind the Meter | Net-metered residential rooftop and canopy |  | None | Pro Custom Solar dba Momentum Solar | Orange Rockland Electric | Accepted | 2020-10-16 | 2020-10-21 | 2021-10-30 | LG ELECTRONICS | LG 350N1C-V5 | Solar Panels |  | 0.35 | 2 | 88 | 23 |  | Fixed | Roof
NJSTRE1545766315 |  | Transition Incentive Program | TURNERSVILLE | 8012 | 14 | 9.77 | Residential | No | Behind the Meter | Net-metered residential rooftop and canopy |  | None | Vivint Solar Developer, LLC | AC Electric | Accepted | 2020-10-17 | 2020-10-21 | 2021-10-30 | Solar Edge | SE7600H-US | Inverters | 7600 |  | 1 |  |  | 0.992 |  | Outdoor | Near the Utility Meter
NJSTRE1545766315 |  | Transition Incentive Program | TURNERSVILLE | 8012 | 14 | 9.77 | Residential | No | Behind the Meter | Net-metered residential rooftop and canopy |  | None | Vivint Solar Developer, LLC | AC Electric | Accepted | 2020-10-17 | 2020-10-21 | 2021-10-30 | LG | LG315N1K-V5 | Solar Panels |  | 0.315 | 14 | 229 | 17 |  | Fixed | Roof
NJSTRE1545766315 |  | Transition Incentive Program | TURNERSVILLE | 8012 | 14 | 9.77 | Residential | No | Behind the Meter | Net-metered residential rooftop and canopy |  | None | Vivint Solar Developer, LLC | AC Electric | Accepted | 2020-10-17 | 2020-10-21 | 2021-10-30 | LG | LG315N1K-V5 | Solar Panels |  | 0.315 | 17 | 49 | 17 |  | Fixed | Roof
NJSTRE1545767953 |  | Transition Incentive Program | Swedesboro | 8085 | 15 | 7.04 | Residential | No | Behind the Meter | Net-metered residential rooftop and canopy |  | None | Vision Solar LLC | AC Electric | Accepted | 2020-10-17 | 2020-10-21 | 2021-10-30 | ENPHASE | IQ7-60-2-US | Inverters | 0.24 |  | 21 |  |  | 0.96 |  | Other | BEHIND EACH PANEL
NJSTRE1545767953 |  | Transition Incentive Program | Swedesboro | 8085 | 15 | 7.04 | Residential | No | Behind the Meter | Net-metered residential rooftop and canopy |  | None | Vision Solar LLC | AC Electric | Accepted | 2020-10-17 | 2020-10-21 | 2021-10-30 | HANWHA Q-CELLS | Q.PEAK DUO-G6+ 335 | Solar Panels |  | 0.335 | 21 | 159 | 16 |  | Fixed | Roof
NJSTRE1545767954 |  | Transition Incentive Program | Sicklerville | 8081 | 14 | 6.03 | Residential | Yes | Behind the Meter | Net-metered residential rooftop and canopy |  | None | Vision Solar LLC | AC Electric | Accepted | 2020-10-17 | 2020-10-21 | 2021-10-30 | ENPHASE | IQ7-60-2-US | Inverters | 0.24 |  | 18 |  |  | 0.96 |  | Other | BEHIND EACH PANEL
NJSTRE1545767954 |  | Transition Incentive Program | Sicklerville | 8081 | 14 | 6.03 | Residential | Yes | Behind the Meter | Net-metered residential rooftop and canopy |  | None | Vision Solar LLC | AC Electric | Accepted | 2020-10-17 | 2020-10-21 | 2021-10-30 | HANWHA Q-CELLS | Q.PEAK DUO-G6+ 335 | Solar Panels |  | 0.335 | 7 | 331 | 28 |  | Fixed | Roof
NJSTRE1545767954 |  | Transition Incentive Program | Sicklerville | 8081 | 14 | 6.03 | Residential | Yes | Behind the Meter | Net-metered residential rooftop and canopy |  | None | Vision Solar LLC | AC Electric | Accepted | 2020-10-17 | 2020-10-21 | 2021-10-30 | HANWHA Q-CELLS | Q.PEAK DUO-G6+ 335 | Solar Panels |  | 0.335 | 6 | 331 | 28 |  | Fixed | Roof
NJSTRE1545767954 |  | Transition Incentive Program | Sicklerville | 8081 | 14 | 6.03 | Residential | Yes | Behind the Meter | Net-metered residential rooftop and canopy |  | None | Vision Solar LLC | AC Electric | Accepted | 2020-10-17 | 2020-10-21 | 2021-10-30 | HANWHA Q-CELLS | Q.PEAK DUO-G6+ 335 | Solar Panels |  | 0.335 | 3 | 151 | 28 |  | Fixed | Roof
NJSTRE1545767954 |  | Transition Incentive Program | Sicklerville | 8081 | 14 | 6.03 | Residential | Yes | Behind the Meter | Net-metered residential rooftop and canopy |  | None | Vision Solar LLC | AC Electric | Accepted | 2020-10-17 | 2020-10-21 | 2021-10-30 | HANWHA Q-CELLS | Q.PEAK DUO-G6+ 335 | Solar Panels |  | 0.335 | 2 | 151 | 28 |  | Fixed | Roof
NJSTRE1545767958 |  | Transition Incentive Program | Hillsborough | 8844 | 5 | 20.08 | Residential | No | Behind the Meter | Net-metered residential ground mount |  | None | Tafrow Electric | PSE&G | Accepted | 2020-11-03 | 2020-11-04 | 2021-11-04 | Enphase | Envoy | Meters |  |  | 1 |  |  |  | Yes | Outdoor
NJSTRE1545767958 |  | Transition Incentive Program | Hillsborough | 8844 | 5 | 20.08 | Residential | No | Behind the Meter | Net-metered residential ground mount |  | None | Tafrow Electric | PSE&G | Accepted | 2020-11-03 | 2020-11-04 | 2021-11-04 | Enphase | IQ7+ | Inverters | 290 |  | 55 |  |  | 0.975 |  | Outdoor | AFFIXED TO PANELS
NJSTRE1545767958 |  | Transition Incentive Program | Hillsborough | 8844 | 5 | 20.08 | Residential | No | Behind the Meter | Net-metered residential ground mount |  | None | Tafrow Electric | PSE&G | Accepted | 2020-11-03 | 2020-11-04 | 2021-11-04 | Solaria | 365R-AC | Solar Panels |  | 0.365 | 55 | 180 | 10 |  | Fixed | Ground
NJSTRE1545767972 |  | Transition Incentive Program | NORTH MIDDLETOWN | 7748 | 17 | 6.18 | Residential | Yes | Behind the Meter | Net-metered residential rooftop and canopy |  | None | Vivint Solar Developer, LLC | JCP&L | Accepted | 2020-10-19 | 2020-10-21 | 2021-10-30 | Solar Edge | SE7600H-US | Inverters | 7600 |  | 1 |  |  | 0.992 |  | Outdoor | Near the Utility Meter
NJSTRE1545767972 |  | Transition Incentive Program | NORTH MIDDLETOWN | 7748 | 17 | 6.18 | Residential | Yes | Behind the Meter | Net-metered residential rooftop and canopy |  | None | Vivint Solar Developer, LLC | JCP&L | Accepted | 2020-10-19 | 2020-10-21 | 2021-10-30 | JINKO SOLAR | JKM325M-60HL | Solar Panels |  | 0.325 | 3 | 240 | 20 |  | Fixed | Roof
NJSTRE1545767972 |  | Transition Incentive Program | NORTH MIDDLETOWN | 7748 | 17 | 6.18 | Residential | Yes | Behind the Meter | Net-metered residential rooftop and canopy |  | None | Vivint Solar Developer, LLC | JCP&L | Accepted | 2020-10-19 | 2020-10-21 | 2021-10-30 | JINKO SOLAR | JKM325M-60HL | Solar Panels |  | 0.325 | 7 | 60 | 20 |  | Fixed | Roof
NJSTRE1545767972 |  | Transition Incentive Program | NORTH MIDDLETOWN | 7748 | 17 | 6.18 | Residential | Yes | Behind the Meter | Net-metered residential rooftop and canopy |  | None | Vivint Solar Developer, LLC | JCP&L | Accepted | 2020-10-19 | 2020-10-21 | 2021-10-30 | JINKO SOLAR | JKM325M-60HL | Solar Panels |  | 0.325 | 9 | 240 | 20 |  | Fixed | Roof
NJSTRE1545767975 |  | Transition Incentive Program | Pedricktown | 8067 | 16 | 11.05 | Residential | No | Behind the Meter | Net-metered residential rooftop and canopy |  | None | Solar Solutions LLC | AC Electric | Accepted | 2020-10-17 | 2020-10-21 | 2021-10-30 | SolarEdge | SE11400H | Inverters | 11400 |  | 1 |  |  | 0.992 |  | Indoor | Garage
NJSTRE1545767975 |  | Transition Incentive Program | Pedricktown | 8067 | 16 | 11.05 | Residential | No | Behind the Meter | Net-metered residential rooftop and canopy |  | None | Solar Solutions LLC | AC Electric | Accepted | 2020-10-17 | 2020-10-21 | 2021-10-30 | Canadian Solar | CS1H-325MS | Solar Panels |  | 0.325 | 7 | 328 | 26 |  | Fixed | Roof
NJSTRE1545767975 |  | Transition Incentive Program | Pedricktown | 8067 | 16 | 11.05 | Residential | No | Behind the Meter | Net-metered residential rooftop and canopy |  | None | Solar Solutions LLC | AC Electric | Accepted | 2020-10-17 | 2020-10-21 | 2021-10-30 | Canadian Solar | CS1H-325MS | Solar Panels |  | 0.325 | 3 | 58 | 26 |  | Fixed | Roof
NJSTRE1545767975 |  | Transition Incentive Program | Pedricktown | 8067 | 16 | 11.05 | Residential | No | Behind the Meter | Net-metered residential rooftop and canopy |  | None | Solar Solutions LLC | AC Electric | Accepted | 2020-10-17 | 2020-10-21 | 2021-10-30 | Canadian Solar | CS1H-325MS | Solar Panels |  | 0.325 | 3 | 238 | 26 |  | Fixed | Roof
NJSTRE1545767975 |  | Transition Incentive Program | Pedricktown | 8067 | 16 | 11.05 | Residential | No | Behind the Meter | Net-metered residential rooftop and canopy |  | None | Solar Solutions LLC | AC Electric | Accepted | 2020-10-17 | 2020-10-21 | 2021-10-30 | Canadian Solar | CS1H-325MS | Solar Panels |  | 0.325 | 21 | 148 | 26 |  | Fixed | Roof
NJSTRE1545768039 |  | Transition Incentive Program | WILLINGBORO | 8046 | 13 | 6.4 | Residential | Yes | Behind the Meter | Net-metered residential rooftop and canopy |  | None | Vivint Solar Developer, LLC | PSE&G | Accepted | 2020-10-19 | 2020-10-21 | 2021-10-30 | Solar Edge | SE7600H-US | Inverters | 7600 |  | 1 |  |  | 0.992 |  | Outdoor | Near the Utility Meter
NJSTRE1545768039 |  | Transition Incentive Program | WILLINGBORO | 8046 | 13 | 6.4 | Residential | Yes | Behind the Meter | Net-metered residential rooftop and canopy |  | None | Vivint Solar Developer, LLC | PSE&G | Accepted | 2020-10-19 | 2020-10-21 | 2021-10-30 | JINKO SOLAR | JKM320M-60HBL | Solar Panels |  | 0.32 | 20 | 144 | 27 |  | Fixed | Roof
NJSTRE1545768742 |  | Transition Incentive Program | Wharton | 7885 | 3 | 10.15 | Residential | Yes | Behind the Meter | Net-metered residential rooftop and canopy |  | None | Freedom Forever New Jersey LLC | JCP&L | Accepted | 2020-10-19 | 2020-10-21 | 2021-10-30 | Solar Edge | SE10000H-US [SI1] RGM | Inverters | 10000 |  | 1 |  |  | 0.99 |  | Outdoor | N/A
NJSTRE1545768742 |  | Transition Incentive Program | Wharton | 7885 | 3 | 10.15 | Residential | Yes | Behind the Meter | Net-metered residential rooftop and canopy |  | None | Freedom Forever New Jersey LLC | JCP&L | Accepted | 2020-10-19 | 2020-10-21 | 2021-10-30 | Hanwha Solar | Q.PLUS BFR-G4.1- 290 | Solar Panels |  | 0.29 | 1 | 1 | 21 |  | Fixed | Roof | N/A
NJSTRE1545768742 |  | Transition Incentive Program | Wharton | 7885 | 3 | 10.15 | Residential | Yes | Behind the Meter | Net-metered residential rooftop and canopy |  | None | Freedom Forever New Jersey LLC | JCP&L | Accepted | 2020-10-19 | 2020-10-21 | 2021-10-30 | Hanwha Solar | Q.PLUS BFR-G4.1- 290 | Solar Panels |  | 0.29 | 33 | 3 | 21 |  | Fixed | Roof | N/A
NJSTRE1545768742 |  | Transition Incentive Program | Wharton | 7885 | 3 | 10.15 | Residential | Yes | Behind the Meter | Net-metered residential rooftop and canopy |  | None | Freedom Forever New Jersey LLC | JCP&L | Accepted | 2020-10-19 | 2020-10-21 | 2021-10-30 | Hanwha Solar | Q.PLUS BFR-G4.1- 290 | Solar Panels |  | 0.29 | 1 | 2 | 28 |  | Fixed | Roof | N/A
NJSTRE1545768744 |  | Transition Incentive Program | Monmouth Beach | 7750 | 17 | 6.67 | Residential | Yes | Behind the Meter | Net-metered residential rooftop and canopy |  | None |  | JCP&L | Accepted | 2020-10-18 | 2020-10-22 | 2021-10-30 | Solar Edge | SE10000H-US [SI1] | Inverters | 0.98 |  | 1 |  |  | 0.1 |  | Outdoor | N/A
NJSTRE1545768744 |  | Transition Incentive Program | Monmouth Beach | 7750 | 17 | 6.67 | Residential | Yes | Behind the Meter | Net-metered residential rooftop and canopy |  | None |  | JCP&L | Accepted | 2020-10-18 | 2020-10-22 | 2021-10-30 | Hanwha Solar | Q.PLUS BFR-G4.1- 290 | Solar Panels |  | 0.29 | 1 | 3 | 33 |  | Fixed | Roof | N/A
NJSTRE1545768744 |  | Transition Incentive Program | Monmouth Beach | 7750 | 17 | 6.67 | Residential | Yes | Behind the Meter | Net-metered residential rooftop and canopy |  | None |  | JCP&L | Accepted | 2020-10-18 | 2020-10-22 | 2021-10-30 | Hanwha Solar | Q.PLUS BFR-G4.1- 290 | Solar Panels |  | 0.29 | 21 | 1 | 33 |  | Fixed | Roof | N/A
NJSTRE1545768744 |  | Transition Incentive Program | Monmouth Beach | 7750 | 17 | 6.67 | Residential | Yes | Behind the Meter | Net-metered residential rooftop and canopy |  | None |  | JCP&L | Accepted | 2020-10-18 | 2020-10-22 | 2021-10-30 | Hanwha Solar | Q.PLUS BFR-G4.1- 290 | Solar Panels |  | 0.29 | 1 | 2 | 33 |  | Fixed | Roof | N/A
NJSTRE1545768751 |  | Transition Incentive Program | Somerset | 8873 | 5 | 9.57 | Residential | Yes | Behind the Meter | Net-metered residential rooftop and canopy |  | None | Freedom Forever New Jersey | PSE&G | Accepted | 2020-10-26 | 2020-10-27 | 2021-10-30 | Solar Edge | SE7600H-US [SI1] | Inverters | 7600 |  | 1 |  |  | 0.99 |  | Outdoor | N/A
NJSTRE1545768751 |  | Transition Incentive Program | Somerset | 8873 | 5 | 9.57 | Residential | Yes | Behind the Meter | Net-metered residential rooftop and canopy |  | None | Freedom Forever New Jersey | PSE&G | Accepted | 2020-10-26 | 2020-10-27 | 2021-10-30 | Hanwha Solar | Q.PLUS BFR-G4.1- 290 | Solar Panels |  | 0.29 | 18 | 2 | 18 |  | Fixed | Roof | N/A
NJSTRE1545768751 |  | Transition Incentive Program | Somerset | 8873 | 5 | 9.57 | Residential | Yes | Behind the Meter | Net-metered residential rooftop and canopy |  | None | Freedom Forever New Jersey | PSE&G | Accepted | 2020-10-26 | 2020-10-27 | 2021-10-30 | Hanwha Solar | Q.PLUS BFR-G4.1- 290 | Solar Panels |  | 0.29 | 15 | 1 | 18 |  | Fixed | Roof | N/A
NJSTRE1545768769 |  | Transition Incentive Program | Jackson Township | 8527 | 18 | 17.69 | Residential | Yes | Behind the Meter | Net-metered residential rooftop and canopy |  | None | Freedom Forever New Jersey | JCP&L | Accepted | 2020-10-19 | 2020-10-21 | 2021-10-30 | Solar Edge | SE3800H-US [SI1] RGM | Inverters | 3800 |  | 1 |  |  | 0.99 |  | Outdoor | N/A
NJSTRE1545768769 |  | Transition Incentive Program | Jackson Township | 8527 | 18 | 17.69 | Residential | Yes | Behind the Meter | Net-metered residential rooftop and canopy |  | None | Freedom Forever New Jersey | JCP&L | Accepted | 2020-10-19 | 2020-10-21 | 2021-10-30 | SolarEdgde | SE10000H-US [SI1] RGM | Inverters | 10000 |  | 1 |  |  | 0.99 |  | Other | N/A
NJSTRE1545768769 |  | Transition Incentive Program | Jackson Township | 8527 | 18 | 17.69 | Residential | Yes | Behind the Meter | Net-metered residential rooftop and canopy |  | None | Freedom Forever New Jersey | JCP&L | Accepted | 2020-10-19 | 2020-10-21 | 2021-10-30 | Hanwha Solar | Q.PLUS BFR-G4.1- 290 | Solar Panels |  | 0.29 | 24 | 2 | 23 |  | Fixed | Roof | N/A
NJSTRE1545768769 |  | Transition Incentive Program | Jackson Township | 8527 | 18 | 17.69 | Residential | Yes | Behind the Meter | Net-metered residential rooftop and canopy |  | None | Freedom Forever New Jersey | JCP&L | Accepted | 2020-10-19 | 2020-10-21 | 2021-10-30 | Hanwha Solar | Q.PLUS BFR-G4.1- 290 | Solar Panels |  | 0.29 | 16 | 4 | 20 |  | Fixed | Roof | N/A
NJSTRE1545768769 |  | Transition Incentive Program | Jackson Township | 8527 | 18 | 17.69 | Residential | Yes | Behind the Meter | Net-metered residential rooftop and canopy |  | None | Freedom Forever New Jersey | JCP&L | Accepted | 2020-10-19 | 2020-10-21 | 2021-10-30 | Hanwha Solar | Q.PLUS BFR-G4.1- 290 | Solar Panels |  | 0.29 | 6 | 1 | 23 |  | Fixed | Roof | N/A
NJSTRE1545768769 |  | Transition Incentive Program | Jackson Township | 8527 | 18 | 17.69 | Residential | Yes | Behind the Meter | Net-metered residential rooftop and canopy |  | None | Freedom Forever New Jersey | JCP&L | Accepted | 2020-10-19 | 2020-10-21 | 2021-10-30 | Hanwha Solar | Q.PLUS BFR-G4.1- 290 | Solar Panels |  | 0.29 | 15 | 3 | 20 |  | Fixed | Roof | N/A
NJSTRE1545768771 |  | Transition Incentive Program | Pennsauken Twp | 8110 | 14 | 11.16 | Residential | Yes | Behind the Meter | Net-metered residential rooftop and canopy |  | None | 1st Light Energy Inc | PSE&G | Accepted | 2020-10-18 | 2020-10-21 | 2021-10-30 | SolarEdge | SE10000H-US | Inverters | 10000 |  | 1 |  |  | 0.99 |  | Outside | Next to Meter
NJSTRE1545768771 |  | Transition Incentive Program | Pennsauken Twp | 8110 | 14 | 11.16 | Residential | Yes | Behind the Meter | Net-metered residential rooftop and canopy |  | None | 1st Light Energy Inc | PSE&G | Accepted | 2020-10-18 | 2020-10-21 | 2021-10-30 | Longi | LR6-60HPB-310M | Solar Panels |  | 0.31 | 36 | 148 | 27 |  | Fixed | Roof
NJSTRE1545768780 |  | Transition Incentive Program | Woodbridge Twp | 7095 | 11 | 11.16 | Residential | Yes | Behind the Meter | Net-metered residential rooftop and canopy |  | None | 1st Light Energy Inc | PSE&G | Accepted | 2020-10-18 | 2020-10-21 | 2021-10-30 | SolarEdge | SE10000H-US | Inverters | 10000 |  | 1 |  |  | 0.99 |  | Outside | Next to Meter
NJSTRE1545768780 |  | Transition Incentive Program | Woodbridge Twp | 7095 | 11 | 11.16 | Residential | Yes | Behind the Meter | Net-metered residential rooftop and canopy |  | None | 1st Light Energy Inc | PSE&G | Accepted | 2020-10-18 | 2020-10-21 | 2021-10-30 | Longi | LR6-60HPB-310M | Solar Panels |  | 0.31 | 18 | 60 | 40 |  | Fixed | Roof
NJSTRE1545768780 |  | Transition Incentive Program | Woodbridge Twp | 7095 | 11 | 11.16 | Residential | Yes | Behind the Meter | Net-metered residential rooftop and canopy |  | None | 1st Light Energy Inc | PSE&G | Accepted | 2020-10-18 | 2020-10-21 | 2021-10-30 | Longi | LR6-60HPB-310M | Solar Panels |  | 0.31 | 6 | 241 | 34 |  | Fixed | Roof
NJSTRE1545768780 |  | Transition Incentive Program | Woodbridge Twp | 7095 | 11 | 11.16 | Residential | Yes | Behind the Meter | Net-metered residential rooftop and canopy |  | None | 1st Light Energy Inc | PSE&G | Accepted | 2020-10-18 | 2020-10-21 | 2021-10-30 | Longi | LR6-60HPB-310M | Solar Panels |  | 0.31 | 12 | 241 | 40 |  | Fixed | Roof
NJSTRE1545769108 |  | Transition Incentive Program | Williamstown | 8094 | 15 | 6.3 | Residential | No | Behind the Meter | Net-metered residential rooftop and canopy |  | None | Suntuity Solar LLC | AC Electric | Accepted | 2020-10-19 | 2020-10-21 | 2021-10-30 | Enphase Energy | IQ7-60-2-US | Inverters | 240 |  | 20 |  |  | 0.97 |  | Outdoor | Behind the PV Modules
NJSTRE1545769108 |  | Transition Incentive Program | Williamstown | 8094 | 15 | 6.3 | Residential | No | Behind the Meter | Net-metered residential rooftop and canopy |  | None | Suntuity Solar LLC | AC Electric | Accepted | 2020-10-19 | 2020-10-21 | 2021-10-30 | Longi | LR6-60HPB-315M | Solar Panels |  | 0.315 | 11 | 304 | 31 |  | Fixed | Roof
NJSTRE1545769108 |  | Transition Incentive Program | Williamstown | 8094 | 15 | 6.3 | Residential | No | Behind the Meter | Net-metered residential rooftop and canopy |  | None | Suntuity Solar LLC | AC Electric | Accepted | 2020-10-19 | 2020-10-21 | 2021-10-30 | Longi | LR6-60HPB-315M | Solar Panels |  | 0.315 | 9 | 124 | 31 |  | Fixed | Roof
NJSTRE1545769109 |  | Transition Incentive Program | Greenwich Township | 8027 | 15 | 10.08 | Residential | No | Behind the Meter | Net-metered residential rooftop and canopy |  | None | Suntuity Solar LLC | AC Electric | Accepted | 2020-10-19 | 2020-10-21 | 2021-10-30 | Enphase Energy | IQ7-60-2-US | Inverters | 240 |  | 32 |  |  | 0.97 |  | Outdoor | Behind the PV Modules
NJSTRE1545769109 |  | Transition Incentive Program | Greenwich Township | 8027 | 15 | 10.08 | Residential | No | Behind the Meter | Net-metered residential rooftop and canopy |  | None | Suntuity Solar LLC | AC Electric | Accepted | 2020-10-19 | 2020-10-21 | 2021-10-30 | Longi | LR6-60HPB-315M | Solar Panels |  | 0.315 | 32 | 1 | 23 |  | Fixed | Roof
NJSTRE1545769110 |  | Transition Incentive Program | SICKLERVILLE | 8081 | 14 | 18.59 | Residential | No | Behind the Meter | Net-metered residential rooftop and canopy |  | None | Suntuity Solar LLC | AC Electric | Accepted | 2020-10-19 | 2020-10-21 | 2021-10-30 | Enphase Energy | IQ7-60-2-US | Inverters | 240 |  | 59 |  |  | 0.97 |  | Outdoor | Behind the PV Modules
NJSTRE1545769110 |  | Transition Incentive Program | SICKLERVILLE | 8081 | 14 | 18.59 | Residential | No | Behind the Meter | Net-metered residential rooftop and canopy |  | None | Suntuity Solar LLC | AC Electric | Accepted | 2020-10-19 | 2020-10-21 | 2021-10-30 | Longi | LR6-60HPB-315M | Solar Panels |  | 0.315 | 8 | 162 | 25 |  | Fixed | Roof
NJSTRE1545769110 |  | Transition Incentive Program | SICKLERVILLE | 8081 | 14 | 18.59 | Residential | No | Behind the Meter | Net-metered residential rooftop and canopy |  | None | Suntuity Solar LLC | AC Electric | Accepted | 2020-10-19 | 2020-10-21 | 2021-10-30 | Longi | LR6-60HPB-315M | Solar Panels |  | 0.315 | 25 | 162 | 25 |  | Fixed | Roof
NJSTRE1545769110 |  | Transition Incentive Program | SICKLERVILLE | 8081 | 14 | 18.59 | Residential | No | Behind the Meter | Net-metered residential rooftop and canopy |  | None | Suntuity Solar LLC | AC Electric | Accepted | 2020-10-19 | 2020-10-21 | 2021-10-30 | Longi | LR6-60HPB-315M | Solar Panels |  | 0.315 | 26 | 342 | 25 |  | Fixed | Roof
NJSTRE1545769111 |  | Transition Incentive Program | NEW MILFORD | 7646 | 7 | 5.67 | Residential | No | Behind the Meter | Net-metered residential rooftop and canopy |  | None | Suntuity Solar LLC | PSE&G | Accepted | 2020-10-19 | 2020-10-21 | 2021-10-30 | Enphase Energy | IQ7-60-2-US | Inverters | 240 |  | 18 |  |  | 0.97 |  | Outdoor | Behind the PV Modules
NJSTRE1545769111 |  | Transition Incentive Program | NEW MILFORD | 7646 | 7 | 5.67 | Residential | No | Behind the Meter | Net-metered residential rooftop and canopy |  | None | Suntuity Solar LLC | PSE&G | Accepted | 2020-10-19 | 2020-10-21 | 2021-10-30 | Longi | LR6-60HPB-315M | Solar Panels |  | 0.315 | 6 | 94 | 22 |  | Fixed | Roof
NJSTRE1545769111 |  | Transition Incentive Program | NEW MILFORD | 7646 | 7 | 5.67 | Residential | No | Behind the Meter | Net-metered residential rooftop and canopy |  | None | Suntuity Solar LLC | PSE&G | Accepted | 2020-10-19 | 2020-10-21 | 2021-10-30 | Longi | LR6-60HPB-315M | Solar Panels |  | 0.315 | 8 | 184 | 43 |  | Fixed | Roof
NJSTRE1545769111 |  | Transition Incentive Program | NEW MILFORD | 7646 | 7 | 5.67 | Residential | No | Behind the Meter | Net-metered residential rooftop and canopy |  | None | Suntuity Solar LLC | PSE&G | Accepted | 2020-10-19 | 2020-10-21 | 2021-10-30 | Longi | LR6-60HPB-315M | Solar Panels |  | 0.315 | 4 | 274 | 22 |  | Fixed | Roof
NJSTRE1545769112 |  | Transition Incentive Program | STEWARTSVILLE | 8886 | 2 | 9.14 | Residential | Yes | Behind the Meter | Net-metered residential rooftop and canopy |  | None | Suntuity Solar LLC | JCP&L | Accepted | 2020-10-19 | 2020-10-22 | 2021-10-30 | Enphase Energy | IQ7-60-2-US | Inverters | 240 |  | 29 |  |  | 0.97 |  | Outdoor | Behind the PV Modules
NJSTRE1545769112 |  | Transition Incentive Program | STEWARTSVILLE | 8886 | 2 | 9.14 | Residential | Yes | Behind the Meter | Net-metered residential rooftop and canopy |  | None | Suntuity Solar LLC | JCP&L | Accepted | 2020-10-19 | 2020-10-22 | 2021-10-30 | Longi | LR6-60HPB-315M | Solar Panels |  | 0.315 | 10 | 230 | 30 |  | Fixed | Roof
NJSTRE1545769112 |  | Transition Incentive Program | STEWARTSVILLE | 8886 | 2 | 9.14 | Residential | Yes | Behind the Meter | Net-metered residential rooftop and canopy |  | None | Suntuity Solar LLC | JCP&L | Accepted | 2020-10-19 | 2020-10-22 | 2021-10-30 | Longi | LR6-60HPB-315M | Solar Panels |  | 0.315 | 19 | 50 | 30 |  | Fixed | Roof
NJSTRE1545769113 |  | Transition Incentive Program | North Cape May | 8204 | 21 | 5.44 | Residential | No | Behind the Meter | Net-metered residential rooftop and canopy |  | None | Suntuity Solar LLC | AC Electric | Accepted | 2020-10-19 | 2020-10-21 | 2021-10-30 | Enphase Energy | IQ7-60-2-US | Inverters | 240 |  | 16 |  |  | 0.97 |  | Outdoor | Behind the PV Modules
NJSTRE1545769113 |  | Transition Incentive Program | North Cape May | 8204 | 21 | 5.44 | Residential | No | Behind the Meter | Net-metered residential rooftop and canopy |  | None | Suntuity Solar LLC | AC Electric | Accepted | 2020-10-19 | 2020-10-21 | 2021-10-30 | LG Electronics | LG340N1C-V5 | Solar Panels |  | 0.34 | 10 | 187 | 18 |  | Fixed | Roof
NJSTRE1545769113 |  | Transition Incentive Program | North Cape May | 8204 | 21 | 5.44 | Residential | No | Behind the Meter | Net-metered residential rooftop and canopy |  | None | Suntuity Solar LLC | AC Electric | Accepted | 2020-10-19 | 2020-10-21 | 2021-10-30 | LG Electronics | LG340N1C-V5 | Solar Panels |  | 0.34 | 6 | 277 | 23 |  | Fixed | Roof
NJSTRE1545769114 |  | Transition Incentive Program | CEDAR GROVE | 7009 | 9 | 13.86 | Residential | No | Behind the Meter | Net-metered residential rooftop and canopy |  | None | Suntuity Solar LLC | PSE&G | Accepted | 2020-10-19 | 2020-10-21 | 2021-10-30 | Enphase Energy | IQ7-60-2-US | Inverters | 240 |  | 44 |  |  | 0.97 |  | Outdoor | Behind the PV Modules
NJSTRE1545769114 |  | Transition Incentive Program | CEDAR GROVE | 7009 | 9 | 13.86 | Residential | No | Behind the Meter | Net-metered residential rooftop and canopy |  | None | Suntuity Solar LLC | PSE&G | Accepted | 2020-10-19 | 2020-10-21 | 2021-10-30 | Longi | LR6-60HPB-315M | Solar Panels |  | 0.315 | 18 | 300 | 20 |  | Fixed | Roof
NJSTRE1545769114 |  | Transition Incentive Program | CEDAR GROVE | 7009 | 9 | 13.86 | Residential | No | Behind the Meter | Net-metered residential rooftop and canopy |  | None | Suntuity Solar LLC | PSE&G | Accepted | 2020-10-19 | 2020-10-21 | 2021-10-30 | Longi | LR6-60HPB-315M | Solar Panels |  | 0.315 | 26 | 120 | 20 |  | Fixed | Roof
NJSTRE1545769115 |  | Transition Incentive Program | SICKLERVILLE | 8081 | 14 | 10.08 | Residential | Yes | Behind the Meter | Net-metered residential rooftop and canopy |  | None | Suntuity Solar LLC | AC Electric | Accepted | 2020-10-19 | 2020-10-21 | 2021-10-30 | Enphase Energy | IQ7-60-2-US | Inverters | 240 |  | 28 |  |  | 0.97 |  | Outdoor | Behind the PV Modules
NJSTRE1545769115 |  | Transition Incentive Program | SICKLERVILLE | 8081 | 14 | 10.08 | Residential | Yes | Behind the Meter | Net-metered residential rooftop and canopy |  | None | Suntuity Solar LLC | AC Electric | Accepted | 2020-10-19 | 2020-10-21 | 2021-10-30 | Longi | LR6-60HPB-315M | Solar Panels |  | 0.36 | 7 | 143 | 27 |  | Fixed | Roof
NJSTRE1545769115 |  | Transition Incentive Program | SICKLERVILLE | 8081 | 14 | 10.08 | Residential | Yes | Behind the Meter | Net-metered residential rooftop and canopy |  | None | Suntuity Solar LLC | AC Electric | Accepted | 2020-10-19 | 2020-10-21 | 2021-10-30 | Longi | LR6-60HPB-315M | Solar Panels |  | 0.36 | 18 | 323 | 27 |  | Fixed | Roof
NJSTRE1545769115 |  | Transition Incentive Program | SICKLERVILLE | 8081 | 14 | 10.08 | Residential | Yes | Behind the Meter | Net-metered residential rooftop and canopy |  | None | Suntuity Solar LLC | AC Electric | Accepted | 2020-10-19 | 2020-10-21 | 2021-10-30 | Longi | LR6-60HPB-315M | Solar Panels |  | 0.36 | 3 | 143 | 27 |  | Fixed | Roof
NJSTRE1545769116 |  | Transition Incentive Program | SICKLERVILLE | 8081 | 14 | 10.71 | Residential | Yes | Behind the Meter | Net-metered residential rooftop and canopy |  | None | Suntuity Solar LLC | AC Electric | Accepted | 2020-10-19 | 2020-10-21 | 2021-10-30 | Enphase Energy | IQ7-60-2-US | Inverters | 240 |  | 34 |  |  | 0.97 |  | Outdoor | Behind the PV Modules
NJSTRE1545769116 |  | Transition Incentive Program | SICKLERVILLE | 8081 | 14 | 10.71 | Residential | Yes | Behind the Meter | Net-metered residential rooftop and canopy |  | None | Suntuity Solar LLC | AC Electric | Accepted | 2020-10-19 | 2020-10-21 | 2021-10-30 | Longi | LR6-60HPB-315M | Solar Panels |  | 0.315 | 11 | 281 | 26 |  | Fixed | Roof
NJSTRE1545769116 |  | Transition Incentive Program | SICKLERVILLE | 8081 | 14 | 10.71 | Residential | Yes | Behind the Meter | Net-metered residential rooftop and canopy |  | None | Suntuity Solar LLC | AC Electric | Accepted | 2020-10-19 | 2020-10-21 | 2021-10-30 | Longi | LR6-60HPB-315M | Solar Panels |  | 0.315 | 12 | 101 | 26 |  | Fixed | Roof
NJSTRE1545769116 |  | Transition Incentive Program | SICKLERVILLE | 8081 | 14 | 10.71 | Residential | Yes | Behind the Meter | Net-metered residential rooftop and canopy |  | None | Suntuity Solar LLC | AC Electric | Accepted | 2020-10-19 | 2020-10-21 | 2021-10-30 | Longi | LR6-60HPB-315M | Solar Panels |  | 0.315 | 11 | 12 | 15 |  | Fixed | Roof
NJSTRE1545769117 |  | Transition Incentive Program | TOMS RIVER | 8757 | 18 | 5.99 | Residential | Yes | Behind the Meter | Net-metered residential rooftop and canopy |  | None | Suntuity Solar LLC | JCP&L | Accepted | 2020-10-19 | 2020-10-21 | 2021-10-30 | Enphase Energy | IQ7-60-2-US | Inverters | 240 |  | 19 |  |  | 0.97 |  | Outdoor | Behind the PV Modules
NJSTRE1545769117 |  | Transition Incentive Program | TOMS RIVER | 8757 | 18 | 5.99 | Residential | Yes | Behind the Meter | Net-metered residential rooftop and canopy |  | None | Suntuity Solar LLC | JCP&L | Accepted | 2020-10-19 | 2020-10-21 | 2021-10-30 | Longi | LR6-60HPB-315M | Solar Panels |  | 0.315 | 13 | 253 | 20 |  | Fixed | Roof
NJSTRE1545769117 |  | Transition Incentive Program | TOMS RIVER | 8757 | 18 | 5.99 | Residential | Yes | Behind the Meter | Net-metered residential rooftop and canopy |  | None | Suntuity Solar LLC | JCP&L | Accepted | 2020-10-19 | 2020-10-21 | 2021-10-30 | Longi | LR6-60HPB-315M | Solar Panels |  | 0.315 | 6 | 163 | 17 |  | Fixed | Roof
NJSTRE1545769118 |  | Transition Incentive Program | Swedesboro | 8085 | 15 | 11.97 | Residential | Yes | Behind the Meter | Net-metered residential rooftop and canopy |  | None | Suntuity Solar LLC | AC Electric | Accepted | 2020-10-19 | 2020-10-21 | 2021-10-30 | Enphase Energy | IQ7-60-2-US | Inverters | 240 |  | 38 |  |  | 0.97 |  | Outdoor | Behind the PV Modules
NJSTRE1545769118 |  | Transition Incentive Program | Swedesboro | 8085 | 15 | 11.97 | Residential | Yes | Behind the Meter | Net-metered residential rooftop and canopy |  | None | Suntuity Solar LLC | AC Electric | Accepted | 2020-10-19 | 2020-10-21 | 2021-10-30 | Longi | LR6-60HPB-315M | Solar Panels |  | 0.315 | 21 | 65 | 35 |  | Fixed | Roof
NJSTRE1545769118 |  | Transition Incentive Program | Swedesboro | 8085 | 15 | 11.97 | Residential | Yes | Behind the Meter | Net-metered residential rooftop and canopy |  | None | Suntuity Solar LLC | AC Electric | Accepted | 2020-10-19 | 2020-10-21 | 2021-10-30 | Longi | LR6-60HPB-315M | Solar Panels |  | 0.315 | 17 | 245 | 35 |  | Fixed | Roof
NJSTRE1545769135 |  | Transition Incentive Program | Westhampton | 8060 | 13 | 6.37 | Residential | Yes | Behind the Meter | Net-metered residential rooftop and canopy |  | None | Vision Solar LLC | PSE&G | Accepted | 2020-10-19 | 2020-10-21 | 2021-10-30 | ENPHASE | IQ7-60-2-US | Inverters | 0.24 |  | 19 |  |  | 0.96 |  | Other | BEHIND EACH PANEL
NJSTRE1545769135 |  | Transition Incentive Program | Westhampton | 8060 | 13 | 6.37 | Residential | Yes | Behind the Meter | Net-metered residential rooftop and canopy |  | None | Vision Solar LLC | PSE&G | Accepted | 2020-10-19 | 2020-10-21 | 2021-10-30 | HANWHA Q-CELLS | Q.PEAK DUO-G6+ 335 | Solar Panels |  | 0.335 | 4 | 49 | 26 |  | Fixed | Roof
NJSTRE1545769135 |  | Transition Incentive Program | Westhampton | 8060 | 13 | 6.37 | Residential | Yes | Behind the Meter | Net-metered residential rooftop and canopy |  | None | Vision Solar LLC | PSE&G | Accepted | 2020-10-19 | 2020-10-21 | 2021-10-30 | HANWHA Q-CELLS | Q.PEAK DUO-G6+ 335 | Solar Panels |  | 0.335 | 13 | 227 | 29 |  | Fixed | Roof
NJSTRE1545769135 |  | Transition Incentive Program | Westhampton | 8060 | 13 | 6.37 | Residential | Yes | Behind the Meter | Net-metered residential rooftop and canopy |  | None | Vision Solar LLC | PSE&G | Accepted | 2020-10-19 | 2020-10-21 | 2021-10-30 | HANWHA Q-CELLS | Q.PEAK DUO-G6+ 335 | Solar Panels |  | 0.335 | 2 | 318 | 20 |  | Fixed | Roof
NJSTRE1545769144 |  | Transition Incentive Program | Brick | 8724 | 18 | 9.99 | Residential | No | Behind the Meter | Net-metered residential rooftop and canopy |  | None | Whitman Construction, LLC | JCP&L | Accepted | 2020-10-19 | 2020-10-21 | 2021-10-30 | enphase energy | iq7plus-72-2-us | Inverters | 295 |  | 27 |  |  | 0.975 |  | Outdoor | microinverters located under modules
NJSTRE1545769144 |  | Transition Incentive Program | Brick | 8724 | 18 | 9.99 | Residential | No | Behind the Meter | Net-metered residential rooftop and canopy |  | None | Whitman Construction, LLC | JCP&L | Accepted | 2020-10-19 | 2020-10-21 | 2021-10-30 | solaria power | xt 370r pd | Solar Panels |  | 0.37 | 18 | 255 | 20 |  | Fixed | Roof
NJSTRE1545769144 |  | Transition Incentive Program | Brick | 8724 | 18 | 9.99 | Residential | No | Behind the Meter | Net-metered residential rooftop and canopy |  | None | Whitman Construction, LLC | JCP&L | Accepted | 2020-10-19 | 2020-10-21 | 2021-10-30 | solaria power | xt 370r pd | Solar Panels |  | 0.37 | 9 | 75 | 20 |  | Fixed | Roof
NJSTRE1545769149 |  | Transition Incentive Program | Merchantville | 8109 | 14 | 9.25 | Residential | No | Behind the Meter | Net-metered residential rooftop and canopy |  | None | Whitman Construction, LLC | PSE&G | Accepted | 2020-10-19 | 2020-10-21 | 2021-10-30 | enphase energy | iq7plus-72-2-us | Inverters | 295 |  | 25 |  |  | 0.975 |  | Outdoor | microinverters located under modules
NJSTRE1545769149 |  | Transition Incentive Program | Merchantville | 8109 | 14 | 9.25 | Residential | No | Behind the Meter | Net-metered residential rooftop and canopy |  | None | Whitman Construction, LLC | PSE&G | Accepted | 2020-10-19 | 2020-10-21 | 2021-10-30 | solaria power | xt 370r pd | Solar Panels |  | 0.37 | 4 | 9 | 35 |  | Fixed | Roof
NJSTRE1545769149 |  | Transition Incentive Program | Merchantville | 8109 | 14 | 9.25 | Residential | No | Behind the Meter | Net-metered residential rooftop and canopy |  | None | Whitman Construction, LLC | PSE&G | Accepted | 2020-10-19 | 2020-10-21 | 2021-10-30 | solaria power | xt 370r pd | Solar Panels |  | 0.37 | 5 | 189 | 35 |  | Fixed | Roof
NJSTRE1545769149 |  | Transition Incentive Program | Merchantville | 8109 | 14 | 9.25 | Residential | No | Behind the Meter | Net-metered residential rooftop and canopy |  | None | Whitman Construction, LLC | PSE&G | Accepted | 2020-10-19 | 2020-10-21 | 2021-10-30 | solaria power | xt 370r pd | Solar Panels |  | 0.37 | 16 | 189 | 35 |  | Fixed | Roof
NJSTRE1545769150 |  | Transition Incentive Program | BRICK | 8723 | 18 | 7.92 | Residential | No | Behind the Meter | Net-metered residential rooftop and canopy |  | None | SEA BRIGHT SOLAR, LLC | JCP&L | Accepted | 2020-10-19 | 2020-10-21 | 2021-10-30 | SUNPOWER | SPR-X22-360-AC | Inverters | 320 |  | 22 |  |  | 0.96 |  | Outside | BENEATH ARRAY
NJSTRE1545769150 |  | Transition Incentive Program | BRICK | 8723 | 18 | 7.92 | Residential | No | Behind the Meter | Net-metered residential rooftop and canopy |  | None | SEA BRIGHT SOLAR, LLC | JCP&L | Accepted | 2020-10-19 | 2020-10-21 | 2021-10-30 | SUNPOWER | SPR-X22-360-AC | Solar Panels |  | 0.36 | 2 | 130 | 26 |  | Fixed | Roof | SE
NJSTRE1545769150 |  | Transition Incentive Program | BRICK | 8723 | 18 | 7.92 | Residential | No | Behind the Meter | Net-metered residential rooftop and canopy |  | None | SEA BRIGHT SOLAR, LLC | JCP&L | Accepted | 2020-10-19 | 2020-10-21 | 2021-10-30 | SUNPOWER | SPR-X22-360-AC | Solar Panels |  | 0.36 | 16 | 130 | 26 |  | Fixed | Roof | SE
NJSTRE1545769150 |  | Transition Incentive Program | BRICK | 8723 | 18 | 7.92 | Residential | No | Behind the Meter | Net-metered residential rooftop and canopy |  | None | SEA BRIGHT SOLAR, LLC | JCP&L | Accepted | 2020-10-19 | 2020-10-21 | 2021-10-30 | SUNPOWER | SPR-X22-360-AC | Solar Panels |  | 0.36 | 4 | 130 | 26 |  | Fixed | Roof | SE
NJSTRE1545769158 |  | Transition Incentive Program | Mount Laurel Twp | 8054 | 13 | 4.88 | Residential | No | Behind the Meter | Net-metered residential rooftop and canopy |  | None | SunnyMac LLC | PSE&G | Accepted | 2020-10-19 | 2020-10-21 | 2021-10-30 | Solaredge | SE3800H-US | Inverters | 3800 |  | 1 |  |  | 0.99 |  | Outdoor | Next to Meter
NJSTRE1545769158 |  | Transition Incentive Program | Mount Laurel Twp | 8054 | 13 | 4.88 | Residential | No | Behind the Meter | Net-metered residential rooftop and canopy |  | None | SunnyMac LLC | PSE&G | Accepted | 2020-10-19 | 2020-10-21 | 2021-10-30 | REC | TwinPeak 2 MOno | Solar Panels |  | 0.325 | 15 | 95 | 32 |  | Fixed | Roof
NJSTRE1545769165 |  | Transition Incentive Program | Kendall Park | 8824 | 11 | 10.23 | Residential | No | Behind the Meter | Net-metered residential rooftop and canopy |  | None | Whitman Construction, LLC | PSE&G | Accepted | 2020-10-19 | 2020-10-21 | 2021-10-30 | enphase energy | iqx-96-2-us | Inverters | 315 |  | 31 |  |  | 0.975 |  | Outdoor | microinverters located under modules
NJSTRE1545769165 |  | Transition Incentive Program | Kendall Park | 8824 | 11 | 10.23 | Residential | No | Behind the Meter | Net-metered residential rooftop and canopy |  | None | Whitman Construction, LLC | PSE&G | Accepted | 2020-10-19 | 2020-10-21 | 2021-10-30 | panasonic | vbhn330sa17 | Solar Panels |  | 0.33 | 17 | 84 | 25 |  | Fixed | Roof
NJSTRE1545769165 |  | Transition Incentive Program | Kendall Park | 8824 | 11 | 10.23 | Residential | No | Behind the Meter | Net-metered residential rooftop and canopy |  | None | Whitman Construction, LLC | PSE&G | Accepted | 2020-10-19 | 2020-10-21 | 2021-10-30 | panasonic | vbhn330sa17 | Solar Panels |  | 0.33 | 14 | 264 | 25 |  | Fixed | Roof
NJSTRE1545769206 |  | Transition Incentive Program | Union City | 7087 | 8 | 2.56 | Residential | Yes | Behind the Meter | Net-metered residential rooftop and canopy |  | None | Trinity Solar | PSE&G | Accepted | 2020-10-19 | 2020-10-21 | 2021-10-30 | SOLAR EDGE | SE3000H-US | Inverters | 3000 |  | 1 |  |  | 0.97 |  | Outside | SIDE OF HOME
NJSTRE1545769206 |  | Transition Incentive Program | Union City | 7087 | 8 | 2.56 | Residential | Yes | Behind the Meter | Net-metered residential rooftop and canopy |  | None | Trinity Solar | PSE&G | Accepted | 2020-10-19 | 2020-10-21 | 2021-10-30 | HANWHA 320 (Q.PEAK DUO BLK-G5 320) | HANWHA 320 (Q.PEAK DUO BLK-G5 320) | Solar Panels |  | 0.32 | 8 | 122 | 9 |  | Fixed | Roof
NJSTRE1545769251 |  | Transition Incentive Program | EDISON | 8837 | 11 | 12.92 | Residential | Yes | Behind the Meter | Net-metered residential rooftop and canopy |  | None | Suntuity Solar LLC | PSE&G | Accepted | 2020-10-19 | 2020-10-21 | 2021-10-30 | Enphase Energy | IQ7-60-2-US | Inverters | 240 |  | 41 |  |  | 0.97 |  | Outdoor | Behind the PV Modules
NJSTRE1545769251 |  | Transition Incentive Program | EDISON | 8837 | 11 | 12.92 | Residential | Yes | Behind the Meter | Net-metered residential rooftop and canopy |  | None | Suntuity Solar LLC | PSE&G | Accepted | 2020-10-19 | 2020-10-21 | 2021-10-30 | Longi | LR6-60HPB-315M | Solar Panels |  | 0.315 | 21 | 85 | 19 |  | Fixed | Roof
NJSTRE1545769251 |  | Transition Incentive Program | EDISON | 8837 | 11 | 12.92 | Residential | Yes | Behind the Meter | Net-metered residential rooftop and canopy |  | None | Suntuity Solar LLC | PSE&G | Accepted | 2020-10-19 | 2020-10-21 | 2021-10-30 | Longi | LR6-60HPB-315M | Solar Panels |  | 0.315 | 20 | 265 | 19 |  | Fixed | Roof
NJSTRE1545769259 |  | Transition Incentive Program | Sicklerville | 8081 | 14 | 14.3 | Residential | No | Behind the Meter | Net-metered residential rooftop and canopy |  | None | RCL Enterprises Inc. | AC Electric | Accepted | 2020-10-19 | 2020-10-21 | 2021-10-30 | enphase | iq7 | Inverters | 240 |  | 44 |  |  | 0.96 |  | Outdoor | under panels
NJSTRE1545769259 |  | Transition Incentive Program | Sicklerville | 8081 | 14 | 14.3 | Residential | No | Behind the Meter | Net-metered residential rooftop and canopy |  | None | RCL Enterprises Inc. | AC Electric | Accepted | 2020-10-19 | 2020-10-21 | 2021-10-30 | Trina Solar | TSM-325DD06M | Solar Panels |  | 0.325 | 2 | 208 | 28 |  | Fixed | Roof
NJSTRE1545769259 |  | Transition Incentive Program | Sicklerville | 8081 | 14 | 14.3 | Residential | No | Behind the Meter | Net-metered residential rooftop and canopy |  | None | RCL Enterprises Inc. | AC Electric | Accepted | 2020-10-19 | 2020-10-21 | 2021-10-30 | Trina Solar | TSM-325DD06M | Solar Panels |  | 0.325 | 4 | 208 | 40 |  | Fixed | Roof
NJSTRE1545769259 |  | Transition Incentive Program | Sicklerville | 8081 | 14 | 14.3 | Residential | No | Behind the Meter | Net-metered residential rooftop and canopy |  | None | RCL Enterprises Inc. | AC Electric | Accepted | 2020-10-19 | 2020-10-21 | 2021-10-30 | Trina Solar | TSM-325DD06M | Solar Panels |  | 0.325 | 36 | 118 | 28 |  | Fixed | Roof
NJSTRE1545769259 |  | Transition Incentive Program | Sicklerville | 8081 | 14 | 14.3 | Residential | No | Behind the Meter | Net-metered residential rooftop and canopy |  | None | RCL Enterprises Inc. | AC Electric | Accepted | 2020-10-19 | 2020-10-21 | 2021-10-30 | Trina SOlar | TSM-325DD06M | Solar Panels |  | 0.325 | 2 | 28 | 28 |  | Fixed | Roof
NJSTRE1545769272 |  | Transition Incentive Program | Moorestown | 8057 | 13 | 9.86 | Residential | No | Behind the Meter | Net-metered residential rooftop and canopy |  | None | Trinity Solar | PSE&G | Accepted | 2020-10-19 | 2020-10-21 | 2021-10-30 | solar edge | SE7600 | Inverters | 7600 |  | 1 |  |  | 0.97 |  | Outside | side of home
NJSTRE1545769272 |  | Transition Incentive Program | Moorestown | 8057 | 13 | 9.86 | Residential | No | Behind the Meter | Net-metered residential rooftop and canopy |  | None | Trinity Solar | PSE&G | Accepted | 2020-10-19 | 2020-10-21 | 2021-10-30 | Hanwha | Q.PEAK DUO BLK-G6 340 | Solar Panels |  | 0.34 | 23 | 137 | 30 |  | Fixed | Roof
NJSTRE1545769272 |  | Transition Incentive Program | Moorestown | 8057 | 13 | 9.86 | Residential | No | Behind the Meter | Net-metered residential rooftop and canopy |  | None | Trinity Solar | PSE&G | Accepted | 2020-10-19 | 2020-10-21 | 2021-10-30 | Hanwha | Q.PEAK DUO BLK-G6 340 | Solar Panels |  | 0.34 | 6 | 138 | 30 |  | Fixed | Roof
NJSTRE1545769289 |  | Transition Incentive Program | Lincoln Park | 7035 | 3 | 3.36 | Residential | Yes | Behind the Meter | Net-metered residential rooftop and canopy |  | None | Sunrun Installation Services, Inc. | JCP&L | Accepted | 2020-10-19 | 2020-10-21 | 2021-10-30 | Enphase Energy | IQ7-60-x-US (240V) | Inverters | 240 |  | 11 |  |  | 0.96 |  | Outdoor | Rooftop
NJSTRE1545769289 |  | Transition Incentive Program | Lincoln Park | 7035 | 3 | 3.36 | Residential | Yes | Behind the Meter | Net-metered residential rooftop and canopy |  | None | Sunrun Installation Services, Inc. | JCP&L | Accepted | 2020-10-19 | 2020-10-21 | 2021-10-30 | LONGi Green Energy Technology Co Ltd | LR6-60HPB-305M | Solar Panels |  | 0.305 | 11 | 174 | 22 |  | Fixed | Roof
NJSTRE1545769317 |  | Transition Incentive Program | BURLINGTON | 8016 | 13 | 8.58 | Residential | No | Behind the Meter | Net-metered residential rooftop and canopy |  | None | Amped On Solar LLC | PSE&G | Accepted | 2020-10-19 | 2020-10-21 | 2021-10-30 | ENPHASE | IQ7X | Inverters | 0.315 |  | 26 |  |  | 0.975 |  | Outdoor | ON PANEL
NJSTRE1545769317 |  | Transition Incentive Program | BURLINGTON | 8016 | 13 | 8.58 | Residential | No | Behind the Meter | Net-metered residential rooftop and canopy |  | None | Amped On Solar LLC | PSE&G | Accepted | 2020-10-19 | 2020-10-21 | 2021-10-30 | PANASONIC | VBHN330SA17E | Solar Panels |  | 0.33 | 26 | 233 | 29 |  | Fixed | Roof
NJSTRE1545769323 |  | Transition Incentive Program | HAWTHORNE | 7506 | 6 | 10.56 | Residential | Yes | Behind the Meter | Net-metered residential rooftop and canopy |  | None | Vivint Solar Developer, LLC | PSE&G | Accepted | 2020-10-19 | 2020-10-21 | 2021-10-30 | Solar Edge | SE7600H-US | Inverters | 7600 |  | 1 |  |  | 0.992 |  | Outdoor | Near the Utility Meter
NJSTRE1545769323 |  | Transition Incentive Program | HAWTHORNE | 7506 | 6 | 10.56 | Residential | Yes | Behind the Meter | Net-metered residential rooftop and canopy |  | None | Vivint Solar Developer, LLC | PSE&G | Accepted | 2020-10-19 | 2020-10-21 | 2021-10-30 | JINKO SOLAR | JKM320M-60HBL | Solar Panels |  | 0.32 | 23 | 83 | 20 |  | Fixed | Roof
NJSTRE1545769323 |  | Transition Incentive Program | HAWTHORNE | 7506 | 6 | 10.56 | Residential | Yes | Behind the Meter | Net-metered residential rooftop and canopy |  | None | Vivint Solar Developer, LLC | PSE&G | Accepted | 2020-10-19 | 2020-10-21 | 2021-10-30 | JINKO SOLAR | JKM320M-60HBL | Solar Panels |  | 0.32 | 10 | 83 | 17 |  | Fixed | Roof
NJSTRE1545769326 |  | Transition Incentive Program | Gibbstown | 8027 | 15 | 11.84 | Residential | No | Behind the Meter | Net-metered residential rooftop and canopy |  | None | Orbit Energy & Power, LLC | AC Electric | Accepted | 2020-10-19 | 2020-10-21 | 2021-10-30 | enphase | iq7-60-2-us | Inverters | 0.24 |  | 37 |  |  | 0.99 |  | Other | behind panels
NJSTRE1545769326 |  | Transition Incentive Program | Gibbstown | 8027 | 15 | 11.84 | Residential | No | Behind the Meter | Net-metered residential rooftop and canopy |  | None | Orbit Energy & Power, LLC | AC Electric | Accepted | 2020-10-19 | 2020-10-21 | 2021-10-30 | enphase | iq7-60-2-us | Solar Panels |  | 0.32 | 18 | 307 | 21 |  | Fixed | Roof
NJSTRE1545769326 |  | Transition Incentive Program | Gibbstown | 8027 | 15 | 11.84 | Residential | No | Behind the Meter | Net-metered residential rooftop and canopy |  | None | Orbit Energy & Power, LLC | AC Electric | Accepted | 2020-10-19 | 2020-10-21 | 2021-10-30 | hanwha qcells | qpeak 320w | Solar Panels |  | 0.32 | 19 | 127 | 21 |  | Fixed | Roof
NJSTRE1545769339 |  | Transition Incentive Program | Salem | 8079 | 16 | 5.85 | Residential | Yes | Behind the Meter | Net-metered residential rooftop and canopy |  | None | SunnyMac LLC | AC Electric | Accepted | 2020-10-19 | 2020-10-21 | 2021-10-30 | Solaredge | SE5000H-US | Inverters | 5000 |  | 1 |  |  | 0.99 |  | Outdoor | Next to Meter
NJSTRE1545769339 |  | Transition Incentive Program | Salem | 8079 | 16 | 5.85 | Residential | Yes | Behind the Meter | Net-metered residential rooftop and canopy |  | None | SunnyMac LLC | AC Electric | Accepted | 2020-10-19 | 2020-10-21 | 2021-10-30 | REC | TwinPeak 2 Mono | Solar Panels |  | 0.325 | 12 | 230 | 34 |  | Fixed | Roof
NJSTRE1545769339 |  | Transition Incentive Program | Salem | 8079 | 16 | 5.85 | Residential | Yes | Behind the Meter | Net-metered residential rooftop and canopy |  | None | SunnyMac LLC | AC Electric | Accepted | 2020-10-19 | 2020-10-21 | 2021-10-30 | REC | TwinPeak 2 Mono | Solar Panels |  | 0.325 | 6 | 230 | 34 |  | Fixed | Roof
NJSTRE1545769340 |  | Transition Incentive Program | Fair Lawn Boro | 7410 | 7 | 15.12 | Residential | No | Behind the Meter | Net-metered residential rooftop and canopy |  | None | Green Power Energy | PSE&G | Accepted | 2020-10-19 | 2020-10-21 | 2021-10-30 | Enphase Energy | IQ7PLUS-72-2-US | Inverters | 290 |  | 42 |  |  | 0.975 |  | Outside | next to meter
NJSTRE1545769340 |  | Transition Incentive Program | Fair Lawn Boro | 7410 | 7 | 15.12 | Residential | No | Behind the Meter | Net-metered residential rooftop and canopy |  | None | Green Power Energy | PSE&G | Accepted | 2020-10-19 | 2020-10-21 | 2021-10-30 | LG Electronics | LG360N1C-N5 | Solar Panels |  | 0.36 | 4 | 160 | 20 |  | Fixed | Roof
NJSTRE1545769340 |  | Transition Incentive Program | Fair Lawn Boro | 7410 | 7 | 15.12 | Residential | No | Behind the Meter | Net-metered residential rooftop and canopy |  | None | Green Power Energy | PSE&G | Accepted | 2020-10-19 | 2020-10-21 | 2021-10-30 | LG Electronics | LG360N1C-N5 | Solar Panels |  | 0.36 | 1 | 248 | 20 |  | Fixed | Roof
NJSTRE1545769340 |  | Transition Incentive Program | Fair Lawn Boro | 7410 | 7 | 15.12 | Residential | No | Behind the Meter | Net-metered residential rooftop and canopy |  | None | Green Power Energy | PSE&G | Accepted | 2020-10-19 | 2020-10-21 | 2021-10-30 | LG Electronics | LG360N1C-N5 | Solar Panels |  | 0.36 | 2 | 250 | 20 |  | Fixed | Roof
NJSTRE1545769340 |  | Transition Incentive Program | Fair Lawn Boro | 7410 | 7 | 15.12 | Residential | No | Behind the Meter | Net-metered residential rooftop and canopy |  | None | Green Power Energy | PSE&G | Accepted | 2020-10-19 | 2020-10-21 | 2021-10-30 | LG Electronics | LG360N1C-N5 | Solar Panels |  | 0.36 | 6 | 70 | 20 |  | Fixed | Roof
NJSTRE1545769340 |  | Transition Incentive Program | Fair Lawn Boro | 7410 | 7 | 15.12 | Residential | No | Behind the Meter | Net-metered residential rooftop and canopy |  | None | Green Power Energy | PSE&G | Accepted | 2020-10-19 | 2020-10-21 | 2021-10-30 | LG Electronics | LG360N1C-N5 | Solar Panels |  | 0.36 | 29 | 250 | 5 |  | Fixed | Roof
NJSTRE1545769359 |  | Transition Incentive Program | South Brunswick | 8512 | 11 | 22.2 | Residential | No | Behind the Meter | Net-metered residential rooftop and canopy |  | None | Whitman Construction, LLC | PSE&G | Accepted | 2020-10-19 | 2020-10-21 | 2021-10-30 | enphase energy | iq7plus-72-2-us | Inverters | 295 |  | 60 |  |  | 0.975 |  | Outdoor | microinverters located under modules
NJSTRE1545769359 |  | Transition Incentive Program | South Brunswick | 8512 | 11 | 22.2 | Residential | No | Behind the Meter | Net-metered residential rooftop and canopy |  | None | Whitman Construction, LLC | PSE&G | Accepted | 2020-10-19 | 2020-10-21 | 2021-10-30 | solaria power | xt 370r pd | Solar Panels |  | 0.37 | 25 | 62 | 33 |  | Fixed | Roof
NJSTRE1545769359 |  | Transition Incentive Program | South Brunswick | 8512 | 11 | 22.2 | Residential | No | Behind the Meter | Net-metered residential rooftop and canopy |  | None | Whitman Construction, LLC | PSE&G | Accepted | 2020-10-19 | 2020-10-21 | 2021-10-30 | solaria | xt 370r pd | Solar Panels |  | 0.37 | 3 | 242 | 33 |  | Fixed | Roof
NJSTRE1545769359 |  | Transition Incentive Program | South Brunswick | 8512 | 11 | 22.2 | Residential | No | Behind the Meter | Net-metered residential rooftop and canopy |  | None | Whitman Construction, LLC | PSE&G | Accepted | 2020-10-19 | 2020-10-21 | 2021-10-30 | solaria power | xt 370r pd | Solar Panels |  | 0.37 | 10 | 152 | 33 |  | Fixed | Roof
NJSTRE1545769359 |  | Transition Incentive Program | South Brunswick | 8512 | 11 | 22.2 | Residential | No | Behind the Meter | Net-metered residential rooftop and canopy |  | None | Whitman Construction, LLC | PSE&G | Accepted | 2020-10-19 | 2020-10-21 | 2021-10-30 | solaria power | xt 370r pd | Solar Panels |  | 0.37 | 22 | 242 | 33 |  | Fixed | Roof
NJSTRE1545769361 |  | Transition Incentive Program | Atlantic City | 8401 | 19 | 7.85 | Residential | Yes | Behind the Meter | Net-metered residential rooftop and canopy |  | None | Castle Energy, LLC | AC Electric | Accepted | 2020-10-19 | 2020-10-21 | 2021-10-30 | SunPower | SPR-E20-327-E-AC | Inverters | 320 |  | 24 |  |  | 0.975 |  | Outdoor | on the rooftop under each solar module
NJSTRE1545769361 |  | Transition Incentive Program | Atlantic City | 8401 | 19 | 7.85 | Residential | Yes | Behind the Meter | Net-metered residential rooftop and canopy |  | None | Castle Energy, LLC | AC Electric | Accepted | 2020-10-19 | 2020-10-21 | 2021-10-30 | SunPower | SPR-E20-327-E-AC | Solar Panels |  | 0.327 | 6 | 57 | 32 |  | Fixed | Roof
NJSTRE1545769361 |  | Transition Incentive Program | Atlantic City | 8401 | 19 | 7.85 | Residential | Yes | Behind the Meter | Net-metered residential rooftop and canopy |  | None | Castle Energy, LLC | AC Electric | Accepted | 2020-10-19 | 2020-10-21 | 2021-10-30 | SunPower | SPR-E20-327-E-AC | Solar Panels |  | 0.327 | 1 | 327 | 32 |  | Fixed | Roof
NJSTRE1545769361 |  | Transition Incentive Program | Atlantic City | 8401 | 19 | 7.85 | Residential | Yes | Behind the Meter | Net-metered residential rooftop and canopy |  | None | Castle Energy, LLC | AC Electric | Accepted | 2020-10-19 | 2020-10-21 | 2021-10-30 | SunPower | SPR-E20-327-E-AC | Solar Panels |  | 0.327 | 17 | 147 | 32 |  | Fixed | Roof
NJSTRE1545769370 |  | Transition Incentive Program | Trenton | 8611 | 12 | 6.18 | Residential | No | Behind the Meter | Net-metered residential rooftop and canopy |  | None | Maier Solar Engineering dba Solar Me | PSE&G | Accepted | 2020-10-19 | 2020-10-21 | 2021-10-30 | Enphase | IQ7+ | Inverters | 290 |  | 19 |  |  | 0.96 |  | Outdoor | Next to meter
NJSTRE1545769370 |  | Transition Incentive Program | Trenton | 8611 | 12 | 6.18 | Residential | No | Behind the Meter | Net-metered residential rooftop and canopy |  | None | Maier Solar Engineering dba Solar Me | PSE&G | Accepted | 2020-10-19 | 2020-10-21 | 2021-10-30 | Canadian Solar | CS1H-325 | Solar Panels |  | 0.325 | 10 | 122 | 30 |  | Fixed | Roof
NJSTRE1545769370 |  | Transition Incentive Program | Trenton | 8611 | 12 | 6.18 | Residential | No | Behind the Meter | Net-metered residential rooftop and canopy |  | None | Maier Solar Engineering dba Solar Me | PSE&G | Accepted | 2020-10-19 | 2020-10-21 | 2021-10-30 | Canadian Solar | CS1H-325 | Solar Panels |  | 0.325 | 9 | 122 | 6 |  | Fixed | Roof
NJSTRE1545769371 |  | Transition Incentive Program | South Hackensack | 7606 | 7 | 12.16 | Residential | Yes | Behind the Meter | Net-metered residential rooftop and canopy |  | None | Vivint Solar Developer, LLC | PSE&G | Accepted | 2020-10-19 | 2020-10-21 | 2021-10-30 | Solar Edge | SE3800H-US | Inverters | 3800 |  | 1 |  |  | 0.992 |  | Outdoor | Near the Utility Meter
NJSTRE1545769371 |  | Transition Incentive Program | South Hackensack | 7606 | 7 | 12.16 | Residential | Yes | Behind the Meter | Net-metered residential rooftop and canopy |  | None | Vivint Solar Developer, LLC | PSE&G | Accepted | 2020-10-19 | 2020-10-21 | 2021-10-30 | Solar Edge | SE7600H-US | Inverters | 7600 |  | 1 |  |  | 0.992 |  | Outdoor | Near the Utility Meter
NJSTRE1545769371 |  | Transition Incentive Program | South Hackensack | 7606 | 7 | 12.16 | Residential | Yes | Behind the Meter | Net-metered residential rooftop and canopy |  | None | Vivint Solar Developer, LLC | PSE&G | Accepted | 2020-10-19 | 2020-10-21 | 2021-10-30 | JINKO SOLAR | JKM320M-60HBL | Solar Panels |  | 0.32 | 17 | 281 | 20 |  | Fixed | Roof
NJSTRE1545769371 |  | Transition Incentive Program | South Hackensack | 7606 | 7 | 12.16 | Residential | Yes | Behind the Meter | Net-metered residential rooftop and canopy |  | None | Vivint Solar Developer, LLC | PSE&G | Accepted | 2020-10-19 | 2020-10-21 | 2021-10-30 | JINKO SOLAR | JKM320M-60HBL | Solar Panels |  | 0.32 | 21 | 101 | 20 |  | Fixed | Roof
NJSTRE1545769378 |  | Transition Incentive Program | Voorhees | 8043 | 14 | 11.05 | Residential | No | Behind the Meter | Net-metered residential rooftop and canopy |  | None | SunnyMac LLC | AC Electric | Accepted | 2020-10-19 | 2020-10-21 | 2021-10-30 | Solaredge | SE10000H-US | Inverters | 10000 |  | 1 |  |  | 0.99 |  | Outdoor | Next to Meter
NJSTRE1545769378 |  | Transition Incentive Program | Voorhees | 8043 | 14 | 11.05 | Residential | No | Behind the Meter | Net-metered residential rooftop and canopy |  | None | SunnyMac LLC | AC Electric | Accepted | 2020-10-19 | 2020-10-21 | 2021-10-30 | REC | 360AA-Blk | Solar Panels |  | 0.325 | 34 | 236 | 21 |  | Fixed | Roof
NJSTRE1545769391 |  | Transition Incentive Program | TOMS RIVER | 8757 | 18 | 13.76 | Residential | Yes | Behind the Meter | Net-metered residential rooftop and canopy |  | None | Vivint Solar Developer, LLC | JCP&L | Accepted | 2020-10-19 | 2020-10-21 | 2021-10-30 | Solar Edge | SE7600H-US | Inverters | 7600 |  | 1 |  |  | 0.992 |  | Outdoor | Near the Utility Meter
NJSTRE1545769391 |  | Transition Incentive Program | TOMS RIVER | 8757 | 18 | 13.76 | Residential | Yes | Behind the Meter | Net-metered residential rooftop and canopy |  | None | Vivint Solar Developer, LLC | JCP&L | Accepted | 2020-10-19 | 2020-10-21 | 2021-10-30 | Solar Edge | SE3800H-US | Inverters | 3800 |  | 1 |  |  | 0.992 |  | Outdoor | Near the Utility Meter
NJSTRE1545769391 |  | Transition Incentive Program | TOMS RIVER | 8757 | 18 | 13.76 | Residential | Yes | Behind the Meter | Net-metered residential rooftop and canopy |  | None | Vivint Solar Developer, LLC | JCP&L | Accepted | 2020-10-19 | 2020-10-21 | 2021-10-30 | JINKO SOLAR | JKM320M-60HBL | Solar Panels |  | 0.32 | 3 | 167 | 19 |  | Fixed | Roof
NJSTRE1545769391 |  | Transition Incentive Program | TOMS RIVER | 8757 | 18 | 13.76 | Residential | Yes | Behind the Meter | Net-metered residential rooftop and canopy |  | None | Vivint Solar Developer, LLC | JCP&L | Accepted | 2020-10-19 | 2020-10-21 | 2021-10-30 | JINKO SOLAR | JKM320M-60HBL | Solar Panels |  | 0.32 | 16 | 347 | 19 |  | Fixed | Roof
NJSTRE1545769391 |  | Transition Incentive Program | TOMS RIVER | 8757 | 18 | 13.76 | Residential | Yes | Behind the Meter | Net-metered residential rooftop and canopy |  | None | Vivint Solar Developer, LLC | JCP&L | Accepted | 2020-10-19 | 2020-10-21 | 2021-10-30 | JINKO SOLAR | JKM320M-60HBL | Solar Panels |  | 0.32 | 12 | 167 | 19 |  | Fixed | Roof
NJSTRE1545769391 |  | Transition Incentive Program | TOMS RIVER | 8757 | 18 | 13.76 | Residential | Yes | Behind the Meter | Net-metered residential rooftop and canopy |  | None | Vivint Solar Developer, LLC | JCP&L | Accepted | 2020-10-19 | 2020-10-21 | 2021-10-30 | JINKO SOLAR | JKM320M-60HBL | Solar Panels |  | 0.32 | 12 | 167 | 19 |  | Fixed | Roof
NJSTRE1545769420 |  | Transition Incentive Program | Somerset | 8873 | 5 | 9.45 | Residential | Yes | Behind the Meter | Net-metered residential rooftop and canopy |  | None | Pro Custom Solar dba Momentum Solar | PSE&G | Accepted | 2020-10-19 | 2020-10-21 | 2021-10-30 | Enphase | IQ7-60-2-US | Inverters | 290 |  | 27 |  |  | 0.97 |  | Outdoor | Roof
NJSTRE1545769420 |  | Transition Incentive Program | Somerset | 8873 | 5 | 9.45 | Residential | Yes | Behind the Meter | Net-metered residential rooftop and canopy |  | None | Pro Custom Solar dba Momentum Solar | PSE&G | Accepted | 2020-10-19 | 2020-10-21 | 2021-10-30 | LG ELECTRONICS | LG 350N1C-V5 | Solar Panels |  | 0.35 | 19 | 94 | 30 |  | Fixed | Roof
NJSTRE1545769420 |  | Transition Incentive Program | Somerset | 8873 | 5 | 9.45 | Residential | Yes | Behind the Meter | Net-metered residential rooftop and canopy |  | None | Pro Custom Solar dba Momentum Solar | PSE&G | Accepted | 2020-10-19 | 2020-10-21 | 2021-10-30 | LG ELECTRONICS | LG 350N1C-V5 | Solar Panels |  | 0.35 | 8 | 274 | 8 |  | Fixed | Roof
NJSTRE1545769424 |  | Transition Incentive Program | Sicklerville | 8081 | 14 | 5.78 | Residential | Yes | Behind the Meter | Net-metered residential rooftop and canopy |  | None | Trinity Solar | AC Electric | Accepted | 2020-10-19 | 2020-10-22 | 2021-10-30 | SOLAR EDGE | SE5000H-US | Inverters | 5000 |  | 1 |  |  | 0.97 |  | Outside | SIDE OF HOME
NJSTRE1545769424 |  | Transition Incentive Program | Sicklerville | 8081 | 14 | 5.78 | Residential | Yes | Behind the Meter | Net-metered residential rooftop and canopy |  | None | Trinity Solar | AC Electric | Accepted | 2020-10-19 | 2020-10-22 | 2021-10-30 | HANWHA 340 (Q.PEAK DUO BLK-G6 340) | HANWHA 340 (Q.PEAK DUO BLK-G6 340) | Solar Panels |  | 0.34 | 17 | 143 | 30 |  | Fixed | Roof
NJSTRE1545769441 |  | Transition Incentive Program | Elizabeth | 7206 | 10 | 6.4 | Residential | No | Behind the Meter | Net-metered residential rooftop and canopy |  | None | New Jersey Suntech | PSE&G | Accepted | 2020-10-19 | 2020-10-22 | 2021-10-30 | Solaredge | SE5000-US | Inverters | 5000 |  | 1 |  |  | 0.98 |  | Outside | Side of house
NJSTRE1545769441 |  | Transition Incentive Program | Elizabeth | 7206 | 10 | 6.4 | Residential | No | Behind the Meter | Net-metered residential rooftop and canopy |  | None | New Jersey Suntech | PSE&G | Accepted | 2020-10-19 | 2020-10-22 | 2021-10-30 | Hanwha | Q. Peak Duo 320 | Solar Panels |  | 0.32 | 20 | 144 | 18 |  | Fixed | Roof
NJSTRE1545769446 |  | Transition Incentive Program | Farmingdale | 7727 | 17 | 13.33 | Residential | No | Behind the Meter | Net-metered residential rooftop and canopy |  | None | Whitman Construction, LLC | JCP&L | Accepted | 2020-10-19 | 2020-10-21 | 2021-10-30 | enphase energy | iq7-60-2-us | Inverters | 240 |  | 41 |  |  | 0.975 |  | Outdoor | microinverters located under modules
NJSTRE1545769446 |  | Transition Incentive Program | Farmingdale | 7727 | 17 | 13.33 | Residential | No | Behind the Meter | Net-metered residential rooftop and canopy |  | None | Whitman Construction, LLC | JCP&L | Accepted | 2020-10-19 | 2020-10-21 | 2021-10-30 | trina | tsm 325de06m | Solar Panels |  | 0.325 | 14 | 181 | 30 |  | Fixed | Roof
NJSTRE1545769446 |  | Transition Incentive Program | Farmingdale | 7727 | 17 | 13.33 | Residential | No | Behind the Meter | Net-metered residential rooftop and canopy |  | None | Whitman Construction, LLC | JCP&L | Accepted | 2020-10-19 | 2020-10-21 | 2021-10-30 | trina | tsm 325 de06m | Solar Panels |  | 0.325 | 27 | 30 | 181 |  | Fixed | Roof
NJSTRE1545769448 |  | Transition Incentive Program | Flemington | 8822 | 4 | 10.89 | Residential | No | Behind the Meter | Net-metered residential rooftop and canopy |  | None | Green Power Energy | JCP&L | Accepted | 2020-10-19 | 2020-10-21 | 2021-10-30 | Enphase Energy | IQ7PLUS-72-2-US | Inverters | 290 |  | 33 |  |  | 0.975 |  | Outside | next to meter
NJSTRE1545769448 |  | Transition Incentive Program | Flemington | 8822 | 4 | 10.89 | Residential | No | Behind the Meter | Net-metered residential rooftop and canopy |  | None | Green Power Energy | JCP&L | Accepted | 2020-10-19 | 2020-10-21 | 2021-10-30 | LG Electronics | LG330N1K-V5 | Solar Panels |  | 0.33 | 5 | 270 | 35 |  | Fixed | Roof
NJSTRE1545769448 |  | Transition Incentive Program | Flemington | 8822 | 4 | 10.89 | Residential | No | Behind the Meter | Net-metered residential rooftop and canopy |  | None | Green Power Energy | JCP&L | Accepted | 2020-10-19 | 2020-10-21 | 2021-10-30 | LG Electronics | LG330N1K-V5 | Solar Panels |  | 0.33 | 7 | 178 | 40 |  | Fixed | Roof
NJSTRE1545769448 |  | Transition Incentive Program | Flemington | 8822 | 4 | 10.89 | Residential | No | Behind the Meter | Net-metered residential rooftop and canopy |  | None | Green Power Energy | JCP&L | Accepted | 2020-10-19 | 2020-10-21 | 2021-10-30 | LG Electronics | LG330N1K-V5 | Solar Panels |  | 0.33 | 17 | 270 | 25 |  | Fixed | Roof
NJSTRE1545769448 |  | Transition Incentive Program | Flemington | 8822 | 4 | 10.89 | Residential | No | Behind the Meter | Net-metered residential rooftop and canopy |  | None | Green Power Energy | JCP&L | Accepted | 2020-10-19 | 2020-10-21 | 2021-10-30 | LG Electronics | LG330N1K-V5 | Solar Panels |  | 0.33 | 4 | 181 | 35 |  | Fixed | Roof
NJSTRE1545769460 |  | Transition Incentive Program | Hawthorne | 7506 | 6 | 13.12 | Residential | Yes | Behind the Meter | Net-metered residential rooftop and canopy |  | None | Sunrun Installation Services, Inc. | PSE&G | Accepted | 2020-10-19 | 2020-10-21 | 2021-10-30 | Enphase Energy | IQ7-60-x-US (240V) | Inverters | 240 |  | 43 |  |  | 0.96 |  | Outdoor | Rooftop
NJSTRE1545769460 |  | Transition Incentive Program | Hawthorne | 7506 | 6 | 13.12 | Residential | Yes | Behind the Meter | Net-metered residential rooftop and canopy |  | None | Sunrun Installation Services, Inc. | PSE&G | Accepted | 2020-10-19 | 2020-10-21 | 2021-10-30 | LONGi Green Energy Technology Co Ltd | LR6-60HPB-305M | Solar Panels |  | 0.305 | 5 | 179 | 39 |  | Fixed | Roof
NJSTRE1545769460 |  | Transition Incentive Program | Hawthorne | 7506 | 6 | 13.12 | Residential | Yes | Behind the Meter | Net-metered residential rooftop and canopy |  | None | Sunrun Installation Services, Inc. | PSE&G | Accepted | 2020-10-19 | 2020-10-21 | 2021-10-30 | LONGi Green Energy Technology Co Ltd | LR6-60HPB-305M | Solar Panels |  | 0.305 | 15 | 270 | 30 |  | Fixed | Roof
NJSTRE1545769460 |  | Transition Incentive Program | Hawthorne | 7506 | 6 | 13.12 | Residential | Yes | Behind the Meter | Net-metered residential rooftop and canopy |  | None | Sunrun Installation Services, Inc. | PSE&G | Accepted | 2020-10-19 | 2020-10-21 | 2021-10-30 | LONGi Green Energy Technology Co Ltd | LR6-60HPB-305M | Solar Panels |  | 0.305 | 23 | 90 | 18 |  | Fixed | Roof
NJSTRE1545769468 |  | Transition Incentive Program | Toms River | 8755 | 18 | 8.64 | Residential | No | Behind the Meter | Net-metered residential rooftop and canopy |  | None | Powerlutions | JCP&L | Accepted | 2020-10-19 | 2020-10-26 | 2021-10-30 | SolarEdge | SE7600H-US | Inverters | 7.6 |  | 1 |  |  | 0.99 |  | Outdoor | near meter
NJSTRE1545769468 |  | Transition Incentive Program | Toms River | 8755 | 18 | 8.64 | Residential | No | Behind the Meter | Net-metered residential rooftop and canopy |  | None | Powerlutions | JCP&L | Accepted | 2020-10-19 | 2020-10-26 | 2021-10-30 | REC | 320NP | Solar Panels |  | 0.32 | 10 | 171 | 18 |  | Fixed | Roof
NJSTRE1545769468 |  | Transition Incentive Program | Toms River | 8755 | 18 | 8.64 | Residential | No | Behind the Meter | Net-metered residential rooftop and canopy |  | None | Powerlutions | JCP&L | Accepted | 2020-10-19 | 2020-10-26 | 2021-10-30 | Rec | 320NP | Solar Panels |  | 0.32 | 17 | 171 | 23 |  | Fixed | Roof
NJSTRE1545769474 |  | Transition Incentive Program | Union City | 7087 | 8 | 4.55 | Residential | Yes | Behind the Meter | Net-metered residential rooftop and canopy |  | None | Pro Custom Solar dba Momentum Solar | PSE&G | Accepted | 2020-10-19 | 2020-10-21 | 2021-10-30 | Enphase | IQ7Plus-72-2-US | Inverters | 290 |  | 13 |  |  | 0.97 |  | Outdoor | Roof
NJSTRE1545769474 |  | Transition Incentive Program | Union City | 7087 | 8 | 4.55 | Residential | Yes | Behind the Meter | Net-metered residential rooftop and canopy |  | None | Pro Custom Solar dba Momentum Solar | PSE&G | Accepted | 2020-10-19 | 2020-10-21 | 2021-10-30 | LG ELECTRONICS | LG 350N1C-V5 | Solar Panels |  | 0.35 | 13 | 302 | 7 |  | Fixed | Roof
NJSTRE1545769477 |  | Transition Incentive Program | Union | 7083 | 10 | 11.2 | Residential | Yes | Behind the Meter | Net-metered residential rooftop and canopy |  | None | Pro Custom Solar dba Momentum Solar | PSE&G | Accepted | 2020-10-19 | 2020-10-21 | 2021-10-30 | Enphase | IQ7PLUS-72-2-US | Inverters | 290 |  | 32 |  |  | 0.97 |  | Outdoor | Roof
NJSTRE1545769477 |  | Transition Incentive Program | Union | 7083 | 10 | 11.2 | Residential | Yes | Behind the Meter | Net-metered residential rooftop and canopy |  | None | Pro Custom Solar dba Momentum Solar | PSE&G | Accepted | 2020-10-19 | 2020-10-21 | 2021-10-30 | LG | LG 350N1C-V5 | Solar Panels |  | 0.35 | 7 | 127 | 23 |  | Fixed | Roof
NJSTRE1545769477 |  | Transition Incentive Program | Union | 7083 | 10 | 11.2 | Residential | Yes | Behind the Meter | Net-metered residential rooftop and canopy |  | None | Pro Custom Solar dba Momentum Solar | PSE&G | Accepted | 2020-10-19 | 2020-10-21 | 2021-10-30 | LG | LG 350N1C-V5 | Solar Panels |  | 0.35 | 6 | 308 | 24 |  | Fixed | Roof
NJSTRE1545769477 |  | Transition Incentive Program | Union | 7083 | 10 | 11.2 | Residential | Yes | Behind the Meter | Net-metered residential rooftop and canopy |  | None | Pro Custom Solar dba Momentum Solar | PSE&G | Accepted | 2020-10-19 | 2020-10-21 | 2021-10-30 | LG | LG 350N1C-V5 | Solar Panels |  | 0.35 | 10 | 128 | 6 |  | Fixed | Roof
NJSTRE1545769477 |  | Transition Incentive Program | Union | 7083 | 10 | 11.2 | Residential | Yes | Behind the Meter | Net-metered residential rooftop and canopy |  | None | Pro Custom Solar dba Momentum Solar | PSE&G | Accepted | 2020-10-19 | 2020-10-21 | 2021-10-30 | LG | LG 350N1C-V5 | Solar Panels |  | 0.35 | 9 | 307 | 14 |  | Fixed | Roof
NJSTRE1545769487 |  | Transition Incentive Program | Toms River (Manchester Twp.) | 8757 | 18 | 8.13 | Residential | No | Behind the Meter | Net-metered residential rooftop and canopy |  | None | Kopp Electric Company | JCP&L | Accepted | 2020-10-19 | 2020-10-21 | 2021-10-30 | Solar Edge | SE7600H-US | Inverters | 7600 |  | 1 |  |  | 0.975 |  | Outdoor | next to meter
NJSTRE1545769487 |  | Transition Incentive Program | Toms River (Manchester Twp.) | 8757 | 18 | 8.13 | Residential | No | Behind the Meter | Net-metered residential rooftop and canopy |  | None | Kopp Electric Company | JCP&L | Accepted | 2020-10-19 | 2020-10-21 | 2021-10-30 | CertainTeed | CT325HC11-04 | Solar Panels |  | 0.325 | 25 | 168 | 20 |  | Fixed | Roof
NJSTRE1545769488 |  | Transition Incentive Program | Milford | 8848 | 4 | 10.37 | Residential | Yes | Behind the Meter | Net-metered residential rooftop and canopy |  | None | Sunrun Installation Services, Inc. | JCP&L | Accepted | 2020-10-19 | 2020-10-21 | 2021-10-30 | Enphase Energy | IQ7-60-x-US (240V) | Inverters | 240 |  | 34 |  |  | 0.96 |  | Outdoor | Rooftop
NJSTRE1545769488 |  | Transition Incentive Program | Milford | 8848 | 4 | 10.37 | Residential | Yes | Behind the Meter | Net-metered residential rooftop and canopy |  | None | Sunrun Installation Services, Inc. | JCP&L | Accepted | 2020-10-19 | 2020-10-21 | 2021-10-30 | LONGi Green Energy Technology Co Ltd | LR6-60HPB-305M | Solar Panels |  | 0.305 | 18 | 102 | 27 |  | Fixed | Roof
NJSTRE1545769488 |  | Transition Incentive Program | Milford | 8848 | 4 | 10.37 | Residential | Yes | Behind the Meter | Net-metered residential rooftop and canopy |  | None | Sunrun Installation Services, Inc. | JCP&L | Accepted | 2020-10-19 | 2020-10-21 | 2021-10-30 | LONGi Green Energy Technology Co Ltd | LR6-60HPB-305M | Solar Panels |  | 0.305 | 10 | 282 | 27 |  | Fixed | Roof
NJSTRE1545769488 |  | Transition Incentive Program | Milford | 8848 | 4 | 10.37 | Residential | Yes | Behind the Meter | Net-metered residential rooftop and canopy |  | None | Sunrun Installation Services, Inc. | JCP&L | Accepted | 2020-10-19 | 2020-10-21 | 2021-10-30 | LONGi Green Energy Technology Co Ltd | LR6-60HPB-305M | Solar Panels |  | 0.305 | 3 | 192 | 18 |  | Fixed | Roof
NJSTRE1545769488 |  | Transition Incentive Program | Milford | 8848 | 4 | 10.37 | Residential | Yes | Behind the Meter | Net-metered residential rooftop and canopy |  | None | Sunrun Installation Services, Inc. | JCP&L | Accepted | 2020-10-19 | 2020-10-21 | 2021-10-30 | LONGi Green Energy Technology Co Ltd | LR6-60HPB-305M | Solar Panels |  | 0.305 | 3 | 12 | 21 |  | Fixed | Roof
NJSTRE1545769500 |  | Transition Incentive Program | Sicklerville | 8081 | 14 | 8.05 | Residential | Yes | Behind the Meter | Net-metered residential rooftop and canopy |  | None | Pro Custom Solar dba Momentum Solar | AC Electric | Accepted | 2020-10-19 | 2020-10-21 | 2021-10-30 | Enphase | IQ7Plus-72-2-US | Inverters | 290 |  | 23 |  |  | 0.97 |  | Outdoor | Roof
NJSTRE1545769500 |  | Transition Incentive Program | Sicklerville | 8081 | 14 | 8.05 | Residential | Yes | Behind the Meter | Net-metered residential rooftop and canopy |  | None | Pro Custom Solar dba Momentum Solar | AC Electric | Accepted | 2020-10-19 | 2020-10-21 | 2021-10-30 | LG ELECTRONICS | LG 350N1C-V5 | Solar Panels |  | 0.35 | 23 | 237 | 29 |  | Fixed | Roof
NJSTRE1545769515 |  | Transition Incentive Program | Glendora | 8029 | 14 | 12.58 | Residential | Yes | Behind the Meter | Net-metered residential rooftop and canopy |  | None | Trinity Solar | PSE&G | Accepted | 2020-10-19 | 2020-10-21 | 2021-10-30 | Solar Edge | SE10000H-US | Inverters | 10000 |  | 1 |  |  | 0.97 |  | Outside | side of home
NJSTRE1545769515 |  | Transition Incentive Program | Glendora | 8029 | 14 | 12.58 | Residential | Yes | Behind the Meter | Net-metered residential rooftop and canopy |  | None | Trinity Solar | PSE&G | Accepted | 2020-10-19 | 2020-10-21 | 2021-10-30 | Hanwha 340 | Q.PEAK DUO BLK-G6 340 | Solar Panels |  | 0.34 | 8 | 188 | 23 |  | Fixed | Roof
NJSTRE1545769515 |  | Transition Incentive Program | Glendora | 8029 | 14 | 12.58 | Residential | Yes | Behind the Meter | Net-metered residential rooftop and canopy |  | None | Trinity Solar | PSE&G | Accepted | 2020-10-19 | 2020-10-21 | 2021-10-30 | Hanwha 340 | Q.PEAK DUO BLK-G6 340 | Solar Panels |  | 0.34 | 7 | 279 | 27 |  | Fixed | Roof
NJSTRE1545769515 |  | Transition Incentive Program | Glendora | 8029 | 14 | 12.58 | Residential | Yes | Behind the Meter | Net-metered residential rooftop and canopy |  | None | Trinity Solar | PSE&G | Accepted | 2020-10-19 | 2020-10-21 | 2021-10-30 | Hanwha 340 | Q.PEAK DUO BLK-G6 340 | Solar Panels |  | 0.34 | 15 | 8 | 11 |  | Fixed | Roof
NJSTRE1545769515 |  | Transition Incentive Program | Glendora | 8029 | 14 | 12.58 | Residential | Yes | Behind the Meter | Net-metered residential rooftop and canopy |  | None | Trinity Solar | PSE&G | Accepted | 2020-10-19 | 2020-10-21 | 2021-10-30 | Hanwha 340 | Q.PEAK DUO BLK-G6 340 | Solar Panels |  | 0.34 | 4 | 99 | 27 |  | Fixed | Roof
NJSTRE1545769515 |  | Transition Incentive Program | Glendora | 8029 | 14 | 12.58 | Residential | Yes | Behind the Meter | Net-metered residential rooftop and canopy |  | None | Trinity Solar | PSE&G | Accepted | 2020-10-19 | 2020-10-21 | 2021-10-30 | Hanwha 340 | Q.PEAK DUO BLK-G6 340 | Solar Panels |  | 0.34 | 3 | 189 | 27 |  | Fixed | Roof
NJSTRE1545769523 |  | Transition Incentive Program | Willingboro | 8046 | 13 | 5.6 | Residential | Yes | Behind the Meter | Net-metered residential rooftop and canopy |  | None | Pro Custom Solar dba Momentum Solar | PSE&G | Accepted | 2020-10-19 | 2020-10-21 | 2021-10-30 | Enphase | IQ7Plus-72-2-US | Inverters | 290 |  | 16 |  |  | 0.97 |  | Outdoor | Roof
NJSTRE1545769523 |  | Transition Incentive Program | Willingboro | 8046 | 13 | 5.6 | Residential | Yes | Behind the Meter | Net-metered residential rooftop and canopy |  | None | Pro Custom Solar dba Momentum Solar | PSE&G | Accepted | 2020-10-19 | 2020-10-21 | 2021-10-30 | LG ELECTRONICS | LG 350N1C-V5 | Solar Panels |  | 0.35 | 6 | 83 | 22 |  | Fixed | Roof
NJSTRE1545769523 |  | Transition Incentive Program | Willingboro | 8046 | 13 | 5.6 | Residential | Yes | Behind the Meter | Net-metered residential rooftop and canopy |  | None | Pro Custom Solar dba Momentum Solar | PSE&G | Accepted | 2020-10-19 | 2020-10-21 | 2021-10-30 | LG ELECTRONICS | LG 350N1C-V5 | Solar Panels |  | 0.35 | 10 | 263 | 22 |  | Fixed | Roof
NJSTRE1545769529 |  | Transition Incentive Program | VILLAS | 8251 | 21 | 4.76 | Residential | Yes | Behind the Meter | Net-metered residential rooftop and canopy |  | None | Trinity Solar | AC Electric | Accepted | 2020-10-19 | 2020-10-21 | 2021-10-30 | Solar Edge | SE3800H-US000BNC4 | Inverters | 3800 |  | 1 |  |  | 0.97 |  | Outdoor | side of home
NJSTRE1545769529 |  | Transition Incentive Program | VILLAS | 8251 | 21 | 4.76 | Residential | Yes | Behind the Meter | Net-metered residential rooftop and canopy |  | None | Trinity Solar | AC Electric | Accepted | 2020-10-19 | 2020-10-21 | 2021-10-30 | HANWHA | Q.PEAK DUO BLK-G6 340) | Solar Panels |  | 0.34 | 14 | 205 | 15 |  | Fixed | Roof
NJSTRE1545769539 |  | Transition Incentive Program | Egg Harbor City | 8215 | 19 | 5.85 | Residential | No | Behind the Meter | Net-metered residential rooftop and canopy |  | None | Whitman Construction, LLC | AC Electric | Accepted | 2020-10-19 | 2020-10-21 | 2021-10-30 | enphase energy | iq7-60-2-us | Inverters | 240 |  | 18 |  |  | 0.975 |  | Outdoor | microinverters located under modules
NJSTRE1545769539 |  | Transition Incentive Program | Egg Harbor City | 8215 | 19 | 5.85 | Residential | No | Behind the Meter | Net-metered residential rooftop and canopy |  | None | Whitman Construction, LLC | AC Electric | Accepted | 2020-10-19 | 2020-10-21 | 2021-10-30 | trina | tsm 325 de06m | Solar Panels |  | 0.325 | 4 | 89 | 35 |  | Fixed | Roof
NJSTRE1545769539 |  | Transition Incentive Program | Egg Harbor City | 8215 | 19 | 5.85 | Residential | No | Behind the Meter | Net-metered residential rooftop and canopy |  | None | Whitman Construction, LLC | AC Electric | Accepted | 2020-10-19 | 2020-10-21 | 2021-10-30 | trina | tsm 325 de06m | Solar Panels |  | 0.325 | 14 | 269 | 35 |  | Fixed | Roof
NJSTRE1545769544 |  | Transition Incentive Program | Millville | 8332 | 20 | 6.12 | Residential | Yes | Behind the Meter | Net-metered residential rooftop and canopy |  | None | Trinity Solar | AC Electric | Accepted | 2020-10-19 | 2020-10-21 | 2021-10-30 | Solar Edge | SE5000 | Inverters | 5000 |  | 1 |  |  | 0.97 |  | Outside | side of home
NJSTRE1545769544 |  | Transition Incentive Program | Millville | 8332 | 20 | 6.12 | Residential | Yes | Behind the Meter | Net-metered residential rooftop and canopy |  | None | Trinity Solar | AC Electric | Accepted | 2020-10-19 | 2020-10-21 | 2021-10-30 | Hanwha | Q.PEAK DUO BLK-G6 340 | Solar Panels |  | 0.34 | 18 | 203 | 20 |  | Fixed | Roof
NJSTRE1545769545 |  | Transition Incentive Program | East Brunswick | 8816 | 11 | 14.72 | Residential | Yes | Behind the Meter | Net-metered residential rooftop and canopy |  | None | Trinity Solar | JCP&L | Accepted | 2020-10-19 | 2020-10-21 | 2021-10-30 | SOLAR EDGE | SE11400H-US | Inverters | 11400 |  | 1 |  |  | 0.97 |  | Outside | SIDE OF HOME
NJSTRE1545769545 |  | Transition Incentive Program | East Brunswick | 8816 | 11 | 14.72 | Residential | Yes | Behind the Meter | Net-metered residential rooftop and canopy |  | None | Trinity Solar | JCP&L | Accepted | 2020-10-19 | 2020-10-21 | 2021-10-30 | HANWHA 320 (Q.PEAK DUO BLK-G5 320) | HANWHA 320 (Q.PEAK DUO BLK-G5 320) | Solar Panels |  | 0.32 | 15 | 173 | 23 |  | Fixed | Roof
NJSTRE1545769545 |  | Transition Incentive Program | East Brunswick | 8816 | 11 | 14.72 | Residential | Yes | Behind the Meter | Net-metered residential rooftop and canopy |  | None | Trinity Solar | JCP&L | Accepted | 2020-10-19 | 2020-10-21 | 2021-10-30 | HANWHA 320 (Q.PEAK DUO BLK-G5 320) | HANWHA 320 (Q.PEAK DUO BLK-G5 320) | Solar Panels |  | 0.32 | 31 | 173 | 18 |  | Fixed | Roof
NJSTRE1545769547 |  | Transition Incentive Program | Smithville | 8205 | 19 | 11.05 | Residential | No | Behind the Meter | Net-metered residential rooftop and canopy |  | None | Sun Up Zero Down | AC Electric | Accepted | 2020-10-19 | 2020-10-21 | 2021-10-30 | Hialeah | CL200 | Meters |  |  | 1 |  |  |  | Yes | Outdoor
NJSTRE1545769547 |  | Transition Incentive Program | Smithville | 8205 | 19 | 11.05 | Residential | No | Behind the Meter | Net-metered residential rooftop and canopy |  | None | Sun Up Zero Down | AC Electric | Accepted | 2020-10-19 | 2020-10-21 | 2021-10-30 | Solaredge | SE10000H-US | Inverters | 10000 |  | 1 |  |  | 0.98 |  | Outside | next to utility meter
NJSTRE1545769547 |  | Transition Incentive Program | Smithville | 8205 | 19 | 11.05 | Residential | No | Behind the Meter | Net-metered residential rooftop and canopy |  | None | Sun Up Zero Down | AC Electric | Accepted | 2020-10-19 | 2020-10-21 | 2021-10-30 | Trina | TSM-325DE06M(II) | Solar Panels |  | 0.325 | 34 | 187 | 30 |  | Fixed | Roof
NJSTRE1545769579 |  | Transition Incentive Program | Elizabeth | 7206 | 10 | 6.4 | Residential | No | Behind the Meter | Net-metered residential rooftop and canopy |  | None | New Jersey Suntech | PSE&G | Accepted | 2020-10-19 | 2020-10-21 | 2021-10-30 | Solaredge | SE5000-US | Inverters | 5000 |  | 1 |  |  | 0.98 |  | Outside | Side of house
NJSTRE1545769579 |  | Transition Incentive Program | Elizabeth | 7206 | 10 | 6.4 | Residential | No | Behind the Meter | Net-metered residential rooftop and canopy |  | None | New Jersey Suntech | PSE&G | Accepted | 2020-10-19 | 2020-10-21 | 2021-10-30 | Hanwha | Q.Peak Duo 320 | Solar Panels |  | 0.32 | 4 | 55 | 37 |  | Fixed | Roof
NJSTRE1545769579 |  | Transition Incentive Program | Elizabeth | 7206 | 10 | 6.4 | Residential | No | Behind the Meter | Net-metered residential rooftop and canopy |  | None | New Jersey Suntech | PSE&G | Accepted | 2020-10-19 | 2020-10-21 | 2021-10-30 | Hanwha | Q. Peak Duo 320 | Solar Panels |  | 0.32 | 14 | 236 | 37 |  | Fixed | Roof
NJSTRE1545769579 |  | Transition Incentive Program | Elizabeth | 7206 | 10 | 6.4 | Residential | No | Behind the Meter | Net-metered residential rooftop and canopy |  | None | New Jersey Suntech | PSE&G | Accepted | 2020-10-19 | 2020-10-21 | 2021-10-30 | Hanwha | Q. Peak Duo 320 | Solar Panels |  | 0.32 | 2 | 46 | 10 |  | Fixed | Roof
NJSTRE1545769580 |  | Transition Incentive Program | Hillside | 7205 | 10 | 6.66 | Residential | No | Behind the Meter | Net-metered residential rooftop and canopy |  | None | Whitman Construction, LLC | PSE&G | Accepted | 2020-10-19 | 2020-10-21 | 2021-10-30 | enphase energy | iq7plus-72-2-us | Inverters | 295 |  | 18 |  |  | 0.975 |  | Outdoor | microinverters located under modules
NJSTRE1545769580 |  | Transition Incentive Program | Hillside | 7205 | 10 | 6.66 | Residential | No | Behind the Meter | Net-metered residential rooftop and canopy |  | None | Whitman Construction, LLC | PSE&G | Accepted | 2020-10-19 | 2020-10-21 | 2021-10-30 | solaria power | xt 370r pd | Solar Panels |  | 0.37 | 10 | 92 | 33 |  | Fixed | Roof
NJSTRE1545769580 |  | Transition Incentive Program | Hillside | 7205 | 10 | 6.66 | Residential | No | Behind the Meter | Net-metered residential rooftop and canopy |  | None | Whitman Construction, LLC | PSE&G | Accepted | 2020-10-19 | 2020-10-21 | 2021-10-30 | solaria power | xt 370r pd | Solar Panels |  | 0.37 | 8 | 272 | 33 |  | Fixed | Roof
NJSTRE1545769627 |  | Transition Incentive Program | Newfield | 8344 | 15 | 9.86 | Residential | Yes | Behind the Meter | Net-metered residential rooftop and canopy |  | None | Trinity Solar | AC Electric | Accepted | 2020-10-19 | 2020-10-21 | 2021-10-30 | Solar Edge | SE7600H-US | Inverters | 7600 |  | 1 |  |  | 0.97 |  | Outside | side of home
NJSTRE1545769627 |  | Transition Incentive Program | Newfield | 8344 | 15 | 9.86 | Residential | Yes | Behind the Meter | Net-metered residential rooftop and canopy |  | None | Trinity Solar | AC Electric | Accepted | 2020-10-19 | 2020-10-21 | 2021-10-30 | Hanwha 340 | Q.PEAK DUO BLK-G6 340 | Solar Panels |  | 0.34 | 14 | 93 | 18 |  | Fixed | Roof
NJSTRE1545769627 |  | Transition Incentive Program | Newfield | 8344 | 15 | 9.86 | Residential | Yes | Behind the Meter | Net-metered residential rooftop and canopy |  | None | Trinity Solar | AC Electric | Accepted | 2020-10-19 | 2020-10-21 | 2021-10-30 | Hanwha 340 | Q.PEAK DUO BLK-G6 340 | Solar Panels |  | 0.34 | 15 | 273 | 18 |  | Fixed | Roof
NJSTRE1545769629 |  | Transition Incentive Program | Kearny | 7032 | 8 | 4.55 | Residential | Yes | Behind the Meter | Net-metered residential rooftop and canopy |  | None | Pro Custom Solar dba Momentum Solar | PSE&G | Accepted | 2020-10-19 | 2020-10-21 | 2021-10-30 | Enphase | IQ7Plus-72-2-US | Inverters | 290 |  | 13 |  |  | 0.97 |  | Outdoor | Roof
NJSTRE1545769629 |  | Transition Incentive Program | Kearny | 7032 | 8 | 4.55 | Residential | Yes | Behind the Meter | Net-metered residential rooftop and canopy |  | None | Pro Custom Solar dba Momentum Solar | PSE&G | Accepted | 2020-10-19 | 2020-10-21 | 2021-10-30 | LG ELECTRONICS | LG 350N1C-V5 | Solar Panels |  | 0.35 | 13 | 127 | 36 |  | Fixed | Roof
NJSTRE1545769636 |  | Transition Incentive Program | Marlton | 8053 | 13 | 11.05 | Residential | Yes | Behind the Meter | Net-metered residential rooftop and canopy |  | None | SunnyMac LLC | PSE&G | Accepted | 2020-10-19 | 2020-10-21 | 2021-10-30 | Solaredge | SE10000H-US | Inverters | 10000 |  | 1 |  |  | 0.99 |  | Outdoor | Next to Meter
NJSTRE1545769636 |  | Transition Incentive Program | Marlton | 8053 | 13 | 11.05 | Residential | Yes | Behind the Meter | Net-metered residential rooftop and canopy |  | None | SunnyMac LLC | PSE&G | Accepted | 2020-10-19 | 2020-10-21 | 2021-10-30 | REC | TwinPeak 2 Mono | Solar Panels |  | 0.325 | 4 | 227 | 23 |  | Fixed | Roof
NJSTRE1545769636 |  | Transition Incentive Program | Marlton | 8053 | 13 | 11.05 | Residential | Yes | Behind the Meter | Net-metered residential rooftop and canopy |  | None | SunnyMac LLC | PSE&G | Accepted | 2020-10-19 | 2020-10-21 | 2021-10-30 | REC | TwinPeak 2 Mono | Solar Panels |  | 0.325 | 14 | 137 | 23 |  | Fixed | Roof
NJSTRE1545769636 |  | Transition Incentive Program | Marlton | 8053 | 13 | 11.05 | Residential | Yes | Behind the Meter | Net-metered residential rooftop and canopy |  | None | SunnyMac LLC | PSE&G | Accepted | 2020-10-19 | 2020-10-21 | 2021-10-30 | REC | TwinPeak 2 Mono | Solar Panels |  | 0.325 | 16 | 227 | 12 |  | Fixed | Roof
NJSTRE1545769652 |  | Transition Incentive Program | Washington | 7882 | 2 | 8.71 | Residential | No | Behind the Meter | Net-metered residential rooftop and canopy |  | None | Vision Solar LLC | JCP&L | Accepted | 2020-10-19 | 2020-10-21 | 2021-10-30 | ENPHASE | IQ7-60-2-US | Inverters | 0.24 |  | 26 |  |  | 0.96 |  | Other | BEHIND EACH PANEL
NJSTRE1545769652 |  | Transition Incentive Program | Washington | 7882 | 2 | 8.71 | Residential | No | Behind the Meter | Net-metered residential rooftop and canopy |  | None | Vision Solar LLC | JCP&L | Accepted | 2020-10-19 | 2020-10-21 | 2021-10-30 | HANWHA Q-CELLS | Q.PEAK DUO-G6+ 335 | Solar Panels |  | 0.335 | 22 | 193 | 21 |  | Fixed | Roof
NJSTRE1545769652 |  | Transition Incentive Program | Washington | 7882 | 2 | 8.71 | Residential | No | Behind the Meter | Net-metered residential rooftop and canopy |  | None | Vision Solar LLC | JCP&L | Accepted | 2020-10-19 | 2020-10-21 | 2021-10-30 | HANWHA Q-CELLS | Q.PEAK DUO-G6+ 335 | Solar Panels |  | 0.335 | 4 | 13 | 21 |  | Fixed | Roof
NJSTRE1545769655 |  | Transition Incentive Program | Browns Mills | 8015 | 13 | 8.84 | Residential | Yes | Behind the Meter | Net-metered residential rooftop and canopy |  | None | Trinity Solar | JCP&L | Accepted | 2020-10-19 | 2020-10-21 | 2021-10-30 | Solar Edge | SE7600H-US | Inverters | 7600 |  | 1 |  |  | 0.97 |  | Outside | side of home
NJSTRE1545769655 |  | Transition Incentive Program | Browns Mills | 8015 | 13 | 8.84 | Residential | Yes | Behind the Meter | Net-metered residential rooftop and canopy |  | None | Trinity Solar | JCP&L | Accepted | 2020-10-19 | 2020-10-21 | 2021-10-30 | Hanwha 340 | Q.PEAK DUO BLK-G6 340 | Solar Panels |  | 0.34 | 26 | 182 | 20 |  | Fixed | Roof
NJSTRE1545769675 |  | Transition Incentive Program | Little Ferry | 7643 | 7 | 5.44 | Residential | Yes | Behind the Meter | Net-metered residential rooftop and canopy |  | None | Trinity Solar | PSE&G | Accepted | 2020-10-19 | 2020-10-21 | 2021-10-30 | Solar Edge | SE5000 | Inverters | 5000 |  | 1 |  |  | 0.97 |  | Outside | side of home
NJSTRE1545769675 |  | Transition Incentive Program | Little Ferry | 7643 | 7 | 5.44 | Residential | Yes | Behind the Meter | Net-metered residential rooftop and canopy |  | None | Trinity Solar | PSE&G | Accepted | 2020-10-19 | 2020-10-21 | 2021-10-30 | Hanwha | Q.PEAK DUO BLK-G6 340 | Solar Panels |  | 0.34 | 16 | 224 | 40 |  | Fixed | Roof
NJSTRE1545769677 |  | Transition Incentive Program | Bridgewater Twp | 8836 | 5 | 14.63 | Residential | No | Behind the Meter | Net-metered residential rooftop and canopy |  | None | SunnyMac LLC | PSE&G | Accepted | 2020-10-21 | 2020-10-21 | 2021-10-30 | Solaredge | SE11400H-US | Inverters | 11400 |  | 1 |  |  | 0.99 |  | Outdoor | Next to Meter
NJSTRE1545769677 |  | Transition Incentive Program | Bridgewater Twp | 8836 | 5 | 14.63 | Residential | No | Behind the Meter | Net-metered residential rooftop and canopy |  | None | SunnyMac LLC | PSE&G | Accepted | 2020-10-21 | 2020-10-21 | 2021-10-30 | REC | TwinPeak 2 Mono | Solar Panels |  | 0.325 | 45 | 245 | 34 |  | Fixed | Roof
NJSTRE1545769687 |  | Transition Incentive Program | Hightstown | 8520 | 12 | 6.3 | Residential | No | Behind the Meter | Net-metered residential rooftop and canopy |  | None | Venture Solar | JCP&L | Accepted | 2020-10-19 | 2020-10-21 | 2021-10-30 | Enphase | IQ7-60-2-US | Inverters | 240 |  | 18 |  |  | 0.976 |  | Outside | Outside
NJSTRE1545769687 |  | Transition Incentive Program | Hightstown | 8520 | 12 | 6.3 | Residential | No | Behind the Meter | Net-metered residential rooftop and canopy |  | None | Venture Solar | JCP&L | Accepted | 2020-10-19 | 2020-10-21 | 2021-10-30 | LG Electronics | LG350N1C-V5 | Solar Panels |  | 0.35 | 12 | 201 | 20 |  | Fixed | Roof
NJSTRE1545769687 |  | Transition Incentive Program | Hightstown | 8520 | 12 | 6.3 | Residential | No | Behind the Meter | Net-metered residential rooftop and canopy |  | None | Venture Solar | JCP&L | Accepted | 2020-10-19 | 2020-10-21 | 2021-10-30 | LG Electronics | LG350N1C-V5 | Solar Panels |  | 0.35 | 4 | 201 | 20 |  | Fixed | Roof
NJSTRE1545769687 |  | Transition Incentive Program | Hightstown | 8520 | 12 | 6.3 | Residential | No | Behind the Meter | Net-metered residential rooftop and canopy |  | None | Venture Solar | JCP&L | Accepted | 2020-10-19 | 2020-10-21 | 2021-10-30 | LG Electronics | LG350N1C-V5 | Solar Panels |  | 0.35 | 2 | 201 | 20 |  | Fixed | Roof
NJSTRE1545769696 |  | Transition Incentive Program | Edison | 8837 | 11 | 8.5 | Residential | Yes | Behind the Meter | Net-metered residential rooftop and canopy |  | None | Trinity Solar | PSE&G | Accepted | 2020-10-19 | 2020-10-21 | 2021-10-30 | solar edge | SE7600 | Inverters | 7600 |  | 1 |  |  | 0.97 |  | Outside | side of home
NJSTRE1545769696 |  | Transition Incentive Program | Edison | 8837 | 11 | 8.5 | Residential | Yes | Behind the Meter | Net-metered residential rooftop and canopy |  | None | Trinity Solar | PSE&G | Accepted | 2020-10-19 | 2020-10-21 | 2021-10-30 | Hanwha | Q.PEAK DUO BLK-G6 340 | Solar Panels |  | 0.34 | 16 | 194 | 35 |  | Fixed | Roof
NJSTRE1545769696 |  | Transition Incentive Program | Edison | 8837 | 11 | 8.5 | Residential | Yes | Behind the Meter | Net-metered residential rooftop and canopy |  | None | Trinity Solar | PSE&G | Accepted | 2020-10-19 | 2020-10-21 | 2021-10-30 | Hanwha | Q.PEAK DUO BLK-G6 340 | Solar Panels |  | 0.34 | 9 | 195 | 20 |  | Fixed | Roof
NJSTRE1545769751 |  | Transition Incentive Program | LITTLE EGG HARBOR TWP | 8087 | 18 | 5.85 | Residential | Yes | Behind the Meter | Net-metered residential rooftop and canopy |  | None | Vivint Solar Developer, LLC | AC Electric | Accepted | 2020-10-19 | 2020-10-27 | 2021-10-30 | SolarEdge | SE3800H-US0 | Inverters | 3800 |  | 1 |  |  | 0.992 |  | Outdoor | Near the Utility Meter
NJSTRE1545769751 |  | Transition Incentive Program | LITTLE EGG HARBOR TWP | 8087 | 18 | 5.85 | Residential | Yes | Behind the Meter | Net-metered residential rooftop and canopy |  | None | Vivint Solar Developer, LLC | AC Electric | Accepted | 2020-10-19 | 2020-10-27 | 2021-10-30 | Jinko Solar | JKM325M-60HBL | Solar Panels |  | 0.325 | 12 | 62 | 33 |  | Fixed | Roof
NJSTRE1545769751 |  | Transition Incentive Program | LITTLE EGG HARBOR TWP | 8087 | 18 | 5.85 | Residential | Yes | Behind the Meter | Net-metered residential rooftop and canopy |  | None | Vivint Solar Developer, LLC | AC Electric | Accepted | 2020-10-19 | 2020-10-27 | 2021-10-30 | Jinko Solar | JKM325M-60HBL | Solar Panels |  | 0.325 | 6 | 243 | 16 |  | Fixed | Roof
NJSTRE1545769760 |  | Transition Incentive Program | Ventnor City | 8406 | 19 | 7.35 | Residential | Yes | Behind the Meter | Net-metered residential rooftop and canopy |  | None | Pro Custom Solar dba Momentum Solar | AC Electric | Accepted | 2020-10-19 | 2020-10-22 | 2021-10-30 | Enphase | IQ7Plus-72-2-US | Inverters | 290 |  | 21 |  |  | 0.97 |  | Outdoor | Roof
NJSTRE1545769760 |  | Transition Incentive Program | Ventnor City | 8406 | 19 | 7.35 | Residential | Yes | Behind the Meter | Net-metered residential rooftop and canopy |  | None | Pro Custom Solar dba Momentum Solar | AC Electric | Accepted | 2020-10-19 | 2020-10-22 | 2021-10-30 | LG ELECTRONICS | LG 350N1C-V5 | Solar Panels |  | 0.35 | 8 | 148 | 14 |  | Fixed | Roof
NJSTRE1545769760 |  | Transition Incentive Program | Ventnor City | 8406 | 19 | 7.35 | Residential | Yes | Behind the Meter | Net-metered residential rooftop and canopy |  | None | Pro Custom Solar dba Momentum Solar | AC Electric | Accepted | 2020-10-19 | 2020-10-22 | 2021-10-30 | LG ELECTRONICS | LG 350N1C-V5 | Solar Panels |  | 0.35 | 7 | 328 | 11 |  | Fixed | Roof
NJSTRE1545769760 |  | Transition Incentive Program | Ventnor City | 8406 | 19 | 7.35 | Residential | Yes | Behind the Meter | Net-metered residential rooftop and canopy |  | None | Pro Custom Solar dba Momentum Solar | AC Electric | Accepted | 2020-10-19 | 2020-10-22 | 2021-10-30 | LG ELECTRONICS | LG 350N1C-V5 | Solar Panels |  | 0.35 | 6 | 58 | 17 |  | Fixed | Roof
NJSTRE1545769796 |  | Transition Incentive Program | Bergenfield | 7621 | 7 | 7.35 | Residential | Yes | Behind the Meter | Net-metered residential rooftop and canopy |  | None | Pro Custom Solar dba Momentum Solar | PSE&G | Accepted | 2020-10-19 | 2020-10-22 | 2021-10-30 | Enphase | IQ7Plus-72-2-US | Inverters | 290 |  | 21 |  |  | 0.97 |  | Outdoor | Roof
NJSTRE1545769796 |  | Transition Incentive Program | Bergenfield | 7621 | 7 | 7.35 | Residential | Yes | Behind the Meter | Net-metered residential rooftop and canopy |  | None | Pro Custom Solar dba Momentum Solar | PSE&G | Accepted | 2020-10-19 | 2020-10-22 | 2021-10-30 | LG ELECTRONICS | LG 350N1C-V5 | Solar Panels |  | 0.35 | 12 | 176 | 9 |  | Fixed | Roof
NJSTRE1545769796 |  | Transition Incentive Program | Bergenfield | 7621 | 7 | 7.35 | Residential | Yes | Behind the Meter | Net-metered residential rooftop and canopy |  | None | Pro Custom Solar dba Momentum Solar | PSE&G | Accepted | 2020-10-19 | 2020-10-22 | 2021-10-30 | LG ELECTRONICS | LG 350N1C-V5 | Solar Panels |  | 0.35 | 9 | 356 | 35 |  | Fixed | Roof
NJSTRE1545769821 |  | Transition Incentive Program | Manahawkin | 8050 | 18 | 5.76 | Residential | No | Behind the Meter | Net-metered residential rooftop and canopy |  | None | Pro Custom Solar dba Momentum Solar | AC Electric | Accepted | 2020-10-19 | 2020-10-22 | 2021-10-30 | Enphase | IQ7Plus-72-2-US | Inverters | 290 |  | 16 |  |  | 0.97 |  | Outdoor | Roof
NJSTRE1545769821 |  | Transition Incentive Program | Manahawkin | 8050 | 18 | 5.76 | Residential | No | Behind the Meter | Net-metered residential rooftop and canopy |  | None | Pro Custom Solar dba Momentum Solar | AC Electric | Accepted | 2020-10-19 | 2020-10-22 | 2021-10-30 | REC Solar | REC360AA Black | Solar Panels |  | 0.36 | 16 | 156 | 26 |  | Fixed | Roof
NJSTRE1545769832 |  | Transition Incentive Program | Flemington | 8822 | 4 | 8.68 | Residential | Yes | Behind the Meter | Net-metered residential rooftop and canopy |  | None | Bright Planet Solar | JCP&L | Accepted | 2020-10-19 | 2020-10-22 | 2021-10-30 | SOLAR EDGE | SE7600H-USRGM | Inverters | 7600 |  | 1 |  |  | 0.98 |  | Outdoor | OUTSIDE
NJSTRE1545769832 |  | Transition Incentive Program | Flemington | 8822 | 4 | 8.68 | Residential | Yes | Behind the Meter | Net-metered residential rooftop and canopy |  | None | Bright Planet Solar | JCP&L | Accepted | 2020-10-19 | 2020-10-22 | 2021-10-30 | HANWHA Q-CELLS | Q.PEAK DUO BLK-G5 310W | Solar Panels |  | 0.31 | 14 | 350 | 33 |  | Fixed | Roof
NJSTRE1545769832 |  | Transition Incentive Program | Flemington | 8822 | 4 | 8.68 | Residential | Yes | Behind the Meter | Net-metered residential rooftop and canopy |  | None | Bright Planet Solar | JCP&L | Accepted | 2020-10-19 | 2020-10-22 | 2021-10-30 | HANWHA Q-CELLS | Q.PEAK DUO BLK-G5 310W | Solar Panels |  | 0.31 | 14 | 170 | 33 |  | Fixed | Roof
NJSTRE1545769851 |  | Transition Incentive Program | Bargaintown, Egg Harbor Twp | 8234 | 19 | 12.6 | Residential | Yes | Behind the Meter | Net-metered residential rooftop and canopy |  | None | Seabright Solar | AC Electric | Accepted | 2020-10-19 | 2020-10-22 | 2021-10-30 | Sunpower | PVS | Meters |  |  | 1 |  |  |  | Yes | Indoor
NJSTRE1545769851 |  | Transition Incentive Program | Bargaintown, Egg Harbor Twp | 8234 | 19 | 12.6 | Residential | Yes | Behind the Meter | Net-metered residential rooftop and canopy |  | None | Seabright Solar | AC Electric | Accepted | 2020-10-19 | 2020-10-22 | 2021-10-30 | Enphase | IQ7XS-96-ACM-US | Inverters | 0.315 |  | 36 |  |  | 0.99 |  | Outside | Roof
NJSTRE1545769851 |  | Transition Incentive Program | Bargaintown, Egg Harbor Twp | 8234 | 19 | 12.6 | Residential | Yes | Behind the Meter | Net-metered residential rooftop and canopy |  | None | Seabright Solar | AC Electric | Accepted | 2020-10-19 | 2020-10-22 | 2021-10-30 | Sunpower | SPR-X21-350 | Solar Panels |  | 0.35 | 6 | 268 | 31 |  | Fixed | Roof
NJSTRE1545769851 |  | Transition Incentive Program | Bargaintown, Egg Harbor Twp | 8234 | 19 | 12.6 | Residential | Yes | Behind the Meter | Net-metered residential rooftop and canopy |  | None | Seabright Solar | AC Electric | Accepted | 2020-10-19 | 2020-10-22 | 2021-10-30 | Sunpower | SPR-X21-350 | Solar Panels |  | 0.35 | 18 | 88 | 31 |  | Fixed | Roof
NJSTRE1545769851 |  | Transition Incentive Program | Bargaintown, Egg Harbor Twp | 8234 | 19 | 12.6 | Residential | Yes | Behind the Meter | Net-metered residential rooftop and canopy |  | None | Seabright Solar | AC Electric | Accepted | 2020-10-19 | 2020-10-22 | 2021-10-30 | Sunpower | SPR-X21-350 | Solar Panels |  | 0.35 | 12 | 268 | 31 |  | Fixed | Roof
NJSTRE1545769857 |  | Transition Incentive Program | New Egypt | 8533 | 18 | 19.84 | Residential | Yes | Behind the Meter | Net-metered residential rooftop and canopy |  | None | Bright Planet Solar | JCP&L | Accepted | 2020-10-19 | 2020-10-22 | 2021-10-30 | SOLAR EDGE | SE11400H-USRGM | Inverters | 11400 |  | 1 |  |  | 0.98 |  | Outdoor | OUTSIDE
NJSTRE1545769857 |  | Transition Incentive Program | New Egypt | 8533 | 18 | 19.84 | Residential | Yes | Behind the Meter | Net-metered residential rooftop and canopy |  | None | Bright Planet Solar | JCP&L | Accepted | 2020-10-19 | 2020-10-22 | 2021-10-30 | SOLAR EDGE | SE3800H-USRGM | Inverters | 3800 |  | 1 |  |  | 0.98 |  | Outdoor | OUTSIDE
NJSTRE1545769857 |  | Transition Incentive Program | New Egypt | 8533 | 18 | 19.84 | Residential | Yes | Behind the Meter | Net-metered residential rooftop and canopy |  | None | Bright Planet Solar | JCP&L | Accepted | 2020-10-19 | 2020-10-22 | 2021-10-30 | HANWHA Q-CELLS | Q.PEAK DUO BLK-G5 310W | Solar Panels |  | 0.31 | 5 | 152 | 14 |  | Fixed | Roof
NJSTRE1545769857 |  | Transition Incentive Program | New Egypt | 8533 | 18 | 19.84 | Residential | Yes | Behind the Meter | Net-metered residential rooftop and canopy |  | None | Bright Planet Solar | JCP&L | Accepted | 2020-10-19 | 2020-10-22 | 2021-10-30 | HANWHA Q-CELLS | Q.PEAK DUO BLK-G5 310W | Solar Panels |  | 0.31 | 6 | 242 | 26 |  | Fixed | Roof
NJSTRE1545769857 |  | Transition Incentive Program | New Egypt | 8533 | 18 | 19.84 | Residential | Yes | Behind the Meter | Net-metered residential rooftop and canopy |  | None | Bright Planet Solar | JCP&L | Accepted | 2020-10-19 | 2020-10-22 | 2021-10-30 | HANWHA Q-CELLS | Q.PEAK DUO BLK-G5 310W | Solar Panels |  | 0.31 | 2 | 331 | 14 |  | Fixed | Roof
NJSTRE1545769857 |  | Transition Incentive Program | New Egypt | 8533 | 18 | 19.84 | Residential | Yes | Behind the Meter | Net-metered residential rooftop and canopy |  | None | Bright Planet Solar | JCP&L | Accepted | 2020-10-19 | 2020-10-22 | 2021-10-30 | HANWHA Q-CELLS | Q.PEAK DUO BLK-G5 310W | Solar Panels |  | 0.31 | 8 | 242 | 26 |  | Fixed | Roof
NJSTRE1545769857 |  | Transition Incentive Program | New Egypt | 8533 | 18 | 19.84 | Residential | Yes | Behind the Meter | Net-metered residential rooftop and canopy |  | None | Bright Planet Solar | JCP&L | Accepted | 2020-10-19 | 2020-10-22 | 2021-10-30 | HANWHA Q-CELLS | Q.PEAK DUO BLK-G5 310W | Solar Panels |  | 0.31 | 8 | 243 | 14 |  | Fixed | Roof
NJSTRE1545769857 |  | Transition Incentive Program | New Egypt | 8533 | 18 | 19.84 | Residential | Yes | Behind the Meter | Net-metered residential rooftop and canopy |  | None | Bright Planet Solar | JCP&L | Accepted | 2020-10-19 | 2020-10-22 | 2021-10-30 | HANWHA Q-CELLS | Q.PEAK DUO BLK-G5 310W | Solar Panels |  | 0.31 | 7 | 62 | 26 |  | Fixed | Roof
NJSTRE1545769857 |  | Transition Incentive Program | New Egypt | 8533 | 18 | 19.84 | Residential | Yes | Behind the Meter | Net-metered residential rooftop and canopy |  | None | Bright Planet Solar | JCP&L | Accepted | 2020-10-19 | 2020-10-22 | 2021-10-30 | HANWHA Q-CELLS | Q.PEAK DUO BLK-G5 310W | Solar Panels |  | 0.31 | 14 | 150 | 18 |  | Fixed | Roof
NJSTRE1545769857 |  | Transition Incentive Program | New Egypt | 8533 | 18 | 19.84 | Residential | Yes | Behind the Meter | Net-metered residential rooftop and canopy |  | None | Bright Planet Solar | JCP&L | Accepted | 2020-10-19 | 2020-10-22 | 2021-10-30 | HANWHA Q-CELLS | Q.PEAK DUO BLK-G5 310W | Solar Panels |  | 0.31 | 14 | 331 | 18 |  | Fixed | Roof
NJSTRE1545769886 |  | Transition Incentive Program | Toms River | 8753 | 18 | 9.48 | Residential | No | Behind the Meter | Net-metered residential rooftop and canopy |  | None | Seabright Solar | JCP&L | Accepted | 2020-10-19 | 2020-10-22 | 2021-10-30 | Enphase | IQ7XS-96-ACM-US | Inverters | 0.315 |  | 29 |  |  | 0.99 |  | Outside | Roof
NJSTRE1545769886 |  | Transition Incentive Program | Toms River | 8753 | 18 | 9.48 | Residential | No | Behind the Meter | Net-metered residential rooftop and canopy |  | None | Seabright Solar | JCP&L | Accepted | 2020-10-19 | 2020-10-22 | 2021-10-30 | Sunpower | SPR-E20-327 | Solar Panels |  | 0.327 | 29 | 119 | 26 |  | Fixed | Roof
NJSTRE1545769889 |  | Transition Incentive Program | Burlington Twp | 8016 | 13 | 5.27 | Residential | Yes | Behind the Meter | Net-metered residential rooftop and canopy |  | None | Bright Planet Solar | PSE&G | Accepted | 2020-10-19 | 2020-10-21 | 2021-10-30 | SOLAR EDGE | SE5000H-USRGM | Inverters | 5000 |  | 1 |  |  | 0.98 |  | Outdoor | OUTSIDE
NJSTRE1545769889 |  | Transition Incentive Program | Burlington Twp | 8016 | 13 | 5.27 | Residential | Yes | Behind the Meter | Net-metered residential rooftop and canopy |  | None | Bright Planet Solar | PSE&G | Accepted | 2020-10-19 | 2020-10-21 | 2021-10-30 | LONGI | LR6-60HPB-310M | Solar Panels |  | 0.31 | 4 | 1 | 30 |  | Fixed | Roof
NJSTRE1545769889 |  | Transition Incentive Program | Burlington Twp | 8016 | 13 | 5.27 | Residential | Yes | Behind the Meter | Net-metered residential rooftop and canopy |  | None | Bright Planet Solar | PSE&G | Accepted | 2020-10-19 | 2020-10-21 | 2021-10-30 | LONGI | LR6-60HPB-310M | Solar Panels |  | 0.31 | 13 | 181 | 30 |  | Fixed | Roof
NJSTRE1545769894 |  | Transition Incentive Program | Absecon | 8201 | 19 | 5.56 | Residential | No | Behind the Meter | Net-metered residential rooftop and canopy |  | None | SunPower Capital, LLC | AC Electric | Accepted | 2020-10-19 | 2020-10-27 | 2021-10-30 | SunPower | SPR-E20-327-E-AC | Inverters | 320 |  | 17 |  |  | 0.967 |  | Outdoor | on the rooftop under each solar module
NJSTRE1545769894 |  | Transition Incentive Program | Absecon | 8201 | 19 | 5.56 | Residential | No | Behind the Meter | Net-metered residential rooftop and canopy |  | None | SunPower Capital, LLC | AC Electric | Accepted | 2020-10-19 | 2020-10-27 | 2021-10-30 | SunPower | SPR-E20-327-E-AC | Solar Panels |  | 0.327 | 3 | 79 | 36 |  | Fixed | Roof
NJSTRE1545769894 |  | Transition Incentive Program | Absecon | 8201 | 19 | 5.56 | Residential | No | Behind the Meter | Net-metered residential rooftop and canopy |  | None | SunPower Capital, LLC | AC Electric | Accepted | 2020-10-19 | 2020-10-27 | 2021-10-30 | SunPower | SPR-E20-327-E-AC | Solar Panels |  | 0.327 | 14 | 259 | 36 |  | Fixed | Roof
NJSTRE1545769899 |  | Transition Incentive Program | Edison | 8817 | 11 | 956.34 | Commercial | Yes | Behind the Meter | Net-metered non-residential rooftop and canopy |  | None | EnterSolar, LLC | PSE&G | Accepted | 2020-10-19 | 2020-10-23 | 2021-10-30 | SMA | Tripower Core1 33-US | Inverters | 33000 |  | 15 |  |  | 0.975 |  | Outside | Roof
NJSTRE1545769899 |  | Transition Incentive Program | Edison | 8817 | 11 | 956.34 | Commercial | Yes | Behind the Meter | Net-metered non-residential rooftop and canopy |  | None | EnterSolar, LLC | PSE&G | Accepted | 2020-10-19 | 2020-10-23 | 2021-10-30 | JA Solar | JAM72S09-385 | Solar Panels |  | 0.385 | 2484 | 133 | 10 |  | Fixed | Roof
NJSTRE1545769906 |  | Transition Incentive Program | Barnegat Township | 8005 | 18 | 15.41 | Residential | No | Behind the Meter | Net-metered residential rooftop and canopy |  | None | Ad Energy | AC Electric | Accepted | 2020-10-19 | 2020-10-22 | 2021-10-30 | Enphase Energy | IQ7XS-96-ACM-US | Inverters | 315 |  | 46 |  |  | 0.975 |  | Outdoor | At each panel
NJSTRE1545769906 |  | Transition Incentive Program | Barnegat Township | 8005 | 18 | 15.41 | Residential | No | Behind the Meter | Net-metered residential rooftop and canopy |  | None | Ad Energy | AC Electric | Accepted | 2020-10-19 | 2020-10-22 | 2021-10-30 | SunPower | SPR-X21-335-E-AC | Solar Panels |  | 0.335 | 14 | 117 | 35 |  | Fixed | Roof
NJSTRE1545769906 |  | Transition Incentive Program | Barnegat Township | 8005 | 18 | 15.41 | Residential | No | Behind the Meter | Net-metered residential rooftop and canopy |  | None | Ad Energy | AC Electric | Accepted | 2020-10-19 | 2020-10-22 | 2021-10-30 | SunPower | SPR-X21-335-E-AC | Solar Panels |  | 0.335 | 32 | 117 | 35 |  | Fixed | Roof
NJSTRE1545769914 |  | Transition Incentive Program | Monroe Township | 8831 | 11 | 10.14 | Residential | Yes | Behind the Meter | Net-metered residential rooftop and canopy |  | None | Ad Energy | JCP&L | Accepted | 2020-10-19 | 2020-10-22 | 2021-10-30 | Enphase Energy | IQ7XS-96-ACM-US | Inverters | 315 |  | 31 |  |  | 0.975 |  | Outdoor | At each panel
NJSTRE1545769914 |  | Transition Incentive Program | Monroe Township | 8831 | 11 | 10.14 | Residential | Yes | Behind the Meter | Net-metered residential rooftop and canopy |  | None | Ad Energy | JCP&L | Accepted | 2020-10-19 | 2020-10-22 | 2021-10-30 | SunPower | SPR-E20-327-E-AC | Solar Panels |  | 0.327 | 28 | 262 | 18 |  | Fixed | Roof
NJSTRE1545769914 |  | Transition Incentive Program | Monroe Township | 8831 | 11 | 10.14 | Residential | Yes | Behind the Meter | Net-metered residential rooftop and canopy |  | None | Ad Energy | JCP&L | Accepted | 2020-10-19 | 2020-10-22 | 2021-10-30 | SunPower | SPR-E20-327-E-AC | Solar Panels |  | 0.327 | 3 | 82 | 18 |  | Fixed | Roof
NJSTRE1545769927 |  | Transition Incentive Program | Livingston | 7039 | 9 | 8.77 | Residential | Yes | Behind the Meter | Net-metered residential rooftop and canopy |  | None | Tesla Energy Operations Inc. | PSE&G | Accepted | 2020-10-19 | 2020-10-22 | 2021-10-30 | Delta | M8-TL-US [240V] | Inverters | 7680 |  | 1 |  |  | 0.975 |  | Outdoor | Outdoor
NJSTRE1545769927 |  | Transition Incentive Program | Livingston | 7039 | 9 | 8.77 | Residential | Yes | Behind the Meter | Net-metered residential rooftop and canopy |  | None | Tesla Energy Operations Inc. | PSE&G | Accepted | 2020-10-19 | 2020-10-22 | 2021-10-30 | Tesla | SR60T1 | Solar Panels |  | 0.05847 | 30 | 189 | 25 |  | Fixed | Roof
NJSTRE1545769927 |  | Transition Incentive Program | Livingston | 7039 | 9 | 8.77 | Residential | Yes | Behind the Meter | Net-metered residential rooftop and canopy |  | None | Tesla Energy Operations Inc. | PSE&G | Accepted | 2020-10-19 | 2020-10-22 | 2021-10-30 | Tesla | SR60T1 | Solar Panels |  | 0.05847 | 66 | 189 | 25 |  | Fixed | Roof
NJSTRE1545769927 |  | Transition Incentive Program | Livingston | 7039 | 9 | 8.77 | Residential | Yes | Behind the Meter | Net-metered residential rooftop and canopy |  | None | Tesla Energy Operations Inc. | PSE&G | Accepted | 2020-10-19 | 2020-10-22 | 2021-10-30 | Tesla | SR60T1 | Solar Panels |  | 0.05847 | 54 | 9 | 25 |  | Fixed | Roof
NJSTRE1545769955 |  | Transition Incentive Program | North Brunswick Township | 8902 | 11 | 10.25 | Residential | No | Behind the Meter | Net-metered residential rooftop and canopy |  | None | SunPower Corporation, Systems | PSE&G | Accepted | 2020-11-06 | 2020-11-11 | 2021-11-11 | SunPower | SPR-A410-G-AC | Inverters | 349 |  | 25 |  |  | 0.97 |  | Other | under each panel
NJSTRE1545769955 |  | Transition Incentive Program | North Brunswick Township | 8902 | 11 | 10.25 | Residential | No | Behind the Meter | Net-metered residential rooftop and canopy |  | None | SunPower Corporation, Systems | PSE&G | Accepted | 2020-11-06 | 2020-11-11 | 2021-11-11 | SunPower | SPR-A410-G-AC | Solar Panels |  | 0.41 | 8 | 198 | 34 |  | Fixed | Roof
NJSTRE1545769955 |  | Transition Incentive Program | North Brunswick Township | 8902 | 11 | 10.25 | Residential | No | Behind the Meter | Net-metered residential rooftop and canopy |  | None | SunPower Corporation, Systems | PSE&G | Accepted | 2020-11-06 | 2020-11-11 | 2021-11-11 | SunPower | SPR-A410-G-AC | Solar Panels |  | 0.41 | 10 | 106 | 40 |  | Fixed | Roof
NJSTRE1545769955 |  | Transition Incentive Program | North Brunswick Township | 8902 | 11 | 10.25 | Residential | No | Behind the Meter | Net-metered residential rooftop and canopy |  | None | SunPower Corporation, Systems | PSE&G | Accepted | 2020-11-06 | 2020-11-11 | 2021-11-11 | SunPower | SPR-A410-G-AC | Solar Panels |  | 0.41 | 7 | 286 | 40 |  | Fixed | Roof
NJSTRE1545771975 |  | Transition Incentive Program | Metuchen | 8840 | 11 | 5.04 | Residential | No | Behind the Meter | Net-metered residential rooftop and canopy |  | None | Suntuity Solar LLC | PSE&G | Accepted | 2020-10-20 | 2020-10-22 | 2021-10-30 | Enphase Energy | IQ7-60-2-US | Inverters | 240 |  | 16 |  |  | 0.97 |  | Outdoor | Behind the PV Modules
NJSTRE1545771975 |  | Transition Incentive Program | Metuchen | 8840 | 11 | 5.04 | Residential | No | Behind the Meter | Net-metered residential rooftop and canopy |  | None | Suntuity Solar LLC | PSE&G | Accepted | 2020-10-20 | 2020-10-22 | 2021-10-30 | Longi | LR6-60HPB-315M | Solar Panels |  | 0.315 | 16 | 143 | 34 |  | Fixed | Roof
NJSTRE1545771976 |  | Transition Incentive Program | GLASSBORO | 8028 | 15 | 7 | Residential | No | Behind the Meter | Net-metered residential rooftop and canopy |  | None | Suntuity Solar LLC | AC Electric | Accepted | 2020-10-20 | 2020-10-22 | 2021-10-30 | Enphase Energy | IQ7-60-2-US | Inverters | 240 |  | 20 |  |  | 0.97 |  | Outdoor | Behind the PV Modules
NJSTRE1545771976 |  | Transition Incentive Program | GLASSBORO | 8028 | 15 | 7 | Residential | No | Behind the Meter | Net-metered residential rooftop and canopy |  | None | Suntuity Solar LLC | AC Electric | Accepted | 2020-10-20 | 2020-10-22 | 2021-10-30 | LG Electronics | LG350N1C-V5 | Solar Panels |  | 0.35 | 4 | 252 | 43 |  | Fixed | Roof
NJSTRE1545771976 |  | Transition Incentive Program | GLASSBORO | 8028 | 15 | 7 | Residential | No | Behind the Meter | Net-metered residential rooftop and canopy |  | None | Suntuity Solar LLC | AC Electric | Accepted | 2020-10-20 | 2020-10-22 | 2021-10-30 | LG Electronics | LG350N1C-V5 | Solar Panels |  | 0.35 | 7 | 72 | 43 |  | Fixed | Roof
NJSTRE1545771976 |  | Transition Incentive Program | GLASSBORO | 8028 | 15 | 7 | Residential | No | Behind the Meter | Net-metered residential rooftop and canopy |  | None | Suntuity Solar LLC | AC Electric | Accepted | 2020-10-20 | 2020-10-22 | 2021-10-30 | LG Electronics | LG350N1C-V5 | Solar Panels |  | 0.35 | 9 | 252 | 13 |  | Fixed | Roof
NJSTRE1545771978 |  | Transition Incentive Program | WOODBRIDGE TWP | 8863 | 11 | 6.3 | Residential | Yes | Behind the Meter | Net-metered residential rooftop and canopy |  | None | Suntuity Solar LLC | PSE&G | Accepted | 2020-10-20 | 2020-10-22 | 2021-10-30 | Enphase Energy | IQ7-60-2-US | Inverters | 240 |  | 20 |  |  | 0.97 |  | Outdoor | Behind the PV Modules
NJSTRE1545771978 |  | Transition Incentive Program | WOODBRIDGE TWP | 8863 | 11 | 6.3 | Residential | Yes | Behind the Meter | Net-metered residential rooftop and canopy |  | None | Suntuity Solar LLC | PSE&G | Accepted | 2020-10-20 | 2020-10-22 | 2021-10-30 | Longi | LR6-60HPB-315M | Solar Panels |  | 0.315 | 11 | 81 | 40 |  | Fixed | Roof
NJSTRE1545771978 |  | Transition Incentive Program | WOODBRIDGE TWP | 8863 | 11 | 6.3 | Residential | Yes | Behind the Meter | Net-metered residential rooftop and canopy |  | None | Suntuity Solar LLC | PSE&G | Accepted | 2020-10-20 | 2020-10-22 | 2021-10-30 | Longi | LR6-60HPB-315M | Solar Panels |  | 0.315 | 9 | 261 | 40 |  | Fixed | Roof
NJSTRE1545771979 |  | Transition Incentive Program | BELLMAWR | 8031 | 14 | 11.34 | Residential | Yes | Behind the Meter | Net-metered residential rooftop and canopy |  | None | Suntuity Solar LLC | PSE&G | Accepted | 2020-10-20 | 2020-10-22 | 2021-10-30 | Enphase Energy | IQ7-60-2-US | Inverters | 240 |  | 36 |  |  | 0.97 |  | Outdoor | Behind the PV Modules
NJSTRE1545771979 |  | Transition Incentive Program | BELLMAWR | 8031 | 14 | 11.34 | Residential | Yes | Behind the Meter | Net-metered residential rooftop and canopy |  | None | Suntuity Solar LLC | PSE&G | Accepted | 2020-10-20 | 2020-10-22 | 2021-10-30 | Longi | LR6-60HPB-315M | Solar Panels |  | 0.315 | 12 | 73 | 17 |  | Fixed | Roof
NJSTRE1545771979 |  | Transition Incentive Program | BELLMAWR | 8031 | 14 | 11.34 | Residential | Yes | Behind the Meter | Net-metered residential rooftop and canopy |  | None | Suntuity Solar LLC | PSE&G | Accepted | 2020-10-20 | 2020-10-22 | 2021-10-30 | Longi | LR6-60HPB-315M | Solar Panels |  | 0.315 | 9 | 253 | 18 |  | Fixed | Roof
NJSTRE1545771979 |  | Transition Incentive Program | BELLMAWR | 8031 | 14 | 11.34 | Residential | Yes | Behind the Meter | Net-metered residential rooftop and canopy |  | None | Suntuity Solar LLC | PSE&G | Accepted | 2020-10-20 | 2020-10-22 | 2021-10-30 | Longi | LR6-60HPB-315M | Solar Panels |  | 0.315 | 8 | 71 | 18 |  | Fixed | Roof
NJSTRE1545771979 |  | Transition Incentive Program | BELLMAWR | 8031 | 14 | 11.34 | Residential | Yes | Behind the Meter | Net-metered residential rooftop and canopy |  | None | Suntuity Solar LLC | PSE&G | Accepted | 2020-10-20 | 2020-10-22 | 2021-10-30 | Longi | LR6-60HPB-315M | Solar Panels |  | 0.315 | 7 | 251 | 19 |  | Fixed | Roof
NJSTRE1545771980 |  | Transition Incentive Program | BRICK | 8723 | 18 | 10.4 | Residential | Yes | Behind the Meter | Net-metered residential rooftop and canopy |  | None | Suntuity Solar LLC | JCP&L | Accepted | 2020-10-20 | 2020-10-22 | 2021-10-30 | Enphase Energy | IQ7-60-2-US | Inverters | 240 |  | 33 |  |  | 0.97 |  | Outdoor | Behind the PV Modules
NJSTRE1545771980 |  | Transition Incentive Program | BRICK | 8723 | 18 | 10.4 | Residential | Yes | Behind the Meter | Net-metered residential rooftop and canopy |  | None | Suntuity Solar LLC | JCP&L | Accepted | 2020-10-20 | 2020-10-22 | 2021-10-30 | Longi | LR6-60HPB-315M | Solar Panels |  | 0.315 | 6 | 218 | 22 |  | Fixed | Roof
NJSTRE1545771980 |  | Transition Incentive Program | BRICK | 8723 | 18 | 10.4 | Residential | Yes | Behind the Meter | Net-metered residential rooftop and canopy |  | None | Suntuity Solar LLC | JCP&L | Accepted | 2020-10-20 | 2020-10-22 | 2021-10-30 | Longi | LR6-60HPB-315M | Solar Panels |  | 0.315 | 7 | 38 | 24 |  | Fixed | Roof
NJSTRE1545771980 |  | Transition Incentive Program | BRICK | 8723 | 18 | 10.4 | Residential | Yes | Behind the Meter | Net-metered residential rooftop and canopy |  | None | Suntuity Solar LLC | JCP&L | Accepted | 2020-10-20 | 2020-10-22 | 2021-10-30 | Longi | LR6-60HPB-315M | Solar Panels |  | 0.315 | 6 | 38 | 22 |  | Fixed | Roof
NJSTRE1545771980 |  | Transition Incentive Program | BRICK | 8723 | 18 | 10.4 | Residential | Yes | Behind the Meter | Net-metered residential rooftop and canopy |  | None | Suntuity Solar LLC | JCP&L | Accepted | 2020-10-20 | 2020-10-22 | 2021-10-30 | Longi | LR6-60HPB-315M | Solar Panels |  | 0.315 | 14 | 128 | 22 |  | Fixed | Roof
NJSTRE1545771981 |  | Transition Incentive Program | SOMERDALE | 8083 | 14 | 8.5 | Residential | Yes | Behind the Meter | Net-metered residential rooftop and canopy |  | None | Suntuity Solar LLC | PSE&G | Accepted | 2020-10-20 | 2020-10-22 | 2021-10-30 | Enphase Energy | IQ7-60-2-US | Inverters | 240 |  | 25 |  |  | 0.97 |  | Outdoor | Behind the PV Modules
NJSTRE1545771981 |  | Transition Incentive Program | SOMERDALE | 8083 | 14 | 8.5 | Residential | Yes | Behind the Meter | Net-metered residential rooftop and canopy |  | None | Suntuity Solar LLC | PSE&G | Accepted | 2020-10-20 | 2020-10-22 | 2021-10-30 | LG Electronics | LG340N1C-V5 | Solar Panels |  | 0.34 | 6 | 173 | 23 |  | Fixed | Roof
NJSTRE1545771981 |  | Transition Incentive Program | SOMERDALE | 8083 | 14 | 8.5 | Residential | Yes | Behind the Meter | Net-metered residential rooftop and canopy |  | None | Suntuity Solar LLC | PSE&G | Accepted | 2020-10-20 | 2020-10-22 | 2021-10-30 | LG Electronics | LG340N1C-V5 | Solar Panels |  | 0.34 | 6 | 353 | 23 |  | Fixed | Roof
NJSTRE1545771981 |  | Transition Incentive Program | SOMERDALE | 8083 | 14 | 8.5 | Residential | Yes | Behind the Meter | Net-metered residential rooftop and canopy |  | None | Suntuity Solar LLC | PSE&G | Accepted | 2020-10-20 | 2020-10-22 | 2021-10-30 | LG Electronics | LG340N1C-V5 | Solar Panels |  | 0.34 | 3 | 353 | 23 |  | Fixed | Roof
NJSTRE1545771981 |  | Transition Incentive Program | SOMERDALE | 8083 | 14 | 8.5 | Residential | Yes | Behind the Meter | Net-metered residential rooftop and canopy |  | None | Suntuity Solar LLC | PSE&G | Accepted | 2020-10-20 | 2020-10-22 | 2021-10-30 | LG Electronics | LG340N1C-V5 | Solar Panels |  | 0.34 | 4 | 173 | 23 |  | Fixed | Roof
NJSTRE1545771981 |  | Transition Incentive Program | SOMERDALE | 8083 | 14 | 8.5 | Residential | Yes | Behind the Meter | Net-metered residential rooftop and canopy |  | None | Suntuity Solar LLC | PSE&G | Accepted | 2020-10-20 | 2020-10-22 | 2021-10-30 | LG Electronics | LG340N1C-V5 | Solar Panels |  | 0.34 | 6 | 263 | 23 |  | Fixed | Roof
NJSTRE1545772016 |  | Transition Incentive Program | Moorestown | 8057 | 13 | 15.93 | Residential | Yes | Behind the Meter | Net-metered residential rooftop and canopy |  | None | SunnyMac LLC | PSE&G | Accepted | 2020-10-20 | 2020-10-22 | 2021-10-30 | Solaredge | SE11400H-US | Inverters | 11400 |  | 1 |  |  | 0.99 |  | Outdoor | Next to Meter
NJSTRE1545772016 |  | Transition Incentive Program | Moorestown | 8057 | 13 | 15.93 | Residential | Yes | Behind the Meter | Net-metered residential rooftop and canopy |  | None | SunnyMac LLC | PSE&G | Accepted | 2020-10-20 | 2020-10-22 | 2021-10-30 | REC | TwinPeak 2 Mono | Solar Panels |  | 0.325 | 15 | 305 | 34 |  | Fixed | Roof
NJSTRE1545772016 |  | Transition Incentive Program | Moorestown | 8057 | 13 | 15.93 | Residential | Yes | Behind the Meter | Net-metered residential rooftop and canopy |  | None | SunnyMac LLC | PSE&G | Accepted | 2020-10-20 | 2020-10-22 | 2021-10-30 | REC | TwinPeak 2 Mono | Solar Panels |  | 0.325 | 7 | 215 | 40 |  | Fixed | Roof
NJSTRE1545772016 |  | Transition Incentive Program | Moorestown | 8057 | 13 | 15.93 | Residential | Yes | Behind the Meter | Net-metered residential rooftop and canopy |  | None | SunnyMac LLC | PSE&G | Accepted | 2020-10-20 | 2020-10-22 | 2021-10-30 | REC | TwinPeak 2 Mono | Solar Panels |  | 0.325 | 18 | 305 | 34 |  | Fixed | Roof
NJSTRE1545772016 |  | Transition Incentive Program | Moorestown | 8057 | 13 | 15.93 | Residential | Yes | Behind the Meter | Net-metered residential rooftop and canopy |  | None | SunnyMac LLC | PSE&G | Accepted | 2020-10-20 | 2020-10-22 | 2021-10-30 | REC | TwinPeak 2 Mono | Solar Panels |  | 0.325 | 9 | 215 | 40 |  | Fixed | Roof
NJSTRE1545772034 |  | Transition Incentive Program | Bridgeton | 8302 | 20 | 9.92 | Residential | No | Behind the Meter | Net-metered residential rooftop and canopy |  | None | Orbit Energy & Power, LLC | AC Electric | Accepted | 2020-10-20 | 2020-10-22 | 2021-10-30 | HANWHA QCELLS | QPEAK 320W | Inverters | 0.24 |  | 31 |  |  | 0.99 |  | Other | BEHIND PANELS
NJSTRE1545772034 |  | Transition Incentive Program | Bridgeton | 8302 | 20 | 9.92 | Residential | No | Behind the Meter | Net-metered residential rooftop and canopy |  | None | Orbit Energy & Power, LLC | AC Electric | Accepted | 2020-10-20 | 2020-10-22 | 2021-10-30 | HANWHA QCELLS | QPEAK 320W | Solar Panels |  | 0.32 | 21 | 10 | 20 |  | Fixed | Roof
NJSTRE1545772034 |  | Transition Incentive Program | Bridgeton | 8302 | 20 | 9.92 | Residential | No | Behind the Meter | Net-metered residential rooftop and canopy |  | None | Orbit Energy & Power, LLC | AC Electric | Accepted | 2020-10-20 | 2020-10-22 | 2021-10-30 | HANWHA QCELLS | QPEAK 320W | Solar Panels |  | 0.32 | 10 | 10 | 20 |  | Fixed | Roof
NJSTRE1545772038 |  | Transition Incentive Program | Princenton Junction | 8550 | 12 | 5.48 | Residential | No | Behind the Meter | Net-metered residential rooftop and canopy |  | None | Solar Living, Inc. | PSE&G | Accepted | 2020-10-20 | 2020-10-22 | 2021-10-30 | Enphase | IQ7+ | Inverters | 290 |  | 15 |  |  | 0.975 |  | Outdoor | below modules
NJSTRE1545772038 |  | Transition Incentive Program | Princenton Junction | 8550 | 12 | 5.48 | Residential | No | Behind the Meter | Net-metered residential rooftop and canopy |  | None | Solar Living, Inc. | PSE&G | Accepted | 2020-10-20 | 2020-10-22 | 2021-10-30 | Solaria | PowerXT-365R-AC | Solar Panels |  | 0.365 | 15 | 60 | 35 |  | Fixed | Roof
NJSTRE1545772046 |  | Transition Incentive Program | Piscataway | 8854 | 11 | 7.14 | Residential | No | Behind the Meter | Net-metered residential rooftop and canopy |  | None | Maier Engineering dba Solar Me | PSE&G | Accepted | 2020-10-20 | 2020-10-22 | 2021-10-30 | Enphase | IQ7+ | Inverters | 290 |  | 21 |  |  | 0.96 |  | Outdoor | Next to meter
NJSTRE1545772046 |  | Transition Incentive Program | Piscataway | 8854 | 11 | 7.14 | Residential | No | Behind the Meter | Net-metered residential rooftop and canopy |  | None | Maier Engineering dba Solar Me | PSE&G | Accepted | 2020-10-20 | 2020-10-22 | 2021-10-30 | Hanwha | Q.CELL DUO BLK-G6W 340W | Solar Panels |  | 0.34 | 21 | 83 | 34 |  | Fixed | Roof
NJSTRE1545772084 |  | Transition Incentive Program | Cherry Hill | 8003 | 14 | 6.8 | Residential | Yes | Behind the Meter | Net-metered residential rooftop and canopy |  | None | Trinity Solar | PSE&G | Accepted | 2020-10-20 | 2020-10-22 | 2021-10-30 | SolarEdge | SE6000H-US | Inverters | 6000 |  | 1 |  |  | 0.97 |  | Outside | side of home
NJSTRE1545772084 |  | Transition Incentive Program | Cherry Hill | 8003 | 14 | 6.8 | Residential | Yes | Behind the Meter | Net-metered residential rooftop and canopy |  | None | Trinity Solar | PSE&G | Accepted | 2020-10-20 | 2020-10-22 | 2021-10-30 | Hanwha 340 | Q.PEAK DUO BLK-G6 340 | Solar Panels |  | 0.34 | 14 | 247 | 23 |  | Fixed | Roof
NJSTRE1545772084 |  | Transition Incentive Program | Cherry Hill | 8003 | 14 | 6.8 | Residential | Yes | Behind the Meter | Net-metered residential rooftop and canopy |  | None | Trinity Solar | PSE&G | Accepted | 2020-10-20 | 2020-10-22 | 2021-10-30 | Hanwha 340 | Q.PEAK DUO BLK-G6 340 | Solar Panels |  | 0.34 | 6 | 247 | 23 |  | Fixed | Roof
NJSTRE1545772098 |  | Transition Incentive Program | Atlantic Highlands | 7716 | 17 | 9.18 | Residential | No | Behind the Meter | Net-metered residential rooftop and canopy |  | None | MOORE ENERGY LLC | JCP&L | Accepted | 2020-10-20 | 2020-10-28 | 2021-10-30 | SOLAREDGE | SE-RGMTR-1D-240C-A | Meters |  |  | 1 |  |  |  | Yes
NJSTRE1545772098 |  | Transition Incentive Program | Atlantic Highlands | 7716 | 17 | 9.18 | Residential | No | Behind the Meter | Net-metered residential rooftop and canopy |  | None | MOORE ENERGY LLC | JCP&L | Accepted | 2020-10-20 | 2020-10-28 | 2021-10-30 | SOLAREDGE | SE7600HUS | Inverters | 7600 |  | 1 |  |  | 0.992 |  | Outdoor | NEXT TO METER
NJSTRE1545772098 |  | Transition Incentive Program | Atlantic Highlands | 7716 | 17 | 9.18 | Residential | No | Behind the Meter | Net-metered residential rooftop and canopy |  | None | MOORE ENERGY LLC | JCP&L | Accepted | 2020-10-20 | 2020-10-28 | 2021-10-30 | HANWHA | QCELL DUO BLK-340G6.1 | Solar Panels |  | 0.34 | 15 | 20 | 22 |  | Fixed | Roof | Front Roof
NJSTRE1545772098 |  | Transition Incentive Program | Atlantic Highlands | 7716 | 17 | 9.18 | Residential | No | Behind the Meter | Net-metered residential rooftop and canopy |  | None | MOORE ENERGY LLC | JCP&L | Accepted | 2020-10-20 | 2020-10-28 | 2021-10-30 | Hanwha | QCELL Duo BLK-G6.1 | Solar Panels |  | 0.34 | 12 | 198 | 22 |  | Fixed | Roof | REAR ROOF
NJSTRE1545772112 |  | Transition Incentive Program | Kinnelon | 7405 | 3 | 34 | Residential | No | Behind the Meter | Net-metered residential rooftop and canopy |  | None | Maier Solar Engineering dba Solar Me | Butler | Accepted | 2020-10-20 | 2020-10-22 | 2021-10-30 | Enphase | IQ7+ | Inverters | 290 |  | 100 |  |  | 0.96 |  | Outdoor | Next to meter
NJSTRE1545772112 |  | Transition Incentive Program | Kinnelon | 7405 | 3 | 34 | Residential | No | Behind the Meter | Net-metered residential rooftop and canopy |  | None | Maier Solar Engineering dba Solar Me | Butler | Accepted | 2020-10-20 | 2020-10-22 | 2021-10-30 | Hanwha | Q.CELL DUO BLK-G6 340W | Solar Panels |  | 0.34 | 20 | 96 | 35 |  | Fixed | Roof
NJSTRE1545772112 |  | Transition Incentive Program | Kinnelon | 7405 | 3 | 34 | Residential | No | Behind the Meter | Net-metered residential rooftop and canopy |  | None | Maier Solar Engineering dba Solar Me | Butler | Accepted | 2020-10-20 | 2020-10-22 | 2021-10-30 | Hanwha | Q.CELL DUO BLK-G6 340W | Solar Panels |  | 0.34 | 6 | 246 | 35 |  | Fixed | Roof
NJSTRE1545772112 |  | Transition Incentive Program | Kinnelon | 7405 | 3 | 34 | Residential | No | Behind the Meter | Net-metered residential rooftop and canopy |  | None | Maier Solar Engineering dba Solar Me | Butler | Accepted | 2020-10-20 | 2020-10-22 | 2021-10-30 | Hanwha | Q.CELL DUO BLK-G6 340W | Solar Panels |  | 0.34 | 21 | 216 | 35 |  | Fixed | Roof
NJSTRE1545772112 |  | Transition Incentive Program | Kinnelon | 7405 | 3 | 34 | Residential | No | Behind the Meter | Net-metered residential rooftop and canopy |  | None | Maier Solar Engineering dba Solar Me | Butler | Accepted | 2020-10-20 | 2020-10-22 | 2021-10-30 | Hanwha | Q.CELL DUO BLK-G6 340W | Solar Panels |  | 0.34 | 42 | 166 | 35 |  | Fixed | Roof
NJSTRE1545772112 |  | Transition Incentive Program | Kinnelon | 7405 | 3 | 34 | Residential | No | Behind the Meter | Net-metered residential rooftop and canopy |  | None | Maier Solar Engineering dba Solar Me | Butler | Accepted | 2020-10-20 | 2020-10-22 | 2021-10-30 | Hanwha | Q.CELL DUO BLK-G6 340W | Solar Panels |  | 0.34 | 11 | 126 | 35 |  | Fixed | Roof
NJSTRE1545772113 |  | Transition Incentive Program | HOPATCONG | 7843 | 1 | 13.76 | Residential | Yes | Behind the Meter | Net-metered residential rooftop and canopy |  | None | Vivint Solar Developer, LLC | JCP&L | Accepted | 2020-10-20 | 2020-10-22 | 2021-10-30 | Solar Edge | SE3800H-US | Inverters | 3800 |  | 1 |  |  | 0.992 |  | Outdoor | Near the Utility Meter
NJSTRE1545772113 |  | Transition Incentive Program | HOPATCONG | 7843 | 1 | 13.76 | Residential | Yes | Behind the Meter | Net-metered residential rooftop and canopy |  | None | Vivint Solar Developer, LLC | JCP&L | Accepted | 2020-10-20 | 2020-10-22 | 2021-10-30 | Solar Edge | SE7600H-US | Inverters | 7600 |  | 1 |  |  | 0.992 |  | Outdoor | Near the Utility Meter
NJSTRE1545772113 |  | Transition Incentive Program | HOPATCONG | 7843 | 1 | 13.76 | Residential | Yes | Behind the Meter | Net-metered residential rooftop and canopy |  | None | Vivint Solar Developer, LLC | JCP&L | Accepted | 2020-10-20 | 2020-10-22 | 2021-10-30 | JINKO SOLAR | JKM320M-60HBL | Solar Panels |  | 0.32 | 18 | 303 | 19 |  | Fixed | Roof
NJSTRE1545772113 |  | Transition Incentive Program | HOPATCONG | 7843 | 1 | 13.76 | Residential | Yes | Behind the Meter | Net-metered residential rooftop and canopy |  | None | Vivint Solar Developer, LLC | JCP&L | Accepted | 2020-10-20 | 2020-10-22 | 2021-10-30 | JINKO SOLAR | JKM320M-60HBL | Solar Panels |  | 0.32 | 4 | 303 | 19 |  | Fixed | Roof
NJSTRE1545772113 |  | Transition Incentive Program | HOPATCONG | 7843 | 1 | 13.76 | Residential | Yes | Behind the Meter | Net-metered residential rooftop and canopy |  | None | Vivint Solar Developer, LLC | JCP&L | Accepted | 2020-10-20 | 2020-10-22 | 2021-10-30 | JINKO SOLAR | JKM320M-60HBL | Solar Panels |  | 0.32 | 21 | 123 | 19 |  | Fixed | Roof
NJSTRE1545772143 |  | Transition Incentive Program | Vineland | 8361 | 20 | 6.8 | Residential | Yes | Behind the Meter | Net-metered residential rooftop and canopy |  | None | Trinity Solar | Vineland Muni Electric | Accepted | 2020-10-20 | 2020-10-22 | 2021-10-30 | Solar Edge | SE6000 | Inverters | 6000 |  | 1 |  |  | 0.97 |  | Outside | side of home
NJSTRE1545772143 |  | Transition Incentive Program | Vineland | 8361 | 20 | 6.8 | Residential | Yes | Behind the Meter | Net-metered residential rooftop and canopy |  | None | Trinity Solar | Vineland Muni Electric | Accepted | 2020-10-20 | 2020-10-22 | 2021-10-30 | Hanwha | Q.PEAK DUO BLK-G6 340 | Solar Panels |  | 0.34 | 8 | 183 | 20 |  | Fixed | Roof
NJSTRE1545772143 |  | Transition Incentive Program | Vineland | 8361 | 20 | 6.8 | Residential | Yes | Behind the Meter | Net-metered residential rooftop and canopy |  | None | Trinity Solar | Vineland Muni Electric | Accepted | 2020-10-20 | 2020-10-22 | 2021-10-30 | Hanwha | Q.PEAK DUO BLK-G6 340 | Solar Panels |  | 0.34 | 6 | 183 | 21 |  | Fixed | Roof
NJSTRE1545772143 |  | Transition Incentive Program | Vineland | 8361 | 20 | 6.8 | Residential | Yes | Behind the Meter | Net-metered residential rooftop and canopy |  | None | Trinity Solar | Vineland Muni Electric | Accepted | 2020-10-20 | 2020-10-22 | 2021-10-30 | Hanwha | Q.PEAK DUO BLK-G6 340 | Solar Panels |  | 0.34 | 6 | 93 | 21 |  | Fixed | Roof
NJSTRE1545772145 |  | Transition Incentive Program | Short Hill | 7078 | 9 | 4.08 | Residential | Yes | Behind the Meter | Net-metered residential rooftop and canopy |  | None | Tesla Energy Operations Inc. | JCP&L | Accepted | 2020-10-20 | 2020-10-27 | 2021-10-30 | SolarEdge Technologies | SE3800H-US [240V] | Inverters | 3800 |  | 1 |  |  | 0.99 |  | Indoor | Inside
NJSTRE1545772145 |  | Transition Incentive Program | Short Hill | 7078 | 9 | 4.08 | Residential | Yes | Behind the Meter | Net-metered residential rooftop and canopy |  | None | Tesla Energy Operations Inc. | JCP&L | Accepted | 2020-10-20 | 2020-10-27 | 2021-10-30 | Hanwha Q-CELLS | Q.Peak DUO BLK-G6+ 340 | Solar Panels |  | 0.34 | 12 | 175 | 32 |  | Fixed | Roof
NJSTRE1545772148 |  | Transition Incentive Program | Berlin | 8009 | 14 | 8.71 | Residential | Yes | Behind the Meter | Net-metered residential rooftop and canopy |  | None | Vision Solar LLC | AC Electric | Accepted | 2020-10-20 | 2020-10-22 | 2021-10-30 | ENPHASE | IQ7-60-2-US | Inverters | 0.24 |  | 26 |  |  | 0.96 |  | Other | BEHIND EACH PANEL
NJSTRE1545772148 |  | Transition Incentive Program | Berlin | 8009 | 14 | 8.71 | Residential | Yes | Behind the Meter | Net-metered residential rooftop and canopy |  | None | Vision Solar LLC | AC Electric | Accepted | 2020-10-20 | 2020-10-22 | 2021-10-30 | HANWHA Q-CELLS | Q.PEAK DUO-G6+ 335 | Solar Panels |  | 0.335 | 8 | 115 | 12 |  | Fixed | Roof
NJSTRE1545772148 |  | Transition Incentive Program | Berlin | 8009 | 14 | 8.71 | Residential | Yes | Behind the Meter | Net-metered residential rooftop and canopy |  | None | Vision Solar LLC | AC Electric | Accepted | 2020-10-20 | 2020-10-22 | 2021-10-30 | HANWHA Q-CELLS | Q.PEAK DUO-G6+ 335 | Solar Panels |  | 0.335 | 4 | 295 | 14 |  | Fixed | Roof
NJSTRE1545772148 |  | Transition Incentive Program | Berlin | 8009 | 14 | 8.71 | Residential | Yes | Behind the Meter | Net-metered residential rooftop and canopy |  | None | Vision Solar LLC | AC Electric | Accepted | 2020-10-20 | 2020-10-22 | 2021-10-30 | HANWHA Q-CELLS | Q.PEAK DUO-G6+ 335 | Solar Panels |  | 0.335 | 14 | 205 | 18 |  | Fixed | Roof
NJSTRE1545772153 |  | Transition Incentive Program | SADDLE BROOK | 7663 | 7 | 7.04 | Residential | Yes | Behind the Meter | Net-metered residential rooftop and canopy |  | None | Vivint Solar Developer, LLC | PSE&G | Accepted | 2020-10-20 | 2020-10-22 | 2021-10-30 | Solar Edge | SE7600H-US | Inverters | 7600 |  | 1 |  |  | 0.992 |  | Outdoor | Near the Utility Meter
NJSTRE1545772153 |  | Transition Incentive Program | SADDLE BROOK | 7663 | 7 | 7.04 | Residential | Yes | Behind the Meter | Net-metered residential rooftop and canopy |  | None | Vivint Solar Developer, LLC | PSE&G | Accepted | 2020-10-20 | 2020-10-22 | 2021-10-30 | JINKO SOLAR | JKM320M-60HBL | Solar Panels |  | 0.32 | 7 | 7 | 24 |  | Fixed | Roof
NJSTRE1545772153 |  | Transition Incentive Program | SADDLE BROOK | 7663 | 7 | 7.04 | Residential | Yes | Behind the Meter | Net-metered residential rooftop and canopy |  | None | Vivint Solar Developer, LLC | PSE&G | Accepted | 2020-10-20 | 2020-10-22 | 2021-10-30 | JINKO SOLAR | JKM320M-60HBL | Solar Panels |  | 0.32 | 2 | 97 | 24 |  | Fixed | Roof
NJSTRE1545772153 |  | Transition Incentive Program | SADDLE BROOK | 7663 | 7 | 7.04 | Residential | Yes | Behind the Meter | Net-metered residential rooftop and canopy |  | None | Vivint Solar Developer, LLC | PSE&G | Accepted | 2020-10-20 | 2020-10-22 | 2021-10-30 | JINKO SOLAR | JKM320M-60HBL | Solar Panels |  | 0.32 | 13 | 187 | 24 |  | Fixed | Roof
NJSTRE1545772154 |  | Transition Incentive Program | WILLIAMSTOWN | 8094 | 15 | 6.46 | Residential | Yes | Behind the Meter | Net-metered residential rooftop and canopy |  | None | Trinity Solar | AC Electric | Accepted | 2020-10-20 | 2020-10-22 | 2021-10-30 | Solar Edge | SE5000H-US | Inverters | 5000 |  | 1 |  |  | 0.97 |  | Outside | side of home
NJSTRE1545772154 |  | Transition Incentive Program | WILLIAMSTOWN | 8094 | 15 | 6.46 | Residential | Yes | Behind the Meter | Net-metered residential rooftop and canopy |  | None | Trinity Solar | AC Electric | Accepted | 2020-10-20 | 2020-10-22 | 2021-10-30 | Hanwha 340 | Q.PEAK DUO BLK-G6 340 | Solar Panels |  | 0.34 | 19 | 203 | 27 |  | Fixed | Roof
NJSTRE1545772172 |  | Transition Incentive Program | Garwood | 7027 | 10 | 7.04 | Residential | Yes | Behind the Meter | Net-metered residential rooftop and canopy |  | None | Vivint Solar Developer, LLC | PSE&G | Accepted | 2020-10-20 | 2020-10-26 | 2021-10-30 | SolarEdge | SE7600H-US | Inverters | 7600 |  | 1 |  |  | 0.992 |  | Outdoor | Near the Utility Meter
NJSTRE1545772172 |  | Transition Incentive Program | Garwood | 7027 | 10 | 7.04 | Residential | Yes | Behind the Meter | Net-metered residential rooftop and canopy |  | None | Vivint Solar Developer, LLC | PSE&G | Accepted | 2020-10-20 | 2020-10-26 | 2021-10-30 | Jinko Solar | JKM320M-60HBL | Solar Panels |  | 0.32 | 10 | 79 | 20 |  | Fixed | Roof
NJSTRE1545772172 |  | Transition Incentive Program | Garwood | 7027 | 10 | 7.04 | Residential | Yes | Behind the Meter | Net-metered residential rooftop and canopy |  | None | Vivint Solar Developer, LLC | PSE&G | Accepted | 2020-10-20 | 2020-10-26 | 2021-10-30 | Jinko Solar | JKM320M-60HBL | Solar Panels |  | 0.32 | 4 | 259 | 20 |  | Fixed | Roof
NJSTRE1545772172 |  | Transition Incentive Program | Garwood | 7027 | 10 | 7.04 | Residential | Yes | Behind the Meter | Net-metered residential rooftop and canopy |  | None | Vivint Solar Developer, LLC | PSE&G | Accepted | 2020-10-20 | 2020-10-26 | 2021-10-30 | Jinko Solar | JKM320M-60HBL | Solar Panels |  | 0.32 | 8 | 259 | 29 |  | Fixed | Roof
NJSTRE1545772175 |  | Transition Incentive Program | Forked River | 8731 | 18 | 5.7 | Residential | Yes | Behind the Meter | Net-metered residential rooftop and canopy |  | None | Vision Solar LLC | JCP&L | Accepted | 2020-10-20 | 2020-10-22 | 2021-10-30 | ENPHASE | IQ7-60-2-US | Inverters | 0.24 |  | 17 |  |  | 0.96 |  | Other | BEHIND EACH PANEL
NJSTRE1545772175 |  | Transition Incentive Program | Forked River | 8731 | 18 | 5.7 | Residential | Yes | Behind the Meter | Net-metered residential rooftop and canopy |  | None | Vision Solar LLC | JCP&L | Accepted | 2020-10-20 | 2020-10-22 | 2021-10-30 | HANWHA Q-CELLS | Q.PEAK DUO-G6+ 335 | Solar Panels |  | 0.335 | 6 | 285 | 14 |  | Fixed | Roof
NJSTRE1545772175 |  | Transition Incentive Program | Forked River | 8731 | 18 | 5.7 | Residential | Yes | Behind the Meter | Net-metered residential rooftop and canopy |  | None | Vision Solar LLC | JCP&L | Accepted | 2020-10-20 | 2020-10-22 | 2021-10-30 | HANWHA Q-CELLS | Q.PEAK DUO-G6+ 335 | Solar Panels |  | 0.335 | 11 | 105 | 14 |  | Fixed | Roof
NJSTRE1545772181 |  | Transition Incentive Program | Bayville | 8721 | 18 | 18.02 | Residential | No | Behind the Meter | Net-metered residential rooftop and canopy |  | None | Impact Solar LLC | JCP&L | Accepted | 2020-10-20 | 2020-10-22 | 2021-10-30 | solaredge | solaredge direct | Meters |  |  | 1 |  |  |  | Yes | Indoor
NJSTRE1545772181 |  | Transition Incentive Program | Bayville | 8721 | 18 | 18.02 | Residential | No | Behind the Meter | Net-metered residential rooftop and canopy |  | None | Impact Solar LLC | JCP&L | Accepted | 2020-10-20 | 2020-10-22 | 2021-10-30 | solaredge | solaredge direct | Meters |  |  | 1 |  |  |  | Yes | Indoor
NJSTRE1545772181 |  | Transition Incentive Program | Bayville | 8721 | 18 | 18.02 | Residential | No | Behind the Meter | Net-metered residential rooftop and canopy |  | None | Impact Solar LLC | JCP&L | Accepted | 2020-10-20 | 2020-10-22 | 2021-10-30 | SolarEdge | SE7600H-US | Inverters | 7600 |  | 2 |  |  | 0.96 |  | Indoor | garage
NJSTRE1545772181 |  | Transition Incentive Program | Bayville | 8721 | 18 | 18.02 | Residential | No | Behind the Meter | Net-metered residential rooftop and canopy |  | None | Impact Solar LLC | JCP&L | Accepted | 2020-10-20 | 2020-10-22 | 2021-10-30 | hanwha | Q.PEAKDUO-G5340 | Solar Panels |  | 0.34 | 3 | 263 | 34 |  | Fixed | Roof
NJSTRE1545772181 |  | Transition Incentive Program | Bayville | 8721 | 18 | 18.02 | Residential | No | Behind the Meter | Net-metered residential rooftop and canopy |  | None | Impact Solar LLC | JCP&L | Accepted | 2020-10-20 | 2020-10-22 | 2021-10-30 | hanwha | Q.PEAKDUO-G5340 | Solar Panels |  | 0.34 | 8 | 263 | 34 |  | Fixed | Roof
NJSTRE1545772181 |  | Transition Incentive Program | Bayville | 8721 | 18 | 18.02 | Residential | No | Behind the Meter | Net-metered residential rooftop and canopy |  | None | Impact Solar LLC | JCP&L | Accepted | 2020-10-20 | 2020-10-22 | 2021-10-30 | hanwha | Q.PEAKDUO-G5340 | Solar Panels |  | 0.34 | 8 | 263 | 34 |  | Fixed | Roof
NJSTRE1545772181 |  | Transition Incentive Program | Bayville | 8721 | 18 | 18.02 | Residential | No | Behind the Meter | Net-metered residential rooftop and canopy |  | None | Impact Solar LLC | JCP&L | Accepted | 2020-10-20 | 2020-10-22 | 2021-10-30 | hanwha | Q.PEAKDUO-G5340 | Solar Panels |  | 0.34 | 6 | 83 | 34 |  | Fixed | Roof
NJSTRE1545772181 |  | Transition Incentive Program | Bayville | 8721 | 18 | 18.02 | Residential | No | Behind the Meter | Net-metered residential rooftop and canopy |  | None | Impact Solar LLC | JCP&L | Accepted | 2020-10-20 | 2020-10-22 | 2021-10-30 | hanwha | Q.PEAKDUO-G5340 | Solar Panels |  | 0.34 | 12 | 83 | 34 |  | Fixed | Roof
NJSTRE1545772181 |  | Transition Incentive Program | Bayville | 8721 | 18 | 18.02 | Residential | No | Behind the Meter | Net-metered residential rooftop and canopy |  | None | Impact Solar LLC | JCP&L | Accepted | 2020-10-20 | 2020-10-22 | 2021-10-30 | hanwha | Q.PEAKDUO-G5340 | Solar Panels |  | 0.34 | 8 | 353 | 34 |  | Fixed | Roof
NJSTRE1545772181 |  | Transition Incentive Program | Bayville | 8721 | 18 | 18.02 | Residential | No | Behind the Meter | Net-metered residential rooftop and canopy |  | None | Impact Solar LLC | JCP&L | Accepted | 2020-10-20 | 2020-10-22 | 2021-10-30 | hanwha | Q.PEAKDUO-G5340 | Solar Panels |  | 0.34 | 2 | 173 | 34 |  | Fixed | Roof
NJSTRE1545772181 |  | Transition Incentive Program | Bayville | 8721 | 18 | 18.02 | Residential | No | Behind the Meter | Net-metered residential rooftop and canopy |  | None | Impact Solar LLC | JCP&L | Accepted | 2020-10-20 | 2020-10-22 | 2021-10-30 | hanwha | Q.PEAKDUO-G5340 | Solar Panels |  | 0.34 | 6 | 83 | 34 |  | Fixed | Roof
NJSTRE1545772198 |  | Transition Incentive Program | Trenton | 8610 | 12 | 10.2 | Residential | No | Behind the Meter | Net-metered residential rooftop and canopy |  | None | Maier Solar Engineering dba Solar Me | PSE&G | Accepted | 2020-10-20 | 2020-10-26 | 2021-10-30 | IQ7+ | IQ7+ | Inverters | 290 |  | 30 |  |  | 0.96 |  | Outdoor | Next to meter
NJSTRE1545772198 |  | Transition Incentive Program | Trenton | 8610 | 12 | 10.2 | Residential | No | Behind the Meter | Net-metered residential rooftop and canopy |  | None | Maier Solar Engineering dba Solar Me | PSE&G | Accepted | 2020-10-20 | 2020-10-26 | 2021-10-30 | Hanwha | Q.CELL DUO BLK-G6 340W | Solar Panels |  | 0.34 | 10 | 238 | 23 |  | Fixed | Roof
NJSTRE1545772198 |  | Transition Incentive Program | Trenton | 8610 | 12 | 10.2 | Residential | No | Behind the Meter | Net-metered residential rooftop and canopy |  | None | Maier Solar Engineering dba Solar Me | PSE&G | Accepted | 2020-10-20 | 2020-10-26 | 2021-10-30 | Hanwha | Q.CELL DUO BLK-G6 340W | Solar Panels |  | 0.34 | 10 | 238 | 23 |  | Fixed | Roof
NJSTRE1545772198 |  | Transition Incentive Program | Trenton | 8610 | 12 | 10.2 | Residential | No | Behind the Meter | Net-metered residential rooftop and canopy |  | None | Maier Solar Engineering dba Solar Me | PSE&G | Accepted | 2020-10-20 | 2020-10-26 | 2021-10-30 | Hanwha | Q.CELL DUO BLK-G6 340W | Solar Panels |  | 0.34 | 6 | 58 | 23 |  | Fixed | Roof
NJSTRE1545772198 |  | Transition Incentive Program | Trenton | 8610 | 12 | 10.2 | Residential | No | Behind the Meter | Net-metered residential rooftop and canopy |  | None | Maier Solar Engineering dba Solar Me | PSE&G | Accepted | 2020-10-20 | 2020-10-26 | 2021-10-30 | Hanwha | Q.CELL DUO BLK-G6 340W | Solar Panels |  | 0.34 | 4 | 238 | 23 |  | Fixed | Roof
NJSTRE1545772218 |  | Transition Incentive Program | Jackson | 8527 | 18 | 4.76 | Residential | Yes | Behind the Meter | Net-metered residential rooftop and canopy |  | None | Trinity Solar | JCP&L | Accepted | 2020-10-20 | 2020-10-22 | 2021-10-30 | SOLAR EDGE | SE3800H-US | Inverters | 3800 |  | 1 |  |  | 0.97 |  | Outside | SIDE OF HOME
NJSTRE1545772218 |  | Transition Incentive Program | Jackson | 8527 | 18 | 4.76 | Residential | Yes | Behind the Meter | Net-metered residential rooftop and canopy |  | None | Trinity Solar | JCP&L | Accepted | 2020-10-20 | 2020-10-22 | 2021-10-30 | HANWHA 340 (Q.PEAK DUO BLK-G6 340) | HANWHA 340 (Q.PEAK DUO BLK-G6 340) | Solar Panels |  | 0.34 | 3 | 238 | 37 |  | Fixed | Roof
NJSTRE1545772218 |  | Transition Incentive Program | Jackson | 8527 | 18 | 4.76 | Residential | Yes | Behind the Meter | Net-metered residential rooftop and canopy |  | None | Trinity Solar | JCP&L | Accepted | 2020-10-20 | 2020-10-22 | 2021-10-30 | HANWHA 340 (Q.PEAK DUO BLK-G6 340) | HANWHA 340 (Q.PEAK DUO BLK-G6 340) | Solar Panels |  | 0.34 | 11 | 148 | 27 |  | Fixed | Roof
NJSTRE1545772225 |  | Transition Incentive Program | Princeton | 8540 | 12 | 55.42 | Commercial | No | Behind the Meter | Net-metered non-residential rooftop and canopy |  | None | MOORE ENERGY LLC | PSE&G | Accepted | 2020-10-20 | 2020-10-22 | 2021-10-30 | CONTINENTAL CONTROLS | RWNC-2Y-208-MB | Meters |  |  | 1 |  |  |  | No | Indoor
NJSTRE1545772225 |  | Transition Incentive Program | Princeton | 8540 | 12 | 55.42 | Commercial | No | Behind the Meter | Net-metered non-residential rooftop and canopy |  | None | MOORE ENERGY LLC | PSE&G | Accepted | 2020-10-20 | 2020-10-22 | 2021-10-30 | SOLAREDGE | SE43.2KUS | Inverters | 43200 |  | 1 |  |  | 0.97 |  | Outdoor | NEXT TO UTILITY METER
NJSTRE1545772225 |  | Transition Incentive Program | Princeton | 8540 | 12 | 55.42 | Commercial | No | Behind the Meter | Net-metered non-residential rooftop and canopy |  | None | MOORE ENERGY LLC | PSE&G | Accepted | 2020-10-20 | 2020-10-22 | 2021-10-30 | Hanwha | QCELL DUO 340 | Solar Panels |  | 0.34 | 49 | 107 | 18 |  | Fixed | Roof
NJSTRE1545772225 |  | Transition Incentive Program | Princeton | 8540 | 12 | 55.42 | Commercial | No | Behind the Meter | Net-metered non-residential rooftop and canopy |  | None | MOORE ENERGY LLC | PSE&G | Accepted | 2020-10-20 | 2020-10-22 | 2021-10-30 | Hanwha | QCELL DUO BLK G6.1 | Solar Panels |  | 0.34 | 52 | 197 | 18 |  | Fixed | Roof
NJSTRE1545772225 |  | Transition Incentive Program | Princeton | 8540 | 12 | 55.42 | Commercial | No | Behind the Meter | Net-metered non-residential rooftop and canopy |  | None | MOORE ENERGY LLC | PSE&G | Accepted | 2020-10-20 | 2020-10-22 | 2021-10-30 | Hanwha | QCell Duo Blk G6.1 | Solar Panels |  | 0.34 | 53 | 287 | 18 |  | Fixed | Roof
NJSTRE1545772225 |  | Transition Incentive Program | Princeton | 8540 | 12 | 55.42 | Commercial | No | Behind the Meter | Net-metered non-residential rooftop and canopy |  | None | MOORE ENERGY LLC | PSE&G | Accepted | 2020-10-20 | 2020-10-22 | 2021-10-30 | Hanwha | QCell DUO BLK G6.1 | Solar Panels |  | 0.34 | 9 | 287 | 18 |  | Fixed | Roof
NJSTRE1545772288 |  | Transition Incentive Program | Port Norris | 8349 | 20 | 10.5 | Residential | Yes | Behind the Meter | Net-metered residential ground mount |  | None | RCL Enterprises Inc. | AC Electric | Accepted | 2020-10-20 | 2020-10-22 | 2021-10-30 | enphase | iq7 | Inverters | 240 |  | 35 |  |  | 0.96 |  | Outdoor | under panels
NJSTRE1545772288 |  | Transition Incentive Program | Port Norris | 8349 | 20 | 10.5 | Residential | Yes | Behind the Meter | Net-metered residential ground mount |  | None | RCL Enterprises Inc. | AC Electric | Accepted | 2020-10-20 | 2020-10-22 | 2021-10-30 | Jinko | JKM-300M | Solar Panels |  | 0.3 | 35 | 180 | 25 |  | Fixed | Ground
NJSTRE1545772323 |  | Transition Incentive Program | NEWFIELD | 8344 | 15 | 7.14 | Residential | Yes | Behind the Meter | Net-metered residential rooftop and canopy |  | None | Trinity Solar | Vineland Muni Electric | Accepted | 2020-10-20 | 2020-10-22 | 2021-10-30 | Solar Edge | SE6000H-US000BNC4 | Inverters | 6000 |  | 1 |  |  | 0.97 |  | Outdoor | side of home
NJSTRE1545772323 |  | Transition Incentive Program | NEWFIELD | 8344 | 15 | 7.14 | Residential | Yes | Behind the Meter | Net-metered residential rooftop and canopy |  | None | Trinity Solar | Vineland Muni Electric | Accepted | 2020-10-20 | 2020-10-22 | 2021-10-30 | HANWHA | Q.PEAK DUO BLK-G6 340 | Solar Panels |  | 0.34 | 21 | 149 | 23 |  | Fixed | Roof
NJSTRE1545772336 |  | Transition Incentive Program | Willingboro | 8036 | 13 | 5.7 | Residential | No | Behind the Meter | Net-metered residential rooftop and canopy |  | None | Vision Solar LLC | PSE&G | Accepted | 2020-10-20 | 2020-10-22 | 2021-10-30 | ENPHASE | IQ7-60-2-US | Inverters | 0.24 |  | 17 |  |  | 0.96 |  | Other | BEHIND EACH PANEL
NJSTRE1545772336 |  | Transition Incentive Program | Willingboro | 8036 | 13 | 5.7 | Residential | No | Behind the Meter | Net-metered residential rooftop and canopy |  | None | Vision Solar LLC | PSE&G | Accepted | 2020-10-20 | 2020-10-22 | 2021-10-30 | HANWHA Q-CELLS | Q.PEAK DUO-G6+ 335 | Solar Panels |  | 0.335 | 7 | 220 | 24 |  | Fixed | Roof
NJSTRE1545772336 |  | Transition Incentive Program | Willingboro | 8036 | 13 | 5.7 | Residential | No | Behind the Meter | Net-metered residential rooftop and canopy |  | None | Vision Solar LLC | PSE&G | Accepted | 2020-10-20 | 2020-10-22 | 2021-10-30 | HANWHA Q-CELLS | Q.PEAK DUO-G6+ 335 | Solar Panels |  | 0.335 | 10 | 130 | 22 |  | Fixed | Roof
NJSTRE1545772338 |  | Transition Incentive Program | MONTCLAIR | 7042 | 9 | 10.44 | Residential | No | Behind the Meter | Net-metered residential rooftop and canopy |  | None | Infinity Solar Systems | PSE&G | Accepted | 2020-10-20 | 2020-10-22 | 2021-10-30 | ENPHASE | IQ7PLUS-72-X-US | Inverters | 290 |  | 29 |  |  | 0.97 |  | Outside | MICROINVERTERS
NJSTRE1545772338 |  | Transition Incentive Program | MONTCLAIR | 7042 | 9 | 10.44 | Residential | No | Behind the Meter | Net-metered residential rooftop and canopy |  | None | Infinity Solar Systems | PSE&G | Accepted | 2020-10-20 | 2020-10-22 | 2021-10-30 | LG | LG360N1C-N5 | Solar Panels |  | 0.36 | 15 | 114 | 40 |  | Fixed | Roof
NJSTRE1545772338 |  | Transition Incentive Program | MONTCLAIR | 7042 | 9 | 10.44 | Residential | No | Behind the Meter | Net-metered residential rooftop and canopy |  | None | Infinity Solar Systems | PSE&G | Accepted | 2020-10-20 | 2020-10-22 | 2021-10-30 | LG | LG360N1C-N5 | Solar Panels |  | 0.36 | 14 | 294 | 40 |  | Fixed | Roof
NJSTRE1545772356 |  | Transition Incentive Program | Wildwood Crest | 8260 | 21 | 11.38 | Residential | Yes | Behind the Meter | Net-metered residential rooftop and canopy |  | None | RCL Enterprises Inc. | AC Electric | Accepted | 2020-10-20 | 2020-10-22 | 2021-10-30 | enphase | iq7 | Inverters | 240 |  | 35 |  |  | 0.96 |  | Outdoor | under panels
NJSTRE1545772356 |  | Transition Incentive Program | Wildwood Crest | 8260 | 21 | 11.38 | Residential | Yes | Behind the Meter | Net-metered residential rooftop and canopy |  | None | RCL Enterprises Inc. | AC Electric | Accepted | 2020-10-20 | 2020-10-22 | 2021-10-30 | Trina solar | TSM-300DD06M | Solar Panels |  | 0.325 | 35 | 136 | 26 |  | Fixed | Roof
NJSTRE1545772360 |  | Transition Incentive Program | EGG HARBOR TOWNSHIP | 8234 | 19 | 5.44 | Residential | Yes | Behind the Meter | Net-metered residential rooftop and canopy |  | None | Trinity Solar | AC Electric | Accepted | 2020-10-20 | 2020-10-22 | 2021-10-30 | Solar Edge | SE5000H-US000BNC4 | Inverters | 5000 |  | 1 |  |  | 0.97 |  | Outdoor | side of home
NJSTRE1545772360 |  | Transition Incentive Program | EGG HARBOR TOWNSHIP | 8234 | 19 | 5.44 | Residential | Yes | Behind the Meter | Net-metered residential rooftop and canopy |  | None | Trinity Solar | AC Electric | Accepted | 2020-10-20 | 2020-10-22 | 2021-10-30 | HANWHA | Q.PEAK DUO BLK-G6 340 | Solar Panels |  | 0.34 | 16 | 261 | 22 |  | Fixed | Roof
NJSTRE1545772384 |  | Transition Incentive Program | Lindenwold | 8021 | 14 | 2.01 | Residential | Yes | Behind the Meter | Net-metered residential rooftop and canopy |  | None | Vision Solar LLC | AC Electric | Accepted | 2020-10-20 | 2020-10-22 | 2021-10-30 | ENPHASE | IQ7-60-2-US | Inverters | 0.24 |  | 6 |  |  | 0.96 |  | Other | BEHIND EACH PANEL
NJSTRE1545772384 |  | Transition Incentive Program | Lindenwold | 8021 | 14 | 2.01 | Residential | Yes | Behind the Meter | Net-metered residential rooftop and canopy |  | None | Vision Solar LLC | AC Electric | Accepted | 2020-10-20 | 2020-10-22 | 2021-10-30 | HANWHA Q-CELLS | Q.PEAK DUO-G6+ 335 | Solar Panels |  | 0.335 | 6 | 125 | 24 |  | Fixed | Roof
NJSTRE1545772385 |  | Transition Incentive Program | Evesham Township | 8053 | 13 | 9.24 | Residential | No | Behind the Meter | Net-metered residential rooftop and canopy |  | None | Sun Up Zero Down | PSE&G | Accepted | 2020-10-20 | 2020-10-23 | 2021-10-30 | Enphase | X-IQ-AM1-240-3 | Meters |  |  | 1 |  |  |  | Yes | Outdoor
NJSTRE1545772385 |  | Transition Incentive Program | Evesham Township | 8053 | 13 | 9.24 | Residential | No | Behind the Meter | Net-metered residential rooftop and canopy |  | None | Sun Up Zero Down | PSE&G | Accepted | 2020-10-20 | 2020-10-23 | 2021-10-30 | Enphase | IQ7-60-2-US | Inverters | 240 |  | 28 |  |  | 0.976 |  | Outside | behind panels
NJSTRE1545772385 |  | Transition Incentive Program | Evesham Township | 8053 | 13 | 9.24 | Residential | No | Behind the Meter | Net-metered residential rooftop and canopy |  | None | Sun Up Zero Down | PSE&G | Accepted | 2020-10-20 | 2020-10-23 | 2021-10-30 | REC | REC330NP | Solar Panels |  | 0.33 | 28 | 118 | 23 |  | Fixed | Roof
NJSTRE1545772401 |  | Transition Incentive Program | Salem | 8079 | 16 | 14.4 | Residential | Yes | Behind the Meter | Net-metered residential ground mount |  | None | RCL Enterprises Inc. | AC Electric | Accepted | 2020-10-20 | 2020-10-22 | 2021-10-30 | enphase | iq7 | Inverters | 240 |  | 48 |  |  | 0.96 |  | Outdoor | under panels
NJSTRE1545772401 |  | Transition Incentive Program | Salem | 8079 | 16 | 14.4 | Residential | Yes | Behind the Meter | Net-metered residential ground mount |  | None | RCL Enterprises Inc. | AC Electric | Accepted | 2020-10-20 | 2020-10-22 | 2021-10-30 | Jinko | JKM-300M | Solar Panels |  | 0.3 | 48 | 180 | 25 |  | Fixed | Ground
NJSTRE1545772405 |  | Transition Incentive Program | Egg Harbor Township | 8234 | 19 | 9.52 | Residential | Yes | Behind the Meter | Net-metered residential rooftop and canopy |  | None | Trinity Solar | AC Electric | Accepted | 2020-10-20 | 2020-10-22 | 2021-10-30 | solar edge | SE7600 | Inverters | 7600 |  | 1 |  |  | 0.97 |  | Outside | side of home
NJSTRE1545772405 |  | Transition Incentive Program | Egg Harbor Township | 8234 | 19 | 9.52 | Residential | Yes | Behind the Meter | Net-metered residential rooftop and canopy |  | None | Trinity Solar | AC Electric | Accepted | 2020-10-20 | 2020-10-22 | 2021-10-30 | Hanwha | Q.PEAK DUO BLK-G6 340 | Solar Panels |  | 0.34 | 28 | 232 | 27 |  | Fixed | Roof
NJSTRE1545772422 |  | Transition Incentive Program | West Deptford | 8086 | 15 | 13.33 | Residential | Yes | Behind the Meter | Net-metered residential rooftop and canopy |  | None | EMT Renewables | PSE&G | Accepted | 2020-10-20 | 2020-10-22 | 2021-10-30 | Enphase | IQ7-60-2-US | Inverters | 240 |  | 41 |  |  | 0.97 |  | Outside | under panels
NJSTRE1545772422 |  | Transition Incentive Program | West Deptford | 8086 | 15 | 13.33 | Residential | Yes | Behind the Meter | Net-metered residential rooftop and canopy |  | None | EMT Renewables | PSE&G | Accepted | 2020-10-20 | 2020-10-22 | 2021-10-30 | Trina | TSM-325-DD06M.05(II) | Solar Panels |  | 0.325 | 13 | 151 | 33 |  | Fixed | Roof
NJSTRE1545772422 |  | Transition Incentive Program | West Deptford | 8086 | 15 | 13.33 | Residential | Yes | Behind the Meter | Net-metered residential rooftop and canopy |  | None | EMT Renewables | PSE&G | Accepted | 2020-10-20 | 2020-10-22 | 2021-10-30 | Trina | TSM-325-DD06M.05(II) | Solar Panels |  | 0.325 | 18 | 331 | 33 |  | Fixed | Roof
NJSTRE1545772422 |  | Transition Incentive Program | West Deptford | 8086 | 15 | 13.33 | Residential | Yes | Behind the Meter | Net-metered residential rooftop and canopy |  | None | EMT Renewables | PSE&G | Accepted | 2020-10-20 | 2020-10-22 | 2021-10-30 | Trina | TSM-325-DD06M.05(II) | Solar Panels |  | 0.325 | 10 | 331 | 9 |  | Fixed | Roof
NJSTRE1545772428 |  | Transition Incentive Program | Vineland | 8360 | 20 | 5.1 | Residential | Yes | Behind the Meter | Net-metered residential rooftop and canopy |  | None | Trinity Solar | Vineland Muni Electric | Accepted | 2020-10-20 | 2020-10-22 | 2021-10-30 | solar edge | SE3800 | Inverters | 3800 |  | 1 |  |  | 0.97 |  | Outside | side of home
NJSTRE1545772428 |  | Transition Incentive Program | Vineland | 8360 | 20 | 5.1 | Residential | Yes | Behind the Meter | Net-metered residential rooftop and canopy |  | None | Trinity Solar | Vineland Muni Electric | Accepted | 2020-10-20 | 2020-10-22 | 2021-10-30 | Hanwha | Q.PEAK DUO BLK-G6 340 | Solar Panels |  | 0.34 | 6 | 94 | 23 |  | Fixed | Roof
NJSTRE1545772428 |  | Transition Incentive Program | Vineland | 8360 | 20 | 5.1 | Residential | Yes | Behind the Meter | Net-metered residential rooftop and canopy |  | None | Trinity Solar | Vineland Muni Electric | Accepted | 2020-10-20 | 2020-10-22 | 2021-10-30 | Hanwha | Q.PEAK DUO BLK-G6 340 | Solar Panels |  | 0.34 | 9 | 274 | 23 |  | Fixed | Roof
NJSTRE1545772436 |  | Transition Incentive Program | WILLIAMSTOWN | 8094 | 15 | 14.63 | Residential | No | Behind the Meter | Net-metered residential rooftop and canopy |  | None | Infinity Solar Systems | AC Electric | Accepted | 2020-10-20 | 2020-10-22 | 2021-10-30 | ENPHASE | IQ7PLUS-72-X-US | Inverters | 290 |  | 45 |  |  | 0.97 |  | Outside | MICROINVERTERS
NJSTRE1545772436 |  | Transition Incentive Program | WILLIAMSTOWN | 8094 | 15 | 14.63 | Residential | No | Behind the Meter | Net-metered residential rooftop and canopy |  | None | Infinity Solar Systems | AC Electric | Accepted | 2020-10-20 | 2020-10-22 | 2021-10-30 | CANADIAN SOLAR | CS1H-325-MS | Solar Panels |  | 0.325 | 27 | 278 | 25 |  | Fixed | Roof
NJSTRE1545772436 |  | Transition Incentive Program | WILLIAMSTOWN | 8094 | 15 | 14.63 | Residential | No | Behind the Meter | Net-metered residential rooftop and canopy |  | None | Infinity Solar Systems | AC Electric | Accepted | 2020-10-20 | 2020-10-22 | 2021-10-30 | CANADIAN SOLAR | CS1H-325-MS | Solar Panels |  | 0.325 | 15 | 188 | 45 |  | Fixed | Roof
NJSTRE1545772436 |  | Transition Incentive Program | WILLIAMSTOWN | 8094 | 15 | 14.63 | Residential | No | Behind the Meter | Net-metered residential rooftop and canopy |  | None | Infinity Solar Systems | AC Electric | Accepted | 2020-10-20 | 2020-10-22 | 2021-10-30 | CANADIAN SOLAR | CS1H-325-MS | Solar Panels |  | 0.325 | 3 | 188 | 45 |  | Fixed | Roof
NJSTRE1545772661 |  | Transition Incentive Program | Vineland | 8360 | 20 | 12.35 | Residential | Yes | Behind the Meter | Net-metered residential rooftop and canopy |  | None | RCL Enterprises Inc. | Vineland Muni Electric | Accepted | 2020-10-20 | 2020-10-22 | 2021-10-30 | enphase | iq7 | Inverters | 240 |  | 38 |  |  | 0.96 |  | Outdoor | under panels
NJSTRE1545772661 |  | Transition Incentive Program | Vineland | 8360 | 20 | 12.35 | Residential | Yes | Behind the Meter | Net-metered residential rooftop and canopy |  | None | RCL Enterprises Inc. | Vineland Muni Electric | Accepted | 2020-10-20 | 2020-10-22 | 2021-10-30 | Trina Solar | TSM-325DD06M | Solar Panels |  | 0.325 | 20 | 172 | 18 |  | Fixed | Roof
NJSTRE1545772661 |  | Transition Incentive Program | Vineland | 8360 | 20 | 12.35 | Residential | Yes | Behind the Meter | Net-metered residential rooftop and canopy |  | None | RCL Enterprises Inc. | Vineland Muni Electric | Accepted | 2020-10-20 | 2020-10-22 | 2021-10-30 | Trina Solar | TSM-325DD06M | Solar Panels |  | 0.325 | 18 | 172 | 18 |  | Fixed | Roof
NJSTRE1545772667 |  | Transition Incentive Program | RIDGEWOOD VILLAGE | 7450 | 7 | 12.4 | Residential | No | Behind the Meter | Net-metered residential rooftop and canopy |  | None | Vision Solar LLC | PSE&G | Accepted | 2020-10-20 | 2020-10-22 | 2021-10-30 | ENPHASE | IQ7-60-2-US | Inverters | 0.24 |  | 37 |  |  | 0.96 |  | Other | BEHIND EACH PANEL
NJSTRE1545772667 |  | Transition Incentive Program | RIDGEWOOD VILLAGE | 7450 | 7 | 12.4 | Residential | No | Behind the Meter | Net-metered residential rooftop and canopy |  | None | Vision Solar LLC | PSE&G | Accepted | 2020-10-20 | 2020-10-22 | 2021-10-30 | HANWHA Q-CELLS | Q.PEAK DUO-G6+ 335 | Solar Panels |  | 0.335 | 12 | 14 | 20 |  | Fixed | Roof
NJSTRE1545772667 |  | Transition Incentive Program | RIDGEWOOD VILLAGE | 7450 | 7 | 12.4 | Residential | No | Behind the Meter | Net-metered residential rooftop and canopy |  | None | Vision Solar LLC | PSE&G | Accepted | 2020-10-20 | 2020-10-22 | 2021-10-30 | HANWHA Q-CELLS | Q.PEAK DUO-G6+ 335 | Solar Panels |  | 0.335 | 2 | 193 | 20 |  | Fixed | Roof
NJSTRE1545772667 |  | Transition Incentive Program | RIDGEWOOD VILLAGE | 7450 | 7 | 12.4 | Residential | No | Behind the Meter | Net-metered residential rooftop and canopy |  | None | Vision Solar LLC | PSE&G | Accepted | 2020-10-20 | 2020-10-22 | 2021-10-30 | HANWHA Q-CELLS | Q.PEAK DUO-G6+ 335 | Solar Panels |  | 0.335 | 2 | 14 | 20 |  | Fixed | Roof
NJSTRE1545772667 |  | Transition Incentive Program | RIDGEWOOD VILLAGE | 7450 | 7 | 12.4 | Residential | No | Behind the Meter | Net-metered residential rooftop and canopy |  | None | Vision Solar LLC | PSE&G | Accepted | 2020-10-20 | 2020-10-22 | 2021-10-30 | HANWHA Q-CELLS | Q.PEAK DUO-G6+ 335 | Solar Panels |  | 0.335 | 11 | 194 | 20 |  | Fixed | Roof
NJSTRE1545772667 |  | Transition Incentive Program | RIDGEWOOD VILLAGE | 7450 | 7 | 12.4 | Residential | No | Behind the Meter | Net-metered residential rooftop and canopy |  | None | Vision Solar LLC | PSE&G | Accepted | 2020-10-20 | 2020-10-22 | 2021-10-30 | HANWHA Q-CELLS | Q.PEAK DUO-G6+ 335 | Solar Panels |  | 0.335 | 4 | 13 | 20 |  | Fixed | Roof
NJSTRE1545772667 |  | Transition Incentive Program | RIDGEWOOD VILLAGE | 7450 | 7 | 12.4 | Residential | No | Behind the Meter | Net-metered residential rooftop and canopy |  | None | Vision Solar LLC | PSE&G | Accepted | 2020-10-20 | 2020-10-22 | 2021-10-30 | HANWHA Q-CELLS | Q.PEAK DUO-G6+ 335 | Solar Panels |  | 0.335 | 2 | 194 | 20 |  | Fixed | Roof
NJSTRE1545772667 |  | Transition Incentive Program | RIDGEWOOD VILLAGE | 7450 | 7 | 12.4 | Residential | No | Behind the Meter | Net-metered residential rooftop and canopy |  | None | Vision Solar LLC | PSE&G | Accepted | 2020-10-20 | 2020-10-22 | 2021-10-30 | HANWHA Q-CELLS | Q.PEAK DUO-G6+ 335 | Solar Panels |  | 0.335 | 4 | 13 | 20 |  | Fixed | Roof
NJSTRE1545772675 |  | Transition Incentive Program | Harrison Town | 7029 | 8 | 6.51 | Residential | Yes | Behind the Meter | Net-metered residential rooftop and canopy |  | None | Bright Planet Solar | PSE&G | Accepted | 2020-10-20 | 2020-10-22 | 2021-10-30 | SOLAR EDGE | SE5000H-USRGM | Inverters | 5000 |  | 1 |  |  | 0.98 |  | Outdoor | OUTSIDE
NJSTRE1545772675 |  | Transition Incentive Program | Harrison Town | 7029 | 8 | 6.51 | Residential | Yes | Behind the Meter | Net-metered residential rooftop and canopy |  | None | Bright Planet Solar | PSE&G | Accepted | 2020-10-20 | 2020-10-22 | 2021-10-30 | HANWHA Q-CELLS | Q.PEAK DUO BLK-G5 | Solar Panels |  | 0.31 | 21 | 168 | 9 |  | Fixed | Roof
NJSTRE1545772702 |  | Transition Incentive Program | Montclair Twp | 7043 | 9 | 8.28 | Residential | No | Behind the Meter | Net-metered residential rooftop and canopy |  | None | Green Power energy | PSE&G | Accepted | 2020-10-20 | 2020-10-22 | 2021-10-30 | Enphase Energy | IQ7PLUS-72-2-US (240V) | Inverters | 290 |  | 23 |  |  | 0.975 |  | Outside | next to meter
NJSTRE1545772702 |  | Transition Incentive Program | Montclair Twp | 7043 | 9 | 8.28 | Residential | No | Behind the Meter | Net-metered residential rooftop and canopy |  | None | Green Power energy | PSE&G | Accepted | 2020-10-20 | 2020-10-22 | 2021-10-30 | LG Electronics | LG360N1C-N5 | Solar Panels |  | 0.36 | 1 | 118 | 23 |  | Fixed | Roof
NJSTRE1545772702 |  | Transition Incentive Program | Montclair Twp | 7043 | 9 | 8.28 | Residential | No | Behind the Meter | Net-metered residential rooftop and canopy |  | None | Green Power energy | PSE&G | Accepted | 2020-10-20 | 2020-10-22 | 2021-10-30 | LG Electronics | LG360N1C-N5 | Solar Panels |  | 0.36 | 1 | 298 | 23 |  | Fixed | Roof
NJSTRE1545772702 |  | Transition Incentive Program | Montclair Twp | 7043 | 9 | 8.28 | Residential | No | Behind the Meter | Net-metered residential rooftop and canopy |  | None | Green Power energy | PSE&G | Accepted | 2020-10-20 | 2020-10-22 | 2021-10-30 | LG Electronics | LG360N1C-N5 | Solar Panels |  | 0.36 | 21 | 208 | 30 |  | Fixed | Roof
NJSTRE1545772712 |  | Transition Incentive Program | Clementon | 8021 | 14 | 3.5 | Residential | Yes | Behind the Meter | Net-metered residential rooftop and canopy |  | None | Pro Custom Solar dba Momentum Solar | AC Electric | Accepted | 2020-10-20 | 2020-10-22 | 2021-10-30 | Enphase | IQ7PLUS-72-2-US | Inverters | 290 |  | 10 |  |  | 0.97 |  | Outdoor | Roof
NJSTRE1545772712 |  | Transition Incentive Program | Clementon | 8021 | 14 | 3.5 | Residential | Yes | Behind the Meter | Net-metered residential rooftop and canopy |  | None | Pro Custom Solar dba Momentum Solar | AC Electric | Accepted | 2020-10-20 | 2020-10-22 | 2021-10-30 | LG | LG 350N1C-V5 | Solar Panels |  | 0.35 | 5 | 259 | 12 |  | Fixed | Roof
NJSTRE1545772712 |  | Transition Incentive Program | Clementon | 8021 | 14 | 3.5 | Residential | Yes | Behind the Meter | Net-metered residential rooftop and canopy |  | None | Pro Custom Solar dba Momentum Solar | AC Electric | Accepted | 2020-10-20 | 2020-10-22 | 2021-10-30 | LG | LG 350N1C-V5 | Solar Panels |  | 0.35 | 5 | 79 | 12 |  | Fixed | Roof
NJSTRE1545772716 |  | Transition Incentive Program | Edison Twp | 8817 | 11 | 6.2 | Residential | Yes | Behind the Meter | Net-metered residential rooftop and canopy |  | None | Bright Planet Solar | PSE&G | Accepted | 2020-10-20 | 2020-10-22 | 2021-10-30 | SOLAR EDGE | SE5000H-USRGM | Inverters | 5000 |  | 1 |  |  | 0.98 |  | Outdoor | OUTSIDE
NJSTRE1545772716 |  | Transition Incentive Program | Edison Twp | 8817 | 11 | 6.2 | Residential | Yes | Behind the Meter | Net-metered residential rooftop and canopy |  | None | Bright Planet Solar | PSE&G | Accepted | 2020-10-20 | 2020-10-22 | 2021-10-30 | HANWHA Q-CELLS | Q.PEAK DUO BLK-G5 310W | Solar Panels |  | 0.31 | 12 | 265 | 18 |  | Fixed | Roof
NJSTRE1545772716 |  | Transition Incentive Program | Edison Twp | 8817 | 11 | 6.2 | Residential | Yes | Behind the Meter | Net-metered residential rooftop and canopy |  | None | Bright Planet Solar | PSE&G | Accepted | 2020-10-20 | 2020-10-22 | 2021-10-30 | HANWHA Q-CELLS | Q.PEAK DUO BLK-G5 310W | Solar Panels |  | 0.31 | 8 | 265 | 18 |  | Fixed | Roof
NJSTRE1545772749 |  | Transition Incentive Program | Toms River | 8753 | 18 | 14.39 | Residential | Yes | Behind the Meter | Net-metered residential rooftop and canopy |  | None | Seabright Solar | JCP&L | Accepted | 2020-10-28 | 2020-10-28 | 2021-10-30 | Sunpower | PVS 6 | Meters |  |  | 1 |  |  |  | Yes | Outdoor
NJSTRE1545772749 |  | Transition Incentive Program | Toms River | 8753 | 18 | 14.39 | Residential | Yes | Behind the Meter | Net-metered residential rooftop and canopy |  | None | Seabright Solar | JCP&L | Accepted | 2020-10-28 | 2020-10-28 | 2021-10-30 | Enphase | IQ7XS-96-ACM-US | Inverters | 0.315 |  | 44 |  |  | 0.99 |  | Outside | Roof
NJSTRE1545772749 |  | Transition Incentive Program | Toms River | 8753 | 18 | 14.39 | Residential | Yes | Behind the Meter | Net-metered residential rooftop and canopy |  | None | Seabright Solar | JCP&L | Accepted | 2020-10-28 | 2020-10-28 | 2021-10-30 | Sunpower | SPR-E20-327 | Solar Panels |  | 0.327 | 18 | 264 | 20 |  | Fixed | Roof
NJSTRE1545772749 |  | Transition Incentive Program | Toms River | 8753 | 18 | 14.39 | Residential | Yes | Behind the Meter | Net-metered residential rooftop and canopy |  | None | Seabright Solar | JCP&L | Accepted | 2020-10-28 | 2020-10-28 | 2021-10-30 | Sunpower | SPR-E20-327 | Solar Panels |  | 0.327 | 8 | 264 | 23 |  | Fixed | Roof
NJSTRE1545772749 |  | Transition Incentive Program | Toms River | 8753 | 18 | 14.39 | Residential | Yes | Behind the Meter | Net-metered residential rooftop and canopy |  | None | Seabright Solar | JCP&L | Accepted | 2020-10-28 | 2020-10-28 | 2021-10-30 | Sunpower | SPR-E20-327 | Solar Panels |  | 0.327 | 10 | 84 | 23 |  | Fixed | Roof
NJSTRE1545772749 |  | Transition Incentive Program | Toms River | 8753 | 18 | 14.39 | Residential | Yes | Behind the Meter | Net-metered residential rooftop and canopy |  | None | Seabright Solar | JCP&L | Accepted | 2020-10-28 | 2020-10-28 | 2021-10-30 | Sunpower | SPR-E20-327 | Solar Panels |  | 0.327 | 8 | 175 | 20 |  | Fixed | Roof
NJSTRE1545772754 |  | Transition Incentive Program | Atco | 8004 | 14 | 7.75 | Residential | Yes | Behind the Meter | Net-metered residential rooftop and canopy |  | None | Bright Planet Solar | AC Electric | Accepted | 2020-10-20 | 2020-10-27 | 2021-10-30 | SOLAR EDGE | SE7600H-USRGM | Inverters | 7600 |  | 1 |  |  | 0.98 |  | Outdoor | OUTSIDE
NJSTRE1545772754 |  | Transition Incentive Program | Atco | 8004 | 14 | 7.75 | Residential | Yes | Behind the Meter | Net-metered residential rooftop and canopy |  | None | Bright Planet Solar | AC Electric | Accepted | 2020-10-20 | 2020-10-27 | 2021-10-30 | HANWHA Q-CELLS | Q.PEAK DUO BLK-G5 310W | Solar Panels |  | 0.31 | 16 | 241 | 18 |  | Fixed | Roof
NJSTRE1545772754 |  | Transition Incentive Program | Atco | 8004 | 14 | 7.75 | Residential | Yes | Behind the Meter | Net-metered residential rooftop and canopy |  | None | Bright Planet Solar | AC Electric | Accepted | 2020-10-20 | 2020-10-27 | 2021-10-30 | HANWHA Q-CELLS | Q.PEAK DUO BLK-G5 310W | Solar Panels |  | 0.31 | 9 | 151 | 18 |  | Fixed | Roof
NJSTRE1545772758 |  | Transition Incentive Program | HOWELL | 7731 | 17 | 5.6 | Residential | Yes | Behind the Meter | Net-metered residential rooftop and canopy |  | None | Pro Custom Solar dba Momentum Solar | JCP&L | Accepted | 2020-10-20 | 2020-10-22 | 2021-10-30 | Enphase | IQ7PLUS-72-2-US | Inverters | 290 |  | 16 |  |  | 0.97 |  | Outdoor | Roof
NJSTRE1545772758 |  | Transition Incentive Program | HOWELL | 7731 | 17 | 5.6 | Residential | Yes | Behind the Meter | Net-metered residential rooftop and canopy |  | None | Pro Custom Solar dba Momentum Solar | JCP&L | Accepted | 2020-10-20 | 2020-10-22 | 2021-10-30 | LG | LG 350N1C-V5 | Solar Panels |  | 0.35 | 12 | 177 | 17 |  | Fixed | Roof
NJSTRE1545772758 |  | Transition Incentive Program | HOWELL | 7731 | 17 | 5.6 | Residential | Yes | Behind the Meter | Net-metered residential rooftop and canopy |  | None | Pro Custom Solar dba Momentum Solar | JCP&L | Accepted | 2020-10-20 | 2020-10-22 | 2021-10-30 | LG | LG 350N1C-V5 | Solar Panels |  | 0.35 | 4 | 177 | 16 |  | Fixed | Roof
NJSTRE1545772768 |  | Transition Incentive Program | PATERSON | 7514 | 6 | 7.35 | Residential | Yes | Behind the Meter | Net-metered residential rooftop and canopy |  | None | Pro Custom Solar dba Momentum Solar | PSE&G | Accepted | 2020-10-20 | 2020-10-22 | 2021-10-30 | Enphase | IQ7PLUS-72-2-US | Inverters | 290 |  | 21 |  |  | 0.97 |  | Outdoor | Roof
NJSTRE1545772768 |  | Transition Incentive Program | PATERSON | 7514 | 6 | 7.35 | Residential | Yes | Behind the Meter | Net-metered residential rooftop and canopy |  | None | Pro Custom Solar dba Momentum Solar | PSE&G | Accepted | 2020-10-20 | 2020-10-22 | 2021-10-30 | LG | LG 350N1C-V5 | Solar Panels |  | 0.35 | 10 | 14 | 16 |  | Fixed | Roof
NJSTRE1545772768 |  | Transition Incentive Program | PATERSON | 7514 | 6 | 7.35 | Residential | Yes | Behind the Meter | Net-metered residential rooftop and canopy |  | None | Pro Custom Solar dba Momentum Solar | PSE&G | Accepted | 2020-10-20 | 2020-10-22 | 2021-10-30 | LG | LG 350N1C-V5 | Solar Panels |  | 0.35 | 11 | 193 | 14 |  | Fixed | Roof
NJSTRE1545772788 |  | Transition Incentive Program | Southampton | 8088 | 13 | 21.18 | Residential | No | Behind the Meter | Net-metered residential rooftop and canopy |  | None | RCL Enterprises Inc. | PSE&G | Accepted | 2020-10-20 | 2020-10-22 | 2021-10-30 | enphase | iq7plus | Inverters | 290 |  | 55 |  |  | 0.96 |  | Outdoor | under panels
NJSTRE1545772788 |  | Transition Incentive Program | Southampton | 8088 | 13 | 21.18 | Residential | No | Behind the Meter | Net-metered residential rooftop and canopy |  | None | RCL Enterprises Inc. | PSE&G | Accepted | 2020-10-20 | 2020-10-22 | 2021-10-30 | Mission Solar | MSE385SR9S | Solar Panels |  | 0.385 | 55 | 202 | 18 |  | Fixed | Roof
NJSTRE1545772797 |  | Transition Incentive Program | Hamilton Township | 8330 | 19 | 17.09 | Residential | No | Behind the Meter | Net-metered residential rooftop and canopy |  | None | Ad Energy | AC Electric | Accepted | 2020-10-20 | 2020-10-22 | 2021-10-30 | Enphase Energy | IQ7XS-96-ACM-US | Inverters | 315 |  | 51 |  |  | 0.975 |  | Outdoor | at each panel
NJSTRE1545772797 |  | Transition Incentive Program | Hamilton Township | 8330 | 19 | 17.09 | Residential | No | Behind the Meter | Net-metered residential rooftop and canopy |  | None | Ad Energy | AC Electric | Accepted | 2020-10-20 | 2020-10-22 | 2021-10-30 | Sunpower | SPR-X21-335-BLK-E-AC | Solar Panels |  | 0.335 | 12 | 217 | 18 |  | Fixed | Roof
NJSTRE1545772797 |  | Transition Incentive Program | Hamilton Township | 8330 | 19 | 17.09 | Residential | No | Behind the Meter | Net-metered residential rooftop and canopy |  | None | Ad Energy | AC Electric | Accepted | 2020-10-20 | 2020-10-22 | 2021-10-30 | Sunpower | SPR-X21-335-BLK-E-AC | Solar Panels |  | 0.335 | 39 | 217 | 18 |  | Fixed | Roof
NJSTRE1545772799 |  | Transition Incentive Program | Edison | 8837 | 11 | 11.55 | Residential | Yes | Behind the Meter | Net-metered residential rooftop and canopy |  | None | Pro Custom Solar dba Momentum Solar | PSE&G | Accepted | 2020-10-20 | 2020-10-22 | 2021-10-30 | Enphase | IQ7PLUS-72-2-US | Inverters | 290 |  | 33 |  |  | 0.97 |  | Outdoor | Roof
NJSTRE1545772799 |  | Transition Incentive Program | Edison | 8837 | 11 | 11.55 | Residential | Yes | Behind the Meter | Net-metered residential rooftop and canopy |  | None | Pro Custom Solar dba Momentum Solar | PSE&G | Accepted | 2020-10-20 | 2020-10-22 | 2021-10-30 | LG | LG 350N1C-V5 | Solar Panels |  | 0.35 | 11 | 263 | 34 |  | Fixed | Roof
NJSTRE1545772799 |  | Transition Incentive Program | Edison | 8837 | 11 | 11.55 | Residential | Yes | Behind the Meter | Net-metered residential rooftop and canopy |  | None | Pro Custom Solar dba Momentum Solar | PSE&G | Accepted | 2020-10-20 | 2020-10-22 | 2021-10-30 | LG | LG 350N1C-V5 | Solar Panels |  | 0.35 | 6 | 83 | 33 |  | Fixed | Roof
NJSTRE1545772799 |  | Transition Incentive Program | Edison | 8837 | 11 | 11.55 | Residential | Yes | Behind the Meter | Net-metered residential rooftop and canopy |  | None | Pro Custom Solar dba Momentum Solar | PSE&G | Accepted | 2020-10-20 | 2020-10-22 | 2021-10-30 | LG | LG 350N1C-V5 | Solar Panels |  | 0.35 | 10 | 83 | 34 |  | Fixed | Roof
NJSTRE1545772799 |  | Transition Incentive Program | Edison | 8837 | 11 | 11.55 | Residential | Yes | Behind the Meter | Net-metered residential rooftop and canopy |  | None | Pro Custom Solar dba Momentum Solar | PSE&G | Accepted | 2020-10-20 | 2020-10-22 | 2021-10-30 | LG | LG 350N1C-V5 | Solar Panels |  | 0.35 | 6 | 263 | 33 |  | Fixed | Roof
NJSTRE1545772814 |  | Transition Incentive Program | Tenafly Boro | 7670 | 7 | 23.46 | Residential | Yes | Behind the Meter | Net-metered residential rooftop and canopy |  | None | Tesla Energy Operations Inc. | PSE&G | Accepted | 2020-10-20 | 2020-10-23 | 2021-10-30 | Tesla | AC Powerwall 2.0 | Electric Storage Battery |  |  | 2 |  |  |  | Lithium Ion |  | Inside
NJSTRE1545772814 |  | Transition Incentive Program | Tenafly Boro | 7670 | 7 | 23.46 | Residential | Yes | Behind the Meter | Net-metered residential rooftop and canopy |  | None | Tesla Energy Operations Inc. | PSE&G | Accepted | 2020-10-20 | 2020-10-23 | 2021-10-30 | SolarEdge Technologies | SE10000H-US [240V] | Inverters | 10000 |  | 2 |  |  | 0.99 |  | Outside | Outside
NJSTRE1545772814 |  | Transition Incentive Program | Tenafly Boro | 7670 | 7 | 23.46 | Residential | Yes | Behind the Meter | Net-metered residential rooftop and canopy |  | None | Tesla Energy Operations Inc. | PSE&G | Accepted | 2020-10-20 | 2020-10-23 | 2021-10-30 | Hanwha Q-CELLS | Q.Peak DUO BLK-G6+ 340 | Solar Panels |  | 0.34 | 9 | 81 | 23 |  | Fixed | Roof
NJSTRE1545772814 |  | Transition Incentive Program | Tenafly Boro | 7670 | 7 | 23.46 | Residential | Yes | Behind the Meter | Net-metered residential rooftop and canopy |  | None | Tesla Energy Operations Inc. | PSE&G | Accepted | 2020-10-20 | 2020-10-23 | 2021-10-30 | Hanwha Q-CELLS | Q.Peak DUO BLK-G6+ 340 | Solar Panels |  | 0.34 | 6 | 261 | 23 |  | Fixed | Roof
NJSTRE1545772814 |  | Transition Incentive Program | Tenafly Boro | 7670 | 7 | 23.46 | Residential | Yes | Behind the Meter | Net-metered residential rooftop and canopy |  | None | Tesla Energy Operations Inc. | PSE&G | Accepted | 2020-10-20 | 2020-10-23 | 2021-10-30 | Hanwha Q-CELLS | Q.Peak DUO BLK-G6+ 340 | Solar Panels |  | 0.34 | 6 | 81 | 23 |  | Fixed | Roof
NJSTRE1545772814 |  | Transition Incentive Program | Tenafly Boro | 7670 | 7 | 23.46 | Residential | Yes | Behind the Meter | Net-metered residential rooftop and canopy |  | None | Tesla Energy Operations Inc. | PSE&G | Accepted | 2020-10-20 | 2020-10-23 | 2021-10-30 | Hanwha Q-CELLS | Q.Peak DUO BLK-G6+ 340 | Solar Panels |  | 0.34 | 21 | 81 | 23 |  | Fixed | Roof
NJSTRE1545772814 |  | Transition Incentive Program | Tenafly Boro | 7670 | 7 | 23.46 | Residential | Yes | Behind the Meter | Net-metered residential rooftop and canopy |  | None | Tesla Energy Operations Inc. | PSE&G | Accepted | 2020-10-20 | 2020-10-23 | 2021-10-30 | Hanwha Q-CELLS | Q.Peak DUO BLK-G6+ 340 | Solar Panels |  | 0.34 | 27 | 261 | 22 |  | Fixed | Roof
NJSTRE1545772815 |  | Transition Incentive Program | Sicklerville | 8081 | 14 | 6.2 | Residential | Yes | Behind the Meter | Net-metered residential rooftop and canopy |  | None | Bright Planet Solar | AC Electric | Accepted | 2020-10-20 | 2020-10-23 | 2021-10-30 | SOLAR EDGE | SE5000H-USRGM | Inverters | 5000 |  | 1 |  |  | 0.98 |  | Outdoor | OUTSIDE
NJSTRE1545772815 |  | Transition Incentive Program | Sicklerville | 8081 | 14 | 6.2 | Residential | Yes | Behind the Meter | Net-metered residential rooftop and canopy |  | None | Bright Planet Solar | AC Electric | Accepted | 2020-10-20 | 2020-10-23 | 2021-10-30 | HANWHA Q-CELLS | Q.PEAK DUO BLK-G5 310W | Solar Panels |  | 0.31 | 6 | 43 | 30 |  | Fixed | Roof
NJSTRE1545772815 |  | Transition Incentive Program | Sicklerville | 8081 | 14 | 6.2 | Residential | Yes | Behind the Meter | Net-metered residential rooftop and canopy |  | None | Bright Planet Solar | AC Electric | Accepted | 2020-10-20 | 2020-10-23 | 2021-10-30 | HANWHA Q-CELLS | Q.PEAK DUO BLK-G5 310W | Solar Panels |  | 0.31 | 14 | 223 | 30 |  | Fixed | Roof
NJSTRE1545772818 |  | Transition Incentive Program | TRENTON | 8619 | 12 | 6.65 | Residential | No | Behind the Meter | Net-metered residential rooftop and canopy |  | None | Pro Custom Solar dba Momentum Solar | PSE&G | Accepted | 2020-10-20 | 2020-10-23 | 2021-10-30 | Enphase | IQ7PLUS-72-2-US | Inverters | 290 |  | 19 |  |  | 0.97 |  | Outdoor | Roof
NJSTRE1545772818 |  | Transition Incentive Program | TRENTON | 8619 | 12 | 6.65 | Residential | No | Behind the Meter | Net-metered residential rooftop and canopy |  | None | Pro Custom Solar dba Momentum Solar | PSE&G | Accepted | 2020-10-20 | 2020-10-23 | 2021-10-30 | LG | LG 350N1C-V5 | Solar Panels |  | 0.35 | 9 | 352 | 25 |  | Fixed | Roof
NJSTRE1545772818 |  | Transition Incentive Program | TRENTON | 8619 | 12 | 6.65 | Residential | No | Behind the Meter | Net-metered residential rooftop and canopy |  | None | Pro Custom Solar dba Momentum Solar | PSE&G | Accepted | 2020-10-20 | 2020-10-23 | 2021-10-30 | LG | LG 350N1C-V5 | Solar Panels |  | 0.35 | 10 | 172 | 25 |  | Fixed | Roof
NJSTRE1545772831 |  | Transition Incentive Program | Oakland | 7436 | 7 | 5.91 | Residential | Yes | Behind the Meter | Net-metered residential rooftop and canopy |  | None | Tesla Energy Operations Inc. | Orange Rockland Electric | Accepted | 2020-10-20 | 2020-10-23 | 2021-10-30 | Delta | M8-TL-US [240V] | Inverters | 7680 |  | 1 |  |  | 0.975 |  | Outdoor | Outdoor
NJSTRE1545772831 |  | Transition Incentive Program | Oakland | 7436 | 7 | 5.91 | Residential | Yes | Behind the Meter | Net-metered residential rooftop and canopy |  | None | Tesla Energy Operations Inc. | Orange Rockland Electric | Accepted | 2020-10-20 | 2020-10-23 | 2021-10-30 | Tesla | SR60T1 | Solar Panels |  | 0.05847 | 33 | 216 | 37 |  | Fixed | Roof
NJSTRE1545772831 |  | Transition Incentive Program | Oakland | 7436 | 7 | 5.91 | Residential | Yes | Behind the Meter | Net-metered residential rooftop and canopy |  | None | Tesla Energy Operations Inc. | Orange Rockland Electric | Accepted | 2020-10-20 | 2020-10-23 | 2021-10-30 | Tesla | SR60T1 | Solar Panels |  | 0.05847 | 20 | 217 | 13 |  | Fixed | Roof
NJSTRE1545772831 |  | Transition Incentive Program | Oakland | 7436 | 7 | 5.91 | Residential | Yes | Behind the Meter | Net-metered residential rooftop and canopy |  | None | Tesla Energy Operations Inc. | Orange Rockland Electric | Accepted | 2020-10-20 | 2020-10-23 | 2021-10-30 | Tesla | SR60T1 | Solar Panels |  | 0.05847 | 48 | 36 | 37 |  | Fixed | Roof
NJSTRE1545772835 |  | Transition Incentive Program | Berkeley Township | 8721 | 18 | 9.48 | Residential | Yes | Behind the Meter | Net-metered residential rooftop and canopy |  | None | Ad Energy | JCP&L | Accepted | 2020-10-20 | 2020-10-23 | 2021-10-30 | Enphase Energy | IQ7XS-96-ACM-US | Inverters | 315 |  | 29 |  |  | 0.975 |  | Outside | at each panel
NJSTRE1545772835 |  | Transition Incentive Program | Berkeley Township | 8721 | 18 | 9.48 | Residential | Yes | Behind the Meter | Net-metered residential rooftop and canopy |  | None | Ad Energy | JCP&L | Accepted | 2020-10-20 | 2020-10-23 | 2021-10-30 | Sunpwer | SPR-E20-327-E-AC | Solar Panels |  | 0.327 | 7 | 201 | 25 |  | Fixed | Roof
NJSTRE1545772835 |  | Transition Incentive Program | Berkeley Township | 8721 | 18 | 9.48 | Residential | Yes | Behind the Meter | Net-metered residential rooftop and canopy |  | None | Ad Energy | JCP&L | Accepted | 2020-10-20 | 2020-10-23 | 2021-10-30 | Sunpower | SPR-E20-327-E-AC | Solar Panels |  | 0.327 | 22 | 111 | 35 |  | Fixed | Roof
NJSTRE1545772845 |  | Transition Incentive Program | Paterson City | 7502 | 6 | 10.85 | Residential | Yes | Behind the Meter | Net-metered residential rooftop and canopy |  | None | Bright Planet Solar | PSE&G | Accepted | 2020-10-20 | 2020-10-23 | 2021-10-30 | SOLAR EDGE | SE10000H-USRGM | Inverters | 10000 |  | 1 |  |  | 0.98 |  | Outdoor | OUTSIDE
NJSTRE1545772845 |  | Transition Incentive Program | Paterson City | 7502 | 6 | 10.85 | Residential | Yes | Behind the Meter | Net-metered residential rooftop and canopy |  | None | Bright Planet Solar | PSE&G | Accepted | 2020-10-20 | 2020-10-23 | 2021-10-30 | HANWHA Q-CELLS | Q.PEAK DUO BLK-G5 310W | Solar Panels |  | 0.31 | 20 | 318 | 39 |  | Fixed | Roof
NJSTRE1545772845 |  | Transition Incentive Program | Paterson City | 7502 | 6 | 10.85 | Residential | Yes | Behind the Meter | Net-metered residential rooftop and canopy |  | None | Bright Planet Solar | PSE&G | Accepted | 2020-10-20 | 2020-10-23 | 2021-10-30 | HANWHA Q-CELLS | Q.PEAK DUO BLK-G5 310W | Solar Panels |  | 0.31 | 15 | 138 | 9 |  | Fixed | Roof
NJSTRE1545772854 |  | Transition Incentive Program | Egg Harbor Township | 8234 | 19 | 10.79 | Residential | Yes | Behind the Meter | Net-metered residential rooftop and canopy |  | None | Ad Energy | AC Electric | Accepted | 2020-10-20 | 2020-10-22 | 2021-10-30 | Enphase Energy | IQ7XS-96-ACM-US | Inverters | 315 |  | 33 |  |  | 0.975 |  | Outdoor | at each panel
NJSTRE1545772854 |  | Transition Incentive Program | Egg Harbor Township | 8234 | 19 | 10.79 | Residential | Yes | Behind the Meter | Net-metered residential rooftop and canopy |  | None | Ad Energy | AC Electric | Accepted | 2020-10-20 | 2020-10-22 | 2021-10-30 | Sunpower | SPR-E20-327-E-AC | Solar Panels |  | 0.327 | 3 | 93 | 30 |  | Fixed | Roof
NJSTRE1545772854 |  | Transition Incentive Program | Egg Harbor Township | 8234 | 19 | 10.79 | Residential | Yes | Behind the Meter | Net-metered residential rooftop and canopy |  | None | Ad Energy | AC Electric | Accepted | 2020-10-20 | 2020-10-22 | 2021-10-30 | Sunpower | SPR-E20-327-E-AC | Solar Panels |  | 0.327 | 3 | 273 | 30 |  | Fixed | Roof
NJSTRE1545772854 |  | Transition Incentive Program | Egg Harbor Township | 8234 | 19 | 10.79 | Residential | Yes | Behind the Meter | Net-metered residential rooftop and canopy |  | None | Ad Energy | AC Electric | Accepted | 2020-10-20 | 2020-10-22 | 2021-10-30 | Sunpower | SPR-E20-327-E-AC | Solar Panels |  | 0.327 | 27 | 183 | 26 |  | Fixed | Roof
NJSTRE1545772870 |  | Transition Incentive Program | Brigantine | 8203 | 19 | 4.03 | Residential | Yes | Behind the Meter | Net-metered residential rooftop and canopy |  | None | Bright Planet Solar | AC Electric | Accepted | 2020-10-20 | 2020-10-23 | 2021-10-30 | SOLAR EDGE | SE3800H-USRGM | Inverters | 3800 |  | 1 |  |  | 0.98 |  | Outdoor | OUTSIDE
NJSTRE1545772870 |  | Transition Incentive Program | Brigantine | 8203 | 19 | 4.03 | Residential | Yes | Behind the Meter | Net-metered residential rooftop and canopy |  | None | Bright Planet Solar | AC Electric | Accepted | 2020-10-20 | 2020-10-23 | 2021-10-30 | HANWHA Q-CELLS | Q.PEAK DUO BLK-G5 310W | Solar Panels |  | 0.31 | 13 | 185 | 30 |  | Fixed | Roof
NJSTRE1545772890 |  | Transition Incentive Program | Ocean | 7712 | 17 | 8.68 | Residential | No | Behind the Meter | Net-metered residential rooftop and canopy |  | None | Bright Planet Solar | JCP&L | Accepted | 2020-10-20 | 2020-10-22 | 2021-10-30 | SOLAR EDGE | SE6000H-USRGM | Inverters | 6000 |  | 1 |  |  | 0.98 |  | Outdoor | OUTSIDE
NJSTRE1545772890 |  | Transition Incentive Program | Ocean | 7712 | 17 | 8.68 | Residential | No | Behind the Meter | Net-metered residential rooftop and canopy |  | None | Bright Planet Solar | JCP&L | Accepted | 2020-10-20 | 2020-10-22 | 2021-10-30 | HANWHA Q-CELLS | Q.PEAK DUO BLK-G5 310W | Solar Panels |  | 0.31 | 20 | 244 | 36 |  | Fixed | Roof
NJSTRE1545772890 |  | Transition Incentive Program | Ocean | 7712 | 17 | 8.68 | Residential | No | Behind the Meter | Net-metered residential rooftop and canopy |  | None | Bright Planet Solar | JCP&L | Accepted | 2020-10-20 | 2020-10-22 | 2021-10-30 | HANWHA Q-CELLS | Q.PEAK DUO BLK-G5 310W | Solar Panels |  | 0.31 | 8 | 64 | 36 |  | Fixed | Roof
NJSTRE1545772897 |  | Transition Incentive Program | Robbinsville | 8691 | 12 | 6.12 | Residential | No | Behind the Meter | Net-metered residential rooftop and canopy |  | None | Tesla Energy Operations Inc. | JCP&L | Accepted | 2020-10-20 | 2020-10-22 | 2021-10-30 | SolarEdge Technologies | SE7600H-US [240V] | Inverters | 7600 |  | 1 |  |  | 0.99 |  | Indoor | Inside
NJSTRE1545772897 |  | Transition Incentive Program | Robbinsville | 8691 | 12 | 6.12 | Residential | No | Behind the Meter | Net-metered residential rooftop and canopy |  | None | Tesla Energy Operations Inc. | JCP&L | Accepted | 2020-10-20 | 2020-10-22 | 2021-10-30 | Hanwha Q-CELLS | Q.Peak DUO BLK-G6+ 340 | Solar Panels |  | 0.34 | 12 | 231 | 26 |  | Fixed | Roof
NJSTRE1545772897 |  | Transition Incentive Program | Robbinsville | 8691 | 12 | 6.12 | Residential | No | Behind the Meter | Net-metered residential rooftop and canopy |  | None | Tesla Energy Operations Inc. | JCP&L | Accepted | 2020-10-20 | 2020-10-22 | 2021-10-30 | Hanwha Q-CELLS | Q.Peak DUO BLK-G6+ 340 | Solar Panels |  | 0.34 | 6 | 141 | 34 |  | Fixed | Roof
NJSTRE1545772987 |  | Transition Incentive Program | Rutherford Boro | 7070 | 7 | 7.25 | Residential | No | Behind the Meter | Net-metered residential rooftop and canopy |  | None | Tesla Energy Operations Inc. | PSE&G | Accepted | 2020-10-20 | 2020-10-27 | 2021-10-30 | Delta Electronics | M8-TL-US [240V] | Inverters | 7680 |  | 1 |  |  | 0.975 |  | Outside | Outside
NJSTRE1545772987 |  | Transition Incentive Program | Rutherford Boro | 7070 | 7 | 7.25 | Residential | No | Behind the Meter | Net-metered residential rooftop and canopy |  | None | Tesla Energy Operations Inc. | PSE&G | Accepted | 2020-10-20 | 2020-10-27 | 2021-10-30 | Tesla | SR60T1 | Solar Panels |  | 0.05847 | 49 | 216 | 27 |  | Fixed | Roof
NJSTRE1545772987 |  | Transition Incentive Program | Rutherford Boro | 7070 | 7 | 7.25 | Residential | No | Behind the Meter | Net-metered residential rooftop and canopy |  | None | Tesla Energy Operations Inc. | PSE&G | Accepted | 2020-10-20 | 2020-10-27 | 2021-10-30 | Tesla | SR60T1 | Solar Panels |  | 0.05847 | 29 | 126 | 34 |  | Fixed | Roof
NJSTRE1545772987 |  | Transition Incentive Program | Rutherford Boro | 7070 | 7 | 7.25 | Residential | No | Behind the Meter | Net-metered residential rooftop and canopy |  | None | Tesla Energy Operations Inc. | PSE&G | Accepted | 2020-10-20 | 2020-10-27 | 2021-10-30 | Tesla | SR60T1 | Solar Panels |  | 0.05847 | 46 | 126 | 27 |  | Fixed | Roof
NJSTRE1545772992 |  | Transition Incentive Program | Montgomery Twp | 8502 | 5 | 6.2 | Residential | Yes | Behind the Meter | Net-metered residential rooftop and canopy |  | None | Bright Planet Solar | PSE&G | Accepted | 2020-10-20 | 2020-10-22 | 2021-10-30 | SOLAR EDGE | SE5000H-USRGM | Inverters | 5000 |  | 1 |  |  | 0.98 |  | Outdoor | OUTSIDE
NJSTRE1545772992 |  | Transition Incentive Program | Montgomery Twp | 8502 | 5 | 6.2 | Residential | Yes | Behind the Meter | Net-metered residential rooftop and canopy |  | None | Bright Planet Solar | PSE&G | Accepted | 2020-10-20 | 2020-10-22 | 2021-10-30 | HANWHA Q-CELLS | Q.PEAK DUO BLK-G5 310W | Solar Panels |  | 0.31 | 20 | 166 | 33 |  | Fixed | Roof
NJSTRE1545772997 |  | Transition Incentive Program | Paramus Boro | 7652 | 7 | 9.61 | Residential | No | Behind the Meter | Net-metered residential rooftop and canopy |  | None | Bright Planet Solar | PSE&G | Accepted | 2020-10-20 | 2020-10-22 | 2021-10-30 | SOLAR EDGE | SE7600H-USRGM | Inverters | 7600 |  | 1 |  |  | 0.98 |  | Outdoor | OUTSIDE
NJSTRE1545772997 |  | Transition Incentive Program | Paramus Boro | 7652 | 7 | 9.61 | Residential | No | Behind the Meter | Net-metered residential rooftop and canopy |  | None | Bright Planet Solar | PSE&G | Accepted | 2020-10-20 | 2020-10-22 | 2021-10-30 | LONGI | LR6-60HPB-310M | Solar Panels |  | 0.31 | 6 | 200 | 22 |  | Fixed | Roof
NJSTRE1545772997 |  | Transition Incentive Program | Paramus Boro | 7652 | 7 | 9.61 | Residential | No | Behind the Meter | Net-metered residential rooftop and canopy |  | None | Bright Planet Solar | PSE&G | Accepted | 2020-10-20 | 2020-10-22 | 2021-10-30 | LONGI | LR6-60HPB-310M | Solar Panels |  | 0.31 | 16 | 288 | 33 |  | Fixed | Roof
NJSTRE1545772997 |  | Transition Incentive Program | Paramus Boro | 7652 | 7 | 9.61 | Residential | No | Behind the Meter | Net-metered residential rooftop and canopy |  | None | Bright Planet Solar | PSE&G | Accepted | 2020-10-20 | 2020-10-22 | 2021-10-30 | LONGI | LR6-60HPB-310M | Solar Panels |  | 0.31 | 2 | 19 | 22 |  | Fixed | Roof
NJSTRE1545772997 |  | Transition Incentive Program | Paramus Boro | 7652 | 7 | 9.61 | Residential | No | Behind the Meter | Net-metered residential rooftop and canopy |  | None | Bright Planet Solar | PSE&G | Accepted | 2020-10-20 | 2020-10-22 | 2021-10-30 | LONGI | LR6-60HPB-310M | Solar Panels |  | 0.31 | 7 | 108 | 36 |  | Fixed | Roof
NJSTRE1545773009 |  | Transition Incentive Program | Vineland | 8360 | 20 | 8.68 | Residential | Yes | Behind the Meter | Net-metered residential rooftop and canopy |  | None | Bright Planet Solar | Vineland Muni Electric | Accepted | 2020-10-20 | 2020-10-22 | 2021-10-30 | SOLAR EDGE | SE7600H-USRGM | Inverters | 7600 |  | 1 |  |  | 0.98 |  | Outdoor | OUTSIDE
NJSTRE1545773009 |  | Transition Incentive Program | Vineland | 8360 | 20 | 8.68 | Residential | Yes | Behind the Meter | Net-metered residential rooftop and canopy |  | None | Bright Planet Solar | Vineland Muni Electric | Accepted | 2020-10-20 | 2020-10-22 | 2021-10-30 | HANWHA Q-CELLS | Q.PEAK DUO BLK-G5 310W | Solar Panels |  | 0.31 | 28 | 183 | 22 |  | Fixed | Roof
NJSTRE1545773040 |  | Transition Incentive Program | Beach Haven West | 8050 | 18 | 9.48 | Residential | Yes | Behind the Meter | Net-metered residential rooftop and canopy |  | None | SunPower Corporation, Systems | AC Electric | Accepted | 2020-10-20 | 2020-10-22 | 2021-10-30 | SunPower | SPR-E20-327-E-AC | Inverters | 320 |  | 29 |  |  | 0.96 |  | Other | under each panel
NJSTRE1545773040 |  | Transition Incentive Program | Beach Haven West | 8050 | 18 | 9.48 | Residential | Yes | Behind the Meter | Net-metered residential rooftop and canopy |  | None | SunPower Corporation, Systems | AC Electric | Accepted | 2020-10-20 | 2020-10-22 | 2021-10-30 | SunPower | SPR-E20-327-E-AC | Solar Panels |  | 0.327 | 29 | 133 | 22 |  | Fixed | Roof
NJSTRE1545775138 |  | Transition Incentive Program | BOUND BROOK | 8805 | 5 | 6.93 | Residential | No | Behind the Meter | Net-metered residential rooftop and canopy |  | None | Suntuity Solar LLC | PSE&G | Accepted | 2020-10-21 | 2020-10-23 | 2021-10-30 | Enphase Energy | IQ7-60-2-US | Inverters | 240 |  | 22 |  |  | 0.97 |  | Outdoor | Behind the PV Modules
NJSTRE1545775138 |  | Transition Incentive Program | BOUND BROOK | 8805 | 5 | 6.93 | Residential | No | Behind the Meter | Net-metered residential rooftop and canopy |  | None | Suntuity Solar LLC | PSE&G | Accepted | 2020-10-21 | 2020-10-23 | 2021-10-30 | Longi | LR6-60HPB-315M | Solar Panels |  | 0.315 | 11 | 276 | 38 |  | Fixed | Roof
NJSTRE1545775138 |  | Transition Incentive Program | BOUND BROOK | 8805 | 5 | 6.93 | Residential | No | Behind the Meter | Net-metered residential rooftop and canopy |  | None | Suntuity Solar LLC | PSE&G | Accepted | 2020-10-21 | 2020-10-23 | 2021-10-30 | Longi | LR6-60HPB-315M | Solar Panels |  | 0.315 | 11 | 96 | 38 |  | Fixed | Roof
NJSTRE1545775139 |  | Transition Incentive Program | RAHWAY | 7065 | 10 | 6.62 | Residential | No | Behind the Meter | Net-metered residential rooftop and canopy |  | None | Suntuity Solar LLC | PSE&G | Accepted | 2020-10-21 | 2020-10-23 | 2021-10-30 | Enphase Energy | IQ7-60-2-US | Inverters | 240 |  | 21 |  |  | 0.97 |  | Outdoor | Behind the PV Modules
NJSTRE1545775139 |  | Transition Incentive Program | RAHWAY | 7065 | 10 | 6.62 | Residential | No | Behind the Meter | Net-metered residential rooftop and canopy |  | None | Suntuity Solar LLC | PSE&G | Accepted | 2020-10-21 | 2020-10-23 | 2021-10-30 | Longi | LR6-60HPB-315M | Solar Panels |  | 0.315 | 8 | 130 | 27 |  | Fixed | Roof
NJSTRE1545775139 |  | Transition Incentive Program | RAHWAY | 7065 | 10 | 6.62 | Residential | No | Behind the Meter | Net-metered residential rooftop and canopy |  | None | Suntuity Solar LLC | PSE&G | Accepted | 2020-10-21 | 2020-10-23 | 2021-10-30 | Longi | LR6-60HPB-315M | Solar Panels |  | 0.315 | 3 | 310 | 27 |  | Fixed | Roof
NJSTRE1545775139 |  | Transition Incentive Program | RAHWAY | 7065 | 10 | 6.62 | Residential | No | Behind the Meter | Net-metered residential rooftop and canopy |  | None | Suntuity Solar LLC | PSE&G | Accepted | 2020-10-21 | 2020-10-23 | 2021-10-30 | Longi | LR6-60HPB-315M | Solar Panels |  | 0.315 | 5 | 222 | 26 |  | Fixed | Roof
NJSTRE1545775139 |  | Transition Incentive Program | RAHWAY | 7065 | 10 | 6.62 | Residential | No | Behind the Meter | Net-metered residential rooftop and canopy |  | None | Suntuity Solar LLC | PSE&G | Accepted | 2020-10-21 | 2020-10-23 | 2021-10-30 | Longi | LR6-60HPB-315M | Solar Panels |  | 0.315 | 5 | 42 | 26 |  | Fixed | Roof
NJSTRE1545775140 |  | Transition Incentive Program | Aberdeen | 7721 | 17 | 8.82 | Residential | No | Behind the Meter | Net-metered residential rooftop and canopy |  | None | Suntuity Solar LLC | JCP&L | Accepted | 2020-10-21 | 2020-10-23 | 2021-10-30 | Enphase Energy | IQ7-60-2-US | Inverters | 240 |  | 28 |  |  | 0.97 |  | Outdoor | Behind the PV Modules
NJSTRE1545775140 |  | Transition Incentive Program | Aberdeen | 7721 | 17 | 8.82 | Residential | No | Behind the Meter | Net-metered residential rooftop and canopy |  | None | Suntuity Solar LLC | JCP&L | Accepted | 2020-10-21 | 2020-10-23 | 2021-10-30 | Longi | LR6-60HPB-315M | Solar Panels |  | 0.315 | 8 | 237 | 30 |  | Fixed | Roof
NJSTRE1545775140 |  | Transition Incentive Program | Aberdeen | 7721 | 17 | 8.82 | Residential | No | Behind the Meter | Net-metered residential rooftop and canopy |  | None | Suntuity Solar LLC | JCP&L | Accepted | 2020-10-21 | 2020-10-23 | 2021-10-30 | Longi | LR6-60HPB-315M | Solar Panels |  | 0.315 | 4 | 237 | 30 |  | Fixed | Roof
NJSTRE1545775140 |  | Transition Incentive Program | Aberdeen | 7721 | 17 | 8.82 | Residential | No | Behind the Meter | Net-metered residential rooftop and canopy |  | None | Suntuity Solar LLC | JCP&L | Accepted | 2020-10-21 | 2020-10-23 | 2021-10-30 | Longi | LR6-60HPB-315M | Solar Panels |  | 0.315 | 16 | 57 | 30 |  | Fixed | Roof
NJSTRE1545775141 |  | Transition Incentive Program | Deptford Township | 8096 | 15 | 12.29 | Residential | Yes | Behind the Meter | Net-metered residential rooftop and canopy |  | None | Suntuity Solar LLC | PSE&G | Accepted | 2020-10-21 | 2020-10-23 | 2021-10-30 | Enphase Energy | IQ7-60-2-US | Inverters | 240 |  | 39 |  |  | 0.97 |  | Outdoor | Behind the PV Modules
NJSTRE1545775141 |  | Transition Incentive Program | Deptford Township | 8096 | 15 | 12.29 | Residential | Yes | Behind the Meter | Net-metered residential rooftop and canopy |  | None | Suntuity Solar LLC | PSE&G | Accepted | 2020-10-21 | 2020-10-23 | 2021-10-30 | Longi | LR6-60HPB-315M | Solar Panels |  | 0.315 | 18 | 218 | 25 |  | Fixed | Roof
NJSTRE1545775141 |  | Transition Incentive Program | Deptford Township | 8096 | 15 | 12.29 | Residential | Yes | Behind the Meter | Net-metered residential rooftop and canopy |  | None | Suntuity Solar LLC | PSE&G | Accepted | 2020-10-21 | 2020-10-23 | 2021-10-30 | Longi | LR6-60HPB-315M | Solar Panels |  | 0.315 | 21 | 38 | 25 |  | Fixed | Roof
NJSTRE1545775142 |  | Transition Incentive Program | Hasbrouck Heights | 7604 | 7 | 3.6 | Residential | Yes | Behind the Meter | Net-metered residential rooftop and canopy |  | None | SunPower Corporation, Systems | PSE&G | Accepted | 2020-10-21 | 2020-10-23 | 2021-10-30 | SunPower | SPR-E20-327-E-AC | Inverters | 320 |  | 11 |  |  | 0.96 |  | Other | under each panel
NJSTRE1545775142 |  | Transition Incentive Program | Hasbrouck Heights | 7604 | 7 | 3.6 | Residential | Yes | Behind the Meter | Net-metered residential rooftop and canopy |  | None | SunPower Corporation, Systems | PSE&G | Accepted | 2020-10-21 | 2020-10-23 | 2021-10-30 | SunPower | SPR-E20-327-E-AC | Solar Panels |  | 0.327 | 11 | 218 | 25 |  | Fixed | Roof
NJSTRE1545775143 |  | Transition Incentive Program | HILLSDALE | 7642 | 7 | 9.77 | Residential | Yes | Behind the Meter | Net-metered residential rooftop and canopy |  | None | Suntuity Solar LLC | PSE&G | Accepted | 2020-10-21 | 2020-10-23 | 2021-10-30 | Enphase Energy | IQ7-60-2-US | Inverters | 240 |  | 31 |  |  | 0.97 |  | Outdoor | Behind the PV Modules
NJSTRE1545775143 |  | Transition Incentive Program | HILLSDALE | 7642 | 7 | 9.77 | Residential | Yes | Behind the Meter | Net-metered residential rooftop and canopy |  | None | Suntuity Solar LLC | PSE&G | Accepted | 2020-10-21 | 2020-10-23 | 2021-10-30 | Longi | LR6-60HPB-315M | Solar Panels |  | 0.315 | 21 | 82 | 28 |  | Fixed | Roof
NJSTRE1545775143 |  | Transition Incentive Program | HILLSDALE | 7642 | 7 | 9.77 | Residential | Yes | Behind the Meter | Net-metered residential rooftop and canopy |  | None | Suntuity Solar LLC | PSE&G | Accepted | 2020-10-21 | 2020-10-23 | 2021-10-30 | Longi | LR6-60HPB-315M | Solar Panels |  | 0.315 | 10 | 262 | 28 |  | Fixed | Roof
NJSTRE1545775144 |  | Transition Incentive Program | SOUTHAMPTON | 8088 | 13 | 9.14 | Residential | Yes | Behind the Meter | Net-metered residential rooftop and canopy |  | None | Suntuity Solar LLC | PSE&G | Accepted | 2020-10-21 | 2020-10-23 | 2021-10-30 | Enphase Energy | IQ7-60-2-US | Inverters | 240 |  | 29 |  |  | 0.97 |  | Outdoor | Behind the PV Modules
NJSTRE1545775144 |  | Transition Incentive Program | SOUTHAMPTON | 8088 | 13 | 9.14 | Residential | Yes | Behind the Meter | Net-metered residential rooftop and canopy |  | None | Suntuity Solar LLC | PSE&G | Accepted | 2020-10-21 | 2020-10-23 | 2021-10-30 | Longi | LR6-60HPB-315M | Solar Panels |  | 0.315 | 12 | 74 | 35 |  | Fixed | Roof
NJSTRE1545775144 |  | Transition Incentive Program | SOUTHAMPTON | 8088 | 13 | 9.14 | Residential | Yes | Behind the Meter | Net-metered residential rooftop and canopy |  | None | Suntuity Solar LLC | PSE&G | Accepted | 2020-10-21 | 2020-10-23 | 2021-10-30 | Longi | LR6-60HPB-315M | Solar Panels |  | 0.315 | 5 | 164 | 20 |  | Fixed | Roof
NJSTRE1545775144 |  | Transition Incentive Program | SOUTHAMPTON | 8088 | 13 | 9.14 | Residential | Yes | Behind the Meter | Net-metered residential rooftop and canopy |  | None | Suntuity Solar LLC | PSE&G | Accepted | 2020-10-21 | 2020-10-23 | 2021-10-30 | Longi | LR6-60HPB-315M | Solar Panels |  | 0.315 | 12 | 254 | 35 |  | Fixed | Roof
NJSTRE1545775145 |  | Transition Incentive Program | BELLMAWR | 8031 | 14 | 11.97 | Residential | Yes | Behind the Meter | Net-metered residential rooftop and canopy |  | None | Suntuity Solar LLC | PSE&G | Accepted | 2020-10-21 | 2020-10-23 | 2021-10-30 | Enphase Energy | IQ7-60-2-US | Inverters | 240 |  | 38 |  |  | 0.97 |  | Outdoor | Behind the PV Modules
NJSTRE1545775145 |  | Transition Incentive Program | BELLMAWR | 8031 | 14 | 11.97 | Residential | Yes | Behind the Meter | Net-metered residential rooftop and canopy |  | None | Suntuity Solar LLC | PSE&G | Accepted | 2020-10-21 | 2020-10-23 | 2021-10-30 | Longi | LR6-60HPB-315M | Solar Panels |  | 0.315 | 20 | 116 | 24 |  | Fixed | Roof
NJSTRE1545775145 |  | Transition Incentive Program | BELLMAWR | 8031 | 14 | 11.97 | Residential | Yes | Behind the Meter | Net-metered residential rooftop and canopy |  | None | Suntuity Solar LLC | PSE&G | Accepted | 2020-10-21 | 2020-10-23 | 2021-10-30 | Longi | LR6-60HPB-315M | Solar Panels |  | 0.315 | 12 | 296 | 24 |  | Fixed | Roof
NJSTRE1545775145 |  | Transition Incentive Program | BELLMAWR | 8031 | 14 | 11.97 | Residential | Yes | Behind the Meter | Net-metered residential rooftop and canopy |  | None | Suntuity Solar LLC | PSE&G | Accepted | 2020-10-21 | 2020-10-23 | 2021-10-30 | Longi | LR6-60HPB-315M | Solar Panels |  | 0.315 | 6 | 296 | 24 |  | Fixed | Roof
NJSTRE1545775146 |  | Transition Incentive Program | Waretown | 8758 | 18 | 10.8 | Residential | Yes | Behind the Meter | Net-metered residential rooftop and canopy |  | None | SunPower Corporation, Systems | JCP&L | Accepted | 2020-10-21 | 2020-10-23 | 2021-10-30 | SunPower | SPR-A400-G-AC | Inverters | 349 |  | 27 |  |  | 0.97 |  | Other | under each panel
NJSTRE1545775146 |  | Transition Incentive Program | Waretown | 8758 | 18 | 10.8 | Residential | Yes | Behind the Meter | Net-metered residential rooftop and canopy |  | None | SunPower Corporation, Systems | JCP&L | Accepted | 2020-10-21 | 2020-10-23 | 2021-10-30 | SunPower | SPR-A400-G-AC | Solar Panels |  | 0.4 | 19 | 195 | 38 |  | Fixed | Roof
NJSTRE1545775146 |  | Transition Incentive Program | Waretown | 8758 | 18 | 10.8 | Residential | Yes | Behind the Meter | Net-metered residential rooftop and canopy |  | None | SunPower Corporation, Systems | JCP&L | Accepted | 2020-10-21 | 2020-10-23 | 2021-10-30 | SunPower | SPR-A400-G-AC | Solar Panels |  | 0.4 | 5 | 105 | 40 |  | Fixed | Roof
NJSTRE1545775146 |  | Transition Incentive Program | Waretown | 8758 | 18 | 10.8 | Residential | Yes | Behind the Meter | Net-metered residential rooftop and canopy |  | None | SunPower Corporation, Systems | JCP&L | Accepted | 2020-10-21 | 2020-10-23 | 2021-10-30 | SunPower | SPR-A400-G-AC | Solar Panels |  | 0.4 | 3 | 285 | 40 |  | Fixed | Roof
NJSTRE1545775156 |  | Transition Incentive Program | LAKEWOOD | 8701 | 18 | 3.4 | Residential | No | Behind the Meter | Net-metered residential rooftop and canopy |  | None | Infinity Solar Systems | JCP&L | Accepted | 2020-10-21 | 2020-10-26 | 2021-10-30 | ENPHASE | IQ7PLUS-72-X-US | Inverters | 290 |  | 10 |  |  | 0.97 |  | Outside | MICROINVERTERS
NJSTRE1545775156 |  | Transition Incentive Program | LAKEWOOD | 8701 | 18 | 3.4 | Residential | No | Behind the Meter | Net-metered residential rooftop and canopy |  | None | Infinity Solar Systems | JCP&L | Accepted | 2020-10-21 | 2020-10-26 | 2021-10-30 | LG | LG340N1K-V5 | Solar Panels |  | 0.34 | 10 | 206 | 25 |  | Fixed | Roof
NJSTRE1545775165 |  | Transition Incentive Program | Flemington | 8822 | 4 | 12.21 | Residential | No | Behind the Meter | Net-metered residential rooftop and canopy |  | None | Green Power Energy | JCP&L | Accepted | 2020-10-21 | 2020-10-23 | 2021-10-30 | Enphase Energy | IQ7PLUS-72-2-US (240V) | Inverters | 290 |  | 37 |  |  | 0.975 |  | Outside | next to meter
NJSTRE1545775165 |  | Transition Incentive Program | Flemington | 8822 | 4 | 12.21 | Residential | No | Behind the Meter | Net-metered residential rooftop and canopy |  | None | Green Power Energy | JCP&L | Accepted | 2020-10-21 | 2020-10-23 | 2021-10-30 | LG Electronics | LG330N1K-V5 | Solar Panels |  | 0.33 | 5 | 130 | 43 |  | Fixed | Roof
NJSTRE1545775165 |  | Transition Incentive Program | Flemington | 8822 | 4 | 12.21 | Residential | No | Behind the Meter | Net-metered residential rooftop and canopy |  | None | Green Power Energy | JCP&L | Accepted | 2020-10-21 | 2020-10-23 | 2021-10-30 | LG Electronics | LG330N1K-V5 | Solar Panels |  | 0.33 | 5 | 310 | 43 |  | Fixed | Roof
NJSTRE1545775165 |  | Transition Incentive Program | Flemington | 8822 | 4 | 12.21 | Residential | No | Behind the Meter | Net-metered residential rooftop and canopy |  | None | Green Power Energy | JCP&L | Accepted | 2020-10-21 | 2020-10-23 | 2021-10-30 | LG Electronics | LG330N1K-V5 | Solar Panels |  | 0.33 | 10 | 40 | 28 |  | Fixed | Roof
NJSTRE1545775165 |  | Transition Incentive Program | Flemington | 8822 | 4 | 12.21 | Residential | No | Behind the Meter | Net-metered residential rooftop and canopy |  | None | Green Power Energy | JCP&L | Accepted | 2020-10-21 | 2020-10-23 | 2021-10-30 | LG Electronics | LG330N1K-V5 | Solar Panels |  | 0.33 | 10 | 220 | 28 |  | Fixed | Roof
NJSTRE1545775165 |  | Transition Incentive Program | Flemington | 8822 | 4 | 12.21 | Residential | No | Behind the Meter | Net-metered residential rooftop and canopy |  | None | Green Power Energy | JCP&L | Accepted | 2020-10-21 | 2020-10-23 | 2021-10-30 | LG Electronics | LG330N1K-V5 | Solar Panels |  | 0.33 | 7 | 130 | 43 |  | Fixed | Roof
NJSTRE1545775167 |  | Transition Incentive Program | Berlin | 8009 | 14 | 7.8 | Residential | Yes | Behind the Meter | Net-metered residential rooftop and canopy |  | None | SunnyMac LLC | AC Electric | Accepted | 2020-10-21 | 2020-10-23 | 2021-10-30 | Solaredge | SE6000H-US | Inverters | 6000 |  | 1 |  |  | 0.99 |  | Outdoor | Next to Meter
NJSTRE1545775167 |  | Transition Incentive Program | Berlin | 8009 | 14 | 7.8 | Residential | Yes | Behind the Meter | Net-metered residential rooftop and canopy |  | None | SunnyMac LLC | AC Electric | Accepted | 2020-10-21 | 2020-10-23 | 2021-10-30 | REC | TwinPeak 2 Mono | Solar Panels |  | 0.325 | 24 | 268 | 23 |  | Fixed | Roof
NJSTRE1545775172 |  | Transition Incentive Program | Scotch Plains Township | 7076 | 10 | 52.8 | Commercial | No | Behind the Meter | Net-metered non-residential rooftop and canopy |  | None | Green Power Energy | PSE&G | Accepted | 2020-10-21 | 2020-10-23 | 2021-10-30 | SolarEdge | SE43.2K (208V) | Inverters | 43200 |  | 1 |  |  | 0.97 |  | Outside | next to meter
NJSTRE1545775172 |  | Transition Incentive Program | Scotch Plains Township | 7076 | 10 | 52.8 | Commercial | No | Behind the Meter | Net-metered non-residential rooftop and canopy |  | None | Green Power Energy | PSE&G | Accepted | 2020-10-21 | 2020-10-23 | 2021-10-30 | Hanwha | Q.PEAK DUO L-G7.2 400 | Solar Panels |  | 0.4 | 44 | 207 | 10 |  | Fixed | Roof
NJSTRE1545775172 |  | Transition Incentive Program | Scotch Plains Township | 7076 | 10 | 52.8 | Commercial | No | Behind the Meter | Net-metered non-residential rooftop and canopy |  | None | Green Power Energy | PSE&G | Accepted | 2020-10-21 | 2020-10-23 | 2021-10-30 | Hanwha | Q.PEAK DUO L-G7.2 400 | Solar Panels |  | 0.4 | 88 | 215 | 10 |  | Fixed | Roof
NJSTRE1545775181 |  | Transition Incentive Program | Williamstown | 8094 | 15 | 12.73 | Residential | Yes | Behind the Meter | Net-metered residential rooftop and canopy |  | None | Vision Solar LLC | AC Electric | Accepted | 2020-10-21 | 2020-10-23 | 2021-10-30 | ENPHASE | IQ7-60-2-US | Inverters | 0.24 |  | 38 |  |  | 0.96 |  | Other | BEHIND EACH PANEL
NJSTRE1545775181 |  | Transition Incentive Program | Williamstown | 8094 | 15 | 12.73 | Residential | Yes | Behind the Meter | Net-metered residential rooftop and canopy |  | None | Vision Solar LLC | AC Electric | Accepted | 2020-10-21 | 2020-10-23 | 2021-10-30 | HANWHA Q-CELLS | Q.PEAK DUO-G6+ 335 | Solar Panels |  | 0.335 | 23 | 291 | 10 |  | Fixed | Roof
NJSTRE1545775181 |  | Transition Incentive Program | Williamstown | 8094 | 15 | 12.73 | Residential | Yes | Behind the Meter | Net-metered residential rooftop and canopy |  | None | Vision Solar LLC | AC Electric | Accepted | 2020-10-21 | 2020-10-23 | 2021-10-30 | HANWHA Q-CELLS | Q.PEAK DUO-G6+ 335 | Solar Panels |  | 0.335 | 2 | 111 | 20 |  | Fixed | Roof
NJSTRE1545775181 |  | Transition Incentive Program | Williamstown | 8094 | 15 | 12.73 | Residential | Yes | Behind the Meter | Net-metered residential rooftop and canopy |  | None | Vision Solar LLC | AC Electric | Accepted | 2020-10-21 | 2020-10-23 | 2021-10-30 | HANWHA Q-CELLS | Q.PEAK DUO-G6+ 335 | Solar Panels |  | 0.335 | 1 | 201 | 20 |  | Fixed | Roof
NJSTRE1545775181 |  | Transition Incentive Program | Williamstown | 8094 | 15 | 12.73 | Residential | Yes | Behind the Meter | Net-metered residential rooftop and canopy |  | None | Vision Solar LLC | AC Electric | Accepted | 2020-10-21 | 2020-10-23 | 2021-10-30 | HANWHA Q-CELLS | Q.PEAK DUO-G6+ 335 | Solar Panels |  | 0.335 | 4 | 21 | 20 |  | Fixed | Roof
NJSTRE1545775181 |  | Transition Incentive Program | Williamstown | 8094 | 15 | 12.73 | Residential | Yes | Behind the Meter | Net-metered residential rooftop and canopy |  | None | Vision Solar LLC | AC Electric | Accepted | 2020-10-21 | 2020-10-23 | 2021-10-30 | HANWHA Q-CELLS | Q.PEAK DUO-G6+ 335 | Solar Panels |  | 0.335 | 8 | 201 | 20 |  | Fixed | Roof
NJSTRE1545775182 |  | Transition Incentive Program | Mahwah | 7430 | 7 | 16.07 | Residential | No | Behind the Meter | Net-metered residential rooftop and canopy |  | None | Palmetto Solar LLC | Orange Rockland Electric | Accepted | 2020-10-21 | 2020-10-23 | 2021-10-30 | SolarEdge Technologies | SE6000H-US | Meters | 6000 |  | 1 |  |  |  | Yes | Outdoor
NJSTRE1545775182 |  | Transition Incentive Program | Mahwah | 7430 | 7 | 16.07 | Residential | No | Behind the Meter | Net-metered residential rooftop and canopy |  | None | Palmetto Solar LLC | Orange Rockland Electric | Accepted | 2020-10-21 | 2020-10-23 | 2021-10-30 | SolarEdge | SE7600H-US | Meters | 7600 |  | 1 |  |  |  | Yes | Outdoor
NJSTRE1545775182 |  | Transition Incentive Program | Mahwah | 7430 | 7 | 16.07 | Residential | No | Behind the Meter | Net-metered residential rooftop and canopy |  | None | Palmetto Solar LLC | Orange Rockland Electric | Accepted | 2020-10-21 | 2020-10-23 | 2021-10-30 | SolarEdge Technologies | SE6000H-US | Inverters | 6000 |  | 1 |  |  | 0.99 |  | Outside | side of the house
NJSTRE1545775182 |  | Transition Incentive Program | Mahwah | 7430 | 7 | 16.07 | Residential | No | Behind the Meter | Net-metered residential rooftop and canopy |  | None | Palmetto Solar LLC | Orange Rockland Electric | Accepted | 2020-10-21 | 2020-10-23 | 2021-10-30 | SolarEdge Technologies | SE7600H-US | Inverters | 7600 |  | 1 |  |  | 0.99 |  | Outside | side of the house
NJSTRE1545775182 |  | Transition Incentive Program | Mahwah | 7430 | 7 | 16.07 | Residential | No | Behind the Meter | Net-metered residential rooftop and canopy |  | None | Palmetto Solar LLC | Orange Rockland Electric | Accepted | 2020-10-21 | 2020-10-23 | 2021-10-30 | Yingli | YL315D-30B | Solar Panels |  | 0.315 | 3 | 106 | 37 |  | Fixed | Roof
NJSTRE1545775182 |  | Transition Incentive Program | Mahwah | 7430 | 7 | 16.07 | Residential | No | Behind the Meter | Net-metered residential rooftop and canopy |  | None | Palmetto Solar LLC | Orange Rockland Electric | Accepted | 2020-10-21 | 2020-10-23 | 2021-10-30 | Yingli | YL315D-30B | Solar Panels |  | 0.315 | 9 | 196 | 37 |  | Fixed | Roof
NJSTRE1545775182 |  | Transition Incentive Program | Mahwah | 7430 | 7 | 16.07 | Residential | No | Behind the Meter | Net-metered residential rooftop and canopy |  | None | Palmetto Solar LLC | Orange Rockland Electric | Accepted | 2020-10-21 | 2020-10-23 | 2021-10-30 | Yingli | YL315D-30B | Solar Panels |  | 0.315 | 5 | 286 | 43 |  | Fixed | Roof
NJSTRE1545775182 |  | Transition Incentive Program | Mahwah | 7430 | 7 | 16.07 | Residential | No | Behind the Meter | Net-metered residential rooftop and canopy |  | None | Palmetto Solar LLC | Orange Rockland Electric | Accepted | 2020-10-21 | 2020-10-23 | 2021-10-30 | Yingli | YL315D-30B | Solar Panels |  | 0.315 | 8 | 286 | 37 |  | Fixed | Roof
NJSTRE1545775182 |  | Transition Incentive Program | Mahwah | 7430 | 7 | 16.07 | Residential | No | Behind the Meter | Net-metered residential rooftop and canopy |  | None | Palmetto Solar LLC | Orange Rockland Electric | Accepted | 2020-10-21 | 2020-10-23 | 2021-10-30 | Yingli | YL315D-30B | Solar Panels |  | 0.315 | 10 | 106 | 37 |  | Fixed | Roof
NJSTRE1545775182 |  | Transition Incentive Program | Mahwah | 7430 | 7 | 16.07 | Residential | No | Behind the Meter | Net-metered residential rooftop and canopy |  | None | Palmetto Solar LLC | Orange Rockland Electric | Accepted | 2020-10-21 | 2020-10-23 | 2021-10-30 | Yingli | YL315D-30B | Solar Panels |  | 0.315 | 7 | 196 | 37 |  | Fixed | Roof
NJSTRE1545775182 |  | Transition Incentive Program | Mahwah | 7430 | 7 | 16.07 | Residential | No | Behind the Meter | Net-metered residential rooftop and canopy |  | None | Palmetto Solar LLC | Orange Rockland Electric | Accepted | 2020-10-21 | 2020-10-23 | 2021-10-30 | Yingli | YL315D-30B | Solar Panels |  | 0.315 | 9 | 43 | 106 |  | Fixed | Roof
NJSTRE1545775184 |  | Transition Incentive Program | Somerset | 8873 | 5 | 20.48 | Residential | No | Behind the Meter | Net-metered residential rooftop and canopy |  | None | Ampericon | PSE&G | Accepted | 2020-10-21 | 2020-10-23 | 2021-10-30 | EnPhase | IQ7 | Inverters | 240 |  | 64 |  |  | 0.965 |  | Other | Roof
NJSTRE1545775184 |  | Transition Incentive Program | Somerset | 8873 | 5 | 20.48 | Residential | No | Behind the Meter | Net-metered residential rooftop and canopy |  | None | Ampericon | PSE&G | Accepted | 2020-10-21 | 2020-10-23 | 2021-10-30 | Silfab | SLA-M-320 | Solar Panels |  | 0.32 | 64 | 120 | 20 |  | Fixed | Roof
NJSTRE1545775186 |  | Transition Incentive Program | North Brunswick | 8902 | 11 | 5.95 | Residential | Yes | Behind the Meter | Net-metered residential rooftop and canopy |  | None | Pro Custom Solar dba Momentum Solar | PSE&G | Accepted | 2020-10-21 | 2020-10-23 | 2021-10-30 | Enphase | IQ7PLUS-72-2-US | Inverters | 290 |  | 17 |  |  | 0.97 |  | Outdoor | Roof
NJSTRE1545775186 |  | Transition Incentive Program | North Brunswick | 8902 | 11 | 5.95 | Residential | Yes | Behind the Meter | Net-metered residential rooftop and canopy |  | None | Pro Custom Solar dba Momentum Solar | PSE&G | Accepted | 2020-10-21 | 2020-10-23 | 2021-10-30 | LG | LG 350N1C-V5 | Solar Panels |  | 0.35 | 17 | 218 | 25 |  | Fixed | Roof
NJSTRE1545775199 |  | Transition Incentive Program | Monroeville | 8343 | 16 | 17.42 | Residential | No | Behind the Meter | Net-metered residential rooftop and canopy |  | None | Green Power Energy | AC Electric | Accepted | 2020-10-21 | 2020-10-23 | 2021-10-30 | Solar Edge | SE7600H-US (240V) | Inverters | 7600 |  | 2 |  |  | 0.97 |  | Outside | next to meter
NJSTRE1545775199 |  | Transition Incentive Program | Monroeville | 8343 | 16 | 17.42 | Residential | No | Behind the Meter | Net-metered residential rooftop and canopy |  | None | Green Power Energy | AC Electric | Accepted | 2020-10-21 | 2020-10-23 | 2021-10-30 | Hanwha | Q.PEAK DUO BLK-G6 335 | Solar Panels |  | 0.335 | 17 | 247 | 30 |  | Fixed | Roof
NJSTRE1545775199 |  | Transition Incentive Program | Monroeville | 8343 | 16 | 17.42 | Residential | No | Behind the Meter | Net-metered residential rooftop and canopy |  | None | Green Power Energy | AC Electric | Accepted | 2020-10-21 | 2020-10-23 | 2021-10-30 | Hanwha | Q.PEAK DUO BLK-G6 335 | Solar Panels |  | 0.335 | 17 | 248 | 25 |  | Fixed | Roof
NJSTRE1545775199 |  | Transition Incentive Program | Monroeville | 8343 | 16 | 17.42 | Residential | No | Behind the Meter | Net-metered residential rooftop and canopy |  | None | Green Power Energy | AC Electric | Accepted | 2020-10-21 | 2020-10-23 | 2021-10-30 | Hanwha | Q.PEAK DUO BLK-G6 335 | Solar Panels |  | 0.335 | 18 | 68 | 25 |  | Fixed | Roof
NJSTRE1545775200 |  | Transition Incentive Program | GLASSBORO | 8028 | 15 | 10.15 | Residential | Yes | Behind the Meter | Net-metered residential rooftop and canopy |  | None | Pro Custom Solar dba Momentum Solar | AC Electric | Accepted | 2020-10-21 | 2020-10-23 | 2021-10-30 | Enphase | IQ7PLUS-72-2-US | Inverters | 290 |  | 29 |  |  | 0.97 |  | Outdoor | Roof
NJSTRE1545775200 |  | Transition Incentive Program | GLASSBORO | 8028 | 15 | 10.15 | Residential | Yes | Behind the Meter | Net-metered residential rooftop and canopy |  | None | Pro Custom Solar dba Momentum Solar | AC Electric | Accepted | 2020-10-21 | 2020-10-23 | 2021-10-30 | LG | LG 350N1C-V5 | Solar Panels |  | 0.35 | 23 | 241 | 25 |  | Fixed | Roof
NJSTRE1545775200 |  | Transition Incentive Program | GLASSBORO | 8028 | 15 | 10.15 | Residential | Yes | Behind the Meter | Net-metered residential rooftop and canopy |  | None | Pro Custom Solar dba Momentum Solar | AC Electric | Accepted | 2020-10-21 | 2020-10-23 | 2021-10-30 | LG | LG 350N1C-V5 | Solar Panels |  | 0.35 | 6 | 61 | 24 |  | Fixed | Roof
NJSTRE1545776821 |  | Transition Incentive Program | Westampton | 8060 | 13 | 4.55 | Residential | Yes | Behind the Meter | Net-metered residential rooftop and canopy |  | None | Pro Custom Solar dba Momentum Solar | PSE&G | Accepted | 2020-10-21 | 2020-10-23 | 2021-10-30 | Enphase | IQ7PLUS-72-2-US | Inverters | 290 |  | 13 |  |  | 0.97 |  | Outdoor | Roof
NJSTRE1545776821 |  | Transition Incentive Program | Westampton | 8060 | 13 | 4.55 | Residential | Yes | Behind the Meter | Net-metered residential rooftop and canopy |  | None | Pro Custom Solar dba Momentum Solar | PSE&G | Accepted | 2020-10-21 | 2020-10-23 | 2021-10-30 | LG | LG 350N1C-V5 | Solar Panels |  | 0.35 | 13 | 198 | 26 |  | Fixed | Roof
NJSTRE1545776827 |  | Transition Incentive Program | Piscatawa | 8854 | 11 | 8.4 | Residential | Yes | Behind the Meter | Net-metered residential rooftop and canopy |  | None | Pro Custom Solar dba Momentum Solar | PSE&G | Accepted | 2020-10-21 | 2020-10-23 | 2021-10-30 | Enphase | IQ7PLUS-72-2-US | Inverters | 290 |  | 24 |  |  | 0.97 |  | Outdoor | Roof
NJSTRE1545776827 |  | Transition Incentive Program | Piscatawa | 8854 | 11 | 8.4 | Residential | Yes | Behind the Meter | Net-metered residential rooftop and canopy |  | None | Pro Custom Solar dba Momentum Solar | PSE&G | Accepted | 2020-10-21 | 2020-10-23 | 2021-10-30 | LG | LG 350N1C-V5 | Solar Panels |  | 0.35 | 15 | 172 | 29 |  | Fixed | Roof
NJSTRE1545776827 |  | Transition Incentive Program | Piscatawa | 8854 | 11 | 8.4 | Residential | Yes | Behind the Meter | Net-metered residential rooftop and canopy |  | None | Pro Custom Solar dba Momentum Solar | PSE&G | Accepted | 2020-10-21 | 2020-10-23 | 2021-10-30 | LG | LG 350N1C-V5 | Solar Panels |  | 0.35 | 9 | 262 | 34 |  | Fixed | Roof
NJSTRE1545776832 |  | Transition Incentive Program | Cinnaminson | 8077 | 13 | 7.92 | Residential | No | Behind the Meter | Net-metered residential rooftop and canopy |  | None | Green Power Energy | PSE&G | Accepted | 2020-10-21 | 2020-10-23 | 2021-10-30 | SolarEdge | SE7600H-US (240V) | Inverters | 7600 |  | 1 |  |  | 0.97 |  | Outside | next to meter
NJSTRE1545776832 |  | Transition Incentive Program | Cinnaminson | 8077 | 13 | 7.92 | Residential | No | Behind the Meter | Net-metered residential rooftop and canopy |  | None | Green Power Energy | PSE&G | Accepted | 2020-10-21 | 2020-10-23 | 2021-10-30 | LG Electronics | LG360N1C-N5 | Solar Panels |  | 0.36 | 11 | 214 | 21 |  | Fixed | Roof
NJSTRE1545776832 |  | Transition Incentive Program | Cinnaminson | 8077 | 13 | 7.92 | Residential | No | Behind the Meter | Net-metered residential rooftop and canopy |  | None | Green Power Energy | PSE&G | Accepted | 2020-10-21 | 2020-10-23 | 2021-10-30 | LG Electronics | LG360N1C-N5 | Solar Panels |  | 0.36 | 11 | 125 | 21 |  | Fixed | Roof
NJSTRE1545776845 |  | Transition Incentive Program | Hamilton Township | 8619 | 12 | 7.7 | Residential | Yes | Behind the Meter | Net-metered residential rooftop and canopy |  | None | Pro Custom Solar dba Momentum Solar | PSE&G | Accepted | 2020-10-21 | 2020-10-23 | 2021-10-30 | Enphase | IQ7PLUS-72-2-US | Inverters | 290 |  | 22 |  |  | 0.97 |  | Outdoor | Roof
NJSTRE1545776845 |  | Transition Incentive Program | Hamilton Township | 8619 | 12 | 7.7 | Residential | Yes | Behind the Meter | Net-metered residential rooftop and canopy |  | None | Pro Custom Solar dba Momentum Solar | PSE&G | Accepted | 2020-10-21 | 2020-10-23 | 2021-10-30 | LG | LG 350N1C-V5 | Solar Panels |  | 0.35 | 22 | 103 | 27 |  | Fixed | Roof
NJSTRE1545776850 |  | Transition Incentive Program | Edison | 8817 | 11 | 6.71 | Residential | Yes | Behind the Meter | Net-metered residential rooftop and canopy |  | None | Sunrun Installation Services, Inc. | PSE&G | Accepted | 2020-10-21 | 2020-10-23 | 2021-10-30 | Enphase Energy | IQ7-60-x-US (240V) | Inverters | 240 |  | 22 |  |  | 0.96 |  | Outdoor | Rooftop
NJSTRE1545776850 |  | Transition Incentive Program | Edison | 8817 | 11 | 6.71 | Residential | Yes | Behind the Meter | Net-metered residential rooftop and canopy |  | None | Sunrun Installation Services, Inc. | PSE&G | Accepted | 2020-10-21 | 2020-10-23 | 2021-10-30 | LONGi Green Energy Technology Co Ltd | LR6-60HPB-305M | Solar Panels |  | 0.305 | 22 | 235 | 37 |  | Fixed | Roof
NJSTRE1545776852 |  | Transition Incentive Program | Egg Harbor Township | 8234 | 19 | 5.04 | Residential | No | Behind the Meter | Net-metered residential rooftop and canopy |  | None | Green power Energy | AC Electric | Accepted | 2020-10-21 | 2020-10-23 | 2021-10-30 | Solar Edge | IQ7PLUS-72-2-US (240V) | Inverters | 290 |  | 14 |  |  | 0.975 |  | Outside | next to meter
NJSTRE1545776852 |  | Transition Incentive Program | Egg Harbor Township | 8234 | 19 | 5.04 | Residential | No | Behind the Meter | Net-metered residential rooftop and canopy |  | None | Green power Energy | AC Electric | Accepted | 2020-10-21 | 2020-10-23 | 2021-10-30 | LG Electronics | LG360N1C-N5 | Solar Panels |  | 0.36 | 14 | 198 | 20 |  | Fixed | Roof
NJSTRE1545776853 |  | Transition Incentive Program | Blackwood | 8012 | 14 | 7.48 | Residential | Yes | Behind the Meter | Net-metered residential rooftop and canopy |  | None | Trinity Solar | PSE&G | Accepted | 2020-10-21 | 2020-10-23 | 2021-10-30 | SOLAR EDGE | SE6000H-US | Inverters | 6000 |  | 1 |  |  | 0.97 |  | Outside | SIDE OF HOME
NJSTRE1545776853 |  | Transition Incentive Program | Blackwood | 8012 | 14 | 7.48 | Residential | Yes | Behind the Meter | Net-metered residential rooftop and canopy |  | None | Trinity Solar | PSE&G | Accepted | 2020-10-21 | 2020-10-23 | 2021-10-30 | HANWHA 340 (Q.PEAK DUO BLK-G6 340) | HANWHA 340 (Q.PEAK DUO BLK-G6 340) | Solar Panels |  | 0.34 | 4 | 163 | 18 |  | Fixed | Roof
NJSTRE1545776853 |  | Transition Incentive Program | Blackwood | 8012 | 14 | 7.48 | Residential | Yes | Behind the Meter | Net-metered residential rooftop and canopy |  | None | Trinity Solar | PSE&G | Accepted | 2020-10-21 | 2020-10-23 | 2021-10-30 | HANWHA 340 (Q.PEAK DUO BLK-G6 340) | HANWHA 340 (Q.PEAK DUO BLK-G6 340) | Solar Panels |  | 0.34 | 12 | 162 | 17 |  | Fixed | Roof
NJSTRE1545776853 |  | Transition Incentive Program | Blackwood | 8012 | 14 | 7.48 | Residential | Yes | Behind the Meter | Net-metered residential rooftop and canopy |  | None | Trinity Solar | PSE&G | Accepted | 2020-10-21 | 2020-10-23 | 2021-10-30 | HANWHA 340 (Q.PEAK DUO BLK-G6 340) | HANWHA 340 (Q.PEAK DUO BLK-G6 340) | Solar Panels |  | 0.34 | 6 | 163 | 20 |  | Fixed | Roof
NJSTRE1545776863 |  | Transition Incentive Program | Woodbury | 8096 | 15 | 9.1 | Residential | Yes | Behind the Meter | Net-metered residential rooftop and canopy |  | None | Vivint Solar Developer, LLC | PSE&G | Accepted | 2020-10-21 | 2020-10-23 | 2021-10-30 | Solar Edge | SE7600H-US | Inverters | 7600 |  | 1 |  |  | 0.992 |  | Outdoor | Near the Utility Meter
NJSTRE1545776863 |  | Transition Incentive Program | Woodbury | 8096 | 15 | 9.1 | Residential | Yes | Behind the Meter | Net-metered residential rooftop and canopy |  | None | Vivint Solar Developer, LLC | PSE&G | Accepted | 2020-10-21 | 2020-10-23 | 2021-10-30 | JINKO SOLAR | JKM325M-60HBL | Solar Panels |  | 0.325 | 6 | 334 | 18 |  | Fixed | Roof
NJSTRE1545776863 |  | Transition Incentive Program | Woodbury | 8096 | 15 | 9.1 | Residential | Yes | Behind the Meter | Net-metered residential rooftop and canopy |  | None | Vivint Solar Developer, LLC | PSE&G | Accepted | 2020-10-21 | 2020-10-23 | 2021-10-30 | JINKO SOLAR | JKM325M-60HBL | Solar Panels |  | 0.325 | 22 | 154 | 18 |  | Fixed | Roof
NJSTRE1545776866 |  | Transition Incentive Program | Woodbridge Township | 7067 | 10 | 7.63 | Residential | Yes | Behind the Meter | Net-metered residential rooftop and canopy |  | None | Sunrun Installation Services, Inc. | PSE&G | Accepted | 2020-10-21 | 2020-10-23 | 2021-10-30 | Enphase Energy | IQ7-60-x-US (240V) | Inverters | 240 |  | 25 |  |  | 0.96 |  | Outdoor | Rooftop
NJSTRE1545776866 |  | Transition Incentive Program | Woodbridge Township | 7067 | 10 | 7.63 | Residential | Yes | Behind the Meter | Net-metered residential rooftop and canopy |  | None | Sunrun Installation Services, Inc. | PSE&G | Accepted | 2020-10-21 | 2020-10-23 | 2021-10-30 | LONGi Green Energy Technology Co Ltd | LR6-60HPB-305M | Solar Panels |  | 0.305 | 12 | 90 | 23 |  | Fixed | Roof
NJSTRE1545776866 |  | Transition Incentive Program | Woodbridge Township | 7067 | 10 | 7.63 | Residential | Yes | Behind the Meter | Net-metered residential rooftop and canopy |  | None | Sunrun Installation Services, Inc. | PSE&G | Accepted | 2020-10-21 | 2020-10-23 | 2021-10-30 | LONGi Green Energy Technology Co Ltd | LR6-60HPB-305M | Solar Panels |  | 0.305 | 5 | 270 | 18 |  | Fixed | Roof
NJSTRE1545776866 |  | Transition Incentive Program | Woodbridge Township | 7067 | 10 | 7.63 | Residential | Yes | Behind the Meter | Net-metered residential rooftop and canopy |  | None | Sunrun Installation Services, Inc. | PSE&G | Accepted | 2020-10-21 | 2020-10-23 | 2021-10-30 | LONGi Green Energy Technology Co Ltd | LR6-60HPB-305M | Solar Panels |  | 0.305 | 6 | 89 | 18 |  | Fixed | Roof
NJSTRE1545776866 |  | Transition Incentive Program | Woodbridge Township | 7067 | 10 | 7.63 | Residential | Yes | Behind the Meter | Net-metered residential rooftop and canopy |  | None | Sunrun Installation Services, Inc. | PSE&G | Accepted | 2020-10-21 | 2020-10-23 | 2021-10-30 | LONGi Green Energy Technology Co Ltd | LR6-60HPB-305M | Solar Panels |  | 0.305 | 2 | 270 | 23 |  | Fixed | Roof
NJSTRE1545776876 |  | Transition Incentive Program | Ewing | 8628 | 12 | 7.14 | Residential | No | Behind the Meter | Net-metered residential rooftop and canopy |  | None | Trinity Solar | PSE&G | Accepted | 2020-10-21 | 2020-10-23 | 2021-10-30 | SOLAR EDGE | SE6000H-US | Inverters | 6000 |  | 1 |  |  | 0.97 |  | Outside | SIDE OF HOME
NJSTRE1545776876 |  | Transition Incentive Program | Ewing | 8628 | 12 | 7.14 | Residential | No | Behind the Meter | Net-metered residential rooftop and canopy |  | None | Trinity Solar | PSE&G | Accepted | 2020-10-21 | 2020-10-23 | 2021-10-30 | HANWHA 340 (Q.PEAK DUO BLK-G6 340) | HANWHA 340 (Q.PEAK DUO BLK-G6 340) | Solar Panels |  | 0.34 | 21 | 163 | 29 |  | Fixed | Roof
NJSTRE1545776887 |  | Transition Incentive Program | Manahawkin | 8050 | 18 | 9.72 | Residential | No | Behind the Meter | Net-metered residential rooftop and canopy |  | None | Green Power Energy | AC Electric | Accepted | 2020-10-21 | 2020-10-23 | 2021-10-30 | SolarEdge | SE10000H-US (240V) | Inverters | 10000 |  | 1 |  |  | 0.97 |  | Outside | next to meter
NJSTRE1545776887 |  | Transition Incentive Program | Manahawkin | 8050 | 18 | 9.72 | Residential | No | Behind the Meter | Net-metered residential rooftop and canopy |  | None | Green Power Energy | AC Electric | Accepted | 2020-10-21 | 2020-10-23 | 2021-10-30 | LG Electronics | LG360N1C-N5 | Solar Panels |  | 0.36 | 27 | 192 | 27 |  | Fixed | Roof
NJSTRE1545776895 |  | Transition Incentive Program | Marlton | 8053 | 13 | 7.48 | Residential | Yes | Behind the Meter | Net-metered residential rooftop and canopy |  | None | Trinity Solar | PSE&G | Accepted | 2020-10-21 | 2020-10-23 | 2021-10-30 | solar edge | SE6000 | Inverters | 6000 |  | 1 |  |  | 0.97 |  | Outside | side of home
NJSTRE1545776895 |  | Transition Incentive Program | Marlton | 8053 | 13 | 7.48 | Residential | Yes | Behind the Meter | Net-metered residential rooftop and canopy |  | None | Trinity Solar | PSE&G | Accepted | 2020-10-21 | 2020-10-23 | 2021-10-30 | Hanwha | Q.PEAK DUO BLK-G6 340 | Solar Panels |  | 0.34 | 6 | 100 | 10 |  | Fixed | Roof
NJSTRE1545776895 |  | Transition Incentive Program | Marlton | 8053 | 13 | 7.48 | Residential | Yes | Behind the Meter | Net-metered residential rooftop and canopy |  | None | Trinity Solar | PSE&G | Accepted | 2020-10-21 | 2020-10-23 | 2021-10-30 | Hanwha | Q.PEAK DUO BLK-G6 340 | Solar Panels |  | 0.34 | 16 | 100 | 20 |  | Fixed | Roof
NJSTRE1545776900 |  | Transition Incentive Program | Mahwah | 7430 | 7 | 3.45 | Residential | Yes | Behind the Meter | Net-metered residential rooftop and canopy |  | None | Sunrun Installation Services, Inc. | Orange Rockland Electric | Accepted | 2020-10-21 | 2020-10-23 | 2021-10-30 | Enphase Energy | IQ7PLUS-72-x-US (240V) | Inverters | 290 |  | 10 |  |  | 0.96 |  | Outdoor | Rooftop
NJSTRE1545776900 |  | Transition Incentive Program | Mahwah | 7430 | 7 | 3.45 | Residential | Yes | Behind the Meter | Net-metered residential rooftop and canopy |  | None | Sunrun Installation Services, Inc. | Orange Rockland Electric | Accepted | 2020-10-21 | 2020-10-23 | 2021-10-30 | LG Electronics | LG345N1C-V5 | Solar Panels |  | 0.345 | 2 | 110 | 23 |  | Fixed | Roof
NJSTRE1545776900 |  | Transition Incentive Program | Mahwah | 7430 | 7 | 3.45 | Residential | Yes | Behind the Meter | Net-metered residential rooftop and canopy |  | None | Sunrun Installation Services, Inc. | Orange Rockland Electric | Accepted | 2020-10-21 | 2020-10-23 | 2021-10-30 | LG Electronics | LG345N1C-V5 | Solar Panels |  | 0.345 | 3 | 290 | 23 |  | Fixed | Roof
NJSTRE1545776900 |  | Transition Incentive Program | Mahwah | 7430 | 7 | 3.45 | Residential | Yes | Behind the Meter | Net-metered residential rooftop and canopy |  | None | Sunrun Installation Services, Inc. | Orange Rockland Electric | Accepted | 2020-10-21 | 2020-10-23 | 2021-10-30 | LG Electronics | LG345N1C-V5 | Solar Panels |  | 0.345 | 5 | 110 | 9 |  | Fixed | Roof
NJSTRE1545776903 |  | Transition Incentive Program | SOUTH HACKENSACK | 7606 | 7 | 6.72 | Residential | Yes | Behind the Meter | Net-metered residential rooftop and canopy |  | None | Vivint Solar Developer, LLC | PSE&G | Accepted | 2020-10-21 | 2020-10-23 | 2021-10-30 | Solar Edge | SE7600H-US | Inverters | 7600 |  | 1 |  |  | 0.992 |  | Outdoor | Near the Utility Meter
NJSTRE1545776903 |  | Transition Incentive Program | SOUTH HACKENSACK | 7606 | 7 | 6.72 | Residential | Yes | Behind the Meter | Net-metered residential rooftop and canopy |  | None | Vivint Solar Developer, LLC | PSE&G | Accepted | 2020-10-21 | 2020-10-23 | 2021-10-30 | JINKO SOLAR | JKM320M-60HBL | Solar Panels |  | 0.32 | 13 | 95 | 39 |  | Fixed | Roof
NJSTRE1545776903 |  | Transition Incentive Program | SOUTH HACKENSACK | 7606 | 7 | 6.72 | Residential | Yes | Behind the Meter | Net-metered residential rooftop and canopy |  | None | Vivint Solar Developer, LLC | PSE&G | Accepted | 2020-10-21 | 2020-10-23 | 2021-10-30 | JINKO SOLAR | JKM320M-60HBL | Solar Panels |  | 0.32 | 8 | 275 | 39 |  | Fixed | Roof
NJSTRE1545776904 |  | Transition Incentive Program | Roselle Park | 7204 | 10 | 4.76 | Residential | No | Behind the Meter | Net-metered residential rooftop and canopy |  | None | Trinity Solar | PSE&G | Accepted | 2020-10-21 | 2020-10-26 | 2021-10-30 | SOLAR EDGE | SE3800H-US | Inverters | 3800 |  | 1 |  |  | 0.97 |  | Outside | SIDE OF HOME
NJSTRE1545776904 |  | Transition Incentive Program | Roselle Park | 7204 | 10 | 4.76 | Residential | No | Behind the Meter | Net-metered residential rooftop and canopy |  | None | Trinity Solar | PSE&G | Accepted | 2020-10-21 | 2020-10-26 | 2021-10-30 | HANWHA 340 (Q.PEAK DUO BLK-G6 340) | HANWHA 340 (Q.PEAK DUO BLK-G6 340) | Solar Panels |  | 0.34 | 9 | 185 | 41 |  | Fixed | Roof
NJSTRE1545776904 |  | Transition Incentive Program | Roselle Park | 7204 | 10 | 4.76 | Residential | No | Behind the Meter | Net-metered residential rooftop and canopy |  | None | Trinity Solar | PSE&G | Accepted | 2020-10-21 | 2020-10-26 | 2021-10-30 | HANWHA 340 (Q.PEAK DUO BLK-G6 340) | HANWHA 340 (Q.PEAK DUO BLK-G6 340) | Solar Panels |  | 0.34 | 5 | 95 | 40 |  | Fixed | Roof
NJSTRE1545776909 |  | Transition Incentive Program | NORTH ARLINGTON | 7031 | 7 | 9.72 | Residential | No | Behind the Meter | Net-metered residential rooftop and canopy |  | None | Pro Custom Solar dba Momentum Solar | PSE&G | Accepted | 2020-10-21 | 2020-10-23 | 2021-10-30 | Enphase | IQ7PLUS-72-2-US | Inverters | 290 |  | 27 |  |  | 0.97 |  | Outdoor | Roof
NJSTRE1545776909 |  | Transition Incentive Program | NORTH ARLINGTON | 7031 | 7 | 9.72 | Residential | No | Behind the Meter | Net-metered residential rooftop and canopy |  | None | Pro Custom Solar dba Momentum Solar | PSE&G | Accepted | 2020-10-21 | 2020-10-23 | 2021-10-30 | REC Solar | REC360AA Black | Solar Panels |  | 0.36 | 5 | 22 | 35 |  | Fixed | Roof
NJSTRE1545776909 |  | Transition Incentive Program | NORTH ARLINGTON | 7031 | 7 | 9.72 | Residential | No | Behind the Meter | Net-metered residential rooftop and canopy |  | None | Pro Custom Solar dba Momentum Solar | PSE&G | Accepted | 2020-10-21 | 2020-10-23 | 2021-10-30 | REC Solar | REC360AA Black | Solar Panels |  | 0.36 | 22 | 202 | 36 |  | Fixed | Roof
NJSTRE1545776927 |  | Transition Incentive Program | Mount Laurel | 8054 | 13 | 8.84 | Residential | No | Behind the Meter | Net-metered residential rooftop and canopy |  | None | Trinity Solar | PSE&G | Accepted | 2020-10-21 | 2020-10-23 | 2021-10-30 | SOLAR EDGE | SE7600H-US | Inverters | 7600 |  | 1 |  |  | 0.97 |  | Outside | SIDE OF HOME
NJSTRE1545776927 |  | Transition Incentive Program | Mount Laurel | 8054 | 13 | 8.84 | Residential | No | Behind the Meter | Net-metered residential rooftop and canopy |  | None | Trinity Solar | PSE&G | Accepted | 2020-10-21 | 2020-10-23 | 2021-10-30 | HANWHA 340 (Q.PEAK DUO BLK-G6 340) | HANWHA 340 (Q.PEAK DUO BLK-G6 340) | Solar Panels |  | 0.34 | 26 | 234 | 34 |  | Fixed | Roof
NJSTRE1545776936 |  | Transition Incentive Program | Teaneck | 7666 | 7 | 8.97 | Residential | Yes | Behind the Meter | Net-metered residential rooftop and canopy |  | None | Sunrun Installation Services, Inc. | PSE&G | Accepted | 2020-10-21 | 2020-10-23 | 2021-10-30 | Enphase Energy | IQ7PLUS-72-x-US (240V) | Inverters | 290 |  | 26 |  |  | 0.96 |  | Outdoor | Rooftop
NJSTRE1545776936 |  | Transition Incentive Program | Teaneck | 7666 | 7 | 8.97 | Residential | Yes | Behind the Meter | Net-metered residential rooftop and canopy |  | None | Sunrun Installation Services, Inc. | PSE&G | Accepted | 2020-10-21 | 2020-10-23 | 2021-10-30 | LG Electronics | LG345N1C-V5 | Solar Panels |  | 0.345 | 8 | 294 | 46 |  | Fixed | Roof
NJSTRE1545776936 |  | Transition Incentive Program | Teaneck | 7666 | 7 | 8.97 | Residential | Yes | Behind the Meter | Net-metered residential rooftop and canopy |  | None | Sunrun Installation Services, Inc. | PSE&G | Accepted | 2020-10-21 | 2020-10-23 | 2021-10-30 | LG Electronics | LG345N1C-V5 | Solar Panels |  | 0.345 | 8 | 114 | 45 |  | Fixed | Roof
NJSTRE1545776936 |  | Transition Incentive Program | Teaneck | 7666 | 7 | 8.97 | Residential | Yes | Behind the Meter | Net-metered residential rooftop and canopy |  | None | Sunrun Installation Services, Inc. | PSE&G | Accepted | 2020-10-21 | 2020-10-23 | 2021-10-30 | LG Electronics | LG345N1C-V5 | Solar Panels |  | 0.345 | 6 | 114 | 36 |  | Fixed | Roof
NJSTRE1545776936 |  | Transition Incentive Program | Teaneck | 7666 | 7 | 8.97 | Residential | Yes | Behind the Meter | Net-metered residential rooftop and canopy |  | None | Sunrun Installation Services, Inc. | PSE&G | Accepted | 2020-10-21 | 2020-10-23 | 2021-10-30 | LG Electronics | LG345N1C-V5 | Solar Panels |  | 0.345 | 4 | 294 | 29 |  | Fixed | Roof
NJSTRE1545776937 |  | Transition Incentive Program | HILLSBOROUGH | 8844 | 5 | 6.65 | Residential | No | Behind the Meter | Net-metered residential rooftop and canopy |  | None | Pro Custom Solar dba Momentum Solar | PSE&G | Accepted | 2020-10-21 | 2020-10-23 | 2021-10-30 | Enphase | IQ7PLUS-72-2-US | Inverters | 290 |  | 19 |  |  | 0.97 |  | Outdoor | Roof
NJSTRE1545776937 |  | Transition Incentive Program | HILLSBOROUGH | 8844 | 5 | 6.65 | Residential | No | Behind the Meter | Net-metered residential rooftop and canopy |  | None | Pro Custom Solar dba Momentum Solar | PSE&G | Accepted | 2020-10-21 | 2020-10-23 | 2021-10-30 | LG | LG 350N1C-V5 | Solar Panels |  | 0.35 | 19 | 161 | 20 |  | Fixed | Roof
NJSTRE1545776942 |  | Transition Incentive Program | ELMWOOD PARK | 7407 | 7 | 8.64 | Residential | Yes | Behind the Meter | Net-metered residential rooftop and canopy |  | None | Vivint Solar Developer, LLC | PSE&G | Accepted | 2020-10-21 | 2020-10-23 | 2021-10-30 | Solar Edge | SE7600H-USS | Inverters | 7600 |  | 1 |  |  | 0.992 |  | Outdoor | Near the Utility Meter
NJSTRE1545776942 |  | Transition Incentive Program | ELMWOOD PARK | 7407 | 7 | 8.64 | Residential | Yes | Behind the Meter | Net-metered residential rooftop and canopy |  | None | Vivint Solar Developer, LLC | PSE&G | Accepted | 2020-10-21 | 2020-10-23 | 2021-10-30 | JINKO SOLAR | JKM320M-60HBL | Solar Panels |  | 0.32 | 15 | 71 | 40 |  | Fixed | Roof
NJSTRE1545776942 |  | Transition Incentive Program | ELMWOOD PARK | 7407 | 7 | 8.64 | Residential | Yes | Behind the Meter | Net-metered residential rooftop and canopy |  | None | Vivint Solar Developer, LLC | PSE&G | Accepted | 2020-10-21 | 2020-10-23 | 2021-10-30 | JINKO SOLAR | JKM320M-60HBL | Solar Panels |  | 0.32 | 12 | 251 | 40 |  | Fixed | Roof
NJSTRE1545776950 |  | Transition Incentive Program | ATLANTIC CITY | 8401 | 19 | 4.88 | Residential | Yes | Behind the Meter | Net-metered residential rooftop and canopy |  | None | Vivint Solar Developer, LLC | AC Electric | Accepted | 2020-10-21 | 2020-10-23 | 2021-10-30 | Solar Edge | SE3800H-US | Inverters | 3800 |  | 1 |  |  | 0.992 |  | Outdoor | Near the Utility Meter
NJSTRE1545776950 |  | Transition Incentive Program | ATLANTIC CITY | 8401 | 19 | 4.88 | Residential | Yes | Behind the Meter | Net-metered residential rooftop and canopy |  | None | Vivint Solar Developer, LLC | AC Electric | Accepted | 2020-10-21 | 2020-10-23 | 2021-10-30 | JINKO SOLAR | JKM325M-60HBL | Solar Panels |  | 0.325 | 12 | 333 | 37 |  | Fixed | Roof
NJSTRE1545776950 |  | Transition Incentive Program | ATLANTIC CITY | 8401 | 19 | 4.88 | Residential | Yes | Behind the Meter | Net-metered residential rooftop and canopy |  | None | Vivint Solar Developer, LLC | AC Electric | Accepted | 2020-10-21 | 2020-10-23 | 2021-10-30 | JINKO SOLAR | JKM325M-60HBL | Solar Panels |  | 0.325 | 3 | 333 | 37 |  | Fixed | Roof
NJSTRE1545776973 |  | Transition Incentive Program | Maywood Boro | 7607 | 7 | 6.08 | Residential | Yes | Behind the Meter | Net-metered residential rooftop and canopy |  | None | Tesla Energy Operations Inc. | PSE&G | Accepted | 2020-10-21 | 2020-10-23 | 2021-10-30 | Delta Electronics | M8-TL-US [240V] | Inverters | 7680 |  | 1 |  |  | 0.975 |  | Outside | Outside
NJSTRE1545776973 |  | Transition Incentive Program | Maywood Boro | 7607 | 7 | 6.08 | Residential | Yes | Behind the Meter | Net-metered residential rooftop and canopy |  | None | Tesla Energy Operations Inc. | PSE&G | Accepted | 2020-10-21 | 2020-10-23 | 2021-10-30 | Tesla | SR60T1 | Solar Panels |  | 0.05847 | 76 | 129 | 23 |  | Fixed | Roof
NJSTRE1545776973 |  | Transition Incentive Program | Maywood Boro | 7607 | 7 | 6.08 | Residential | Yes | Behind the Meter | Net-metered residential rooftop and canopy |  | None | Tesla Energy Operations Inc. | PSE&G | Accepted | 2020-10-21 | 2020-10-23 | 2021-10-30 | Tesla | SR60T1 | Solar Panels |  | 0.05847 | 28 | 309 | 23 |  | Fixed | Roof
NJSTRE1545776976 |  | Transition Incentive Program | BRIGANTINE | 8203 | 19 | 8.64 | Residential | Yes | Behind the Meter | Net-metered residential rooftop and canopy |  | None | Vivint Solar Developer, LLC | AC Electric | Accepted | 2020-10-21 | 2020-10-23 | 2021-10-30 | Solar Edge | SE7600H-USS | Inverters | 7600 |  | 1 |  |  | 0.992 |  | Outdoor | Near the Utility Meter
NJSTRE1545776976 |  | Transition Incentive Program | BRIGANTINE | 8203 | 19 | 8.64 | Residential | Yes | Behind the Meter | Net-metered residential rooftop and canopy |  | None | Vivint Solar Developer, LLC | AC Electric | Accepted | 2020-10-21 | 2020-10-23 | 2021-10-30 | JINKO SOLAR | JKM320M-60HBL | Solar Panels |  | 0.32 | 20 | 282 | 23 |  | Fixed | Roof
NJSTRE1545776976 |  | Transition Incentive Program | BRIGANTINE | 8203 | 19 | 8.64 | Residential | Yes | Behind the Meter | Net-metered residential rooftop and canopy |  | None | Vivint Solar Developer, LLC | AC Electric | Accepted | 2020-10-21 | 2020-10-23 | 2021-10-30 | JINKO SOLAR | JKM320M-60HBL | Solar Panels |  | 0.32 | 7 | 192 | 23 |  | Fixed | Roof
NJSTRE1545776992 |  | Transition Incentive Program | Paramus | 7652 | 7 | 4.9 | Residential | No | Behind the Meter | Net-metered residential rooftop and canopy |  | None | Pro Custom Solar dba Momentum Solar | PSE&G | Accepted | 2020-10-21 | 2020-10-23 | 2021-10-30 | Enphase | IQ7PLUS-72-2-US | Inverters | 290 |  | 14 |  |  | 0.97 |  | Outdoor | Roof
NJSTRE1545776992 |  | Transition Incentive Program | Paramus | 7652 | 7 | 4.9 | Residential | No | Behind the Meter | Net-metered residential rooftop and canopy |  | None | Pro Custom Solar dba Momentum Solar | PSE&G | Accepted | 2020-10-21 | 2020-10-23 | 2021-10-30 | LG | LG 350N1C-V5 | Solar Panels |  | 0.35 | 14 | 290 | 0.97 |  | Fixed | Roof
NJSTRE1545777017 |  | Transition Incentive Program | Bloomfield Twp | 7003 | 9 | 3.96 | Residential | No | Behind the Meter | Net-metered residential rooftop and canopy |  | None | Green Power Energy | PSE&G | Accepted | 2020-10-21 | 2020-10-23 | 2021-10-30 | Enphase Energy | IQ7PLUS-72-2-US (240V) | Inverters | 290 |  | 11 |  |  | 0.975 |  | Outside | next to meter
NJSTRE1545777017 |  | Transition Incentive Program | Bloomfield Twp | 7003 | 9 | 3.96 | Residential | No | Behind the Meter | Net-metered residential rooftop and canopy |  | None | Green Power Energy | PSE&G | Accepted | 2020-10-21 | 2020-10-23 | 2021-10-30 | LG Electronics | LG360N1C-N5 | Solar Panels |  | 0.36 | 7 | 264 | 20 |  | Fixed | Roof
NJSTRE1545777017 |  | Transition Incentive Program | Bloomfield Twp | 7003 | 9 | 3.96 | Residential | No | Behind the Meter | Net-metered residential rooftop and canopy |  | None | Green Power Energy | PSE&G | Accepted | 2020-10-21 | 2020-10-23 | 2021-10-30 | LG Electronics | LG360N1C-N5 | Solar Panels |  | 0.36 | 4 | 174 | 25 |  | Fixed | Roof
NJSTRE1545777025 |  | Transition Incentive Program | Devonshire | 8215 | 19 | 16.5 | Residential | No | Behind the Meter | Net-metered residential rooftop and canopy |  | None | Sun Up Zero Down | AC Electric | Accepted | 2020-10-21 | 2020-10-23 | 2021-10-30 | Enphase | TBD | Meters |  |  | 1 |  |  |  | Yes | Outdoor
NJSTRE1545777025 |  | Transition Incentive Program | Devonshire | 8215 | 19 | 16.5 | Residential | No | Behind the Meter | Net-metered residential rooftop and canopy |  | None | Sun Up Zero Down | AC Electric | Accepted | 2020-10-21 | 2020-10-23 | 2021-10-30 | Enphase | IQ7-60-2-US | Inverters | 240 |  | 50 |  |  | 0.976 |  | Outside | behind panel
NJSTRE1545777025 |  | Transition Incentive Program | Devonshire | 8215 | 19 | 16.5 | Residential | No | Behind the Meter | Net-metered residential rooftop and canopy |  | None | Sun Up Zero Down | AC Electric | Accepted | 2020-10-21 | 2020-10-23 | 2021-10-30 | REC | REC330TP3M | Solar Panels |  | 0.33 | 45 | 142 | 23 |  | Fixed | Roof
NJSTRE1545777025 |  | Transition Incentive Program | Devonshire | 8215 | 19 | 16.5 | Residential | No | Behind the Meter | Net-metered residential rooftop and canopy |  | None | Sun Up Zero Down | AC Electric | Accepted | 2020-10-21 | 2020-10-23 | 2021-10-30 | REC | REC330TP3M | Solar Panels |  | 0.33 | 5 | 322 | 23 |  | Fixed | Roof
NJSTRE1545777027 |  | Transition Incentive Program | Perth Amboy | 8861 | 11 | 10.85 | Residential | Yes | Behind the Meter | Net-metered residential rooftop and canopy |  | None | Pro Custom Solar dba Momentum Solar | PSE&G | Accepted | 2020-10-21 | 2020-10-23 | 2021-10-30 | Enphase | IQ7PLUS-72-2-US | Inverters | 290 |  | 31 |  |  | 0.97 |  | Outdoor | Roof
NJSTRE1545777027 |  | Transition Incentive Program | Perth Amboy | 8861 | 11 | 10.85 | Residential | Yes | Behind the Meter | Net-metered residential rooftop and canopy |  | None | Pro Custom Solar dba Momentum Solar | PSE&G | Accepted | 2020-10-21 | 2020-10-23 | 2021-10-30 | LG | LG 350N1C-V5 | Solar Panels |  | 0.35 | 10 | 111 | 26 |  | Fixed | Roof
NJSTRE1545777027 |  | Transition Incentive Program | Perth Amboy | 8861 | 11 | 10.85 | Residential | Yes | Behind the Meter | Net-metered residential rooftop and canopy |  | None | Pro Custom Solar dba Momentum Solar | PSE&G | Accepted | 2020-10-21 | 2020-10-23 | 2021-10-30 | LG | LG 350N1C-V5 | Solar Panels |  | 0.35 | 9 | 291 | 24 |  | Fixed | Roof
NJSTRE1545777027 |  | Transition Incentive Program | Perth Amboy | 8861 | 11 | 10.85 | Residential | Yes | Behind the Meter | Net-metered residential rooftop and canopy |  | None | Pro Custom Solar dba Momentum Solar | PSE&G | Accepted | 2020-10-21 | 2020-10-23 | 2021-10-30 | LG | LG 350N1C-V5 | Solar Panels |  | 0.35 | 12 | 110 | 4 |  | Fixed | Roof
NJSTRE1545777035 |  | Transition Incentive Program | WHITEHOUSE STATION | 8889 | 4 | 7.04 | Residential | No | Behind the Meter | Net-metered residential rooftop and canopy |  | None | Vivint Solar Developer, LLC | JCP&L | Accepted | 2020-10-22 | 2020-10-23 | 2021-10-30 | Solar Edge | SE7600H-US | Inverters | 7600 |  | 1 |  |  | 0.992 |  | Outdoor | Near the Utility Meter
NJSTRE1545777035 |  | Transition Incentive Program | WHITEHOUSE STATION | 8889 | 4 | 7.04 | Residential | No | Behind the Meter | Net-metered residential rooftop and canopy |  | None | Vivint Solar Developer, LLC | JCP&L | Accepted | 2020-10-22 | 2020-10-23 | 2021-10-30 | JINKO SOLAR | JKM320M-60HBL | Solar Panels |  | 0.32 | 2 | 37 | 31 |  | Fixed | Roof
NJSTRE1545777035 |  | Transition Incentive Program | WHITEHOUSE STATION | 8889 | 4 | 7.04 | Residential | No | Behind the Meter | Net-metered residential rooftop and canopy |  | None | Vivint Solar Developer, LLC | JCP&L | Accepted | 2020-10-22 | 2020-10-23 | 2021-10-30 | JINKO SOLAR | JKM320M-60HBL | Solar Panels |  | 0.32 | 20 | 217 | 31 |  | Fixed | Roof
NJSTRE1545777046 |  | Transition Incentive Program | Flemington | 8822 | 4 | 6.93 | Residential | No | Behind the Meter | Net-metered residential rooftop and canopy |  | None | Green Power Energy | JCP&L | Accepted | 2020-10-21 | 2020-10-23 | 2021-10-30 | Enphase Energy | IQ7PLUS-72-2-US (240V) | Inverters | 290 |  | 21 |  |  | 0.975 |  | Outside | next to meter
NJSTRE1545777046 |  | Transition Incentive Program | Flemington | 8822 | 4 | 6.93 | Residential | No | Behind the Meter | Net-metered residential rooftop and canopy |  | None | Green Power Energy | JCP&L | Accepted | 2020-10-21 | 2020-10-23 | 2021-10-30 | LG Electronics | LG330N1K-V5 | Solar Panels |  | 0.33 | 10 | 174 | 30 |  | Fixed | Roof
NJSTRE1545777046 |  | Transition Incentive Program | Flemington | 8822 | 4 | 6.93 | Residential | No | Behind the Meter | Net-metered residential rooftop and canopy |  | None | Green Power Energy | JCP&L | Accepted | 2020-10-21 | 2020-10-23 | 2021-10-30 | LG Electronics | LG330N1K-V5 | Solar Panels |  | 0.33 | 5 | 174 | 33 |  | Fixed | Roof
NJSTRE1545777046 |  | Transition Incentive Program | Flemington | 8822 | 4 | 6.93 | Residential | No | Behind the Meter | Net-metered residential rooftop and canopy |  | None | Green Power Energy | JCP&L | Accepted | 2020-10-21 | 2020-10-23 | 2021-10-30 | LG Electronics | LG330N1K-V5 | Solar Panels |  | 0.33 | 6 | 84 | 35 |  | Fixed | Roof
NJSTRE1545777141 |  | Transition Incentive Program | PAULSBORO | 8066 | 15 | 5.6 | Residential | Yes | Behind the Meter | Net-metered residential rooftop and canopy |  | None | Pro Custom Solar dba Momentum Solar | AC Electric | Accepted | 2020-10-21 | 2020-10-23 | 2021-10-30 | Enphase | IQ7PLUS-72-2-US | Inverters | 290 |  | 16 |  |  | 0.97 |  | Outdoor | Roof
NJSTRE1545777141 |  | Transition Incentive Program | PAULSBORO | 8066 | 15 | 5.6 | Residential | Yes | Behind the Meter | Net-metered residential rooftop and canopy |  | None | Pro Custom Solar dba Momentum Solar | AC Electric | Accepted | 2020-10-21 | 2020-10-23 | 2021-10-30 | LG | LG 350N1C-V5 | Solar Panels |  | 0.35 | 16 | 276 | 42 |  | Fixed | Roof
NJSTRE1545777161 |  | Transition Incentive Program | Frenchtown | 8825 | 4 | 11.88 | Residential | No | Behind the Meter | Net-metered residential rooftop and canopy |  | None | Grren Power energy | JCP&L | Accepted | 2020-10-21 | 2020-10-23 | 2021-10-30 | Enphase Energy | IQ7PLUS-72-2-US (240V) | Inverters | 290 |  | 36 |  |  | 0.975 |  | Outside | next to meter
NJSTRE1545777161 |  | Transition Incentive Program | Frenchtown | 8825 | 4 | 11.88 | Residential | No | Behind the Meter | Net-metered residential rooftop and canopy |  | None | Grren Power energy | JCP&L | Accepted | 2020-10-21 | 2020-10-23 | 2021-10-30 | LG Electronics | LG330N1C-A5 | Solar Panels |  | 0.33 | 36 | 160 | 20 |  | Fixed | Roof
NJSTRE1545777167 |  | Transition Incentive Program | Mckee City | 8234 | 19 | 15.18 | Residential | No | Behind the Meter | Net-metered residential rooftop and canopy |  | None | Sun Up Zero Down | AC Electric | Accepted | 2020-10-21 | 2020-10-23 | 2021-10-30 | Hialeah | CL200 | Meters |  |  | 1 |  |  |  | Yes | Outdoor
NJSTRE1545777167 |  | Transition Incentive Program | Mckee City | 8234 | 19 | 15.18 | Residential | No | Behind the Meter | Net-metered residential rooftop and canopy |  | None | Sun Up Zero Down | AC Electric | Accepted | 2020-10-21 | 2020-10-23 | 2021-10-30 | Solaredge | SE11400h-us | Inverters | 11400 |  | 1 |  |  | 0.98 |  | Outside | next to utility meter
NJSTRE1545777167 |  | Transition Incentive Program | Mckee City | 8234 | 19 | 15.18 | Residential | No | Behind the Meter | Net-metered residential rooftop and canopy |  | None | Sun Up Zero Down | AC Electric | Accepted | 2020-10-21 | 2020-10-23 | 2021-10-30 | REC | REC330TP3M | Solar Panels |  | 0.33 | 15 | 201 | 34 |  | Fixed | Roof
NJSTRE1545777167 |  | Transition Incentive Program | Mckee City | 8234 | 19 | 15.18 | Residential | No | Behind the Meter | Net-metered residential rooftop and canopy |  | None | Sun Up Zero Down | AC Electric | Accepted | 2020-10-21 | 2020-10-23 | 2021-10-30 | REC | REC330TP3M | Solar Panels |  | 0.33 | 31 | 111 | 34 |  | Fixed | Roof
NJSTRE1545777179 |  | Transition Incentive Program | Scullville | 8300 |  | 12.68 | Residential | No | Behind the Meter | Net-metered residential rooftop and canopy |  | None | Sun Up Zero Down | AC Electric | Accepted | 2020-10-21 | 2020-10-23 | 2021-10-30 | Enphase | TBD | Meters |  |  | 1 |  |  |  | Yes | Outdoor
NJSTRE1545777179 |  | Transition Incentive Program | Scullville | 8300 |  | 12.68 | Residential | No | Behind the Meter | Net-metered residential rooftop and canopy |  | None | Sun Up Zero Down | AC Electric | Accepted | 2020-10-21 | 2020-10-23 | 2021-10-30 | Enphase | IQ-7-60-2-US | Inverters | 240 |  | 39 |  |  | 0.976 |  | Outside | behind panel
NJSTRE1545777179 |  | Transition Incentive Program | Scullville | 8300 |  | 12.68 | Residential | No | Behind the Meter | Net-metered residential rooftop and canopy |  | None | Sun Up Zero Down | AC Electric | Accepted | 2020-10-21 | 2020-10-23 | 2021-10-30 | Trina | TSM325DE06M(II) | Solar Panels |  | 0.325 | 11 | 127 | 25 |  | Fixed | Roof
NJSTRE1545777179 |  | Transition Incentive Program | Scullville | 8300 |  | 12.68 | Residential | No | Behind the Meter | Net-metered residential rooftop and canopy |  | None | Sun Up Zero Down | AC Electric | Accepted | 2020-10-21 | 2020-10-23 | 2021-10-30 | Trina | TSM325DE06M(II) | Solar Panels |  | 0.325 | 5 | 307 | 22 |  | Fixed | Roof
NJSTRE1545777179 |  | Transition Incentive Program | Scullville | 8300 |  | 12.68 | Residential | No | Behind the Meter | Net-metered residential rooftop and canopy |  | None | Sun Up Zero Down | AC Electric | Accepted | 2020-10-21 | 2020-10-23 | 2021-10-30 | Trina | TSM325DE06M(II) | Solar Panels |  | 0.325 | 7 | 127 | 20 |  | Fixed | Roof
NJSTRE1545777179 |  | Transition Incentive Program | Scullville | 8300 |  | 12.68 | Residential | No | Behind the Meter | Net-metered residential rooftop and canopy |  | None | Sun Up Zero Down | AC Electric | Accepted | 2020-10-21 | 2020-10-23 | 2021-10-30 | Trina | TSM325DE06M(II) | Solar Panels |  | 0.325 | 7 | 127 | 22 |  | Fixed | Roof
NJSTRE1545777179 |  | Transition Incentive Program | Scullville | 8300 |  | 12.68 | Residential | No | Behind the Meter | Net-metered residential rooftop and canopy |  | None | Sun Up Zero Down | AC Electric | Accepted | 2020-10-21 | 2020-10-23 | 2021-10-30 | Trina | TSM325DE06M(II) | Solar Panels |  | 0.325 | 9 | 127 | 20 |  | Fixed | Roof
NJSTRE1545777189 |  | Transition Incentive Program | Mount Laurel | 8054 | 13 | 7.82 | Residential | No | Behind the Meter | Net-metered residential rooftop and canopy |  | None | Trinity Solar | PSE&G | Accepted | 2020-10-21 | 2020-10-23 | 2021-10-30 | Solar Edge | SE6000H-US | Inverters | 6000 |  | 1 |  |  | 0.97 |  | Outside | Side of home
NJSTRE1545777189 |  | Transition Incentive Program | Mount Laurel | 8054 | 13 | 7.82 | Residential | No | Behind the Meter | Net-metered residential rooftop and canopy |  | None | Trinity Solar | PSE&G | Accepted | 2020-10-21 | 2020-10-23 | 2021-10-30 | Hanwha 340 | Q.PEAK DUO BLK-G6 340 | Solar Panels |  | 0.34 | 23 | 101 | 21 |  | Fixed | Roof
NJSTRE1545777197 |  | Transition Incentive Program | Egg Harbor Township | 8234 | 19 | 13.53 | Residential | No | Behind the Meter | Net-metered residential rooftop and canopy |  | None | Sun Up Zero Down | AC Electric | Accepted | 2020-10-21 | 2020-10-23 | 2021-10-30 | Hialeah | CL200 | Meters |  |  | 1 |  |  |  | Yes | Outdoor
NJSTRE1545777197 |  | Transition Incentive Program | Egg Harbor Township | 8234 | 19 | 13.53 | Residential | No | Behind the Meter | Net-metered residential rooftop and canopy |  | None | Sun Up Zero Down | AC Electric | Accepted | 2020-10-21 | 2020-10-23 | 2021-10-30 | Solaredge | SE11400H-US | Inverters | 11400 |  | 1 |  |  | 0.98 |  | Outside | next to utility meter
NJSTRE1545777197 |  | Transition Incentive Program | Egg Harbor Township | 8234 | 19 | 13.53 | Residential | No | Behind the Meter | Net-metered residential rooftop and canopy |  | None | Sun Up Zero Down | AC Electric | Accepted | 2020-10-21 | 2020-10-23 | 2021-10-30 | REC | REC330TP3M | Solar Panels |  | 0.33 | 12 | 177 | 34 |  | Fixed | Roof
NJSTRE1545777197 |  | Transition Incentive Program | Egg Harbor Township | 8234 | 19 | 13.53 | Residential | No | Behind the Meter | Net-metered residential rooftop and canopy |  | None | Sun Up Zero Down | AC Electric | Accepted | 2020-10-21 | 2020-10-23 | 2021-10-30 | REC | REC330TP3M | Solar Panels |  | 0.33 | 5 | 267 | 43 |  | Fixed | Roof
NJSTRE1545777197 |  | Transition Incentive Program | Egg Harbor Township | 8234 | 19 | 13.53 | Residential | No | Behind the Meter | Net-metered residential rooftop and canopy |  | None | Sun Up Zero Down | AC Electric | Accepted | 2020-10-21 | 2020-10-23 | 2021-10-30 | REC | REC330TP3M | Solar Panels |  | 0.33 | 16 | 177 | 34 |  | Fixed | Roof
NJSTRE1545777197 |  | Transition Incentive Program | Egg Harbor Township | 8234 | 19 | 13.53 | Residential | No | Behind the Meter | Net-metered residential rooftop and canopy |  | None | Sun Up Zero Down | AC Electric | Accepted | 2020-10-21 | 2020-10-23 | 2021-10-30 | REC | REC330TP3M | Solar Panels |  | 0.33 | 8 | 87 | 43 |  | Fixed | Roof
NJSTRE1545777198 |  | Transition Incentive Program | PATERSON | 7514 | 6 | 7.48 | Residential | Yes | Behind the Meter | Net-metered residential rooftop and canopy |  | None | Trinity Solar | PSE&G | Accepted | 2020-10-21 | 2020-10-23 | 2021-10-30 | Solar Edge | SE6000H-US000BNC4 | Inverters | 6000 |  | 1 |  |  | 0.97 |  | Outdoor | side of home
NJSTRE1545777198 |  | Transition Incentive Program | PATERSON | 7514 | 6 | 7.48 | Residential | Yes | Behind the Meter | Net-metered residential rooftop and canopy |  | None | Trinity Solar | PSE&G | Accepted | 2020-10-21 | 2020-10-23 | 2021-10-30 | HANWHA | Q.PEAK DUO BLK-G6 340 | Solar Panels |  | 0.34 | 15 | 98 | 26 |  | Fixed | Roof
NJSTRE1545777198 |  | Transition Incentive Program | PATERSON | 7514 | 6 | 7.48 | Residential | Yes | Behind the Meter | Net-metered residential rooftop and canopy |  | None | Trinity Solar | PSE&G | Accepted | 2020-10-21 | 2020-10-23 | 2021-10-30 | HANWHA | Q.PEAK DUO BLK-G6 340 | Solar Panels |  | 0.34 | 7 | 278 | 26 |  | Fixed | Roof
NJSTRE1545777201 |  | Transition Incentive Program | Flemington | 8822 | 4 | 11.55 | Residential | No | Behind the Meter | Net-metered residential rooftop and canopy |  | None | Green Power Energy | JCP&L | Accepted | 2020-10-21 | 2020-10-23 | 2021-10-30 | Enphase Energy | IQ7PLUS-72-2-US (240V) | Inverters | 290 |  | 35 |  |  | 0.975 |  | Outside | next to meter
NJSTRE1545777201 |  | Transition Incentive Program | Flemington | 8822 | 4 | 11.55 | Residential | No | Behind the Meter | Net-metered residential rooftop and canopy |  | None | Green Power Energy | JCP&L | Accepted | 2020-10-21 | 2020-10-23 | 2021-10-30 | LG Electronics | LG330N1K-V5 | Solar Panels |  | 0.33 | 7 | 310 | 25 |  | Fixed | Roof
NJSTRE1545777201 |  | Transition Incentive Program | Flemington | 8822 | 4 | 11.55 | Residential | No | Behind the Meter | Net-metered residential rooftop and canopy |  | None | Green Power Energy | JCP&L | Accepted | 2020-10-21 | 2020-10-23 | 2021-10-30 | LG Electronics | LG330N1K-V5 | Solar Panels |  | 0.33 | 7 | 231 | 47 |  | Fixed | Roof
NJSTRE1545777201 |  | Transition Incentive Program | Flemington | 8822 | 4 | 11.55 | Residential | No | Behind the Meter | Net-metered residential rooftop and canopy |  | None | Green Power Energy | JCP&L | Accepted | 2020-10-21 | 2020-10-23 | 2021-10-30 | LG Electronics | LG330N1K-V5 | Solar Panels |  | 0.33 | 21 | 230 | 47 |  | Fixed | Roof
NJSTRE1545777217 |  | Transition Incentive Program | Swedesboro | 8085 | 15 | 5.44 | Residential | Yes | Behind the Meter | Net-metered residential rooftop and canopy |  | None | Trinity Solar | AC Electric | Accepted | 2020-10-21 | 2020-10-23 | 2021-10-30 | Solar Edge | SE5000H-US | Inverters | 5000 |  | 1 |  |  | 0.97 |  | Indoor | garage
NJSTRE1545777217 |  | Transition Incentive Program | Swedesboro | 8085 | 15 | 5.44 | Residential | Yes | Behind the Meter | Net-metered residential rooftop and canopy |  | None | Trinity Solar | AC Electric | Accepted | 2020-10-21 | 2020-10-23 | 2021-10-30 | Hanwha 340 | Q.PEAK DUO BLK-G6 340 | Solar Panels |  | 0.34 | 16 | 265 | 34 |  | Fixed | Roof
NJSTRE1545777218 |  | Transition Incentive Program | Princeton Boro | 8540 | 12 | 14.03 | Residential | Yes | Behind the Meter | Net-metered residential rooftop and canopy |  | None | Tesla Energy Operations Inc. | PSE&G | Accepted | 2020-10-21 | 2020-10-23 | 2021-10-30 | Delta Electronics | M8-TL-US [240V] | Inverters | 7680 |  | 1 |  |  | 0.975 |  | Outside | Outside
NJSTRE1545777218 |  | Transition Incentive Program | Princeton Boro | 8540 | 12 | 14.03 | Residential | Yes | Behind the Meter | Net-metered residential rooftop and canopy |  | None | Tesla Energy Operations Inc. | PSE&G | Accepted | 2020-10-21 | 2020-10-23 | 2021-10-30 | Delta Electronics | M4-TL-US [240V] | Inverters | 3840 |  | 1 |  |  | 0.975 |  | Outside | Outside
NJSTRE1545777218 |  | Transition Incentive Program | Princeton Boro | 8540 | 12 | 14.03 | Residential | Yes | Behind the Meter | Net-metered residential rooftop and canopy |  | None | Tesla Energy Operations Inc. | PSE&G | Accepted | 2020-10-21 | 2020-10-23 | 2021-10-30 | Tesla | SR60T1 | Solar Panels |  | 0.05847 | 45 | 57 | 34 |  | Fixed | Roof
NJSTRE1545777218 |  | Transition Incentive Program | Princeton Boro | 8540 | 12 | 14.03 | Residential | Yes | Behind the Meter | Net-metered residential rooftop and canopy |  | None | Tesla Energy Operations Inc. | PSE&G | Accepted | 2020-10-21 | 2020-10-23 | 2021-10-30 | Tesla | SR60T1 | Solar Panels |  | 0.05847 | 72 | 147 | 25 |  | Fixed | Roof
NJSTRE1545777218 |  | Transition Incentive Program | Princeton Boro | 8540 | 12 | 14.03 | Residential | Yes | Behind the Meter | Net-metered residential rooftop and canopy |  | None | Tesla Energy Operations Inc. | PSE&G | Accepted | 2020-10-21 | 2020-10-23 | 2021-10-30 | Tesla | SR60T1 | Solar Panels |  | 0.05847 | 75 | 327 | 25 |  | Fixed | Roof
NJSTRE1545777218 |  | Transition Incentive Program | Princeton Boro | 8540 | 12 | 14.03 | Residential | Yes | Behind the Meter | Net-metered residential rooftop and canopy |  | None | Tesla Energy Operations Inc. | PSE&G | Accepted | 2020-10-21 | 2020-10-23 | 2021-10-30 | Tesla | SR60T1 | Solar Panels |  | 0.05847 | 48 | 237 | 34 |  | Fixed | Roof
NJSTRE1545777229 |  | Transition Incentive Program | South Amboy | 8879 | 11 | 4.69 | Residential | No | Behind the Meter | Net-metered residential rooftop and canopy |  | None | Vision Solar LLC | JCP&L | Accepted | 2020-10-21 | 2020-10-23 | 2021-10-30 | ENPHASE | IQ7-60-2-US | Inverters | 0.335 |  | 14 |  |  | 0.96 |  | Other | behind each panel
NJSTRE1545777229 |  | Transition Incentive Program | South Amboy | 8879 | 11 | 4.69 | Residential | No | Behind the Meter | Net-metered residential rooftop and canopy |  | None | Vision Solar LLC | JCP&L | Accepted | 2020-10-21 | 2020-10-23 | 2021-10-30 | HANWHA Q-CELLS | Q.PEAK DUO-G6+ 335 | Solar Panels |  | 0.335 | 6 | 239 | 38 |  | Fixed | Roof
NJSTRE1545777229 |  | Transition Incentive Program | South Amboy | 8879 | 11 | 4.69 | Residential | No | Behind the Meter | Net-metered residential rooftop and canopy |  | None | Vision Solar LLC | JCP&L | Accepted | 2020-10-21 | 2020-10-23 | 2021-10-30 | HANWHA Q-CELLS | Q.PEAK DUO-G6+ 335 | Solar Panels |  | 0.335 | 8 | 59 | 38 |  | Fixed | Roof
NJSTRE1545777263 |  | Transition Incentive Program | Newark | 7107 | 9 | 28.12 | Commercial | No | Behind the Meter | Net-metered non-residential rooftop and canopy |  | None | Ampericon | PSE&G | Accepted | 2020-10-21 | 2020-10-23 | 2021-10-30 | EnPhase | IQ7 | Inverters | 240 |  | 74 |  |  | 0.965 |  | Other | Roof
NJSTRE1545777263 |  | Transition Incentive Program | Newark | 7107 | 9 | 28.12 | Commercial | No | Behind the Meter | Net-metered non-residential rooftop and canopy |  | None | Ampericon | PSE&G | Accepted | 2020-10-21 | 2020-10-23 | 2021-10-30 | Phono Solar | PS380M-24TH | Solar Panels |  | 0.38 | 37 | 294 | 20 |  | Fixed | Roof
NJSTRE1545777263 |  | Transition Incentive Program | Newark | 7107 | 9 | 28.12 | Commercial | No | Behind the Meter | Net-metered non-residential rooftop and canopy |  | None | Ampericon | PSE&G | Accepted | 2020-10-21 | 2020-10-23 | 2021-10-30 | Phono Solar | PS380M-24TH | Solar Panels |  | 0.38 | 37 | 114 | 20 |  | Fixed | Roof
NJSTRE1545777270 |  | Transition Incentive Program | National Park | 8063 | 15 | 11.22 | Residential | Yes | Behind the Meter | Net-metered residential rooftop and canopy |  | None | Trinity Solar | PSE&G | Accepted | 2020-10-21 | 2020-10-23 | 2021-10-30 | Solar Edge | SE10000H-US | Inverters | 10000 |  | 1 |  |  | 0.97 |  | Outside | side of home
NJSTRE1545777270 |  | Transition Incentive Program | National Park | 8063 | 15 | 11.22 | Residential | Yes | Behind the Meter | Net-metered residential rooftop and canopy |  | None | Trinity Solar | PSE&G | Accepted | 2020-10-21 | 2020-10-23 | 2021-10-30 | Hanwha 340 | Q.PEAK DUO BLK-G6 340 | Solar Panels |  | 0.34 | 9 | 46 | 21 |  | Fixed | Roof
NJSTRE1545777270 |  | Transition Incentive Program | National Park | 8063 | 15 | 11.22 | Residential | Yes | Behind the Meter | Net-metered residential rooftop and canopy |  | None | Trinity Solar | PSE&G | Accepted | 2020-10-21 | 2020-10-23 | 2021-10-30 | Hanwha 340 | Q.PEAK DUO BLK-G6 340 | Solar Panels |  | 0.34 | 7 | 46 | 21 |  | Fixed | Roof
NJSTRE1545777270 |  | Transition Incentive Program | National Park | 8063 | 15 | 11.22 | Residential | Yes | Behind the Meter | Net-metered residential rooftop and canopy |  | None | Trinity Solar | PSE&G | Accepted | 2020-10-21 | 2020-10-23 | 2021-10-30 | Hanwha 340 | Q.PEAK DUO BLK-G6 340 | Solar Panels |  | 0.34 | 8 | 226 | 21 |  | Fixed | Roof
NJSTRE1545777270 |  | Transition Incentive Program | National Park | 8063 | 15 | 11.22 | Residential | Yes | Behind the Meter | Net-metered residential rooftop and canopy |  | None | Trinity Solar | PSE&G | Accepted | 2020-10-21 | 2020-10-23 | 2021-10-30 | Hanwha 340 | Q.PEAK DUO BLK-G6 340 | Solar Panels |  | 0.34 | 9 | 226 | 21 |  | Fixed | Roof
NJSTRE1545777285 |  | Transition Incentive Program | Franklinville | 8322 | 15 | 11.38 | Residential | No | Behind the Meter | Net-metered residential rooftop and canopy |  | None | Solar Solutions LLC | AC Electric | Accepted | 2020-10-21 | 2020-10-23 | 2021-10-30 | SolarEdge | SE5000H-US | Inverters | 5000 |  | 1 |  |  | 0.992 |  | Outdoor | East Wall
NJSTRE1545777285 |  | Transition Incentive Program | Franklinville | 8322 | 15 | 11.38 | Residential | No | Behind the Meter | Net-metered residential rooftop and canopy |  | None | Solar Solutions LLC | AC Electric | Accepted | 2020-10-21 | 2020-10-23 | 2021-10-30 | SolarEdge | SE6000H-US | Inverters | 6000 |  | 1 |  |  | 0.992 |  | Outdoor | East wall
NJSTRE1545777285 |  | Transition Incentive Program | Franklinville | 8322 | 15 | 11.38 | Residential | No | Behind the Meter | Net-metered residential rooftop and canopy |  | None | Solar Solutions LLC | AC Electric | Accepted | 2020-10-21 | 2020-10-23 | 2021-10-30 | Canadian Solar | CS1H-325MS | Solar Panels |  | 0.325 | 8 | 195 | 28 |  | Fixed | Roof
NJSTRE1545777285 |  | Transition Incentive Program | Franklinville | 8322 | 15 | 11.38 | Residential | No | Behind the Meter | Net-metered residential rooftop and canopy |  | None | Solar Solutions LLC | AC Electric | Accepted | 2020-10-21 | 2020-10-23 | 2021-10-30 | Canadian Solar | CS1H-325MS | Solar Panels |  | 0.325 | 12 | 195 | 28 |  | Fixed | Roof
NJSTRE1545777285 |  | Transition Incentive Program | Franklinville | 8322 | 15 | 11.38 | Residential | No | Behind the Meter | Net-metered residential rooftop and canopy |  | None | Solar Solutions LLC | AC Electric | Accepted | 2020-10-21 | 2020-10-23 | 2021-10-30 | Canadian Solar | CS1H-325MS | Solar Panels |  | 0.325 | 15 | 195 | 28 |  | Fixed | Roof
NJSTRE1545777287 |  | Transition Incentive Program | Millville | 8332 | 20 | 8.84 | Residential | Yes | Behind the Meter | Net-metered residential rooftop and canopy |  | None | Trinity Solar | AC Electric | Accepted | 2020-10-21 | 2020-10-23 | 2021-10-30 | Solar Edge | SE7600H-US | Inverters | 7600 |  | 1 |  |  | 0.97 |  | Outside | side of home
NJSTRE1545777287 |  | Transition Incentive Program | Millville | 8332 | 20 | 8.84 | Residential | Yes | Behind the Meter | Net-metered residential rooftop and canopy |  | None | Trinity Solar | AC Electric | Accepted | 2020-10-21 | 2020-10-23 | 2021-10-30 | Hanwha 340 | Q.PEAK DUO BLK-G6 340 | Solar Panels |  | 0.34 | 26 | 111 | 14 |  | Fixed | Roof
NJSTRE1545777288 |  | Transition Incentive Program | Wenonah | 8090 | 15 | 5.78 | Residential | Yes | Behind the Meter | Net-metered residential rooftop and canopy |  | None | Trinity Solar | PSE&G | Accepted | 2020-10-21 | 2020-10-23 | 2021-10-30 | SOLAR EDGE | SE5000H-US | Inverters | 5000 |  | 1 |  |  | 0.97 |  | Outside | SIDE OF HOME
NJSTRE1545777288 |  | Transition Incentive Program | Wenonah | 8090 | 15 | 5.78 | Residential | Yes | Behind the Meter | Net-metered residential rooftop and canopy |  | None | Trinity Solar | PSE&G | Accepted | 2020-10-21 | 2020-10-23 | 2021-10-30 | HANWHA 340 (Q.PEAK DUO BLK-G6 340) | HANWHA 340 (Q.PEAK DUO BLK-G6 340) | Solar Panels |  | 0.34 | 17 | 87 | 35 |  | Fixed | Roof
NJSTRE1545777301 |  | Transition Incentive Program | Monroe Township | 8831 | 11 | 7.48 | Residential | No | Behind the Meter | Net-metered residential rooftop and canopy |  | None | Tesla Energy Operations Inc. | JCP&L | Accepted | 2020-10-21 | 2020-10-23 | 2021-10-30 | SolarEdge Technologies | SE7600H-US [240V] | Inverters | 7600 |  | 1 |  |  | 0.99 |  | Outside | Outside
NJSTRE1545777301 |  | Transition Incentive Program | Monroe Township | 8831 | 11 | 7.48 | Residential | No | Behind the Meter | Net-metered residential rooftop and canopy |  | None | Tesla Energy Operations Inc. | JCP&L | Accepted | 2020-10-21 | 2020-10-23 | 2021-10-30 | Hanwha Q-CELLS | Q.Peak DUO BLK-G6+ 340 | Solar Panels |  | 0.34 | 9 | 355 | 35 |  | Fixed | Roof
NJSTRE1545777301 |  | Transition Incentive Program | Monroe Township | 8831 | 11 | 7.48 | Residential | No | Behind the Meter | Net-metered residential rooftop and canopy |  | None | Tesla Energy Operations Inc. | JCP&L | Accepted | 2020-10-21 | 2020-10-23 | 2021-10-30 | Hanwha Q-CELLS | Q.Peak DUO BLK-G6+ 340 | Solar Panels |  | 0.34 | 9 | 175 | 35 |  | Fixed | Roof
NJSTRE1545777301 |  | Transition Incentive Program | Monroe Township | 8831 | 11 | 7.48 | Residential | No | Behind the Meter | Net-metered residential rooftop and canopy |  | None | Tesla Energy Operations Inc. | JCP&L | Accepted | 2020-10-21 | 2020-10-23 | 2021-10-30 | Hanwha Q-CELLS | Q.Peak DUO BLK-G6+ 340 | Solar Panels |  | 0.34 | 4 | 175 | 35 |  | Fixed | Roof
NJSTRE1545777302 |  | Transition Incentive Program | City: Moorestown | 8057 | 13 | 9.38 | Residential | No | Behind the Meter | Net-metered residential rooftop and canopy |  | None | Vision Solar LLC | PSE&G | Accepted | 2020-10-21 | 2020-10-23 | 2021-10-30 | ENPHASE | IQ7-60-2-US | Inverters | 0.24 |  | 28 |  |  | 0.96 |  | Other | BEHIND EACH PANEL
NJSTRE1545777302 |  | Transition Incentive Program | City: Moorestown | 8057 | 13 | 9.38 | Residential | No | Behind the Meter | Net-metered residential rooftop and canopy |  | None | Vision Solar LLC | PSE&G | Accepted | 2020-10-21 | 2020-10-23 | 2021-10-30 | HANWHA Q-CELLS | Q.PEAK DUO-G6+ 335 | Solar Panels |  | 0.335 | 10 | 308 | 35 |  | Fixed | Roof
NJSTRE1545777302 |  | Transition Incentive Program | City: Moorestown | 8057 | 13 | 9.38 | Residential | No | Behind the Meter | Net-metered residential rooftop and canopy |  | None | Vision Solar LLC | PSE&G | Accepted | 2020-10-21 | 2020-10-23 | 2021-10-30 | HANWHA Q-CELLS | Q.PEAK DUO-G6+ 335 | Solar Panels |  | 0.335 | 6 | 308 | 12 |  | Fixed | Roof
NJSTRE1545777302 |  | Transition Incentive Program | City: Moorestown | 8057 | 13 | 9.38 | Residential | No | Behind the Meter | Net-metered residential rooftop and canopy |  | None | Vision Solar LLC | PSE&G | Accepted | 2020-10-21 | 2020-10-23 | 2021-10-30 | HANWHA Q-CELLS | Q.PEAK DUO-G6+ 335 | Solar Panels |  | 0.335 | 10 | 128 | 35 |  | Fixed | Roof
NJSTRE1545777302 |  | Transition Incentive Program | City: Moorestown | 8057 | 13 | 9.38 | Residential | No | Behind the Meter | Net-metered residential rooftop and canopy |  | None | Vision Solar LLC | PSE&G | Accepted | 2020-10-21 | 2020-10-23 | 2021-10-30 | HANWHA Q-CELLS | Q.PEAK DUO-G6+ 335 | Solar Panels |  | 0.335 | 2 | 128 | 20 |  | Fixed | Roof
NJSTRE1545777316 |  | Transition Incentive Program | Manalapan | 7726 | 17 | 17.42 | Residential | No | Behind the Meter | Net-metered residential rooftop and canopy |  | None | Whitman Construction, LLC | PSE&G | Accepted | 2020-10-21 | 2020-10-23 | 2021-10-30 | ENPHASE ENERGY | IQ7-60-2-US | Inverters | 240 |  | 52 |  |  | 0.975 |  | Other | MICROINVERTERS LOCATED UNDER MODULES
NJSTRE1545777316 |  | Transition Incentive Program | Manalapan | 7726 | 17 | 17.42 | Residential | No | Behind the Meter | Net-metered residential rooftop and canopy |  | None | Whitman Construction, LLC | PSE&G | Accepted | 2020-10-21 | 2020-10-23 | 2021-10-30 | LG | LG335N1C-V5 | Solar Panels |  | 0.335 | 7 | 253 | 20 |  | Fixed | Roof
NJSTRE1545777316 |  | Transition Incentive Program | Manalapan | 7726 | 17 | 17.42 | Residential | No | Behind the Meter | Net-metered residential rooftop and canopy |  | None | Whitman Construction, LLC | PSE&G | Accepted | 2020-10-21 | 2020-10-23 | 2021-10-30 | LG | LG335N1C-V5 | Solar Panels |  | 0.335 | 10 | 163 | 20 |  | Fixed | Roof
NJSTRE1545777316 |  | Transition Incentive Program | Manalapan | 7726 | 17 | 17.42 | Residential | No | Behind the Meter | Net-metered residential rooftop and canopy |  | None | Whitman Construction, LLC | PSE&G | Accepted | 2020-10-21 | 2020-10-23 | 2021-10-30 | LG | LG335N1C-V5 | Solar Panels |  | 0.335 | 12 | 73 | 20 |  | Fixed | Roof
NJSTRE1545777316 |  | Transition Incentive Program | Manalapan | 7726 | 17 | 17.42 | Residential | No | Behind the Meter | Net-metered residential rooftop and canopy |  | None | Whitman Construction, LLC | PSE&G | Accepted | 2020-10-21 | 2020-10-23 | 2021-10-30 | LG | LG335N1C-V5 | Solar Panels |  | 0.335 | 12 | 253 | 20 |  | Double Axis | Roof
NJSTRE1545777316 |  | Transition Incentive Program | Manalapan | 7726 | 17 | 17.42 | Residential | No | Behind the Meter | Net-metered residential rooftop and canopy |  | None | Whitman Construction, LLC | PSE&G | Accepted | 2020-10-21 | 2020-10-23 | 2021-10-30 | LG | LG335N1C-V5 | Solar Panels |  | 0.335 | 11 | 73 | 20 |  | Fixed | Pole
NJSTRE1545777345 |  | Transition Incentive Program | Williamstown | 8094 | 15 | 14.96 | Residential | Yes | Behind the Meter | Net-metered residential rooftop and canopy |  | None | EMT Renewables | AC Electric | Accepted | 2020-10-21 | 2020-10-23 | 2021-10-30 | Enphase | IQ7+-72-2-US | Inverters | 290 |  | 44 |  |  | 0.97 |  | Outside | under panels
NJSTRE1545777345 |  | Transition Incentive Program | Williamstown | 8094 | 15 | 14.96 | Residential | Yes | Behind the Meter | Net-metered residential rooftop and canopy |  | None | EMT Renewables | AC Electric | Accepted | 2020-10-21 | 2020-10-23 | 2021-10-30 | Hanwha | Q-Cells Q.Peak Duo-G6 340 | Solar Panels |  | 0.34 | 11 | 338 | 22 |  | Fixed | Roof
NJSTRE1545777345 |  | Transition Incentive Program | Williamstown | 8094 | 15 | 14.96 | Residential | Yes | Behind the Meter | Net-metered residential rooftop and canopy |  | None | EMT Renewables | AC Electric | Accepted | 2020-10-21 | 2020-10-23 | 2021-10-30 | Hanwha | Q-Cells Q.Peak Duo-G6 340 | Solar Panels |  | 0.34 | 15 | 158 | 22 |  | Fixed | Roof
NJSTRE1545777345 |  | Transition Incentive Program | Williamstown | 8094 | 15 | 14.96 | Residential | Yes | Behind the Meter | Net-metered residential rooftop and canopy |  | None | EMT Renewables | AC Electric | Accepted | 2020-10-21 | 2020-10-23 | 2021-10-30 | Hanwha | Q-Cells Q.Peak Duo-G6 340 | Solar Panels |  | 0.34 | 9 | 68 | 18 |  | Fixed | Roof
NJSTRE1545777345 |  | Transition Incentive Program | Williamstown | 8094 | 15 | 14.96 | Residential | Yes | Behind the Meter | Net-metered residential rooftop and canopy |  | None | EMT Renewables | AC Electric | Accepted | 2020-10-21 | 2020-10-23 | 2021-10-30 | Hanwha | Q-Cells Q.Peak Duo-G6 340 | Solar Panels |  | 0.34 | 9 | 248 | 18 |  | Fixed | Roof
NJSTRE1545777356 |  | Transition Incentive Program | Livingston | 7039 | 9 | 12.24 | Residential | Yes | Behind the Meter | Net-metered residential rooftop and canopy |  | None | Tesla Energy Operations Inc. | JCP&L | Accepted | 2020-10-21 | 2020-10-23 | 2021-10-30 | Tesla | AC Powerwall 2.0 | Electric Storage Battery |  |  | 2 |  |  |  | Lithium Ion |  | Inside
NJSTRE1545777356 |  | Transition Incentive Program | Livingston | 7039 | 9 | 12.24 | Residential | Yes | Behind the Meter | Net-metered residential rooftop and canopy |  | None | Tesla Energy Operations Inc. | JCP&L | Accepted | 2020-10-21 | 2020-10-23 | 2021-10-30 | SolarEdge Technologies | SE11400H-US [240V] | Inverters | 11400 |  | 1 |  |  | 0.99 |  | Indoor | Inside
NJSTRE1545777356 |  | Transition Incentive Program | Livingston | 7039 | 9 | 12.24 | Residential | Yes | Behind the Meter | Net-metered residential rooftop and canopy |  | None | Tesla Energy Operations Inc. | JCP&L | Accepted | 2020-10-21 | 2020-10-23 | 2021-10-30 | Hanwha Q-CELLS | Q.Peak DUO BLK-G6+ 340 | Solar Panels |  | 0.34 | 15 | 289 | 22 |  | Fixed | Roof
NJSTRE1545777356 |  | Transition Incentive Program | Livingston | 7039 | 9 | 12.24 | Residential | Yes | Behind the Meter | Net-metered residential rooftop and canopy |  | None | Tesla Energy Operations Inc. | JCP&L | Accepted | 2020-10-21 | 2020-10-23 | 2021-10-30 | Hanwha Q-CELLS | Q.Peak DUO BLK-G6+ 340 | Solar Panels |  | 0.34 | 21 | 109 | 38 |  | Fixed | Roof
NJSTRE1545777432 |  | Transition Incentive Program | Little Egg Harbor Township | 8087 | 18 | 7.7 | Residential | Yes | Behind the Meter | Net-metered residential rooftop and canopy |  | None | Pro Custom Solar dba Momentum Solar | AC Electric | Accepted | 2020-10-21 | 2020-10-23 | 2021-10-30 | Enphase | IQ7PLUS-72-2-US | Inverters | 290 |  | 22 |  |  | 0.97 |  | Outdoor | Roof
NJSTRE1545777432 |  | Transition Incentive Program | Little Egg Harbor Township | 8087 | 18 | 7.7 | Residential | Yes | Behind the Meter | Net-metered residential rooftop and canopy |  | None | Pro Custom Solar dba Momentum Solar | AC Electric | Accepted | 2020-10-21 | 2020-10-23 | 2021-10-30 | LG | LG 350N1C-V5 | Solar Panels |  | 0.35 | 8 | 325 | 27 |  | Fixed | Roof
NJSTRE1545777432 |  | Transition Incentive Program | Little Egg Harbor Township | 8087 | 18 | 7.7 | Residential | Yes | Behind the Meter | Net-metered residential rooftop and canopy |  | None | Pro Custom Solar dba Momentum Solar | AC Electric | Accepted | 2020-10-21 | 2020-10-23 | 2021-10-30 | LG | LG 350N1C-V5 | Solar Panels |  | 0.35 | 14 | 144 | 23 |  | Fixed | Roof
NJSTRE1545777440 |  | Transition Incentive Program | Swedesboro | 8085 | 15 | 4.08 | Residential | Yes | Behind the Meter | Net-metered residential rooftop and canopy |  | None | Trinity Solar | AC Electric | Accepted | 2020-10-21 | 2020-10-23 | 2021-10-30 | SOLAR EDGE | SE3800H-US | Inverters | 3800 |  | 1 |  |  | 0.97 |  | Outside | SIDE OF HOME
NJSTRE1545777440 |  | Transition Incentive Program | Swedesboro | 8085 | 15 | 4.08 | Residential | Yes | Behind the Meter | Net-metered residential rooftop and canopy |  | None | Trinity Solar | AC Electric | Accepted | 2020-10-21 | 2020-10-23 | 2021-10-30 | HANWHA 340 (Q.PEAK DUO BLK-G6 340) | HANWHA 340 (Q.PEAK DUO BLK-G6 340) | Solar Panels |  | 0.34 | 12 | 214 | 37 |  | Fixed | Roof
NJSTRE1545777445 |  | Transition Incentive Program | Montgomery TWP | 8502 | 5 | 12.58 | Residential | Yes | Behind the Meter | Net-metered residential rooftop and canopy |  | None | Tesla Energy Operations Inc. | PSE&G | Accepted | 2020-10-21 | 2020-10-23 | 2021-10-30 | Tesla | AC Powerwall 2.0 | Electric Storage Battery |  |  | 3 |  |  |  | Lithium Ion |  | Inside
NJSTRE1545777445 |  | Transition Incentive Program | Montgomery TWP | 8502 | 5 | 12.58 | Residential | Yes | Behind the Meter | Net-metered residential rooftop and canopy |  | None | Tesla Energy Operations Inc. | PSE&G | Accepted | 2020-10-21 | 2020-10-23 | 2021-10-30 | SolarEdge Technologies | SE10000H-US [240V] | Inverters | 10000 |  | 1 |  |  | 0.99 |  | Outside | Outside
NJSTRE1545777445 |  | Transition Incentive Program | Montgomery TWP | 8502 | 5 | 12.58 | Residential | Yes | Behind the Meter | Net-metered residential rooftop and canopy |  | None | Tesla Energy Operations Inc. | PSE&G | Accepted | 2020-10-21 | 2020-10-23 | 2021-10-30 | Hanwha Q-CELLS | Q.Peak DUO BLK-G6+ 340 | Solar Panels |  | 0.34 | 29 | 212 | 36 |  | Fixed | Roof
NJSTRE1545777445 |  | Transition Incentive Program | Montgomery TWP | 8502 | 5 | 12.58 | Residential | Yes | Behind the Meter | Net-metered residential rooftop and canopy |  | None | Tesla Energy Operations Inc. | PSE&G | Accepted | 2020-10-21 | 2020-10-23 | 2021-10-30 | Hanwha Q-CELLS | Q.Peak DUO BLK-G6+ 340 | Solar Panels |  | 0.34 | 4 | 122 | 45 |  | Fixed | Roof
NJSTRE1545777445 |  | Transition Incentive Program | Montgomery TWP | 8502 | 5 | 12.58 | Residential | Yes | Behind the Meter | Net-metered residential rooftop and canopy |  | None | Tesla Energy Operations Inc. | PSE&G | Accepted | 2020-10-21 | 2020-10-23 | 2021-10-30 | Hanwha Q-CELLS | Q.Peak DUO BLK-G6+ 340 | Solar Panels |  | 0.34 | 4 | 302 | 45 |  | Fixed | Roof
NJSTRE1545777453 |  | Transition Incentive Program | Milford | 8848 | 4 | 11.9 | Residential | No | Behind the Meter | Net-metered residential rooftop and canopy |  | None | Green Power energy | JCP&L | Accepted | 2020-10-21 | 2020-10-23 | 2021-10-30 | Enphase Energy | IQ7PLUS-72-2-US | Inverters | 290 |  | 35 |  |  | 0.975 |  | Outside | behind the panels
NJSTRE1545777453 |  | Transition Incentive Program | Milford | 8848 | 4 | 11.9 | Residential | No | Behind the Meter | Net-metered residential rooftop and canopy |  | None | Green Power energy | JCP&L | Accepted | 2020-10-21 | 2020-10-23 | 2021-10-30 | LG Electronics | LG340N1K-L5 | Solar Panels |  | 0.34 | 23 | 140 | 30 |  | Fixed | Roof
NJSTRE1545777453 |  | Transition Incentive Program | Milford | 8848 | 4 | 11.9 | Residential | No | Behind the Meter | Net-metered residential rooftop and canopy |  | None | Green Power energy | JCP&L | Accepted | 2020-10-21 | 2020-10-23 | 2021-10-30 | LG Electronics | LG340N1K-L5 | Solar Panels |  | 0.34 | 12 | 140 | 30 |  | Fixed | Roof
NJSTRE1545777461 |  | Transition Incentive Program | Wall Township | 7719 | 17 | 4.76 | Residential | No | Behind the Meter | Net-metered residential rooftop and canopy |  | None | Trinity Solar | JCP&L | Accepted | 2020-10-21 | 2020-10-23 | 2021-10-30 | Solar Edge | SE3800 | Inverters | 3800 |  | 1 |  |  | 0.97 |  | Outside | side of home
NJSTRE1545777461 |  | Transition Incentive Program | Wall Township | 7719 | 17 | 4.76 | Residential | No | Behind the Meter | Net-metered residential rooftop and canopy |  | None | Trinity Solar | JCP&L | Accepted | 2020-10-21 | 2020-10-23 | 2021-10-30 | Hanwha | Q.PEAK DUO BLK-G6 340 | Solar Panels |  | 0.34 | 14 | 96 | 25 |  | Fixed | Roof
NJSTRE1545777474 |  | Transition Incentive Program | WEST CAPE MAY | 8204 | 21 | 11.55 | Residential | No | Behind the Meter | Net-metered residential rooftop and canopy |  | None | Pro Custom Solar dba Momentum Solar | AC Electric | Accepted | 2020-10-21 | 2020-10-23 | 2021-10-30 | Enphase | IQ7PLUS-72-2-US | Inverters | 290 |  | 33 |  |  | 0.97 |  | Outdoor | Roof
NJSTRE1545777474 |  | Transition Incentive Program | WEST CAPE MAY | 8204 | 21 | 11.55 | Residential | No | Behind the Meter | Net-metered residential rooftop and canopy |  | None | Pro Custom Solar dba Momentum Solar | AC Electric | Accepted | 2020-10-21 | 2020-10-23 | 2021-10-30 | LG | LG 350N1C-V5 | Solar Panels |  | 0.35 | 14 | 81 | 33 |  | Fixed | Roof
NJSTRE1545777474 |  | Transition Incentive Program | WEST CAPE MAY | 8204 | 21 | 11.55 | Residential | No | Behind the Meter | Net-metered residential rooftop and canopy |  | None | Pro Custom Solar dba Momentum Solar | AC Electric | Accepted | 2020-10-21 | 2020-10-23 | 2021-10-30 | LG | LG 350N1C-V5 | Solar Panels |  | 0.35 | 19 | 261 | 31 |  | Fixed | Roof
NJSTRE1545777484 |  | Transition Incentive Program | South Hackensack | 7606 | 7 | 80.56 | Commercial | No | Behind the Meter | Net-metered non-residential rooftop and canopy |  | None | Ampericon | PSE&G | Accepted | 2020-10-21 | 2020-10-23 | 2021-10-30 | EnPhase | IQ7PLUS | Inverters | 290 |  | 212 |  |  | 0.965 |  | Other | Roof
NJSTRE1545777484 |  | Transition Incentive Program | South Hackensack | 7606 | 7 | 80.56 | Commercial | No | Behind the Meter | Net-metered non-residential rooftop and canopy |  | None | Ampericon | PSE&G | Accepted | 2020-10-21 | 2020-10-23 | 2021-10-30 | Phono Solar | PS380M-24TH | Solar Panels |  | 0.38 | 106 | 289 | 20 |  | Fixed | Roof
NJSTRE1545777484 |  | Transition Incentive Program | South Hackensack | 7606 | 7 | 80.56 | Commercial | No | Behind the Meter | Net-metered non-residential rooftop and canopy |  | None | Ampericon | PSE&G | Accepted | 2020-10-21 | 2020-10-23 | 2021-10-30 | Phono Solar | PS380M-24TH | Solar Panels |  | 0.38 | 106 | 109 | 20 |  | Fixed | Roof
NJSTRE1545777491 |  | Transition Incentive Program | Bridgewater | 8807 | 5 | 15.75 | Residential | Yes | Behind the Meter | Net-metered residential rooftop and canopy |  | None | Pro Custom Solar dba Momentum Solar | PSE&G | Accepted | 2020-10-21 | 2020-10-23 | 2021-10-30 | Enphase | IQ7PLUS-72-2-US | Inverters | 290 |  | 45 |  |  | 0.97 |  | Outdoor | Roof
NJSTRE1545777491 |  | Transition Incentive Program | Bridgewater | 8807 | 5 | 15.75 | Residential | Yes | Behind the Meter | Net-metered residential rooftop and canopy |  | None | Pro Custom Solar dba Momentum Solar | PSE&G | Accepted | 2020-10-21 | 2020-10-23 | 2021-10-30 | LG | LG 350N1C-V5 | Solar Panels |  | 0.35 | 6 | 85 | 24 |  | Fixed | Roof
NJSTRE1545777491 |  | Transition Incentive Program | Bridgewater | 8807 | 5 | 15.75 | Residential | Yes | Behind the Meter | Net-metered residential rooftop and canopy |  | None | Pro Custom Solar dba Momentum Solar | PSE&G | Accepted | 2020-10-21 | 2020-10-23 | 2021-10-30 | LG | LG 350N1C-V5 | Solar Panels |  | 0.35 | 20 | 85 | 23 |  | Fixed | Roof
NJSTRE1545777491 |  | Transition Incentive Program | Bridgewater | 8807 | 5 | 15.75 | Residential | Yes | Behind the Meter | Net-metered residential rooftop and canopy |  | None | Pro Custom Solar dba Momentum Solar | PSE&G | Accepted | 2020-10-21 | 2020-10-23 | 2021-10-30 | LG | LG 350N1C-V5 | Solar Panels |  | 0.35 | 3 | 265 | 21 |  | Fixed | Roof
NJSTRE1545777491 |  | Transition Incentive Program | Bridgewater | 8807 | 5 | 15.75 | Residential | Yes | Behind the Meter | Net-metered residential rooftop and canopy |  | None | Pro Custom Solar dba Momentum Solar | PSE&G | Accepted | 2020-10-21 | 2020-10-23 | 2021-10-30 | LG | LG 350N1C-V5 | Solar Panels |  | 0.35 | 16 | 265 | 23 |  | Fixed | Roof
NJSTRE1545777502 |  | Transition Incentive Program | Keyport | 7735 | 17 | 5.12 | Residential | Yes | Behind the Meter | Net-metered residential rooftop and canopy |  | None | Vivint Solar Developer, LLC | JCP&L | Accepted | 2020-10-21 | 2020-10-23 | 2021-10-30 | Solar Edge | SE7600H-US | Inverters | 7600 |  | 1 |  |  | 0.992 |  | Outdoor | Near the Utility Meter
NJSTRE1545777502 |  | Transition Incentive Program | Keyport | 7735 | 17 | 5.12 | Residential | Yes | Behind the Meter | Net-metered residential rooftop and canopy |  | None | Vivint Solar Developer, LLC | JCP&L | Accepted | 2020-10-21 | 2020-10-23 | 2021-10-30 | JINKO SOLAR | JKM320M-60HBL | Solar Panels |  | 0.32 | 13 | 165 | 33 |  | Fixed | Roof
NJSTRE1545777502 |  | Transition Incentive Program | Keyport | 7735 | 17 | 5.12 | Residential | Yes | Behind the Meter | Net-metered residential rooftop and canopy |  | None | Vivint Solar Developer, LLC | JCP&L | Accepted | 2020-10-21 | 2020-10-23 | 2021-10-30 | JINKO SOLAR | JKM320M-60HBL | Solar Panels |  | 0.32 | 3 | 255 | 34 |  | Fixed | Roof
NJSTRE1545777508 |  | Transition Incentive Program | Brick | 8724 | 18 | 7 | Residential | Yes | Behind the Meter | Net-metered residential rooftop and canopy |  | None | Pro Custom Solar dba Momentum Solar | JCP&L | Accepted | 2020-10-21 | 2020-10-23 | 2021-10-30 | Enphase | IQ7PLUS-72-2-US | Inverters | 290 |  | 20 |  |  | 0.97 |  | Outdoor | Roof
NJSTRE1545777508 |  | Transition Incentive Program | Brick | 8724 | 18 | 7 | Residential | Yes | Behind the Meter | Net-metered residential rooftop and canopy |  | None | Pro Custom Solar dba Momentum Solar | JCP&L | Accepted | 2020-10-21 | 2020-10-23 | 2021-10-30 | LG | LG 350N1C-V5 | Solar Panels |  | 0.35 | 20 | 206 | 20 |  | Fixed | Roof
NJSTRE1545777516 |  | Transition Incentive Program | Jersey City | 7307 | 8 | 4.9 | Residential | Yes | Behind the Meter | Net-metered residential rooftop and canopy |  | None | Pro Custom Solar dba Momentum Solar | PSE&G | Accepted | 2020-10-21 | 2020-10-23 | 2021-10-30 | Enphase | IQ7PLUS-72-2-US | Inverters | 290 |  | 14 |  |  | 0.97 |  | Outdoor | Roof
NJSTRE1545777516 |  | Transition Incentive Program | Jersey City | 7307 | 8 | 4.9 | Residential | Yes | Behind the Meter | Net-metered residential rooftop and canopy |  | None | Pro Custom Solar dba Momentum Solar | PSE&G | Accepted | 2020-10-21 | 2020-10-23 | 2021-10-30 | LG | LG 350N1C-V5 | Solar Panels |  | 0.35 | 6 | 206 | 25 |  | Fixed | Roof
NJSTRE1545777516 |  | Transition Incentive Program | Jersey City | 7307 | 8 | 4.9 | Residential | Yes | Behind the Meter | Net-metered residential rooftop and canopy |  | None | Pro Custom Solar dba Momentum Solar | PSE&G | Accepted | 2020-10-21 | 2020-10-23 | 2021-10-30 | LG | LG 350N1C-V5 | Solar Panels |  | 0.35 | 8 | 26 | 25 |  | Fixed | Roof
NJSTRE1545777534 |  | Transition Incentive Program | South Plainfield | 7080 | 11 | 5.25 | Residential | Yes | Behind the Meter | Net-metered residential rooftop and canopy |  | None | Pro Custom Solar dba Momentum Solar | PSE&G | Accepted | 2020-10-21 | 2020-10-23 | 2021-10-30 | Enphase | IQ7PLUS-72-2-US | Inverters | 290 |  | 15 |  |  | 0.97 |  | Outdoor | Roof
NJSTRE1545777534 |  | Transition Incentive Program | South Plainfield | 7080 | 11 | 5.25 | Residential | Yes | Behind the Meter | Net-metered residential rooftop and canopy |  | None | Pro Custom Solar dba Momentum Solar | PSE&G | Accepted | 2020-10-21 | 2020-10-23 | 2021-10-30 | LG | LG 350N1C-V5 | Solar Panels |  | 0.35 | 15 | 178 | 36 |  | Fixed | Roof
NJSTRE1545777548 |  | Transition Incentive Program | HOWELL | 7731 | 17 | 5.76 | Residential | Yes | Behind the Meter | Net-metered residential rooftop and canopy |  | None | Vivint Solar Developer, LLC | JCP&L | Accepted | 2020-10-21 | 2020-10-23 | 2021-10-30 | Solar Edge | SE7600H-US | Inverters | 7600 |  | 1 |  |  | 0.992 |  | Outdoor | Near the Utility Meter
NJSTRE1545777548 |  | Transition Incentive Program | HOWELL | 7731 | 17 | 5.76 | Residential | Yes | Behind the Meter | Net-metered residential rooftop and canopy |  | None | Vivint Solar Developer, LLC | JCP&L | Accepted | 2020-10-21 | 2020-10-23 | 2021-10-30 | JINKO SOLAR | JKM320M-60HBL | Solar Panels |  | 0.32 | 18 | 179 | 6 |  | Fixed | Roof
NJSTRE1545777550 |  | Transition Incentive Program | Monroe | 16807 |  | 14.35 | Residential | No | Behind the Meter | Net-metered residential rooftop and canopy |  | None | Pro Custom Solar dba Momentum Solar | JCP&L | Accepted | 2020-10-21 | 2020-10-23 | 2021-10-30 | Enphase | IQ7PLUS-72-2-US | Inverters | 290 |  | 41 |  |  | 0.97 |  | Outdoor | Roof
NJSTRE1545777550 |  | Transition Incentive Program | Monroe | 16807 |  | 14.35 | Residential | No | Behind the Meter | Net-metered residential rooftop and canopy |  | None | Pro Custom Solar dba Momentum Solar | JCP&L | Accepted | 2020-10-21 | 2020-10-23 | 2021-10-30 | LG | LG 350N1C-V5 | Solar Panels |  | 0.35 | 16 | 210 | 35 |  | Fixed | Roof
NJSTRE1545777550 |  | Transition Incentive Program | Monroe | 16807 |  | 14.35 | Residential | No | Behind the Meter | Net-metered residential rooftop and canopy |  | None | Pro Custom Solar dba Momentum Solar | JCP&L | Accepted | 2020-10-21 | 2020-10-23 | 2021-10-30 | LG | LG 350N1C-V5 | Solar Panels |  | 0.35 | 8 | 30 | 35 |  | Fixed | Roof
NJSTRE1545777550 |  | Transition Incentive Program | Monroe | 16807 |  | 14.35 | Residential | No | Behind the Meter | Net-metered residential rooftop and canopy |  | None | Pro Custom Solar dba Momentum Solar | JCP&L | Accepted | 2020-10-21 | 2020-10-23 | 2021-10-30 | LG | LG 350N1C-V5 | Solar Panels |  | 0.35 | 6 | 120 | 35 |  | Fixed | Roof
NJSTRE1545777550 |  | Transition Incentive Program | Monroe | 16807 |  | 14.35 | Residential | No | Behind the Meter | Net-metered residential rooftop and canopy |  | None | Pro Custom Solar dba Momentum Solar | JCP&L | Accepted | 2020-10-21 | 2020-10-23 | 2021-10-30 | LG | LG 350N1C-V5 | Solar Panels |  | 0.35 | 4 | 30 | 35 |  | Fixed | Roof
NJSTRE1545777550 |  | Transition Incentive Program | Monroe | 16807 |  | 14.35 | Residential | No | Behind the Meter | Net-metered residential rooftop and canopy |  | None | Pro Custom Solar dba Momentum Solar | JCP&L | Accepted | 2020-10-21 | 2020-10-23 | 2021-10-30 | LG | LG 350N1C-V5 | Solar Panels |  | 0.35 | 7 | 120 | 35 |  | Fixed | Roof
NJSTRE1545777575 |  | Transition Incentive Program | Teaneck | 7666 | 7 | 4.55 | Residential | Yes | Behind the Meter | Net-metered residential rooftop and canopy |  | None | Vivint Solar Developer, LLC | PSE&G | Accepted | 2020-10-21 | 2020-11-11 | 2021-11-11 | Solar Edge | SE3800H-US | Inverters | 3800 |  | 1 |  |  | 0.992 |  | Outdoor | Near the Utility Meter
NJSTRE1545777575 |  | Transition Incentive Program | Teaneck | 7666 | 7 | 4.55 | Residential | Yes | Behind the Meter | Net-metered residential rooftop and canopy |  | None | Vivint Solar Developer, LLC | PSE&G | Accepted | 2020-10-21 | 2020-11-11 | 2021-11-11 | JINKO SOLAR | JKM325M-60HBL | Solar Panels |  | 0.325 | 8 | 26 | 33 |  | Fixed | Roof
NJSTRE1545777575 |  | Transition Incentive Program | Teaneck | 7666 | 7 | 4.55 | Residential | Yes | Behind the Meter | Net-metered residential rooftop and canopy |  | None | Vivint Solar Developer, LLC | PSE&G | Accepted | 2020-10-21 | 2020-11-11 | 2021-11-11 | JINKO SOLAR | JKM325M-60HBL | Solar Panels |  | 0.325 | 6 | 296 | 33 |  | Fixed | Roof
NJSTRE1545777586 |  | Transition Incentive Program | Kearny | 7032 | 8 | 1809.54 | Municipality | Yes | Behind the Meter | Net-metered non-residential rooftop and canopy |  | None | HESP Construction, LLC | PSE&G | Accepted | 2020-10-21 | 2020-10-23 | 2021-10-30 | Chint | CPS SCA50KTL-DO/US-480 | Inverters | 50 |  | 6 |  |  | 0.99 |  | Outdoor | near arrays
NJSTRE1545777586 |  | Transition Incentive Program | Kearny | 7032 | 8 | 1809.54 | Municipality | Yes | Behind the Meter | Net-metered non-residential rooftop and canopy |  | None | HESP Construction, LLC | PSE&G | Accepted | 2020-10-21 | 2020-10-23 | 2021-10-30 | Chint | CPS SCA60KTL-DO/US-480 | Inverters | 60 |  | 11 |  |  | 0.99 |  | Outdoor | near arrays
NJSTRE1545777586 |  | Transition Incentive Program | Kearny | 7032 | 8 | 1809.54 | Municipality | Yes | Behind the Meter | Net-metered non-residential rooftop and canopy |  | None | HESP Construction, LLC | PSE&G | Accepted | 2020-10-21 | 2020-10-23 | 2021-10-30 | SMA | SMA ST CORE1 62-US | Inverters | 62.5 |  | 4 |  |  | 0.99 |  | Outdoor | near arrays
NJSTRE1545777586 |  | Transition Incentive Program | Kearny | 7032 | 8 | 1809.54 | Municipality | Yes | Behind the Meter | Net-metered non-residential rooftop and canopy |  | None | HESP Construction, LLC | PSE&G | Accepted | 2020-10-21 | 2020-10-23 | 2021-10-30 | SMA | SMA ST CORE1 33-US | Inverters | 33.3 |  | 1 |  |  | 0.99 |  | Outdoor | near arrays
NJSTRE1545777586 |  | Transition Incentive Program | Kearny | 7032 | 8 | 1809.54 | Municipality | Yes | Behind the Meter | Net-metered non-residential rooftop and canopy |  | None | HESP Construction, LLC | PSE&G | Accepted | 2020-10-21 | 2020-10-23 | 2021-10-30 | SMA | SMA ST CORE1 50-US | Inverters | 50 |  | 1 |  |  | 0.99 |  | Outdoor | near arrays
NJSTRE1545777586 |  | Transition Incentive Program | Kearny | 7032 | 8 | 1809.54 | Municipality | Yes | Behind the Meter | Net-metered non-residential rooftop and canopy |  | None | HESP Construction, LLC | PSE&G | Accepted | 2020-10-21 | 2020-10-23 | 2021-10-30 | Trina Solar | TSM-DEG15H.20(II) | Solar Panels |  | 0.405 | 1120 | 207 | 7 |  | Fixed | Roof
NJSTRE1545777586 |  | Transition Incentive Program | Kearny | 7032 | 8 | 1809.54 | Municipality | Yes | Behind the Meter | Net-metered non-residential rooftop and canopy |  | None | HESP Construction, LLC | PSE&G | Accepted | 2020-10-21 | 2020-10-23 | 2021-10-30 | Trina Solar | TSM-DEG15H.20(II) | Solar Panels |  | 0.405 | 3348 | 117 | 7 |  | Fixed | Parking Lot
NJSTRE1545777599 |  | Transition Incentive Program | Monroe Township | 8831 | 11 | 12.24 | Residential | Yes | Behind the Meter | Net-metered residential rooftop and canopy |  | None | Tesla Energy Operations Inc. | JCP&L | Accepted | 2020-10-21 | 2020-10-23 | 2021-10-30 | SolarEdge Technologies | SE11400H-US [240V] | Inverters | 11400 |  | 1 |  |  | 0.99 |  | Outside | Outside
NJSTRE1545777599 |  | Transition Incentive Program | Monroe Township | 8831 | 11 | 12.24 | Residential | Yes | Behind the Meter | Net-metered residential rooftop and canopy |  | None | Tesla Energy Operations Inc. | JCP&L | Accepted | 2020-10-21 | 2020-10-23 | 2021-10-30 | Hanwha Q-CELLS | Q.Peak DUO BLK-G6+ 340 | Solar Panels |  | 0.34 | 15 | 267 | 34 |  | Fixed | Roof
NJSTRE1545777599 |  | Transition Incentive Program | Monroe Township | 8831 | 11 | 12.24 | Residential | Yes | Behind the Meter | Net-metered residential rooftop and canopy |  | None | Tesla Energy Operations Inc. | JCP&L | Accepted | 2020-10-21 | 2020-10-23 | 2021-10-30 | Hanwha Q-CELLS | Q.Peak DUO BLK-G6+ 340 | Solar Panels |  | 0.34 | 17 | 87 | 34 |  | Fixed | Roof
NJSTRE1545777599 |  | Transition Incentive Program | Monroe Township | 8831 | 11 | 12.24 | Residential | Yes | Behind the Meter | Net-metered residential rooftop and canopy |  | None | Tesla Energy Operations Inc. | JCP&L | Accepted | 2020-10-21 | 2020-10-23 | 2021-10-30 | Hanwha Q-CELLS | Q.Peak DUO BLK-G6+ 340 | Solar Panels |  | 0.34 | 4 | 177 | 40 |  | Fixed | Roof
NJSTRE1545777624 |  | Transition Incentive Program | PISCATAWAY | 8854 | 11 | 11.38 | Residential | Yes | Behind the Meter | Net-metered residential rooftop and canopy |  | None | Vivint Solar Developer, LLC | PSE&G | Accepted | 2020-10-21 | 2020-10-26 | 2021-10-30 | Solar Edge | SE7600H-US | Inverters | 7600 |  | 1 |  |  | 0.992 |  | Outdoor | Near the Utility Meter
NJSTRE1545777624 |  | Transition Incentive Program | PISCATAWAY | 8854 | 11 | 11.38 | Residential | Yes | Behind the Meter | Net-metered residential rooftop and canopy |  | None | Vivint Solar Developer, LLC | PSE&G | Accepted | 2020-10-21 | 2020-10-26 | 2021-10-30 | JINKO SOLAR | JKM325M-60HL | Solar Panels |  | 0.325 | 13 | 239 | 26 |  | Fixed | Roof
NJSTRE1545777624 |  | Transition Incentive Program | PISCATAWAY | 8854 | 11 | 11.38 | Residential | Yes | Behind the Meter | Net-metered residential rooftop and canopy |  | None | Vivint Solar Developer, LLC | PSE&G | Accepted | 2020-10-21 | 2020-10-26 | 2021-10-30 | JINKO SOLAR | JKM325M-60HL | Solar Panels |  | 0.325 | 22 | 149 | 26 |  | Fixed | Roof
NJSTRE1545777633 |  | Transition Incentive Program | Pittstown | 8867 | 4 | 18.01 | Residential | No | Behind the Meter | Net-metered residential rooftop and canopy |  | None | Tesla Energy Operations Inc. | JCP&L | Accepted | 2020-10-21 | 2020-10-23 | 2021-10-30 | Delta Electronics | M8-TL-US [240V] | Inverters | 7680 |  | 1 |  |  | 0.975 |  | Outside | Outside
NJSTRE1545777633 |  | Transition Incentive Program | Pittstown | 8867 | 4 | 18.01 | Residential | No | Behind the Meter | Net-metered residential rooftop and canopy |  | None | Tesla Energy Operations Inc. | JCP&L | Accepted | 2020-10-21 | 2020-10-23 | 2021-10-30 | Delta Electronics | M4-TL-US [240V] | Inverters | 3840 |  | 2 |  |  | 0.975 |  | Outside | Outside
NJSTRE1545777633 |  | Transition Incentive Program | Pittstown | 8867 | 4 | 18.01 | Residential | No | Behind the Meter | Net-metered residential rooftop and canopy |  | None | Tesla Energy Operations Inc. | JCP&L | Accepted | 2020-10-21 | 2020-10-23 | 2021-10-30 | Tesla | SR60T1 | Solar Panels |  | 0.05847 | 47 | 24 | 42 |  | Fixed | Roof
NJSTRE1545777633 |  | Transition Incentive Program | Pittstown | 8867 | 4 | 18.01 | Residential | No | Behind the Meter | Net-metered residential rooftop and canopy |  | None | Tesla Energy Operations Inc. | JCP&L | Accepted | 2020-10-21 | 2020-10-23 | 2021-10-30 | Tesla | SR60T1 | Solar Panels |  | 0.05847 | 87 | 24 | 35 |  | Fixed | Roof
NJSTRE1545777633 |  | Transition Incentive Program | Pittstown | 8867 | 4 | 18.01 | Residential | No | Behind the Meter | Net-metered residential rooftop and canopy |  | None | Tesla Energy Operations Inc. | JCP&L | Accepted | 2020-10-21 | 2020-10-23 | 2021-10-30 | Tesla | SR60T1 | Solar Panels |  | 0.05847 | 23 | 204 | 22 |  | Fixed | Roof
NJSTRE1545777633 |  | Transition Incentive Program | Pittstown | 8867 | 4 | 18.01 | Residential | No | Behind the Meter | Net-metered residential rooftop and canopy |  | None | Tesla Energy Operations Inc. | JCP&L | Accepted | 2020-10-21 | 2020-10-23 | 2021-10-30 | Tesla | SR60T1 | Solar Panels |  | 0.05847 | 129 | 204 | 26 |  | Fixed | Roof
NJSTRE1545777633 |  | Transition Incentive Program | Pittstown | 8867 | 4 | 18.01 | Residential | No | Behind the Meter | Net-metered residential rooftop and canopy |  | None | Tesla Energy Operations Inc. | JCP&L | Accepted | 2020-10-21 | 2020-10-23 | 2021-10-30 | Tesla | SR60T1 | Solar Panels |  | 0.05847 | 22 | 204 | 35 |  | Fixed | Roof
NJSTRE1545777642 |  | Transition Incentive Program | Milltown | 8850 | 11 | 8.5 | Residential | No | Behind the Meter | Net-metered residential rooftop and canopy |  | None | Ad Energy | Milltown | Accepted | 2020-10-21 | 2020-10-23 | 2021-10-30 | Enphase Energy | IQ7XS-96-ACM-US | Inverters | 315 |  | 26 |  |  | 0.975 |  | Outdoor | At each panel
NJSTRE1545777642 |  | Transition Incentive Program | Milltown | 8850 | 11 | 8.5 | Residential | No | Behind the Meter | Net-metered residential rooftop and canopy |  | None | Ad Energy | Milltown | Accepted | 2020-10-21 | 2020-10-23 | 2021-10-30 | SunPower | SPR-E20-327-E-AC | Solar Panels |  | 0.327 | 6 | 255 | 25 |  | Fixed | Roof
NJSTRE1545777642 |  | Transition Incentive Program | Milltown | 8850 | 11 | 8.5 | Residential | No | Behind the Meter | Net-metered residential rooftop and canopy |  | None | Ad Energy | Milltown | Accepted | 2020-10-21 | 2020-10-23 | 2021-10-30 | SunPower | SPR-E20-327-E-AC | Solar Panels |  | 0.327 | 17 | 75 | 22 |  | Fixed | Roof
NJSTRE1545777642 |  | Transition Incentive Program | Milltown | 8850 | 11 | 8.5 | Residential | No | Behind the Meter | Net-metered residential rooftop and canopy |  | None | Ad Energy | Milltown | Accepted | 2020-10-21 | 2020-10-23 | 2021-10-30 | SunPower | SPR-E20-327-E-AC | Solar Panels |  | 0.327 | 3 | 165 | 25 |  | Fixed | Roof
NJSTRE1545777665 |  | Transition Incentive Program | Englishtown | 7726 | 17 | 7.54 | Residential | Yes | Behind the Meter | Net-metered residential rooftop and canopy |  | None | Freedom Forever New Jersey LLC | JCP&L | Accepted | 2020-11-09 | 2020-11-10 | 2021-11-10 | Solar Edge | SE6000H-US [SI1] RGM | Inverters | 6000 |  | 1 |  |  | 0.99 |  | Outdoor | N/A
NJSTRE1545777665 |  | Transition Incentive Program | Englishtown | 7726 | 17 | 7.54 | Residential | Yes | Behind the Meter | Net-metered residential rooftop and canopy |  | None | Freedom Forever New Jersey LLC | JCP&L | Accepted | 2020-11-09 | 2020-11-10 | 2021-11-10 | Hanwha | Q.PLUS BFR-G4.1- 290 | Solar Panels |  | 0.29 | 6 | 1 | 42 |  | Fixed | Roof | n/a
NJSTRE1545777665 |  | Transition Incentive Program | Englishtown | 7726 | 17 | 7.54 | Residential | Yes | Behind the Meter | Net-metered residential rooftop and canopy |  | None | Freedom Forever New Jersey LLC | JCP&L | Accepted | 2020-11-09 | 2020-11-10 | 2021-11-10 | Hanwha | Q.PLUS BFR-G4.1- 290 | Solar Panels |  | 0.29 | 2 | 5 | 40 |  | Fixed | Roof | n/a
NJSTRE1545777665 |  | Transition Incentive Program | Englishtown | 7726 | 17 | 7.54 | Residential | Yes | Behind the Meter | Net-metered residential rooftop and canopy |  | None | Freedom Forever New Jersey LLC | JCP&L | Accepted | 2020-11-09 | 2020-11-10 | 2021-11-10 | Hanwha | Q.PLUS BFR-G4.1- 290 | Solar Panels |  | 0.29 | 3 | 3 | 18 |  | Fixed | Roof | n/a
NJSTRE1545777665 |  | Transition Incentive Program | Englishtown | 7726 | 17 | 7.54 | Residential | Yes | Behind the Meter | Net-metered residential rooftop and canopy |  | None | Freedom Forever New Jersey LLC | JCP&L | Accepted | 2020-11-09 | 2020-11-10 | 2021-11-10 | Hanwha | Q.PLUS BFR-G4.1- 290 | Solar Panels |  | 0.29 | 2 | 4 | 40 |  | Fixed | Roof | n/a
NJSTRE1545777665 |  | Transition Incentive Program | Englishtown | 7726 | 17 | 7.54 | Residential | Yes | Behind the Meter | Net-metered residential rooftop and canopy |  | None | Freedom Forever New Jersey LLC | JCP&L | Accepted | 2020-11-09 | 2020-11-10 | 2021-11-10 | Hanwha | Q.PLUS BFR-G4.1- 290 | Solar Panels |  | 0.29 | 11 | 6 | 42 |  | Fixed | Roof | n/a
NJSTRE1545777665 |  | Transition Incentive Program | Englishtown | 7726 | 17 | 7.54 | Residential | Yes | Behind the Meter | Net-metered residential rooftop and canopy |  | None | Freedom Forever New Jersey LLC | JCP&L | Accepted | 2020-11-09 | 2020-11-10 | 2021-11-10 | Hanwha | Q.PLUS BFR-G4.1- 290 | Solar Panels |  | 0.29 | 2 | 2 | 18 |  | Fixed | Roof | n/a
NJSTRE1545777672 |  | Transition Incentive Program | Brick | 8723 | 18 | 10.73 | Residential | Yes | Behind the Meter | Net-metered residential rooftop and canopy |  | None | Freedom Forever New Jersey LLC | JCP&L | Accepted | 2020-10-26 | 2020-10-27 | 2021-10-30 | Solar Edge | SE10000H-US [SI1] RGM | Inverters | 10000 |  | 1 |  |  | 0.99 |  | Outdoor | N/A
NJSTRE1545777672 |  | Transition Incentive Program | Brick | 8723 | 18 | 10.73 | Residential | Yes | Behind the Meter | Net-metered residential rooftop and canopy |  | None | Freedom Forever New Jersey LLC | JCP&L | Accepted | 2020-10-26 | 2020-10-27 | 2021-10-30 | Hanwha Solar | Q.PLUS BFR-G4.1- 290 | Solar Panels |  | 0.29 | 32 | 1 | 14 |  | Fixed | Roof | N/A
NJSTRE1545777672 |  | Transition Incentive Program | Brick | 8723 | 18 | 10.73 | Residential | Yes | Behind the Meter | Net-metered residential rooftop and canopy |  | None | Freedom Forever New Jersey LLC | JCP&L | Accepted | 2020-10-26 | 2020-10-27 | 2021-10-30 | Hanwha solar | Q.PLUS BFR-G4.1- 290 | Solar Panels |  | 0.29 | 5 | 2 | 14 |  | Fixed | Roof | N/A
NJSTRE1545777832 |  | Transition Incentive Program | Gibbsboro | 8026 | 14 | 5.99 | Residential | No | Behind the Meter | Net-metered residential rooftop and canopy |  | None | Advanced Renewable Solutions | AC Electric | Accepted | 2020-10-22 | 2020-10-23 | 2021-10-30 | ENPHASE | IQ7-60-2-US | Inverters | 4560 |  | 19 |  |  | 0.976 |  | Outdoor | Micro-inverters are mounted to underside of every solar
NJSTRE1545777832 |  | Transition Incentive Program | Gibbsboro | 8026 | 14 | 5.99 | Residential | No | Behind the Meter | Net-metered residential rooftop and canopy |  | None | Advanced Renewable Solutions | AC Electric | Accepted | 2020-10-22 | 2020-10-23 | 2021-10-30 | CertainTeed | CT315M11-02 | Solar Panels |  | 0.315 | 4 | 215 | 20 |  | Fixed | Roof
NJSTRE1545777832 |  | Transition Incentive Program | Gibbsboro | 8026 | 14 | 5.99 | Residential | No | Behind the Meter | Net-metered residential rooftop and canopy |  | None | Advanced Renewable Solutions | AC Electric | Accepted | 2020-10-22 | 2020-10-23 | 2021-10-30 | CertainTeed | CT315M11-02 | Solar Panels |  | 0.315 | 6 | 125 | 20 |  | Fixed | Roof
NJSTRE1545777832 |  | Transition Incentive Program | Gibbsboro | 8026 | 14 | 5.99 | Residential | No | Behind the Meter | Net-metered residential rooftop and canopy |  | None | Advanced Renewable Solutions | AC Electric | Accepted | 2020-10-22 | 2020-10-23 | 2021-10-30 | CertainTeed | CT315M11-02 | Solar Panels |  | 0.315 | 4 | 125 | 20 |  | Fixed | Roof
NJSTRE1545777832 |  | Transition Incentive Program | Gibbsboro | 8026 | 14 | 5.99 | Residential | No | Behind the Meter | Net-metered residential rooftop and canopy |  | None | Advanced Renewable Solutions | AC Electric | Accepted | 2020-10-22 | 2020-10-23 | 2021-10-30 | CertainTeed | CT315M11-02 | Solar Panels |  | 0.315 | 5 | 305 | 20 |  | Fixed | Roof
NJSTRE1545777834 |  | Transition Incentive Program | Vineland | 8360 | 20 | 8.51 | Residential | No | Behind the Meter | Net-metered residential rooftop and canopy |  | None | Suntuity Solar LLC | Vineland Muni Electric | Accepted | 2020-10-22 | 2020-10-23 | 2021-10-30 | Enphase Energy | IQ7-60-2-US | Inverters | 240 |  | 27 |  |  | 0.97 |  | Outdoor | Behind the PV Modules
NJSTRE1545777834 |  | Transition Incentive Program | Vineland | 8360 | 20 | 8.51 | Residential | No | Behind the Meter | Net-metered residential rooftop and canopy |  | None | Suntuity Solar LLC | Vineland Muni Electric | Accepted | 2020-10-22 | 2020-10-23 | 2021-10-30 | Longi | LR6-60HPB-315M | Solar Panels |  | 0.315 | 8 | 3 | 10 |  | Fixed | Roof
NJSTRE1545777834 |  | Transition Incentive Program | Vineland | 8360 | 20 | 8.51 | Residential | No | Behind the Meter | Net-metered residential rooftop and canopy |  | None | Suntuity Solar LLC | Vineland Muni Electric | Accepted | 2020-10-22 | 2020-10-23 | 2021-10-30 | Longi | LR6-60HPB-315M | Solar Panels |  | 0.315 | 15 | 183 | 36 |  | Fixed | Roof
NJSTRE1545777834 |  | Transition Incentive Program | Vineland | 8360 | 20 | 8.51 | Residential | No | Behind the Meter | Net-metered residential rooftop and canopy |  | None | Suntuity Solar LLC | Vineland Muni Electric | Accepted | 2020-10-22 | 2020-10-23 | 2021-10-30 | Longi | LR6-60HPB-315M | Solar Panels |  | 0.315 | 4 | 183 | 43 |  | Fixed | Roof
NJSTRE1545777835 |  | Transition Incentive Program | Woodbury | 8096 | 15 | 8.19 | Residential | No | Behind the Meter | Net-metered residential rooftop and canopy |  | None | Suntuity Solar LLC | PSE&G | Accepted | 2020-10-22 | 2020-10-26 | 2021-10-30 | Enphase Energy | IQ7-60-2-US | Inverters | 240 |  | 26 |  |  | 0.97 |  | Outdoor | Behind the PV Modules
NJSTRE1545777835 |  | Transition Incentive Program | Woodbury | 8096 | 15 | 8.19 | Residential | No | Behind the Meter | Net-metered residential rooftop and canopy |  | None | Suntuity Solar LLC | PSE&G | Accepted | 2020-10-22 | 2020-10-26 | 2021-10-30 | Longi | LR6-60HPB-315M | Solar Panels |  | 0.315 | 12 | 279 | 31 |  | Fixed | Roof
NJSTRE1545777835 |  | Transition Incentive Program | Woodbury | 8096 | 15 | 8.19 | Residential | No | Behind the Meter | Net-metered residential rooftop and canopy |  | None | Suntuity Solar LLC | PSE&G | Accepted | 2020-10-22 | 2020-10-26 | 2021-10-30 | Longi | LR6-60HPB-315M | Solar Panels |  | 0.315 | 14 | 99 | 31 |  | Fixed | Roof
NJSTRE1545777836 |  | Transition Incentive Program | Wantage | 7461 | 1 | 11.66 | Residential | Yes | Behind the Meter | Net-metered residential rooftop and canopy |  | None | Suntuity Solar LLC | Sussex Rural | Accepted | 2020-10-22 | 2020-10-26 | 2021-10-30 | Enphase Energy | IQ7-60-2-US | Inverters | 240 |  | 37 |  |  | 0.97 |  | Outdoor | Behind the PV Modules
NJSTRE1545777836 |  | Transition Incentive Program | Wantage | 7461 | 1 | 11.66 | Residential | Yes | Behind the Meter | Net-metered residential rooftop and canopy |  | None | Suntuity Solar LLC | Sussex Rural | Accepted | 2020-10-22 | 2020-10-26 | 2021-10-30 | Longi | LR6-60HPB-315M | Solar Panels |  | 0.315 | 18 | 77 | 22 |  | Fixed | Roof
NJSTRE1545777836 |  | Transition Incentive Program | Wantage | 7461 | 1 | 11.66 | Residential | Yes | Behind the Meter | Net-metered residential rooftop and canopy |  | None | Suntuity Solar LLC | Sussex Rural | Accepted | 2020-10-22 | 2020-10-26 | 2021-10-30 | Longi | LR6-60HPB-315M | Solar Panels |  | 0.315 | 19 | 257 | 22 |  | Fixed | Roof
NJSTRE1545777837 |  | Transition Incentive Program | Sewell | 8080 | 15 | 4.73 | Residential | Yes | Behind the Meter | Net-metered residential rooftop and canopy |  | None | Suntuity Solar LLC | AC Electric | Accepted | 2020-10-22 | 2020-10-23 | 2021-10-30 | Enphase Energy | IQ7-60-2-US | Inverters | 240 |  | 15 |  |  | 0.97 |  | Outdoor | Behind the PV Modules
NJSTRE1545777837 |  | Transition Incentive Program | Sewell | 8080 | 15 | 4.73 | Residential | Yes | Behind the Meter | Net-metered residential rooftop and canopy |  | None | Suntuity Solar LLC | AC Electric | Accepted | 2020-10-22 | 2020-10-23 | 2021-10-30 | Longi | LR6-60HPB-315M | Solar Panels |  | 0.315 | 5 | 282 | 23 |  | Fixed | Roof
NJSTRE1545777837 |  | Transition Incentive Program | Sewell | 8080 | 15 | 4.73 | Residential | Yes | Behind the Meter | Net-metered residential rooftop and canopy |  | None | Suntuity Solar LLC | AC Electric | Accepted | 2020-10-22 | 2020-10-23 | 2021-10-30 | Longi | LR6-60HPB-315M | Solar Panels |  | 0.315 | 10 | 102 | 23 |  | Fixed | Roof
NJSTRE1545777850 |  | Transition Incentive Program | West Berlin | 8091 | 14 | 6.7 | Residential | Yes | Behind the Meter | Net-metered residential rooftop and canopy |  | None | Vision Solar LLC | AC Electric | Accepted | 2020-10-22 | 2020-10-23 | 2021-10-30 | ENPHASE | IQ7-60-2-US | Inverters | 0.24 |  | 20 |  |  | 0.96 |  | Other | BEHIND EACH PANEL
NJSTRE1545777850 |  | Transition Incentive Program | West Berlin | 8091 | 14 | 6.7 | Residential | Yes | Behind the Meter | Net-metered residential rooftop and canopy |  | None | Vision Solar LLC | AC Electric | Accepted | 2020-10-22 | 2020-10-23 | 2021-10-30 | HANWHA Q-CELLS | Q.PEAK DUO-G6+ 335 | Solar Panels |  | 0.335 | 20 | 133 | 26 |  | Fixed | Roof
NJSTRE1545777853 |  | Transition Incentive Program | Howell | 7731 | 17 | 17.6 | Residential | No | Behind the Meter | Net-metered residential rooftop and canopy |  | None | Whitman Construction, LLC | JCP&L | Accepted | 2020-10-22 | 2020-10-23 | 2021-10-30 | enphase energy | iq7-60-2-us | Inverters | 240 |  | 55 |  |  | 0.975 |  | Outdoor | microinverters located under modules
NJSTRE1545777853 |  | Transition Incentive Program | Howell | 7731 | 17 | 17.6 | Residential | No | Behind the Meter | Net-metered residential rooftop and canopy |  | None | Whitman Construction, LLC | JCP&L | Accepted | 2020-10-22 | 2020-10-23 | 2021-10-30 | trina | tsm 320 dd05h.05 | Solar Panels |  | 0.32 | 8 | 356 | 22 |  | Fixed | Roof
NJSTRE1545777853 |  | Transition Incentive Program | Howell | 7731 | 17 | 17.6 | Residential | No | Behind the Meter | Net-metered residential rooftop and canopy |  | None | Whitman Construction, LLC | JCP&L | Accepted | 2020-10-22 | 2020-10-23 | 2021-10-30 | trina | tsm 320 dd05h.05 | Solar Panels |  | 0.32 | 12 | 176 | 22 |  | Fixed | Roof
NJSTRE1545777853 |  | Transition Incentive Program | Howell | 7731 | 17 | 17.6 | Residential | No | Behind the Meter | Net-metered residential rooftop and canopy |  | None | Whitman Construction, LLC | JCP&L | Accepted | 2020-10-22 | 2020-10-23 | 2021-10-30 | trina | tsm 320 dd05h.05 | Solar Panels |  | 0.32 | 17 | 176 | 22 |  | Fixed | Roof
NJSTRE1545777853 |  | Transition Incentive Program | Howell | 7731 | 17 | 17.6 | Residential | No | Behind the Meter | Net-metered residential rooftop and canopy |  | None | Whitman Construction, LLC | JCP&L | Accepted | 2020-10-22 | 2020-10-23 | 2021-10-30 | trina | tsm 320 dd05h.05 | Solar Panels |  | 0.32 | 18 | 356 | 22 |  | Fixed | Roof
NJSTRE1545777866 |  | Transition Incentive Program | Penns Grove | 8069 | 16 | 4.69 | Residential | Yes | Behind the Meter | Net-metered residential rooftop and canopy |  | None | Vision Solar LLC | AC Electric | Accepted | 2020-10-22 | 2020-10-26 | 2021-10-30 | ENPHASE | IQ7-60-2-US | Inverters | 0.24 |  | 14 |  |  | 0.96 |  | Other | BEHIND EACH PANEL
NJSTRE1545777866 |  | Transition Incentive Program | Penns Grove | 8069 | 16 | 4.69 | Residential | Yes | Behind the Meter | Net-metered residential rooftop and canopy |  | None | Vision Solar LLC | AC Electric | Accepted | 2020-10-22 | 2020-10-26 | 2021-10-30 | HANWHA Q-CELLS | Q.PEAK DUO-G6+ 335 | Solar Panels |  | 0.335 | 12 | 208 | 20 |  | Fixed | Roof
NJSTRE1545777866 |  | Transition Incentive Program | Penns Grove | 8069 | 16 | 4.69 | Residential | Yes | Behind the Meter | Net-metered residential rooftop and canopy |  | None | Vision Solar LLC | AC Electric | Accepted | 2020-10-22 | 2020-10-26 | 2021-10-30 | HANWHA Q-CELLS | Q.PEAK DUO-G6+ 335 | Solar Panels |  | 0.335 | 2 | 118 | 20 |  | Fixed | Roof
NJSTRE1545777871 |  | Transition Incentive Program | Forked River | 8731 | 18 | 7.4 | Residential | No | Behind the Meter | Net-metered residential rooftop and canopy |  | None | Whitman Construction, LLC | JCP&L | Accepted | 2020-10-22 | 2020-10-26 | 2021-10-30 | enphase energy | IQ7plus-72-2-us | Inverters | 295 |  | 20 |  |  | 0.975 |  | Outdoor | microinverters located under modules
NJSTRE1545777871 |  | Transition Incentive Program | Forked River | 8731 | 18 | 7.4 | Residential | No | Behind the Meter | Net-metered residential rooftop and canopy |  | None | Whitman Construction, LLC | JCP&L | Accepted | 2020-10-22 | 2020-10-26 | 2021-10-30 | solaria | xt 370r pd | Solar Panels |  | 0.37 | 8 | 359 | 15 |  | Fixed | Roof
NJSTRE1545777871 |  | Transition Incentive Program | Forked River | 8731 | 18 | 7.4 | Residential | No | Behind the Meter | Net-metered residential rooftop and canopy |  | None | Whitman Construction, LLC | JCP&L | Accepted | 2020-10-22 | 2020-10-26 | 2021-10-30 | solaria | xt 370r pd | Solar Panels |  | 0.37 | 12 | 179 | 15 |  | Fixed | Roof
NJSTRE1545777947 |  | Transition Incentive Program | Demarest | 7627 | 7 | 6.37 | Residential | No | Behind the Meter | Net-metered residential rooftop and canopy |  | None | Vision Solar LLC | Orange Rockland Electric | Accepted | 2020-10-22 | 2020-10-26 | 2021-10-30 | ENPHASE | IQ7-60-2-US | Inverters | 0.24 |  | 19 |  |  | 0.96 |  | Other | BEHIND EACH PANEL
NJSTRE1545777947 |  | Transition Incentive Program | Demarest | 7627 | 7 | 6.37 | Residential | No | Behind the Meter | Net-metered residential rooftop and canopy |  | None | Vision Solar LLC | Orange Rockland Electric | Accepted | 2020-10-22 | 2020-10-26 | 2021-10-30 | HANWHA Q-CELLS | Q.PEAK DUO-G6+ 335 | Solar Panels |  | 0.335 | 6 | 121 | 20 |  | Fixed | Roof
NJSTRE1545777947 |  | Transition Incentive Program | Demarest | 7627 | 7 | 6.37 | Residential | No | Behind the Meter | Net-metered residential rooftop and canopy |  | None | Vision Solar LLC | Orange Rockland Electric | Accepted | 2020-10-22 | 2020-10-26 | 2021-10-30 | HANWHA Q-CELLS | Q.PEAK DUO-G6+ 335 | Solar Panels |  | 0.335 | 5 | 210 | 28 |  | Fixed | Roof
NJSTRE1545777947 |  | Transition Incentive Program | Demarest | 7627 | 7 | 6.37 | Residential | No | Behind the Meter | Net-metered residential rooftop and canopy |  | None | Vision Solar LLC | Orange Rockland Electric | Accepted | 2020-10-22 | 2020-10-26 | 2021-10-30 | HANWHA Q-CELLS | Q.PEAK DUO-G6+ 335 | Solar Panels |  | 0.335 | 8 | 121 | 28 |  | Fixed | Roof
NJSTRE1545777955 |  | Transition Incentive Program | PATERSON CITY | 7502 | 6 | 10.72 | Residential | No | Behind the Meter | Net-metered residential rooftop and canopy |  | None | Vision Solar LLC | PSE&G | Accepted | 2020-10-22 | 2020-10-27 | 2021-10-30 | ENPHASE | Q.PEAK DUO-G6+ 335 | Inverters | 0.24 |  | 32 |  |  | 0.96 |  | Other | BEHIND EACH PANEL
NJSTRE1545777955 |  | Transition Incentive Program | PATERSON CITY | 7502 | 6 | 10.72 | Residential | No | Behind the Meter | Net-metered residential rooftop and canopy |  | None | Vision Solar LLC | PSE&G | Accepted | 2020-10-22 | 2020-10-27 | 2021-10-30 | HANWHA Q-CELLS | Q.PEAK DUO-G6+ 335 | Solar Panels |  | 0.335 | 20 | 140 | 37 |  | Fixed | Roof
NJSTRE1545777955 |  | Transition Incentive Program | PATERSON CITY | 7502 | 6 | 10.72 | Residential | No | Behind the Meter | Net-metered residential rooftop and canopy |  | None | Vision Solar LLC | PSE&G | Accepted | 2020-10-22 | 2020-10-27 | 2021-10-30 | HANWHA Q-CELLS | Q.PEAK DUO-G6+ 335 | Solar Panels |  | 0.335 | 12 | 320 | 37 |  | Fixed | Roof
NJSTRE1545777964 |  | Transition Incentive Program | Pine hill | 8021 | 14 | 5.36 | Residential | Yes | Behind the Meter | Net-metered residential rooftop and canopy |  | None | Vision Solar LLC | AC Electric | Accepted | 2020-10-22 | 2020-10-26 | 2021-10-30 | ENPHASE | IQ7-60-2-US | Inverters | 0.24 |  | 16 |  |  | 0.96 |  | Other | BEHIND EACH PANEL
NJSTRE1545777964 |  | Transition Incentive Program | Pine hill | 8021 | 14 | 5.36 | Residential | Yes | Behind the Meter | Net-metered residential rooftop and canopy |  | None | Vision Solar LLC | AC Electric | Accepted | 2020-10-22 | 2020-10-26 | 2021-10-30 | HANWHA Q-CELLS | Q.PEAK DUO-G6+ 335 | Solar Panels |  | 0.335 | 16 | 126 | 28 |  | Fixed | Roof
NJSTRE1545777974 |  | Transition Incentive Program | Lake Hiawatha | 7034 | 3 | 6.12 | Residential | No | Behind the Meter | Net-metered residential rooftop and canopy |  | None | Sundial Solar Innovations | JCP&L | Accepted | 2020-10-22 | 2020-10-26 | 2021-10-30 | Enphase | IQ7+ | Inverters | 290 |  | 17 |  |  | 0.97 |  | Outdoor | roof
NJSTRE1545777974 |  | Transition Incentive Program | Lake Hiawatha | 7034 | 3 | 6.12 | Residential | No | Behind the Meter | Net-metered residential rooftop and canopy |  | None | Sundial Solar Innovations | JCP&L | Accepted | 2020-10-22 | 2020-10-26 | 2021-10-30 | REC Solar | REC360w | Solar Panels |  | 0.36 | 17 | 215 | 25 |  | Fixed | Roof | outside
NJSTRE1545777977 |  | Transition Incentive Program | Bordentown | 8505 | 13 | 7.8 | Residential | Yes | Behind the Meter | Net-metered residential rooftop and canopy |  | None | Vivint Solar Developer, LLC | PSE&G | Accepted | 2020-10-22 | 2020-11-13 | 2021-11-13 | Solar Edge | SE7600H-US | Inverters | 7600 |  | 1 |  |  | 0.992 |  | Outdoor | Near the Utility Meter
NJSTRE1545777977 |  | Transition Incentive Program | Bordentown | 8505 | 13 | 7.8 | Residential | Yes | Behind the Meter | Net-metered residential rooftop and canopy |  | None | Vivint Solar Developer, LLC | PSE&G | Accepted | 2020-10-22 | 2020-11-13 | 2021-11-13 | JINKO SOLAR | JKM325M-60HBL | Solar Panels |  | 0.325 | 7 | 239 | 38 |  | Fixed | Roof
NJSTRE1545777977 |  | Transition Incentive Program | Bordentown | 8505 | 13 | 7.8 | Residential | Yes | Behind the Meter | Net-metered residential rooftop and canopy |  | None | Vivint Solar Developer, LLC | PSE&G | Accepted | 2020-10-22 | 2020-11-13 | 2021-11-13 | JINKO SOLAR | JKM325M-60HBL | Solar Panels |  | 0.325 | 4 | 329 | 38 |  | Fixed | Roof
NJSTRE1545777977 |  | Transition Incentive Program | Bordentown | 8505 | 13 | 7.8 | Residential | Yes | Behind the Meter | Net-metered residential rooftop and canopy |  | None | Vivint Solar Developer, LLC | PSE&G | Accepted | 2020-10-22 | 2020-11-13 | 2021-11-13 | JINKO SOLAR | JKM325M-60HBL | Solar Panels |  | 0.325 | 4 | 239 | 38 |  | Fixed | Roof
NJSTRE1545777977 |  | Transition Incentive Program | Bordentown | 8505 | 13 | 7.8 | Residential | Yes | Behind the Meter | Net-metered residential rooftop and canopy |  | None | Vivint Solar Developer, LLC | PSE&G | Accepted | 2020-10-22 | 2020-11-13 | 2021-11-13 | JINKO SOLAR | JKM325M-60HBL | Solar Panels |  | 0.325 | 3 | 149 | 16 |  | Fixed | Roof
NJSTRE1545777977 |  | Transition Incentive Program | Bordentown | 8505 | 13 | 7.8 | Residential | Yes | Behind the Meter | Net-metered residential rooftop and canopy |  | None | Vivint Solar Developer, LLC | PSE&G | Accepted | 2020-10-22 | 2020-11-13 | 2021-11-13 | JINKO SOLAR | JKM325M-60HBL | Solar Panels |  | 0.325 | 6 | 149 | 38 |  | Fixed | Roof
NJSTRE1545779625 |  | Transition Incentive Program | North Arlington | 7031 | 7 | 8.5 | Residential | Yes | Behind the Meter | Net-metered residential rooftop and canopy |  | None | Trinity Solar | PSE&G | Accepted | 2020-10-22 | 2020-10-23 | 2021-10-30 | Solar Edge | SE7600 | Inverters | 7600 |  | 1 |  |  | 0.97 |  | Outside | side of home
NJSTRE1545779625 |  | Transition Incentive Program | North Arlington | 7031 | 7 | 8.5 | Residential | Yes | Behind the Meter | Net-metered residential rooftop and canopy |  | None | Trinity Solar | PSE&G | Accepted | 2020-10-22 | 2020-10-23 | 2021-10-30 | Hanwha | Q.PEAK DUO BLK-G6 340 | Solar Panels |  | 0.34 | 25 | 215 | 34 |  | Fixed | Roof
NJSTRE1545779626 |  | Transition Incentive Program | Plainfield | 7062 | 10 | 11.52 | Residential | Yes | Behind the Meter | Net-metered residential rooftop and canopy |  | None | Vivint Solar Developer, LLC | PSE&G | Accepted | 2020-10-22 | 2020-10-26 | 2021-10-30 | Solar Edge | SE7600H-US | Inverters | 7600 |  | 1 |  |  | 0.992 |  | Outdoor | Near the Utility Meter
NJSTRE1545779626 |  | Transition Incentive Program | Plainfield | 7062 | 10 | 11.52 | Residential | Yes | Behind the Meter | Net-metered residential rooftop and canopy |  | None | Vivint Solar Developer, LLC | PSE&G | Accepted | 2020-10-22 | 2020-10-26 | 2021-10-30 | JINKO SOLAR | JKM320M-60HBL | Solar Panels |  | 0.32 | 22 | 221 | 24 |  | Fixed | Roof
NJSTRE1545779626 |  | Transition Incentive Program | Plainfield | 7062 | 10 | 11.52 | Residential | Yes | Behind the Meter | Net-metered residential rooftop and canopy |  | None | Vivint Solar Developer, LLC | PSE&G | Accepted | 2020-10-22 | 2020-10-26 | 2021-10-30 | JINKO SOLAR | JKM320M-60HBL | Solar Panels |  | 0.32 | 14 | 41 | 24 |  | Fixed | Roof
NJSTRE1545779631 |  | Transition Incentive Program | Freehold | 7728 | 17 | 6.46 | Residential | Yes | Behind the Meter | Net-metered residential rooftop and canopy |  | None | Trinity Solar | JCP&L | Accepted | 2020-10-22 | 2020-10-26 | 2021-10-30 | SolarEdge | SE5000H-US | Inverters | 5000 |  | 1 |  |  | 0.97 |  | Outside | side of home
NJSTRE1545779631 |  | Transition Incentive Program | Freehold | 7728 | 17 | 6.46 | Residential | Yes | Behind the Meter | Net-metered residential rooftop and canopy |  | None | Trinity Solar | JCP&L | Accepted | 2020-10-22 | 2020-10-26 | 2021-10-30 | Hanwha 340 | Q.PEAK DUO BLK-G6 340 | Solar Panels |  | 0.34 | 8 | 132 | 23 |  | Fixed | Roof
NJSTRE1545779631 |  | Transition Incentive Program | Freehold | 7728 | 17 | 6.46 | Residential | Yes | Behind the Meter | Net-metered residential rooftop and canopy |  | None | Trinity Solar | JCP&L | Accepted | 2020-10-22 | 2020-10-26 | 2021-10-30 | Hanwha 340 | Q.PEAK DUO BLK-G6 340 | Solar Panels |  | 0.34 | 2 | 132 | 20 |  | Fixed | Roof
NJSTRE1545779631 |  | Transition Incentive Program | Freehold | 7728 | 17 | 6.46 | Residential | Yes | Behind the Meter | Net-metered residential rooftop and canopy |  | None | Trinity Solar | JCP&L | Accepted | 2020-10-22 | 2020-10-26 | 2021-10-30 | Hanwha 340 | Q.PEAK DUO BLK-G6 340 | Solar Panels |  | 0.34 | 4 | 222 | 31 |  | Fixed | Roof
NJSTRE1545779631 |  | Transition Incentive Program | Freehold | 7728 | 17 | 6.46 | Residential | Yes | Behind the Meter | Net-metered residential rooftop and canopy |  | None | Trinity Solar | JCP&L | Accepted | 2020-10-22 | 2020-10-26 | 2021-10-30 | Hanwha 340 | Q.PEAK DUO BLK-G6 340 | Solar Panels |  | 0.34 | 5 | 132 | 20 |  | Fixed | Roof
NJSTRE1545779688 |  | Transition Incentive Program | TEANECK | 7666 | 7 | 6.72 | Residential | Yes | Behind the Meter | Net-metered residential rooftop and canopy |  | None | Vivint Solar Developer, LLC | PSE&G | Accepted | 2020-10-22 | 2020-10-26 | 2021-10-30 | Solar Edge | SE7600H-US | Inverters | 7600 |  | 1 |  |  | 0.992 |  | Outdoor | Near the Utility Meter
NJSTRE1545779688 |  | Transition Incentive Program | TEANECK | 7666 | 7 | 6.72 | Residential | Yes | Behind the Meter | Net-metered residential rooftop and canopy |  | None | Vivint Solar Developer, LLC | PSE&G | Accepted | 2020-10-22 | 2020-10-26 | 2021-10-30 | JINKO SOLAR | JKM320M-60HBL | Solar Panels |  | 0.32 | 10 | 194 | 40 |  | Fixed | Roof
NJSTRE1545779688 |  | Transition Incentive Program | TEANECK | 7666 | 7 | 6.72 | Residential | Yes | Behind the Meter | Net-metered residential rooftop and canopy |  | None | Vivint Solar Developer, LLC | PSE&G | Accepted | 2020-10-22 | 2020-10-26 | 2021-10-30 | JINKO SOLAR | JKM320M-60HBL | Solar Panels |  | 0.32 | 11 | 14 | 40 |  | Fixed | Roof
NJSTRE1545779869 |  | Transition Incentive Program | Bordentown | 8505 | 13 | 6.12 | Residential | No | Behind the Meter | Net-metered residential rooftop and canopy |  | None | Trinity Solar | PSE&G | Accepted | 2020-10-22 | 2020-10-26 | 2021-10-30 | SOLAR EDGE | SE5000H-US | Inverters | 5000 |  | 1 |  |  | 0.97 |  | Outdoor | SIDE OF HOME
NJSTRE1545779869 |  | Transition Incentive Program | Bordentown | 8505 | 13 | 6.12 | Residential | No | Behind the Meter | Net-metered residential rooftop and canopy |  | None | Trinity Solar | PSE&G | Accepted | 2020-10-22 | 2020-10-26 | 2021-10-30 | HANWHA 340 (Q.PEAK DUO BLK-G6 340) | HANWHA 340 (Q.PEAK DUO BLK-G6 340) | Solar Panels |  | 0.34 | 18 | 153 | 32 |  | Fixed | Roof
NJSTRE1545779871 |  | Transition Incentive Program | Glassboro | 8028 | 15 | 8.84 | Residential | No | Behind the Meter | Net-metered residential rooftop and canopy |  | None | Tesla Energy Operations Inc. | AC Electric | Accepted | 2020-10-22 | 2020-10-26 | 2021-10-30 | SolarEdge Technologies | SE7600H-US [240V] | Inverters | 7600 |  | 1 |  |  | 0.99 |  | Outside | Outside
NJSTRE1545779871 |  | Transition Incentive Program | Glassboro | 8028 | 15 | 8.84 | Residential | No | Behind the Meter | Net-metered residential rooftop and canopy |  | None | Tesla Energy Operations Inc. | AC Electric | Accepted | 2020-10-22 | 2020-10-26 | 2021-10-30 | Hanwha Q-CELLS | Q.Peak DUO BLK-G6+ 340 | Solar Panels |  | 0.34 | 5 | 204 | 34 |  | Fixed | Roof
NJSTRE1545779871 |  | Transition Incentive Program | Glassboro | 8028 | 15 | 8.84 | Residential | No | Behind the Meter | Net-metered residential rooftop and canopy |  | None | Tesla Energy Operations Inc. | AC Electric | Accepted | 2020-10-22 | 2020-10-26 | 2021-10-30 | Hanwha Q-CELLS | Q.Peak DUO BLK-G6+ 340 | Solar Panels |  | 0.34 | 12 | 204 | 34 |  | Fixed | Roof
NJSTRE1545779871 |  | Transition Incentive Program | Glassboro | 8028 | 15 | 8.84 | Residential | No | Behind the Meter | Net-metered residential rooftop and canopy |  | None | Tesla Energy Operations Inc. | AC Electric | Accepted | 2020-10-22 | 2020-10-26 | 2021-10-30 | Hanwha Q-CELLS | Q.Peak DUO BLK-G6+ 340 | Solar Panels |  | 0.34 | 9 | 204 | 35 |  | Fixed | Roof
NJSTRE1545779879 |  | Transition Incentive Program | Teaneck | 7666 | 7 | 8.85 | Residential | Yes | Behind the Meter | Net-metered residential rooftop and canopy |  | None | Sunrun Installation Services, Inc. | PSE&G | Accepted | 2020-10-22 | 2020-10-26 | 2021-10-30 | Enphase Energy | IQ7-60-x-US (240V) | Inverters | 240 |  | 29 |  |  | 0.96 |  | Outdoor | Rooftop
NJSTRE1545779879 |  | Transition Incentive Program | Teaneck | 7666 | 7 | 8.85 | Residential | Yes | Behind the Meter | Net-metered residential rooftop and canopy |  | None | Sunrun Installation Services, Inc. | PSE&G | Accepted | 2020-10-22 | 2020-10-26 | 2021-10-30 | LONGi Green Energy Technology Co Ltd | LR6-60HPB-305M | Solar Panels |  | 0.305 | 6 | 195 | 27 |  | Fixed | Roof
NJSTRE1545779879 |  | Transition Incentive Program | Teaneck | 7666 | 7 | 8.85 | Residential | Yes | Behind the Meter | Net-metered residential rooftop and canopy |  | None | Sunrun Installation Services, Inc. | PSE&G | Accepted | 2020-10-22 | 2020-10-26 | 2021-10-30 | LONGi Green Energy Technology Co Ltd | LR6-60HPB-305M | Solar Panels |  | 0.305 | 23 | 15 | 27 |  | Fixed | Roof
NJSTRE1545779904 |  | Transition Incentive Program | Stone Harbor | 8247 | 21 | 8.6 | Residential | Yes | Behind the Meter | Net-metered residential rooftop and canopy |  | None | Tesla Energy Operations Inc. | AC Electric | Accepted | 2020-10-22 | 2020-10-26 | 2021-10-30 | Tesla | AC Powerwall 2.0 | Electric Storage Battery |  |  | 2 |  |  |  | Lithium Ion |  | Outside
NJSTRE1545779904 |  | Transition Incentive Program | Stone Harbor | 8247 | 21 | 8.6 | Residential | Yes | Behind the Meter | Net-metered residential rooftop and canopy |  | None | Tesla Energy Operations Inc. | AC Electric | Accepted | 2020-10-22 | 2020-10-26 | 2021-10-30 | Delta Electronics | M8-TL-US [240V] | Inverters | 7680 |  | 1 |  |  | 0.975 |  | Outside | Outside
NJSTRE1545779904 |  | Transition Incentive Program | Stone Harbor | 8247 | 21 | 8.6 | Residential | Yes | Behind the Meter | Net-metered residential rooftop and canopy |  | None | Tesla Energy Operations Inc. | AC Electric | Accepted | 2020-10-22 | 2020-10-26 | 2021-10-30 | Tesla | SR60T1 | Solar Panels |  | 0.05847 | 84 | 303 | 23 |  | Fixed | Roof
NJSTRE1545779904 |  | Transition Incentive Program | Stone Harbor | 8247 | 21 | 8.6 | Residential | Yes | Behind the Meter | Net-metered residential rooftop and canopy |  | None | Tesla Energy Operations Inc. | AC Electric | Accepted | 2020-10-22 | 2020-10-26 | 2021-10-30 | Tesla | SR60T1 | Solar Panels |  | 0.05847 | 63 | 123 | 23 |  | Fixed | Roof
NJSTRE1545779911 |  | Transition Incentive Program | ROSELLE PARK | 7204 | 10 | 2.72 | Residential | Yes | Behind the Meter | Net-metered residential rooftop and canopy |  | None | Trinity Solar | PSE&G | Accepted | 2020-10-22 | 2020-10-26 | 2021-10-30 | Solar Edge | SE3000H-US000BNC4 | Inverters | 3000 |  | 1 |  |  | 0.97 |  | Outdoor | side of home
NJSTRE1545779911 |  | Transition Incentive Program | ROSELLE PARK | 7204 | 10 | 2.72 | Residential | Yes | Behind the Meter | Net-metered residential rooftop and canopy |  | None | Trinity Solar | PSE&G | Accepted | 2020-10-22 | 2020-10-26 | 2021-10-30 | HANWHA | Q.PEAK DUO BLK-G6 340 | Solar Panels |  | 0.34 | 8 | 244 | 33 |  | Fixed | Roof
NJSTRE1545779924 |  | Transition Incentive Program | Metuchen Boro | 8840 | 11 | 11.84 | Residential | No | Behind the Meter | Net-metered residential rooftop and canopy |  | None | Powerlutions | PSE&G | Accepted | 2020-10-22 | 2020-10-27 | 2021-10-30 | SolarEdge | SE10000H-US | Inverters | 10000 |  | 1 |  |  | 0.99 |  | Outdoor | near meter
NJSTRE1545779924 |  | Transition Incentive Program | Metuchen Boro | 8840 | 11 | 11.84 | Residential | No | Behind the Meter | Net-metered residential rooftop and canopy |  | None | Powerlutions | PSE&G | Accepted | 2020-10-22 | 2020-10-27 | 2021-10-30 | REC | 320NP | Solar Panels |  | 0.32 | 9 | 271 | 14 |  | Fixed | Roof
NJSTRE1545779924 |  | Transition Incentive Program | Metuchen Boro | 8840 | 11 | 11.84 | Residential | No | Behind the Meter | Net-metered residential rooftop and canopy |  | None | Powerlutions | PSE&G | Accepted | 2020-10-22 | 2020-10-27 | 2021-10-30 | REC | 320NP | Solar Panels |  | 0.32 | 15 | 181 | 38 |  | Fixed | Roof
NJSTRE1545779924 |  | Transition Incentive Program | Metuchen Boro | 8840 | 11 | 11.84 | Residential | No | Behind the Meter | Net-metered residential rooftop and canopy |  | None | Powerlutions | PSE&G | Accepted | 2020-10-22 | 2020-10-27 | 2021-10-30 | REC | 320NP | Solar Panels |  | 0.32 | 13 | 91 | 14 |  | Fixed | Roof
NJSTRE1545779925 |  | Transition Incentive Program | North Wildwood | 8260 | 21 | 7.14 | Residential | Yes | Behind the Meter | Net-metered residential rooftop and canopy |  | None | Trinity Solar | AC Electric | Accepted | 2020-10-22 | 2020-10-28 | 2021-10-30 | Solar Edge | SE6000 | Inverters | 6000 |  | 1 |  |  | 0.97 |  | Outside | side of home
NJSTRE1545779925 |  | Transition Incentive Program | North Wildwood | 8260 | 21 | 7.14 | Residential | Yes | Behind the Meter | Net-metered residential rooftop and canopy |  | None | Trinity Solar | AC Electric | Accepted | 2020-10-22 | 2020-10-28 | 2021-10-30 | Hanwha | Q.PEAK DUO BLK-G6 340 | Solar Panels |  | 0.34 | 21 | 313 | 20 |  | Fixed | Roof
NJSTRE1545779988 |  | Transition Incentive Program | Brigantine | 8203 | 19 | 6.8 | Residential | Yes | Behind the Meter | Net-metered residential rooftop and canopy |  | None | Trinity Solar | AC Electric | Accepted | 2020-10-22 | 2020-10-26 | 2021-10-30 | Solar Edge | SE6000 | Inverters | 6000 |  | 1 |  |  | 0.97 |  | Outside | side of home
NJSTRE1545779988 |  | Transition Incentive Program | Brigantine | 8203 | 19 | 6.8 | Residential | Yes | Behind the Meter | Net-metered residential rooftop and canopy |  | None | Trinity Solar | AC Electric | Accepted | 2020-10-22 | 2020-10-26 | 2021-10-30 | Hanwha | Q.PEAK DUO BLK-G6 340 | Solar Panels |  | 0.34 | 10 | 136 | 34 |  | Fixed | Roof
NJSTRE1545779988 |  | Transition Incentive Program | Brigantine | 8203 | 19 | 6.8 | Residential | Yes | Behind the Meter | Net-metered residential rooftop and canopy |  | None | Trinity Solar | AC Electric | Accepted | 2020-10-22 | 2020-10-26 | 2021-10-30 | Hanwha | Q.PEAK DUO BLK-G6 340 | Solar Panels |  | 0.34 | 10 | 226 | 34 |  | Fixed | Roof
NJSTRE1545780329 |  | Transition Incentive Program | Mantua | 8051 | 15 | 12.92 | Residential | No | Behind the Meter | Net-metered residential rooftop and canopy |  | None | Vision Solar LLC | AC Electric | Accepted | 2020-10-22 | 2020-10-26 | 2021-10-30 | ENPHASE | IQ7-60-2-US | Inverters | 0.24 |  | 38 |  |  | 0.96 |  | Other | BEHIND EACH PANEL
NJSTRE1545780329 |  | Transition Incentive Program | Mantua | 8051 | 15 | 12.92 | Residential | No | Behind the Meter | Net-metered residential rooftop and canopy |  | None | Vision Solar LLC | AC Electric | Accepted | 2020-10-22 | 2020-10-26 | 2021-10-30 | HANWHA Q-CELLS | Q.PEAK DUO-G6 340 | Solar Panels |  | 0.34 | 6 | 287 | 25 |  | Fixed | Roof
NJSTRE1545780329 |  | Transition Incentive Program | Mantua | 8051 | 15 | 12.92 | Residential | No | Behind the Meter | Net-metered residential rooftop and canopy |  | None | Vision Solar LLC | AC Electric | Accepted | 2020-10-22 | 2020-10-26 | 2021-10-30 | HANWHA Q-CELLS | Q.PEAK DUO-G6 340 | Solar Panels |  | 0.34 | 12 | 107 | 21 |  | Fixed | Roof
NJSTRE1545780329 |  | Transition Incentive Program | Mantua | 8051 | 15 | 12.92 | Residential | No | Behind the Meter | Net-metered residential rooftop and canopy |  | None | Vision Solar LLC | AC Electric | Accepted | 2020-10-22 | 2020-10-26 | 2021-10-30 | HANWHA Q-CELLS | Q.PEAK DUO-G6 340 | Solar Panels |  | 0.34 | 9 | 197 | 21 |  | Fixed | Roof
NJSTRE1545780329 |  | Transition Incentive Program | Mantua | 8051 | 15 | 12.92 | Residential | No | Behind the Meter | Net-metered residential rooftop and canopy |  | None | Vision Solar LLC | AC Electric | Accepted | 2020-10-22 | 2020-10-26 | 2021-10-30 | HANWHA Q-CELLS | Q.PEAK DUO-G6 340 | Solar Panels |  | 0.34 | 11 | 287 | 25 |  | Fixed | Roof
NJSTRE1545780344 |  | Transition Incentive Program | Millville | 8332 | 20 | 9.81 | Residential | No | Behind the Meter | Net-metered residential rooftop and canopy |  | None | Castle Energy, LLC | AC Electric | Accepted | 2020-10-22 | 2020-10-26 | 2021-10-30 | SunPower | SPR-E20-327-E-AC | Inverters | 320 |  | 30 |  |  | 0.975 |  | Outdoor | on the rooftop under each solar panel
NJSTRE1545780344 |  | Transition Incentive Program | Millville | 8332 | 20 | 9.81 | Residential | No | Behind the Meter | Net-metered residential rooftop and canopy |  | None | Castle Energy, LLC | AC Electric | Accepted | 2020-10-22 | 2020-10-26 | 2021-10-30 | SunPower | SPR-E20-327-E-AC | Solar Panels |  | 0.327 | 6 | 113 | 20 |  | Fixed | Roof
NJSTRE1545780344 |  | Transition Incentive Program | Millville | 8332 | 20 | 9.81 | Residential | No | Behind the Meter | Net-metered residential rooftop and canopy |  | None | Castle Energy, LLC | AC Electric | Accepted | 2020-10-22 | 2020-10-26 | 2021-10-30 | SunPower | SPR-E20-327-E-AC | Solar Panels |  | 0.327 | 24 | 203 | 25 |  | Fixed | Roof
NJSTRE1545780359 |  | Transition Incentive Program | Gloucester City | 8030 | 14 | 12.29 | Residential | No | Behind the Meter | Net-metered residential rooftop and canopy |  | None | Advanced Renewable Solutions | PSE&G | Accepted | 2020-10-22 | 2020-10-26 | 2021-10-30 | ENPHASE | IQ7-60-2-US | Inverters | 9360 |  | 39 |  |  | 0.976 |  | Outdoor | Micro-inverters are mounted to the underside of every s
NJSTRE1545780359 |  | Transition Incentive Program | Gloucester City | 8030 | 14 | 12.29 | Residential | No | Behind the Meter | Net-metered residential rooftop and canopy |  | None | Advanced Renewable Solutions | PSE&G | Accepted | 2020-10-22 | 2020-10-26 | 2021-10-30 | CertainTeed | CT315M11-02 | Solar Panels |  | 0.315 | 22 | 274 | 25 |  | Fixed | Roof
NJSTRE1545780359 |  | Transition Incentive Program | Gloucester City | 8030 | 14 | 12.29 | Residential | No | Behind the Meter | Net-metered residential rooftop and canopy |  | None | Advanced Renewable Solutions | PSE&G | Accepted | 2020-10-22 | 2020-10-26 | 2021-10-30 | CertainTeed | CT315M11-02 | Solar Panels |  | 0.315 | 17 | 94 | 25 |  | Fixed | Roof
NJSTRE1545780370 |  | Transition Incentive Program | Edison | 8820 | 11 | 17.64 | Residential | No | Behind the Meter | Net-metered residential rooftop and canopy |  | None | Sundial Solar Innovations | PSE&G | Accepted | 2020-10-22 | 2020-10-26 | 2021-10-30 | Enphase | IQ7+ | Inverters | 290 |  | 49 |  |  | 0.97 |  | Outside | roof
NJSTRE1545780370 |  | Transition Incentive Program | Edison | 8820 | 11 | 17.64 | Residential | No | Behind the Meter | Net-metered residential rooftop and canopy |  | None | Sundial Solar Innovations | PSE&G | Accepted | 2020-10-22 | 2020-10-26 | 2021-10-30 | Rec Solar | Rec360 | Solar Panels |  | 0.36 | 4 | 168 | 35 |  | Fixed | Roof | outside
NJSTRE1545780370 |  | Transition Incentive Program | Edison | 8820 | 11 | 17.64 | Residential | No | Behind the Meter | Net-metered residential rooftop and canopy |  | None | Sundial Solar Innovations | PSE&G | Accepted | 2020-10-22 | 2020-10-26 | 2021-10-30 | REC Solar | Rec360 | Solar Panels |  | 0.36 | 3 | 168 | 35 |  | Fixed | Roof | outside
NJSTRE1545780370 |  | Transition Incentive Program | Edison | 8820 | 11 | 17.64 | Residential | No | Behind the Meter | Net-metered residential rooftop and canopy |  | None | Sundial Solar Innovations | PSE&G | Accepted | 2020-10-22 | 2020-10-26 | 2021-10-30 | REC Solar | REC360 | Solar Panels |  | 0.36 | 9 | 78 | 35 |  | Fixed | Roof | outside
NJSTRE1545780370 |  | Transition Incentive Program | Edison | 8820 | 11 | 17.64 | Residential | No | Behind the Meter | Net-metered residential rooftop and canopy |  | None | Sundial Solar Innovations | PSE&G | Accepted | 2020-10-22 | 2020-10-26 | 2021-10-30 | Rec Solar | Rec360 w | Solar Panels |  | 0.36 | 30 | 258 | 35 |  | Fixed | Roof | outside
NJSTRE1545780370 |  | Transition Incentive Program | Edison | 8820 | 11 | 17.64 | Residential | No | Behind the Meter | Net-metered residential rooftop and canopy |  | None | Sundial Solar Innovations | PSE&G | Accepted | 2020-10-22 | 2020-10-26 | 2021-10-30 | Rec Solar | Rec360 | Solar Panels |  | 0.36 | 3 | 168 | 35 |  | Fixed | Roof | outside
NJSTRE1545780372 |  | Transition Incentive Program | Newark | 7104 | 9 | 7.93 | Residential | Yes | Behind the Meter | Net-metered residential rooftop and canopy |  | None | Sunrun Installation Services, Inc. | PSE&G | Accepted | 2020-10-22 | 2020-10-26 | 2021-10-30 | Enphase Energy | IQ7-60-x-US (240V) | Inverters | 240 |  | 26 |  |  | 0.96 |  | Outdoor | Rooftop
NJSTRE1545780372 |  | Transition Incentive Program | Newark | 7104 | 9 | 7.93 | Residential | Yes | Behind the Meter | Net-metered residential rooftop and canopy |  | None | Sunrun Installation Services, Inc. | PSE&G | Accepted | 2020-10-22 | 2020-10-26 | 2021-10-30 | LONGi Green Energy Technology Co Ltd | LR6-60HPB-305M | Solar Panels |  | 0.305 | 26 | 203 | 22 |  | Fixed | Roof
NJSTRE1545780379 |  | Transition Incentive Program | Mountain Lakes | 7046 | 3 | 11.9 | Residential | Yes | Behind the Meter | Net-metered residential rooftop and canopy |  | None | Tesla Energy Operations Inc. | JCP&L | Accepted | 2020-10-22 | 2020-10-26 | 2021-10-30 | Tesla | AC Powerwall 2.0 | Electric Storage Battery |  |  | 4 |  |  |  | Lithium Ion |  | Inside
NJSTRE1545780379 |  | Transition Incentive Program | Mountain Lakes | 7046 | 3 | 11.9 | Residential | Yes | Behind the Meter | Net-metered residential rooftop and canopy |  | None | Tesla Energy Operations Inc. | JCP&L | Accepted | 2020-10-22 | 2020-10-26 | 2021-10-30 | SolarEdge Technologies | SE3800H-US [240V] | Inverters | 3800 |  | 1 |  |  | 0.99 |  | Indoor | Inside
NJSTRE1545780379 |  | Transition Incentive Program | Mountain Lakes | 7046 | 3 | 11.9 | Residential | Yes | Behind the Meter | Net-metered residential rooftop and canopy |  | None | Tesla Energy Operations Inc. | JCP&L | Accepted | 2020-10-22 | 2020-10-26 | 2021-10-30 | SolarEdge Technologies | SE7600H-US [240V] | Inverters | 7600 |  | 1 |  |  | 0.99 |  | Indoor | Inside
NJSTRE1545780379 |  | Transition Incentive Program | Mountain Lakes | 7046 | 3 | 11.9 | Residential | Yes | Behind the Meter | Net-metered residential rooftop and canopy |  | None | Tesla Energy Operations Inc. | JCP&L | Accepted | 2020-10-22 | 2020-10-26 | 2021-10-30 | Hanwha Q-CELLS | Q.Peak DUO BLK-G6+ 340 | Solar Panels |  | 0.34 | 3 | 47 | 34 |  | Fixed | Roof
NJSTRE1545780379 |  | Transition Incentive Program | Mountain Lakes | 7046 | 3 | 11.9 | Residential | Yes | Behind the Meter | Net-metered residential rooftop and canopy |  | None | Tesla Energy Operations Inc. | JCP&L | Accepted | 2020-10-22 | 2020-10-26 | 2021-10-30 | Hanwha Q-CELLS | Q.Peak DUO BLK-G6+ 340 | Solar Panels |  | 0.34 | 3 | 317 | 37 |  | Fixed | Roof
NJSTRE1545780379 |  | Transition Incentive Program | Mountain Lakes | 7046 | 3 | 11.9 | Residential | Yes | Behind the Meter | Net-metered residential rooftop and canopy |  | None | Tesla Energy Operations Inc. | JCP&L | Accepted | 2020-10-22 | 2020-10-26 | 2021-10-30 | Hanwha Q-CELLS | Q.Peak DUO BLK-G6+ 340 | Solar Panels |  | 0.34 | 12 | 317 | 20 |  | Fixed | Roof
NJSTRE1545780379 |  | Transition Incentive Program | Mountain Lakes | 7046 | 3 | 11.9 | Residential | Yes | Behind the Meter | Net-metered residential rooftop and canopy |  | None | Tesla Energy Operations Inc. | JCP&L | Accepted | 2020-10-22 | 2020-10-26 | 2021-10-30 | Hanwha Q-CELLS | Q.Peak DUO BLK-G6+ 340 | Solar Panels |  | 0.34 | 2 | 227 | 37 |  | Fixed | Roof
NJSTRE1545780379 |  | Transition Incentive Program | Mountain Lakes | 7046 | 3 | 11.9 | Residential | Yes | Behind the Meter | Net-metered residential rooftop and canopy |  | None | Tesla Energy Operations Inc. | JCP&L | Accepted | 2020-10-22 | 2020-10-26 | 2021-10-30 | Hanwha Q-CELLS | Q.Peak DUO BLK-G6+ 340 | Solar Panels |  | 0.34 | 2 | 137 | 37 |  | Fixed | Roof
NJSTRE1545780379 |  | Transition Incentive Program | Mountain Lakes | 7046 | 3 | 11.9 | Residential | Yes | Behind the Meter | Net-metered residential rooftop and canopy |  | None | Tesla Energy Operations Inc. | JCP&L | Accepted | 2020-10-22 | 2020-10-26 | 2021-10-30 | Hanwha Q-CELLS | Q.Peak DUO BLK-G6+ 340 | Solar Panels |  | 0.34 | 3 | 317 | 37 |  | Fixed | Roof
NJSTRE1545780379 |  | Transition Incentive Program | Mountain Lakes | 7046 | 3 | 11.9 | Residential | Yes | Behind the Meter | Net-metered residential rooftop and canopy |  | None | Tesla Energy Operations Inc. | JCP&L | Accepted | 2020-10-22 | 2020-10-26 | 2021-10-30 | Hanwha Q-CELLS | Q.Peak DUO BLK-G6+ 340 | Solar Panels |  | 0.34 | 6 | 227 | 34 |  | Fixed | Roof
NJSTRE1545780379 |  | Transition Incentive Program | Mountain Lakes | 7046 | 3 | 11.9 | Residential | Yes | Behind the Meter | Net-metered residential rooftop and canopy |  | None | Tesla Energy Operations Inc. | JCP&L | Accepted | 2020-10-22 | 2020-10-26 | 2021-10-30 | Hanwha Q-CELLS | Q.Peak DUO BLK-G6+ 340 | Solar Panels |  | 0.34 | 4 | 317 | 37 |  | Fixed | Roof
NJSTRE1545780384 |  | Transition Incentive Program | Marlboro | 7746 | 17 | 5.78 | Residential | No | Behind the Meter | Net-metered residential rooftop and canopy |  | None | Trinity Solar | JCP&L | Accepted | 2020-10-22 | 2020-10-26 | 2021-10-30 | SOLAR EDGE | SE5000H-US | Inverters | 5000 |  | 1 |  |  | 0.97 |  | Outside | SIDE OF HOME
NJSTRE1545780384 |  | Transition Incentive Program | Marlboro | 7746 | 17 | 5.78 | Residential | No | Behind the Meter | Net-metered residential rooftop and canopy |  | None | Trinity Solar | JCP&L | Accepted | 2020-10-22 | 2020-10-26 | 2021-10-30 | HANWHA 340 (Q.PEAK DUO BLK-G6 340) | HANWHA 340 (Q.PEAK DUO BLK-G6 340) | Solar Panels |  | 0.34 | 7 | 176 | 34 |  | Fixed | Roof
NJSTRE1545780384 |  | Transition Incentive Program | Marlboro | 7746 | 17 | 5.78 | Residential | No | Behind the Meter | Net-metered residential rooftop and canopy |  | None | Trinity Solar | JCP&L | Accepted | 2020-10-22 | 2020-10-26 | 2021-10-30 | HANWHA 340 (Q.PEAK DUO BLK-G6 340) | HANWHA 340 (Q.PEAK DUO BLK-G6 340) | Solar Panels |  | 0.34 | 10 | 176 | 34 |  | Fixed | Roof
NJSTRE1545780389 |  | Transition Incentive Program | Woodstown | 8098 | 16 | 2.72 | Residential | No | Behind the Meter | Net-metered residential rooftop and canopy |  | None | Trinity Solar | AC Electric | Accepted | 2020-10-22 | 2020-10-26 | 2021-10-30 | Solar Edge | SE3000H-US | Inverters | 3000 |  | 1 |  |  | 0.97 |  | Outside | side of home
NJSTRE1545780389 |  | Transition Incentive Program | Woodstown | 8098 | 16 | 2.72 | Residential | No | Behind the Meter | Net-metered residential rooftop and canopy |  | None | Trinity Solar | AC Electric | Accepted | 2020-10-22 | 2020-10-26 | 2021-10-30 | Hanwha 340 | Q.PEAK DUO BLK-G6 340 | Solar Panels |  | 0.34 | 4 | 128 | 37 |  | Fixed | Roof
NJSTRE1545780389 |  | Transition Incentive Program | Woodstown | 8098 | 16 | 2.72 | Residential | No | Behind the Meter | Net-metered residential rooftop and canopy |  | None | Trinity Solar | AC Electric | Accepted | 2020-10-22 | 2020-10-26 | 2021-10-30 | Hanwha 340 | Q.PEAK DUO BLK-G6 340 | Solar Panels |  | 0.34 | 4 | 308 | 37 |  | Fixed | Roof
NJSTRE1545780392 |  | Transition Incentive Program | Warren | 7059 | 5 | 8.24 | Residential | No | Behind the Meter | Net-metered residential rooftop and canopy |  | None | Sunrun Installation Services, Inc. | PSE&G | Accepted | 2020-10-22 | 2020-10-26 | 2021-10-30 | Tesla | Powerwall 2 AC | Electric Storage Battery |  |  | 1 |  |  |  | Lithium Ion |  | outside
NJSTRE1545780392 |  | Transition Incentive Program | Warren | 7059 | 5 | 8.24 | Residential | No | Behind the Meter | Net-metered residential rooftop and canopy |  | None | Sunrun Installation Services, Inc. | PSE&G | Accepted | 2020-10-22 | 2020-10-26 | 2021-10-30 | Delta Electronics | M8-TL-US | Inverters | 8000 |  | 1 |  |  | 0.96 |  | Outdoor | Next To Meter
NJSTRE1545780392 |  | Transition Incentive Program | Warren | 7059 | 5 | 8.24 | Residential | No | Behind the Meter | Net-metered residential rooftop and canopy |  | None | Sunrun Installation Services, Inc. | PSE&G | Accepted | 2020-10-22 | 2020-10-26 | 2021-10-30 | LONGi Green Energy Technology Co Ltd | LR6-60HPB-305M | Solar Panels |  | 0.305 | 20 | 176 | 39 |  | Fixed | Roof
NJSTRE1545780392 |  | Transition Incentive Program | Warren | 7059 | 5 | 8.24 | Residential | No | Behind the Meter | Net-metered residential rooftop and canopy |  | None | Sunrun Installation Services, Inc. | PSE&G | Accepted | 2020-10-22 | 2020-10-26 | 2021-10-30 | LONGi Green Energy Technology Co Ltd | LR6-60HPB-305M | Solar Panels |  | 0.305 | 7 | 85 | 27 |  | Fixed | Roof
NJSTRE1545780404 |  | Transition Incentive Program | Vineland | 8360 | 20 | 4.91 | Residential | No | Behind the Meter | Net-metered residential rooftop and canopy |  | None | SunPower Capital, LLC | Vineland Muni Electric | Accepted | 2020-10-22 | 2020-10-27 | 2021-10-30 | SunPower | SPR-E20-327-E-AC | Inverters | 320 |  | 15 |  |  | 0.975 |  | Outdoor | on the rooftop under each solar panel
NJSTRE1545780404 |  | Transition Incentive Program | Vineland | 8360 | 20 | 4.91 | Residential | No | Behind the Meter | Net-metered residential rooftop and canopy |  | None | SunPower Capital, LLC | Vineland Muni Electric | Accepted | 2020-10-22 | 2020-10-27 | 2021-10-30 | SunPower | SPR-E20-327-E-AC | Solar Panels |  | 0.327 | 15 | 183 | 20 |  | Fixed | Roof
NJSTRE1545780423 |  | Transition Incentive Program | Washington Township GLO | 8012 | 14 | 12.2 | Residential | Yes | Behind the Meter | Net-metered residential rooftop and canopy |  | None | Sunrun Installation Services, Inc. | PSE&G | Accepted | 2020-10-22 | 2020-10-26 | 2021-10-30 | Enphase Energy | IQ7-60-x-US (240V) | Inverters | 240 |  | 40 |  |  | 0.96 |  | Outdoor | Rooftop
NJSTRE1545780423 |  | Transition Incentive Program | Washington Township GLO | 8012 | 14 | 12.2 | Residential | Yes | Behind the Meter | Net-metered residential rooftop and canopy |  | None | Sunrun Installation Services, Inc. | PSE&G | Accepted | 2020-10-22 | 2020-10-26 | 2021-10-30 | LONGi Green Energy Technology Co Ltd | LR6-60HPB-305M | Solar Panels |  | 0.305 | 20 | 10 | 30 |  | Fixed | Roof
NJSTRE1545780423 |  | Transition Incentive Program | Washington Township GLO | 8012 | 14 | 12.2 | Residential | Yes | Behind the Meter | Net-metered residential rooftop and canopy |  | None | Sunrun Installation Services, Inc. | PSE&G | Accepted | 2020-10-22 | 2020-10-26 | 2021-10-30 | LONGi Green Energy Technology Co Ltd | LR6-60HPB-305M | Solar Panels |  | 0.305 | 20 | 190 | 30 |  | Fixed | Roof
NJSTRE1545780424 |  | Transition Incentive Program | CARLSTADT | 7072 | 7 | 2.72 | Residential | Yes | Behind the Meter | Net-metered residential rooftop and canopy |  | None | Trinity Solar | PSE&G | Accepted | 2020-10-22 | 2020-10-26 | 2021-10-30 | Solar Edge | SE3000H-US000BNC4 | Inverters | 3000 |  | 1 |  |  | 0.97 |  | Outdoor | side of home
NJSTRE1545780424 |  | Transition Incentive Program | CARLSTADT | 7072 | 7 | 2.72 | Residential | Yes | Behind the Meter | Net-metered residential rooftop and canopy |  | None | Trinity Solar | PSE&G | Accepted | 2020-10-22 | 2020-10-26 | 2021-10-30 | HANWHA | Q.PEAK DUO BLK-G6 340 | Solar Panels |  | 0.34 | 8 | 128 | 14 |  | Fixed | Roof
NJSTRE1545780425 |  | Transition Incentive Program | ASBURY PARK | 7712 | 17 | 6.72 | Residential | Yes | Behind the Meter | Net-metered residential rooftop and canopy |  | None | Vivint Solar Developer, LLC | JCP&L | Accepted | 2020-10-22 | 2020-10-26 | 2021-10-30 | Solar Edge | SE7600H-US | Inverters | 7600 |  | 1 |  |  | 0.992 |  | Outdoor | Near the Utility Meter
NJSTRE1545780425 |  | Transition Incentive Program | ASBURY PARK | 7712 | 17 | 6.72 | Residential | Yes | Behind the Meter | Net-metered residential rooftop and canopy |  | None | Vivint Solar Developer, LLC | JCP&L | Accepted | 2020-10-22 | 2020-10-26 | 2021-10-30 | JINKO SOLAR | JKM320M-60HBL | Solar Panels |  | 0.32 | 2 | 17 | 27 |  | Fixed | Roof
NJSTRE1545780425 |  | Transition Incentive Program | ASBURY PARK | 7712 | 17 | 6.72 | Residential | Yes | Behind the Meter | Net-metered residential rooftop and canopy |  | None | Vivint Solar Developer, LLC | JCP&L | Accepted | 2020-10-22 | 2020-10-26 | 2021-10-30 | JINKO SOLAR | JKM320M-60HBL | Solar Panels |  | 0.32 | 5 | 287 | 27 |  | Fixed | Roof
NJSTRE1545780425 |  | Transition Incentive Program | ASBURY PARK | 7712 | 17 | 6.72 | Residential | Yes | Behind the Meter | Net-metered residential rooftop and canopy |  | None | Vivint Solar Developer, LLC | JCP&L | Accepted | 2020-10-22 | 2020-10-26 | 2021-10-30 | JINKO SOLAR | JKM320M-60HBL | Solar Panels |  | 0.32 | 10 | 107 | 27 |  | Fixed | Roof
NJSTRE1545780425 |  | Transition Incentive Program | ASBURY PARK | 7712 | 17 | 6.72 | Residential | Yes | Behind the Meter | Net-metered residential rooftop and canopy |  | None | Vivint Solar Developer, LLC | JCP&L | Accepted | 2020-10-22 | 2020-10-26 | 2021-10-30 | JINKO SOLAR | JKM320M-60HBL | Solar Panels |  | 0.32 | 4 | 197 | 28 |  | Fixed | Roof
NJSTRE1545780432 |  | Transition Incentive Program | Egg Harbor Township | 8234 | 19 | 9.52 | Residential | Yes | Behind the Meter | Net-metered residential rooftop and canopy |  | None | Trinity Solar | AC Electric | Accepted | 2020-10-22 | 2020-10-26 | 2021-10-30 | solar edge | SE7600 | Inverters | 7600 |  | 1 |  |  | 0.97 |  | Outside | side of home
NJSTRE1545780432 |  | Transition Incentive Program | Egg Harbor Township | 8234 | 19 | 9.52 | Residential | Yes | Behind the Meter | Net-metered residential rooftop and canopy |  | None | Trinity Solar | AC Electric | Accepted | 2020-10-22 | 2020-10-26 | 2021-10-30 | Hanwha | Q.PEAK DUO BLK-G6 340 | Solar Panels |  | 0.34 | 5 | 118 | 31 |  | Fixed | Roof
NJSTRE1545780432 |  | Transition Incentive Program | Egg Harbor Township | 8234 | 19 | 9.52 | Residential | Yes | Behind the Meter | Net-metered residential rooftop and canopy |  | None | Trinity Solar | AC Electric | Accepted | 2020-10-22 | 2020-10-26 | 2021-10-30 | Hanwha | Q.PEAK DUO BLK-G6 340 | Solar Panels |  | 0.34 | 14 | 208 | 33 |  | Fixed | Roof
NJSTRE1545780432 |  | Transition Incentive Program | Egg Harbor Township | 8234 | 19 | 9.52 | Residential | Yes | Behind the Meter | Net-metered residential rooftop and canopy |  | None | Trinity Solar | AC Electric | Accepted | 2020-10-22 | 2020-10-26 | 2021-10-30 | Hanwha | Q.PEAK DUO BLK-G6 340 | Solar Panels |  | 0.34 | 4 | 118 | 20 |  | Fixed | Roof
NJSTRE1545780432 |  | Transition Incentive Program | Egg Harbor Township | 8234 | 19 | 9.52 | Residential | Yes | Behind the Meter | Net-metered residential rooftop and canopy |  | None | Trinity Solar | AC Electric | Accepted | 2020-10-22 | 2020-10-26 | 2021-10-30 | Hanwha | Q.PEAK DUO BLK-G6 340 | Solar Panels |  | 0.34 | 5 | 298 | 35 |  | Fixed | Roof
NJSTRE1545780454 |  | Transition Incentive Program | Bordentown | 8505 | 13 | 596.06 | Commercial | Yes | Behind the Meter | Net-metered non-residential rooftop and canopy |  | None | EnterSolar, LLC | PSE&G | Accepted | 2020-10-22 | 2020-10-26 | 2021-10-30 | SolarEdge | SEE33.3K | Inverters | 33300 |  | 1 |  |  | 0.985 |  | Outside | Roof
NJSTRE1545780454 |  | Transition Incentive Program | Bordentown | 8505 | 13 | 596.06 | Commercial | Yes | Behind the Meter | Net-metered non-residential rooftop and canopy |  | None | EnterSolar, LLC | PSE&G | Accepted | 2020-10-22 | 2020-10-26 | 2021-10-30 | SolarEdge | SE100K | Inverters | 100000 |  | 4 |  |  | 0.985 |  | Outside | Roof
NJSTRE1545780454 |  | Transition Incentive Program | Bordentown | 8505 | 13 | 596.06 | Commercial | Yes | Behind the Meter | Net-metered non-residential rooftop and canopy |  | None | EnterSolar, LLC | PSE&G | Accepted | 2020-10-22 | 2020-10-26 | 2021-10-30 | JA Solar | JAM82S09-395 | Solar Panels |  | 0.395 | 1509 | 221 | 10 |  | Fixed | Roof
NJSTRE1545780456 |  | Transition Incentive Program | Hamilton | 8690 | 12 | 5.1 | Residential | Yes | Behind the Meter | Net-metered residential rooftop and canopy |  | None | Trinity Solar | PSE&G | Accepted | 2020-10-22 | 2020-10-26 | 2021-10-30 | Solar Edge | SE3800H-US | Inverters | 3800 |  | 1 |  |  | 0.97 |  | Outside | side of home
NJSTRE1545780456 |  | Transition Incentive Program | Hamilton | 8690 | 12 | 5.1 | Residential | Yes | Behind the Meter | Net-metered residential rooftop and canopy |  | None | Trinity Solar | PSE&G | Accepted | 2020-10-22 | 2020-10-26 | 2021-10-30 | Hanwha 340 | Q.PEAK DUO BLK-G6 340 | Solar Panels |  | 0.34 | 15 | 227 | 20 |  | Fixed | Pole
NJSTRE1545780459 |  | Transition Incentive Program | Egg Harbor Township | 8234 | 19 | 6.54 | Residential | Yes | Behind the Meter | Net-metered residential rooftop and canopy |  | None | Castle Energy, LLC | AC Electric | Accepted | 2020-10-22 | 2020-10-26 | 2021-10-30 | SunPower | SPR-E20-327-E-AC | Inverters | 320 |  | 20 |  |  | 0.975 |  | Outdoor | on the rooftop under each solar module
NJSTRE1545780459 |  | Transition Incentive Program | Egg Harbor Township | 8234 | 19 | 6.54 | Residential | Yes | Behind the Meter | Net-metered residential rooftop and canopy |  | None | Castle Energy, LLC | AC Electric | Accepted | 2020-10-22 | 2020-10-26 | 2021-10-30 | SunPower | SPR-E20-327-E-AC | Solar Panels |  | 0.327 | 10 | 85 | 22 |  | Fixed | Roof
NJSTRE1545780459 |  | Transition Incentive Program | Egg Harbor Township | 8234 | 19 | 6.54 | Residential | Yes | Behind the Meter | Net-metered residential rooftop and canopy |  | None | Castle Energy, LLC | AC Electric | Accepted | 2020-10-22 | 2020-10-26 | 2021-10-30 | SunPower | SPR-E20-327-E-AC | Solar Panels |  | 0.327 | 10 | 175 | 30 |  | Fixed | Roof
NJSTRE1545780475 |  | Transition Incentive Program | Somerville | 8876 | 5 | 5.28 | Residential | Yes | Behind the Meter | Net-metered residential rooftop and canopy |  | None | Posigen NJ LLC | PSE&G | Accepted | 2020-10-22 | 2020-10-26 | 2021-10-30 | SolarEdge | SE6000H-US | Inverters | 6000 |  | 1 |  |  | 0.99 |  | Outside | within ten feet of meter
NJSTRE1545780475 |  | Transition Incentive Program | Somerville | 8876 | 5 | 5.28 | Residential | Yes | Behind the Meter | Net-metered residential rooftop and canopy |  | None | Posigen NJ LLC | PSE&G | Accepted | 2020-10-22 | 2020-10-26 | 2021-10-30 | Silfab | SIL330HL | Solar Panels |  | 0.33 | 16 | 12192 | 33 |  | Fixed | Roof
NJSTRE1545780479 |  | Transition Incentive Program | UNION | 7083 | 10 | 9.43 | Residential | No | Behind the Meter | Net-metered residential rooftop and canopy |  | None | Infinity Solar Systems | PSE&G | Accepted | 2020-10-22 | 2020-10-26 | 2021-10-30 | ENPHASE | IQ7PLUS-72-X-US | Inverters | 290 |  | 29 |  |  | 0.97 |  | Outside | MICROINVERTERS
NJSTRE1545780479 |  | Transition Incentive Program | UNION | 7083 | 10 | 9.43 | Residential | No | Behind the Meter | Net-metered residential rooftop and canopy |  | None | Infinity Solar Systems | PSE&G | Accepted | 2020-10-22 | 2020-10-26 | 2021-10-30 | CANADIAN SOLAR | CS1H-325-MS | Solar Panels |  | 0.325 | 5 | 20 | 5 |  | Fixed | Roof
NJSTRE1545780479 |  | Transition Incentive Program | UNION | 7083 | 10 | 9.43 | Residential | No | Behind the Meter | Net-metered residential rooftop and canopy |  | None | Infinity Solar Systems | PSE&G | Accepted | 2020-10-22 | 2020-10-26 | 2021-10-30 | CANADIAN SOLAR | CS1H-325-MS | Solar Panels |  | 0.325 | 24 | 185 | 20 |  | Fixed | Roof
NJSTRE1545780487 |  | Transition Incentive Program | South Orange | 7079 | 9 | 7.26 | Residential | Yes | Behind the Meter | Net-metered residential rooftop and canopy |  | None | Posigen NJ LLC | PSE&G | Accepted | 2020-10-22 | 2020-10-26 | 2021-10-30 | SolarEdge | SE7600H-US | Inverters | 7600 |  | 1 |  |  | 0.99 |  | Outside | within ten feet of meter
NJSTRE1545780487 |  | Transition Incentive Program | South Orange | 7079 | 9 | 7.26 | Residential | Yes | Behind the Meter | Net-metered residential rooftop and canopy |  | None | Posigen NJ LLC | PSE&G | Accepted | 2020-10-22 | 2020-10-26 | 2021-10-30 | Silfab | SIL330HL | Solar Panels |  | 0.33 | 22 | 47137227317 | 14 |  | Fixed | Roof
NJSTRE1545780495 |  | Transition Incentive Program | Jefferson | 7438 | 6 | 5.19 | Residential | Yes | Behind the Meter | Net-metered residential rooftop and canopy |  | None | Sunrun Installation Services, Inc. | JCP&L | Accepted | 2020-10-22 | 2020-10-26 | 2021-10-30 | Tesla | Powerwall 2 AC | Electric Storage Battery |  |  | 1 |  |  |  | Lithium Ion |  | outside
NJSTRE1545780495 |  | Transition Incentive Program | Jefferson | 7438 | 6 | 5.19 | Residential | Yes | Behind the Meter | Net-metered residential rooftop and canopy |  | None | Sunrun Installation Services, Inc. | JCP&L | Accepted | 2020-10-22 | 2020-10-26 | 2021-10-30 | Enphase Energy | IQ7-60-x-US (240V) | Inverters | 240 |  | 17 |  |  | 0.96 |  | Outdoor | Rooftop
NJSTRE1545780495 |  | Transition Incentive Program | Jefferson | 7438 | 6 | 5.19 | Residential | Yes | Behind the Meter | Net-metered residential rooftop and canopy |  | None | Sunrun Installation Services, Inc. | JCP&L | Accepted | 2020-10-22 | 2020-10-26 | 2021-10-30 | LONGi Green Energy Technology Co Ltd | LR6-60HPB-305M | Solar Panels |  | 0.305 | 2 | 35 | 18 |  | Fixed | Roof
NJSTRE1545780495 |  | Transition Incentive Program | Jefferson | 7438 | 6 | 5.19 | Residential | Yes | Behind the Meter | Net-metered residential rooftop and canopy |  | None | Sunrun Installation Services, Inc. | JCP&L | Accepted | 2020-10-22 | 2020-10-26 | 2021-10-30 | LONGi Green Energy Technology Co Ltd | LR6-60HPB-305M | Solar Panels |  | 0.305 | 15 | 215 | 18 |  | Fixed | Roof
NJSTRE1545780497 |  | Transition Incentive Program | Cranbury | 8512 | 11 | 574.04 | Commercial | Yes | Behind the Meter | Net-metered non-residential rooftop and canopy |  | None | EnterSolar, LLC | PSE&G | Accepted | 2020-10-22 | 2020-10-26 | 2021-10-30 | SolarEdge | SE66.6K | Inverters | 66600 |  | 7 |  |  | 0.985 |  | Outside | Roof
NJSTRE1545780497 |  | Transition Incentive Program | Cranbury | 8512 | 11 | 574.04 | Commercial | Yes | Behind the Meter | Net-metered non-residential rooftop and canopy |  | None | EnterSolar, LLC | PSE&G | Accepted | 2020-10-22 | 2020-10-26 | 2021-10-30 | JA Solar | JAM72S09-385 | Solar Panels |  | 0.385 | 1491 | 10 | 191 |  | Fixed | Roof
NJSTRE1545780498 |  | Transition Incentive Program | Monroe | 8831 | 11 | 4.76 | Residential | Yes | Behind the Meter | Net-metered residential rooftop and canopy |  | None | Trinity Solar | JCP&L | Accepted | 2020-10-22 | 2020-10-26 | 2021-10-30 | Solar Edge | SE3800H-US | Inverters | 3800 |  | 1 |  |  | 0.97 |  | Outside | side of home
NJSTRE1545780498 |  | Transition Incentive Program | Monroe | 8831 | 11 | 4.76 | Residential | Yes | Behind the Meter | Net-metered residential rooftop and canopy |  | None | Trinity Solar | JCP&L | Accepted | 2020-10-22 | 2020-10-26 | 2021-10-30 | Hanwha 340 | Q.PEAK DUO BLK-G6 340 | Solar Panels |  | 0.34 | 14 | 223 | 36 |  | Fixed | Roof
NJSTRE1545780500 |  | Transition Incentive Program | Gibbstown | 8027 | 15 | 7.26 | Residential | Yes | Behind the Meter | Net-metered residential rooftop and canopy |  | None | Posigen NJ LLC | AC Electric | Accepted | 2020-10-22 | 2020-10-26 | 2021-10-30 | SolarEdge | SE7600H-US | Inverters | 7600 |  | 1 |  |  | 0.99 |  | Outside | within ten feet of meter
NJSTRE1545780500 |  | Transition Incentive Program | Gibbstown | 8027 | 15 | 7.26 | Residential | Yes | Behind the Meter | Net-metered residential rooftop and canopy |  | None | Posigen NJ LLC | AC Electric | Accepted | 2020-10-22 | 2020-10-26 | 2021-10-30 | Silfab | SIL330HL | Solar Panels |  | 0.33 | 22 | 176266 | 17 |  | Fixed | Roof
NJSTRE1545780501 |  | Transition Incentive Program | Metuchen Boro | 8840 | 11 | 12.95 | Residential | No | Behind the Meter | Net-metered residential rooftop and canopy |  | None | Green Power Energy | PSE&G | Accepted | 2020-10-22 | 2020-10-26 | 2021-10-30 | Enphase Energy | IQ7PLUS-72-2-US (240V) | Inverters | 290 |  | 35 |  |  | 0.975 |  | Outside | next to meter
NJSTRE1545780501 |  | Transition Incentive Program | Metuchen Boro | 8840 | 11 | 12.95 | Residential | No | Behind the Meter | Net-metered residential rooftop and canopy |  | None | Green Power Energy | PSE&G | Accepted | 2020-10-22 | 2020-10-26 | 2021-10-30 | Solaria | PowerXT-370R-PD | Solar Panels |  | 0.37 | 11 | 250 | 37 |  | Fixed | Roof
NJSTRE1545780501 |  | Transition Incentive Program | Metuchen Boro | 8840 | 11 | 12.95 | Residential | No | Behind the Meter | Net-metered residential rooftop and canopy |  | None | Green Power Energy | PSE&G | Accepted | 2020-10-22 | 2020-10-26 | 2021-10-30 | Solaria | PowerXT-370R-PD | Solar Panels |  | 0.37 | 1 | 250 | 37 |  | Fixed | Roof
NJSTRE1545780501 |  | Transition Incentive Program | Metuchen Boro | 8840 | 11 | 12.95 | Residential | No | Behind the Meter | Net-metered residential rooftop and canopy |  | None | Green Power Energy | PSE&G | Accepted | 2020-10-22 | 2020-10-26 | 2021-10-30 | Solaria | PowerXT-370R-PD | Solar Panels |  | 0.37 | 13 | 70 | 37 |  | Fixed | Roof
NJSTRE1545780501 |  | Transition Incentive Program | Metuchen Boro | 8840 | 11 | 12.95 | Residential | No | Behind the Meter | Net-metered residential rooftop and canopy |  | None | Green Power Energy | PSE&G | Accepted | 2020-10-22 | 2020-10-26 | 2021-10-30 | Solaria | PowerXT-370R-PD | Solar Panels |  | 0.37 | 10 | 160 | 30 |  | Fixed | Roof
NJSTRE1545780511 |  | Transition Incentive Program | Hammonton | 8037 | 19 | 12.92 | Residential | No | Behind the Meter | Net-metered residential rooftop and canopy |  | None | Castle Energy, LLC | AC Electric | Accepted | 2020-10-29 | 2020-10-30 | 2021-10-30 | Enphase Energy | IQ7-60-2-US | Inverters | 240 |  | 38 |  |  | 0.967 |  | Outdoor | on the rooftop under each solar panel
NJSTRE1545780511 |  | Transition Incentive Program | Hammonton | 8037 | 19 | 12.92 | Residential | No | Behind the Meter | Net-metered residential rooftop and canopy |  | None | Castle Energy, LLC | AC Electric | Accepted | 2020-10-29 | 2020-10-30 | 2021-10-30 | Hanwha Q-Cells | Q.Peak DUO BLK-G6 340 | Solar Panels |  | 0.34 | 22 | 252 | 20 |  | Fixed | Roof
NJSTRE1545780511 |  | Transition Incentive Program | Hammonton | 8037 | 19 | 12.92 | Residential | No | Behind the Meter | Net-metered residential rooftop and canopy |  | None | Castle Energy, LLC | AC Electric | Accepted | 2020-10-29 | 2020-10-30 | 2021-10-30 | Hanwha Q-Cells | Q.Peak DUO BLK-G6 340 | Solar Panels |  | 0.34 | 16 | 72 | 20 |  | Fixed | Roof
NJSTRE1545780512 |  | Transition Incentive Program | Bayonne | 7002 | 8 | 4.9 | Residential | Yes | Behind the Meter | Net-metered residential rooftop and canopy |  | None | Pro Custom Solar dba Momentum Solar | PSE&G | Accepted | 2020-10-22 | 2020-10-26 | 2021-10-30 | Enphase | IQ7Plus-72-2-US | Inverters | 290 |  | 14 |  |  | 0.97 |  | Outdoor | Roof
NJSTRE1545780512 |  | Transition Incentive Program | Bayonne | 7002 | 8 | 4.9 | Residential | Yes | Behind the Meter | Net-metered residential rooftop and canopy |  | None | Pro Custom Solar dba Momentum Solar | PSE&G | Accepted | 2020-10-22 | 2020-10-26 | 2021-10-30 | LG ELECTRONICS | LG 350N1C-V5 | Solar Panels |  | 0.35 | 3 | 303 | 4 |  | Fixed | Roof
NJSTRE1545780512 |  | Transition Incentive Program | Bayonne | 7002 | 8 | 4.9 | Residential | Yes | Behind the Meter | Net-metered residential rooftop and canopy |  | None | Pro Custom Solar dba Momentum Solar | PSE&G | Accepted | 2020-10-22 | 2020-10-26 | 2021-10-30 | LG ELECTRONICS | LG 350N1C-V5 | Solar Panels |  | 0.35 | 11 | 212 | 45 |  | Fixed | Roof
NJSTRE1545780518 |  | Transition Incentive Program | Mount Laurel Township | 8054 | 13 | 3.97 | Residential | Yes | Behind the Meter | Net-metered residential rooftop and canopy |  | None | Sunrun Installation Services, Inc. | PSE&G | Accepted | 2020-10-22 | 2020-10-26 | 2021-10-30 | Enphase Energy | IQ7-60-x-US (240V) | Inverters | 240 |  | 13 |  |  | 0.96 |  | Outdoor | Rooftop
NJSTRE1545780518 |  | Transition Incentive Program | Mount Laurel Township | 8054 | 13 | 3.97 | Residential | Yes | Behind the Meter | Net-metered residential rooftop and canopy |  | None | Sunrun Installation Services, Inc. | PSE&G | Accepted | 2020-10-22 | 2020-10-26 | 2021-10-30 | LONGi Green Energy Technology Co Ltd | LR6-60HPB-305M | Solar Panels |  | 0.305 | 13 | 201 | 27 |  | Fixed | Roof
NJSTRE1545780521 |  | Transition Incentive Program | Sicklerville | 8081 | 14 | 5.12 | Residential | Yes | Behind the Meter | Net-metered residential rooftop and canopy |  | None | Posigen NJ LLC | AC Electric | Accepted | 2020-10-22 | 2020-10-26 | 2021-10-30 | SolarEdge | SE6000H-US | Inverters | 6000 |  | 1 |  |  | 0.99 |  | Outside | within ten feet of meter
NJSTRE1545780521 |  | Transition Incentive Program | Sicklerville | 8081 | 14 | 5.12 | Residential | Yes | Behind the Meter | Net-metered residential rooftop and canopy |  | None | Posigen NJ LLC | AC Electric | Accepted | 2020-10-22 | 2020-10-26 | 2021-10-30 | Silfab | SLA320BL | Solar Panels |  | 0.32 | 16 | 154 | 28 |  | Fixed | Roof
NJSTRE1545780528 |  | Transition Incentive Program | UNION | 7083 | 10 | 6.5 | Residential | No | Behind the Meter | Net-metered residential rooftop and canopy |  | None | Infinity Solar Systems | PSE&G | Accepted | 2020-10-22 | 2020-10-26 | 2021-10-30 | ENPHASE | IQ7PLUS-72-X-US | Inverters | 290 |  | 20 |  |  | 0.97 |  | Outside | MICROINVERTERS
NJSTRE1545780528 |  | Transition Incentive Program | UNION | 7083 | 10 | 6.5 | Residential | No | Behind the Meter | Net-metered residential rooftop and canopy |  | None | Infinity Solar Systems | PSE&G | Accepted | 2020-10-22 | 2020-10-26 | 2021-10-30 | CANADIAN SOLAR | CS1H-325-MS | Solar Panels |  | 0.325 | 2 | 185 | 20 |  | Fixed | Roof
NJSTRE1545780528 |  | Transition Incentive Program | UNION | 7083 | 10 | 6.5 | Residential | No | Behind the Meter | Net-metered residential rooftop and canopy |  | None | Infinity Solar Systems | PSE&G | Accepted | 2020-10-22 | 2020-10-26 | 2021-10-30 | CANADIAN SOLAR | CS1H-325-MS | Solar Panels |  | 0.325 | 2 | 5 | 20 |  | Fixed | Roof
NJSTRE1545780528 |  | Transition Incentive Program | UNION | 7083 | 10 | 6.5 | Residential | No | Behind the Meter | Net-metered residential rooftop and canopy |  | None | Infinity Solar Systems | PSE&G | Accepted | 2020-10-22 | 2020-10-26 | 2021-10-30 | CANADIAN SOLAR | CS1H-325-MS | Solar Panels |  | 0.325 | 16 | 5 | 20 |  | Fixed | Roof
NJSTRE1545780533 |  | Transition Incentive Program | South Brunswick Twp | 8852 | 11 | 8.84 | Residential | No | Behind the Meter | Net-metered residential rooftop and canopy |  | None | Green Power Energy | PSE&G | Accepted | 2020-10-22 | 2020-10-26 | 2021-10-30 | Enphase Energy | IQ7PLUS-72-2-US (240V) | Inverters | 290 |  | 26 |  |  | 0.975 |  | Outside | next to meter
NJSTRE1545780533 |  | Transition Incentive Program | South Brunswick Twp | 8852 | 11 | 8.84 | Residential | No | Behind the Meter | Net-metered residential rooftop and canopy |  | None | Green Power Energy | PSE&G | Accepted | 2020-10-22 | 2020-10-26 | 2021-10-30 | LG Electronics | LG340N1K-L5 | Solar Panels |  | 0.34 | 16 | 130 | 38 |  | Fixed | Roof
NJSTRE1545780533 |  | Transition Incentive Program | South Brunswick Twp | 8852 | 11 | 8.84 | Residential | No | Behind the Meter | Net-metered residential rooftop and canopy |  | None | Green Power Energy | PSE&G | Accepted | 2020-10-22 | 2020-10-26 | 2021-10-30 | LG Electronics | LG340N1K-L5 | Solar Panels |  | 0.34 | 8 | 130 | 35 |  | Fixed | Roof
NJSTRE1545780533 |  | Transition Incentive Program | South Brunswick Twp | 8852 | 11 | 8.84 | Residential | No | Behind the Meter | Net-metered residential rooftop and canopy |  | None | Green Power Energy | PSE&G | Accepted | 2020-10-22 | 2020-10-26 | 2021-10-30 | LG Electronics | LG340N1K-L5 | Solar Panels |  | 0.34 | 2 | 220 | 35 |  | Fixed | Roof
NJSTRE1545780535 |  | Transition Incentive Program | Linden | 7036 | 10 | 5.49 | Residential | Yes | Behind the Meter | Net-metered residential rooftop and canopy |  | None | Sunrun Installation Services, Inc. | PSE&G | Accepted | 2020-10-22 | 2020-10-26 | 2021-10-30 | Enphase Energy | IQ7-60-x-US (240V) | Inverters | 240 |  | 18 |  |  | 0.96 |  | Outdoor | Rooftop
NJSTRE1545780535 |  | Transition Incentive Program | Linden | 7036 | 10 | 5.49 | Residential | Yes | Behind the Meter | Net-metered residential rooftop and canopy |  | None | Sunrun Installation Services, Inc. | PSE&G | Accepted | 2020-10-22 | 2020-10-26 | 2021-10-30 | LONGi Green Energy Technology Co Ltd | LR6-60HPB-305M | Solar Panels |  | 0.305 | 3 | 39 | 30 |  | Fixed | Roof
NJSTRE1545780535 |  | Transition Incentive Program | Linden | 7036 | 10 | 5.49 | Residential | Yes | Behind the Meter | Net-metered residential rooftop and canopy |  | None | Sunrun Installation Services, Inc. | PSE&G | Accepted | 2020-10-22 | 2020-10-26 | 2021-10-30 | LONGi Green Energy Technology Co Ltd | LR6-60HPB-305M | Solar Panels |  | 0.305 | 15 | 219 | 32 |  | Fixed | Roof
NJSTRE1545780539 |  | Transition Incentive Program | Gibbstown | 8027 | 15 | 8.16 | Residential | No | Behind the Meter | Net-metered residential rooftop and canopy |  | None | Trinity Solar | AC Electric | Accepted | 2020-10-22 | 2020-10-26 | 2021-10-30 | solar edge | SE7600 | Inverters | 7600 |  | 1 |  |  | 0.97 |  | Outside | side of home
NJSTRE1545780539 |  | Transition Incentive Program | Gibbstown | 8027 | 15 | 8.16 | Residential | No | Behind the Meter | Net-metered residential rooftop and canopy |  | None | Trinity Solar | AC Electric | Accepted | 2020-10-22 | 2020-10-26 | 2021-10-30 | Hanwha | Q.PEAK DUO BLK-G6 340 | Solar Panels |  | 0.34 | 6 | 181 | 17 |  | Fixed | Roof
NJSTRE1545780539 |  | Transition Incentive Program | Gibbstown | 8027 | 15 | 8.16 | Residential | No | Behind the Meter | Net-metered residential rooftop and canopy |  | None | Trinity Solar | AC Electric | Accepted | 2020-10-22 | 2020-10-26 | 2021-10-30 | Hanwha | Q.PEAK DUO BLK-G6 340 | Solar Panels |  | 0.34 | 18 | 181 | 22 |  | Fixed | Roof
NJSTRE1545780541 |  | Transition Incentive Program | Toms River | 8753 | 18 | 8.75 | Residential | Yes | Behind the Meter | Net-metered residential rooftop and canopy |  | None | Pro Custom Solar dba Momentum Solar | JCP&L | Accepted | 2020-10-22 | 2020-10-26 | 2021-10-30 | Enphase | IQ7Plus-72-2-US | Inverters | 290 |  | 25 |  |  | 0.97 |  | Outdoor | Roof
NJSTRE1545780541 |  | Transition Incentive Program | Toms River | 8753 | 18 | 8.75 | Residential | Yes | Behind the Meter | Net-metered residential rooftop and canopy |  | None | Pro Custom Solar dba Momentum Solar | JCP&L | Accepted | 2020-10-22 | 2020-10-26 | 2021-10-30 | LG ELECTRONICS | LG 350N1C-V5 | Solar Panels |  | 0.35 | 4 | 351 | 18 |  | Fixed | Roof
NJSTRE1545780541 |  | Transition Incentive Program | Toms River | 8753 | 18 | 8.75 | Residential | Yes | Behind the Meter | Net-metered residential rooftop and canopy |  | None | Pro Custom Solar dba Momentum Solar | JCP&L | Accepted | 2020-10-22 | 2020-10-26 | 2021-10-30 | LG ELECTRONICS | LG 350N1C-V5 | Solar Panels |  | 0.35 | 21 | 171 | 18 |  | Fixed | Roof
NJSTRE1545780551 |  | Transition Incentive Program | Monroeville | 8343 | 16 | 11.73 | Residential | No | Behind the Meter | Net-metered residential rooftop and canopy |  | None | Green Power Energy | AC Electric | Accepted | 2020-10-22 | 2020-10-26 | 2021-10-30 | SolarEdge | SE10000H-US (240V) | Inverters | 10000 |  | 1 |  |  | 0.97 |  | Outside | next to meter
NJSTRE1545780551 |  | Transition Incentive Program | Monroeville | 8343 | 16 | 11.73 | Residential | No | Behind the Meter | Net-metered residential rooftop and canopy |  | None | Green Power Energy | AC Electric | Accepted | 2020-10-22 | 2020-10-26 | 2021-10-30 | Hanwha | Q.PEAK DUO BLK-G6 335 | Solar Panels |  | 0.335 | 21 | 127 | 20 |  | Fixed | Roof
NJSTRE1545780551 |  | Transition Incentive Program | Monroeville | 8343 | 16 | 11.73 | Residential | No | Behind the Meter | Net-metered residential rooftop and canopy |  | None | Green Power Energy | AC Electric | Accepted | 2020-10-22 | 2020-10-26 | 2021-10-30 | Hanwha | Q.PEAK DUO BLK-G6 335 | Solar Panels |  | 0.335 | 14 | 215 | 20 |  | Fixed | Roof
NJSTRE1545780883 |  | Transition Incentive Program | Villas | 8251 | 21 | 11.52 | Residential | No | Behind the Meter | Net-metered residential rooftop and canopy |  | None | EMT Renewables | AC Electric | Accepted | 2020-10-22 | 2020-10-26 | 2021-10-30 | Enphase | IQ7-60-2-US | Inverters | 240 |  | 36 |  |  | 0.97 |  | Outside | under panels
NJSTRE1545780883 |  | Transition Incentive Program | Villas | 8251 | 21 | 11.52 | Residential | No | Behind the Meter | Net-metered residential rooftop and canopy |  | None | EMT Renewables | AC Electric | Accepted | 2020-10-22 | 2020-10-26 | 2021-10-30 | Trina | TSM320DD06H.05(II) | Solar Panels |  | 0.32 | 36 | 155 | 30 |  | Fixed | Roof
NJSTRE1545780891 |  | Transition Incentive Program | Surf City | 8008 | 18 | 4.95 | Residential | No | Behind the Meter | Net-metered residential rooftop and canopy |  | None | Green Power Energy | AC Electric | Accepted | 2020-10-22 | 2020-10-26 | 2021-10-30 | Enphase Energy | IQ7PLUS-72-2-US (240V) | Inverters | 290 |  | 15 |  |  | 0.975 |  | Outside | next to meter
NJSTRE1545780891 |  | Transition Incentive Program | Surf City | 8008 | 18 | 4.95 | Residential | No | Behind the Meter | Net-metered residential rooftop and canopy |  | None | Green Power Energy | AC Electric | Accepted | 2020-10-22 | 2020-10-26 | 2021-10-30 | LG Electronics | LG330N1C-A5 | Solar Panels |  | 0.33 | 7 | 300 | 17 |  | Fixed | Roof
NJSTRE1545780891 |  | Transition Incentive Program | Surf City | 8008 | 18 | 4.95 | Residential | No | Behind the Meter | Net-metered residential rooftop and canopy |  | None | Green Power Energy | AC Electric | Accepted | 2020-10-22 | 2020-10-26 | 2021-10-30 | LG Electronics | LG330N1C-A5 | Solar Panels |  | 0.33 | 3 | 120 | 17 |  | Fixed | Roof
NJSTRE1545780891 |  | Transition Incentive Program | Surf City | 8008 | 18 | 4.95 | Residential | No | Behind the Meter | Net-metered residential rooftop and canopy |  | None | Green Power Energy | AC Electric | Accepted | 2020-10-22 | 2020-10-26 | 2021-10-30 | LG Electronics | LG330N1C-A5 | Solar Panels |  | 0.33 | 2 | 210 | 17 |  | Fixed | Roof
NJSTRE1545780891 |  | Transition Incentive Program | Surf City | 8008 | 18 | 4.95 | Residential | No | Behind the Meter | Net-metered residential rooftop and canopy |  | None | Green Power Energy | AC Electric | Accepted | 2020-10-22 | 2020-10-26 | 2021-10-30 | LG Electronics | LG330N1C-A5 | Solar Panels |  | 0.33 | 3 | 30 | 17 |  | Fixed | Roof
NJSTRE1545780894 |  | Transition Incentive Program | POINT PLEASANT | 8742 | 18 | 5.44 | Residential | Yes | Behind the Meter | Net-metered residential rooftop and canopy |  | None | Trinity Solar | JCP&L | Accepted | 2020-10-22 | 2020-10-26 | 2021-10-30 | Solar Edge | SE5000H-US000BNC4 | Inverters | 5000 |  | 1 |  |  | 0.97 |  | Outdoor | side of home
NJSTRE1545780894 |  | Transition Incentive Program | POINT PLEASANT | 8742 | 18 | 5.44 | Residential | Yes | Behind the Meter | Net-metered residential rooftop and canopy |  | None | Trinity Solar | JCP&L | Accepted | 2020-10-22 | 2020-10-26 | 2021-10-30 | HANWHA | Q.PEAK DUO BLK-G6 340 | Solar Panels |  | 0.34 | 16 | 106 | 23 |  | Fixed | Roof
NJSTRE1545780909 |  | Transition Incentive Program | Swedesboro | 8085 | 15 | 16.32 | Residential | Yes | Behind the Meter | Net-metered residential rooftop and canopy |  | None | Tesla Energy Operations Inc. | AC Electric | Accepted | 2020-10-22 | 2020-10-26 | 2021-10-30 | SolarEdge Technologies | SE7600H-US [240V] | Inverters | 7600 |  | 2 |  |  | 0.99 |  | Outside | Outside
NJSTRE1545780909 |  | Transition Incentive Program | Swedesboro | 8085 | 15 | 16.32 | Residential | Yes | Behind the Meter | Net-metered residential rooftop and canopy |  | None | Tesla Energy Operations Inc. | AC Electric | Accepted | 2020-10-22 | 2020-10-26 | 2021-10-30 | Hanwha Q-CELLS | Q.Peak DUO BLK-G6+ 340 | Solar Panels |  | 0.34 | 12 | 119 | 38 |  | Fixed | Roof
NJSTRE1545780909 |  | Transition Incentive Program | Swedesboro | 8085 | 15 | 16.32 | Residential | Yes | Behind the Meter | Net-metered residential rooftop and canopy |  | None | Tesla Energy Operations Inc. | AC Electric | Accepted | 2020-10-22 | 2020-10-26 | 2021-10-30 | Hanwha Q-CELLS | Q.Peak DUO BLK-G6+ 340 | Solar Panels |  | 0.34 | 3 | 299 | 38 |  | Fixed | Roof
NJSTRE1545780909 |  | Transition Incentive Program | Swedesboro | 8085 | 15 | 16.32 | Residential | Yes | Behind the Meter | Net-metered residential rooftop and canopy |  | None | Tesla Energy Operations Inc. | AC Electric | Accepted | 2020-10-22 | 2020-10-26 | 2021-10-30 | Hanwha Q-CELLS | Q.Peak DUO BLK-G6+ 340 | Solar Panels |  | 0.34 | 9 | 209 | 18 |  | Fixed | Roof
NJSTRE1545780909 |  | Transition Incentive Program | Swedesboro | 8085 | 15 | 16.32 | Residential | Yes | Behind the Meter | Net-metered residential rooftop and canopy |  | None | Tesla Energy Operations Inc. | AC Electric | Accepted | 2020-10-22 | 2020-10-26 | 2021-10-30 | Hanwha Q-CELLS | Q.Peak DUO BLK-G6+ 340 | Solar Panels |  | 0.34 | 18 | 300 | 37 |  | Fixed | Roof
NJSTRE1545780909 |  | Transition Incentive Program | Swedesboro | 8085 | 15 | 16.32 | Residential | Yes | Behind the Meter | Net-metered residential rooftop and canopy |  | None | Tesla Energy Operations Inc. | AC Electric | Accepted | 2020-10-22 | 2020-10-26 | 2021-10-30 | Hanwha Q-CELLS | Q.Peak DUO BLK-G6+ 340 | Solar Panels |  | 0.34 | 6 | 29 | 18 |  | Fixed | Roof
NJSTRE1545780911 |  | Transition Incentive Program | Flemington | 8822 | 4 | 15.75 | Residential | No | Behind the Meter | Net-metered residential rooftop and canopy |  | None | Green Power Energy | JCP&L | Accepted | 2020-10-22 | 2020-10-26 | 2021-10-30 | Enphase Energy | IQ7PLUS-72-2-US (240V) | Inverters | 290 |  | 47 |  |  | 0.975 |  | Outside | next to meter
NJSTRE1545780911 |  | Transition Incentive Program | Flemington | 8822 | 4 | 15.75 | Residential | No | Behind the Meter | Net-metered residential rooftop and canopy |  | None | Green Power Energy | JCP&L | Accepted | 2020-10-22 | 2020-10-26 | 2021-10-30 | LG Electronics | LG335N1K-V5 | Solar Panels |  | 0.335 | 20 | 274 | 27 |  | Fixed | Roof
NJSTRE1545780911 |  | Transition Incentive Program | Flemington | 8822 | 4 | 15.75 | Residential | No | Behind the Meter | Net-metered residential rooftop and canopy |  | None | Green Power Energy | JCP&L | Accepted | 2020-10-22 | 2020-10-26 | 2021-10-30 | LG Electronics | LG335N1K-V5 | Solar Panels |  | 0.335 | 4 | 181 | 40 |  | Fixed | Roof
NJSTRE1545780911 |  | Transition Incentive Program | Flemington | 8822 | 4 | 15.75 | Residential | No | Behind the Meter | Net-metered residential rooftop and canopy |  | None | Green Power Energy | JCP&L | Accepted | 2020-10-22 | 2020-10-26 | 2021-10-30 | LG Electronics | LG335N1K-V5 | Solar Panels |  | 0.335 | 16 | 181 | 40 |  | Fixed | Roof
NJSTRE1545780911 |  | Transition Incentive Program | Flemington | 8822 | 4 | 15.75 | Residential | No | Behind the Meter | Net-metered residential rooftop and canopy |  | None | Green Power Energy | JCP&L | Accepted | 2020-10-22 | 2020-10-26 | 2021-10-30 | Lg Electronics | LG335N1K-V5 | Solar Panels |  | 0.335 | 7 | 179 | 40 |  | Fixed | Roof
NJSTRE1545780916 |  | Transition Incentive Program | BLOOMFIELD | 7003 | 9 | 4.68 | Residential | Yes | Behind the Meter | Net-metered residential rooftop and canopy |  | None | Vivint Solar Developer, LLC | PSE&G | Accepted | 2020-10-22 | 2020-10-26 | 2021-10-30 | Enphase | M215-60-2LL-S22-IG | Inverters | 215 |  | 18 |  |  | 0.96 |  | Outdoor | Underneath each module
NJSTRE1545780916 |  | Transition Incentive Program | BLOOMFIELD | 7003 | 9 | 4.68 | Residential | Yes | Behind the Meter | Net-metered residential rooftop and canopy |  | None | Vivint Solar Developer, LLC | PSE&G | Accepted | 2020-10-22 | 2020-10-26 | 2021-10-30 | Trina Solar | TSM-260 PD05.08 | Solar Panels |  | 0.26 | 18 | 173 | 20 |  | Fixed | Roof
NJSTRE1545780926 |  | Transition Incentive Program | Hackensack | 7601 | 7 | 5.78 | Residential | Yes | Behind the Meter | Net-metered residential rooftop and canopy |  | None | Trinity Solar | PSE&G | Accepted | 2020-10-22 | 2020-10-26 | 2021-10-30 | Solar Edge | SE5000 | Inverters | 5000 |  | 1 |  |  | 0.97 |  | Outside | side of home
NJSTRE1545780926 |  | Transition Incentive Program | Hackensack | 7601 | 7 | 5.78 | Residential | Yes | Behind the Meter | Net-metered residential rooftop and canopy |  | None | Trinity Solar | PSE&G | Accepted | 2020-10-22 | 2020-10-26 | 2021-10-30 | Hanwha | Q.PEAK DUO BLK-G6 340 | Solar Panels |  | 0.34 | 6 | 216 | 16 |  | Fixed | Roof
NJSTRE1545780926 |  | Transition Incentive Program | Hackensack | 7601 | 7 | 5.78 | Residential | Yes | Behind the Meter | Net-metered residential rooftop and canopy |  | None | Trinity Solar | PSE&G | Accepted | 2020-10-22 | 2020-10-26 | 2021-10-30 | Hanwha | Q.PEAK DUO BLK-G6 340 | Solar Panels |  | 0.34 | 11 | 216 | 34 |  | Fixed | Roof
NJSTRE1545780939 |  | Transition Incentive Program | Dorothy | 8317 | 19 | 7.19 | Residential | Yes | Behind the Meter | Net-metered residential rooftop and canopy |  | None | Castle Energy, LLC | AC Electric | Accepted | 2020-10-22 | 2020-10-26 | 2021-10-30 | SunPower | SPR-E20-327-E-AC | Inverters | 320 |  | 22 |  |  | 0.975 |  | Outdoor | on the rooftop under each solar module
NJSTRE1545780939 |  | Transition Incentive Program | Dorothy | 8317 | 19 | 7.19 | Residential | Yes | Behind the Meter | Net-metered residential rooftop and canopy |  | None | Castle Energy, LLC | AC Electric | Accepted | 2020-10-22 | 2020-10-26 | 2021-10-30 | SunPower | SPR-E20-327-E-AC | Solar Panels |  | 0.327 | 22 | 180 | 25 |  | Fixed | Roof
NJSTRE1545780942 |  | Transition Incentive Program | Lake Hiawatha | 7034 | 3 | 6.46 | Residential | Yes | Behind the Meter | Net-metered residential rooftop and canopy |  | None | Tesla Energy Operations Inc. | JCP&L | Accepted | 2020-10-22 | 2020-10-26 | 2021-10-30 | SolarEdge Technologies | SE7600H-US [240V] | Inverters | 7600 |  | 1 |  |  | 0.99 |  | Outside | Outside
NJSTRE1545780942 |  | Transition Incentive Program | Lake Hiawatha | 7034 | 3 | 6.46 | Residential | Yes | Behind the Meter | Net-metered residential rooftop and canopy |  | None | Tesla Energy Operations Inc. | JCP&L | Accepted | 2020-10-22 | 2020-10-26 | 2021-10-30 | Hanwha Q-CELLS | Q.Peak DUO BLK-G6+ 340 | Solar Panels |  | 0.34 | 19 | 95 | 20 |  | Fixed | Roof
NJSTRE1545781118 |  | Transition Incentive Program | CLEMENTON | 8021 | 14 | 3.2 | Residential | Yes | Behind the Meter | Net-metered residential rooftop and canopy |  | None | Vivint Solar Developer, LLC | AC Electric | Accepted | 2020-10-22 | 2020-10-26 | 2021-10-30 | SOLAREDGE | SE3800H-US | Inverters | 3800 |  | 1 |  |  | 0.992 |  | Outdoor | Near the Utility Meter
NJSTRE1545781118 |  | Transition Incentive Program | CLEMENTON | 8021 | 14 | 3.2 | Residential | Yes | Behind the Meter | Net-metered residential rooftop and canopy |  | None | Vivint Solar Developer, LLC | AC Electric | Accepted | 2020-10-22 | 2020-10-26 | 2021-10-30 | JINKO SOLAR | JKM320M-60HBL | Solar Panels |  | 0.32 | 10 | 323 | 19 |  | Fixed | Roof
NJSTRE1545781239 |  | Transition Incentive Program | Old Bridge | 8857 | 11 | 5.95 | Residential | Yes | Behind the Meter | Net-metered residential rooftop and canopy |  | None | Pro Custom Solar dba Momentum Solar | JCP&L | Accepted | 2020-10-22 | 2020-10-26 | 2021-10-30 | Enphase | IQ7Plus-72-2-US | Inverters | 290 |  | 17 |  |  | 0.97 |  | Outdoor | Roof
NJSTRE1545781239 |  | Transition Incentive Program | Old Bridge | 8857 | 11 | 5.95 | Residential | Yes | Behind the Meter | Net-metered residential rooftop and canopy |  | None | Pro Custom Solar dba Momentum Solar | JCP&L | Accepted | 2020-10-22 | 2020-10-26 | 2021-10-30 | LG ELECTRONICS | LG 350N1C-V5 | Solar Panels |  | 0.35 | 17 | 130 | 19 |  | Fixed | Roof
NJSTRE1545781281 |  | Transition Incentive Program | Edison Township | 8820 | 11 | 18 | Residential | No | Behind the Meter | Net-metered residential rooftop and canopy |  | None | Green Power Energy | PSE&G | Accepted | 2020-10-22 | 2020-10-26 | 2021-10-30 | Enphase Energy | IQ7PLUS-72-2-US (240V) | Inverters | 290 |  | 50 |  |  | 0.975 |  | Outside | next to meter
NJSTRE1545781281 |  | Transition Incentive Program | Edison Township | 8820 | 11 | 18 | Residential | No | Behind the Meter | Net-metered residential rooftop and canopy |  | None | Green Power Energy | PSE&G | Accepted | 2020-10-22 | 2020-10-26 | 2021-10-30 | LG Electronics | LG360N1C-N5 | Solar Panels |  | 0.36 | 7 | 4 | 26 |  | Fixed | Roof
NJSTRE1545781281 |  | Transition Incentive Program | Edison Township | 8820 | 11 | 18 | Residential | No | Behind the Meter | Net-metered residential rooftop and canopy |  | None | Green Power Energy | PSE&G | Accepted | 2020-10-22 | 2020-10-26 | 2021-10-30 | LG Electronics | LG360N1C-N5 | Solar Panels |  | 0.36 | 18 | 183 | 30 |  | Fixed | Roof
NJSTRE1545781281 |  | Transition Incentive Program | Edison Township | 8820 | 11 | 18 | Residential | No | Behind the Meter | Net-metered residential rooftop and canopy |  | None | Green Power Energy | PSE&G | Accepted | 2020-10-22 | 2020-10-26 | 2021-10-30 | LG Electronics | LG360N1C-N5 | Solar Panels |  | 0.36 | 2 | 273 | 21 |  | Fixed | Roof
NJSTRE1545781281 |  | Transition Incentive Program | Edison Township | 8820 | 11 | 18 | Residential | No | Behind the Meter | Net-metered residential rooftop and canopy |  | None | Green Power Energy | PSE&G | Accepted | 2020-10-22 | 2020-10-26 | 2021-10-30 | LG Electronics | LG360N1C-N5 | Solar Panels |  | 0.36 | 6 | 183 | 7 |  | Fixed | Roof
NJSTRE1545781281 |  | Transition Incentive Program | Edison Township | 8820 | 11 | 18 | Residential | No | Behind the Meter | Net-metered residential rooftop and canopy |  | None | Green Power Energy | PSE&G | Accepted | 2020-10-22 | 2020-10-26 | 2021-10-30 | LG Electronics | LG360N1C-N5 | Solar Panels |  | 0.36 | 17 | 183 | 15 |  | Fixed | Roof
NJSTRE1545781351 |  | Transition Incentive Program | Ridgewood Village | 7450 | 7 | 6.8 | Residential | Yes | Behind the Meter | Net-metered residential rooftop and canopy |  | None | Tesla Energy Operations Inc. | PSE&G | Accepted | 2020-10-22 | 2020-10-26 | 2021-10-30 | SolarEdge Technologies | SE7600H-US [240V] | Inverters | 7600 |  | 1 |  |  | 0.99 |  | Outside | Outside
NJSTRE1545781351 |  | Transition Incentive Program | Ridgewood Village | 7450 | 7 | 6.8 | Residential | Yes | Behind the Meter | Net-metered residential rooftop and canopy |  | None | Tesla Energy Operations Inc. | PSE&G | Accepted | 2020-10-22 | 2020-10-26 | 2021-10-30 | Hanwha Q-CELLS | Q.Peak DUO BLK-G6+ 340 | Solar Panels |  | 0.34 | 7 | 200 | 20 |  | Fixed | Roof
NJSTRE1545781351 |  | Transition Incentive Program | Ridgewood Village | 7450 | 7 | 6.8 | Residential | Yes | Behind the Meter | Net-metered residential rooftop and canopy |  | None | Tesla Energy Operations Inc. | PSE&G | Accepted | 2020-10-22 | 2020-10-26 | 2021-10-30 | Hanwha Q-CELLS | Q.Peak DUO BLK-G6+ 340 | Solar Panels |  | 0.34 | 13 | 200 | 23 |  | Fixed | Roof
NJSTRE1545781416 |  | Transition Incentive Program | Jersey City | 7305 | 8 | 8.4 | Residential | Yes | Behind the Meter | Net-metered residential rooftop and canopy |  | None | Pro Custom Solar dba Momentum Solar | PSE&G | Accepted | 2020-10-22 | 2020-10-26 | 2021-10-30 | Enphase | IQ7PLUS-72-2-US | Inverters | 290 |  | 24 |  |  | 0.97 |  | Outdoor | Roof
NJSTRE1545781416 |  | Transition Incentive Program | Jersey City | 7305 | 8 | 8.4 | Residential | Yes | Behind the Meter | Net-metered residential rooftop and canopy |  | None | Pro Custom Solar dba Momentum Solar | PSE&G | Accepted | 2020-10-22 | 2020-10-26 | 2021-10-30 | LG | LG 350N1C-V5 | Solar Panels |  | 0.35 | 18 | 148 | 22 |  | Fixed | Roof
NJSTRE1545781416 |  | Transition Incentive Program | Jersey City | 7305 | 8 | 8.4 | Residential | Yes | Behind the Meter | Net-metered residential rooftop and canopy |  | None | Pro Custom Solar dba Momentum Solar | PSE&G | Accepted | 2020-10-22 | 2020-10-26 | 2021-10-30 | LG | LG 350N1C-V5 | Solar Panels |  | 0.35 | 6 | 328 | 20 |  | Fixed | Roof
NJSTRE1545781429 |  | Transition Incentive Program | New Egypt | 8533 | 18 | 13.95 | Residential | Yes | Behind the Meter | Net-metered residential rooftop and canopy |  | None | Bright Planet Solar | JCP&L | Accepted | 2020-10-22 | 2020-10-26 | 2021-10-30 | SOLAR EDGE | SE11400H-USRGM | Inverters | 11400 |  | 1 |  |  | 0.98 |  | Outdoor | OUTSIDE
NJSTRE1545781429 |  | Transition Incentive Program | New Egypt | 8533 | 18 | 13.95 | Residential | Yes | Behind the Meter | Net-metered residential rooftop and canopy |  | None | Bright Planet Solar | JCP&L | Accepted | 2020-10-22 | 2020-10-26 | 2021-10-30 | HANWHA Q-CELLS | Q.PEAK DUO BLK-G5 310W | Solar Panels |  | 0.31 | 45 | 238 | 22 |  | Fixed | Roof
NJSTRE1545781856 |  | Transition Incentive Program | Newton | 7863 | 2 | 9.92 | Residential | Yes | Behind the Meter | Net-metered residential rooftop and canopy |  | None | Bright Planet Solar | JCP&L | Accepted | 2020-10-22 | 2020-10-26 | 2021-10-30 | SOLAR EDGE | SE10000H-USRGM | Inverters | 10000 |  | 1 |  |  | 0.98 |  | Outdoor | OUTSIDE
NJSTRE1545781856 |  | Transition Incentive Program | Newton | 7863 | 2 | 9.92 | Residential | Yes | Behind the Meter | Net-metered residential rooftop and canopy |  | None | Bright Planet Solar | JCP&L | Accepted | 2020-10-22 | 2020-10-26 | 2021-10-30 | HANWHA Q-CELLS | Q.PEAK DUO BLK-G5 310W | Solar Panels |  | 0.31 | 32 | 180 | 25 |  | Fixed | Roof
NJSTRE1545781929 |  | Transition Incentive Program | Monroe Township | 8094 | 15 | 7 | Residential | Yes | Behind the Meter | Net-metered residential rooftop and canopy |  | None | Pro Custom Solar dba Momentum Solar | AC Electric | Accepted | 2020-10-22 | 2020-10-26 | 2021-10-30 | Enphase | IQ7PLUS-72-2-US | Inverters | 290 |  | 20 |  |  | 0.97 |  | Outdoor | Roof
NJSTRE1545781929 |  | Transition Incentive Program | Monroe Township | 8094 | 15 | 7 | Residential | Yes | Behind the Meter | Net-metered residential rooftop and canopy |  | None | Pro Custom Solar dba Momentum Solar | AC Electric | Accepted | 2020-10-22 | 2020-10-26 | 2021-10-30 | LG | LG 350N1C-V5 | Solar Panels |  | 0.35 | 10 | 90 | 34 |  | Fixed | Roof
NJSTRE1545781929 |  | Transition Incentive Program | Monroe Township | 8094 | 15 | 7 | Residential | Yes | Behind the Meter | Net-metered residential rooftop and canopy |  | None | Pro Custom Solar dba Momentum Solar | AC Electric | Accepted | 2020-10-22 | 2020-10-26 | 2021-10-30 | LG | LG 350N1C-V5 | Solar Panels |  | 0.35 | 10 | 182 | 45 |  | Fixed | Roof
NJSTRE1545782042 |  | Transition Incentive Program | Piscataway Twp | 8854 | 11 | 5.58 | Residential | Yes | Behind the Meter | Net-metered residential rooftop and canopy |  | None | Bright Planet Solar | PSE&G | Accepted | 2020-10-22 | 2020-10-26 | 2021-10-30 | SOLAR EDGE | SE5000H-USRGM | Inverters | 5000 |  | 1 |  |  | 0.98 |  | Outdoor | OUTSIDE
NJSTRE1545782042 |  | Transition Incentive Program | Piscataway Twp | 8854 | 11 | 5.58 | Residential | Yes | Behind the Meter | Net-metered residential rooftop and canopy |  | None | Bright Planet Solar | PSE&G | Accepted | 2020-10-22 | 2020-10-26 | 2021-10-30 | HANWHA Q-CELLS | Q.PEAK DUO BLK-G5 310W | Solar Panels |  | 0.31 | 4 | 127 | 18 |  | Fixed | Roof
NJSTRE1545782042 |  | Transition Incentive Program | Piscataway Twp | 8854 | 11 | 5.58 | Residential | Yes | Behind the Meter | Net-metered residential rooftop and canopy |  | None | Bright Planet Solar | PSE&G | Accepted | 2020-10-22 | 2020-10-26 | 2021-10-30 | HANWHA Q-CELLS | Q.PEAK DUO BLK-G5 310W | Solar Panels |  | 0.31 | 11 | 217 | 18 |  | Fixed | Roof
NJSTRE1545782042 |  | Transition Incentive Program | Piscataway Twp | 8854 | 11 | 5.58 | Residential | Yes | Behind the Meter | Net-metered residential rooftop and canopy |  | None | Bright Planet Solar | PSE&G | Accepted | 2020-10-22 | 2020-10-26 | 2021-10-30 | HANWHA Q-CELLS | Q.PEAK DUO BLK-G5 310W | Solar Panels |  | 0.31 | 3 | 307 | 18 |  | Fixed | Roof
NJSTRE1545782089 |  | Transition Incentive Program | BRIGANTINE | 8203 | 19 | 9.6 | Residential | Yes | Behind the Meter | Net-metered residential rooftop and canopy |  | None | Vivint Solar Developer, LLC | AC Electric | Accepted | 2020-10-23 | 2020-10-26 | 2021-10-30 | Solar Edge | SE7600H-USS | Inverters | 7600 |  | 1 |  |  | 0.992 |  | Outdoor | Near the Utility Meter
NJSTRE1545782089 |  | Transition Incentive Program | BRIGANTINE | 8203 | 19 | 9.6 | Residential | Yes | Behind the Meter | Net-metered residential rooftop and canopy |  | None | Vivint Solar Developer, LLC | AC Electric | Accepted | 2020-10-23 | 2020-10-26 | 2021-10-30 | JINKO SOLAR | JKM320M-60HBL | Solar Panels |  | 0.32 | 8 | 112 | 19 |  | Fixed | Roof
NJSTRE1545782089 |  | Transition Incentive Program | BRIGANTINE | 8203 | 19 | 9.6 | Residential | Yes | Behind the Meter | Net-metered residential rooftop and canopy |  | None | Vivint Solar Developer, LLC | AC Electric | Accepted | 2020-10-23 | 2020-10-26 | 2021-10-30 | JINKO SOLAR | JKM320M-60HBL | Solar Panels |  | 0.32 | 9 | 202 | 19 |  | Fixed | Roof
NJSTRE1545782089 |  | Transition Incentive Program | BRIGANTINE | 8203 | 19 | 9.6 | Residential | Yes | Behind the Meter | Net-metered residential rooftop and canopy |  | None | Vivint Solar Developer, LLC | AC Electric | Accepted | 2020-10-23 | 2020-10-26 | 2021-10-30 | JINKO SOLAR | JKM320M-60HBL | Solar Panels |  | 0.32 | 13 | 292 | 19 |  | Fixed | Roof
NJSTRE1545782102 |  | Transition Incentive Program | Cranbury | 08512-3127 |  | 1398.32 | Commercial | Yes | Behind the Meter | Net-metered non-residential rooftop and canopy |  | None | EnterSolar, LLC | PSE&G | Accepted | 2020-10-22 | 2020-10-30 | 2021-10-30 | SolarEdge | SE100KUS | Inverters | 100000 |  | 11 |  |  | 0.985 |  | Outside | Roof
NJSTRE1545782102 |  | Transition Incentive Program | Cranbury | 08512-3127 |  | 1398.32 | Commercial | Yes | Behind the Meter | Net-metered non-residential rooftop and canopy |  | None | EnterSolar, LLC | PSE&G | Accepted | 2020-10-22 | 2020-10-30 | 2021-10-30 | JA Solar | JAM72S09-385 | Solar Panels |  | 0.385 | 3632 | 191 | 10 |  | Fixed | Roof
NJSTRE1545782325 |  | Transition Incentive Program | Hopewell TWP MER | 8534 | 12 | 8.16 | Residential | No | Behind the Meter | Net-metered residential rooftop and canopy |  | None | Tesla Energy Operations Inc. | PSE&G | Accepted | 2020-10-22 | 2020-10-26 | 2021-10-30 | SolarEdge Technologies | SE7600H-US [240V] | Inverters | 7600 |  | 1 |  |  | 0.99 |  | Indoor | Inside
NJSTRE1545782325 |  | Transition Incentive Program | Hopewell TWP MER | 8534 | 12 | 8.16 | Residential | No | Behind the Meter | Net-metered residential rooftop and canopy |  | None | Tesla Energy Operations Inc. | PSE&G | Accepted | 2020-10-22 | 2020-10-26 | 2021-10-30 | Hanwha Q-CELLS | Q.Peak DUO BLK-G6+ 340 | Solar Panels |  | 0.34 | 6 | 139 | 32 |  | Fixed | Roof
NJSTRE1545782325 |  | Transition Incentive Program | Hopewell TWP MER | 8534 | 12 | 8.16 | Residential | No | Behind the Meter | Net-metered residential rooftop and canopy |  | None | Tesla Energy Operations Inc. | PSE&G | Accepted | 2020-10-22 | 2020-10-26 | 2021-10-30 | Hanwha Q-CELLS | Q.Peak DUO BLK-G6+ 340 | Solar Panels |  | 0.34 | 18 | 140 | 32 |  | Fixed | Roof
NJSTRE1545782557 |  | Transition Incentive Program | Fairfield Twp Ess | 7004 | 9 | 8.68 | Residential | Yes | Behind the Meter | Net-metered residential rooftop and canopy |  | None | Bright Planet Solar | PSE&G | Accepted | 2020-10-22 | 2020-10-26 | 2021-10-30 | SOLAR EDGE | SE7600H-USRGM | Inverters | 7600 |  | 1 |  |  | 0.98 |  | Outdoor | OUTSIDE
NJSTRE1545782557 |  | Transition Incentive Program | Fairfield Twp Ess | 7004 | 9 | 8.68 | Residential | Yes | Behind the Meter | Net-metered residential rooftop and canopy |  | None | Bright Planet Solar | PSE&G | Accepted | 2020-10-22 | 2020-10-26 | 2021-10-30 | HANWHA Q-CELLS | Q.PEAK DUO BLK-G5 310W | Solar Panels |  | 0.31 | 20 | 178 | 22 |  | Fixed | Roof
NJSTRE1545782557 |  | Transition Incentive Program | Fairfield Twp Ess | 7004 | 9 | 8.68 | Residential | Yes | Behind the Meter | Net-metered residential rooftop and canopy |  | None | Bright Planet Solar | PSE&G | Accepted | 2020-10-22 | 2020-10-26 | 2021-10-30 | HANWHA Q-CELLS | Q.PEAK DUO BLK-G5 310W | Solar Panels |  | 0.31 | 8 | 169 | 22 |  | Fixed | Roof
NJSTRE1545782695 |  | Transition Incentive Program | Sicklerville | 8081 | 14 | 13.68 | Residential | No | Behind the Meter | Net-metered residential rooftop and canopy |  | None | Ad Energy | AC Electric | Accepted | 2020-10-22 | 2020-10-26 | 2021-10-30 | Enphase Energy | IQ7XS-96-ACM-US | Inverters | 315 |  | 38 |  |  | 0.975 |  | Outdoor | At each panel
NJSTRE1545782695 |  | Transition Incentive Program | Sicklerville | 8081 | 14 | 13.68 | Residential | No | Behind the Meter | Net-metered residential rooftop and canopy |  | None | Ad Energy | AC Electric | Accepted | 2020-10-22 | 2020-10-26 | 2021-10-30 | SunPower | SPR-X22-360-E-AC | Solar Panels |  | 0.36 | 4 | 233 | 40 |  | Fixed | Roof
NJSTRE1545782695 |  | Transition Incentive Program | Sicklerville | 8081 | 14 | 13.68 | Residential | No | Behind the Meter | Net-metered residential rooftop and canopy |  | None | Ad Energy | AC Electric | Accepted | 2020-10-22 | 2020-10-26 | 2021-10-30 | SunPower | SPR-X22-360-E-AC | Solar Panels |  | 0.36 | 29 | 143 | 27 |  | Fixed | Roof
NJSTRE1545782695 |  | Transition Incentive Program | Sicklerville | 8081 | 14 | 13.68 | Residential | No | Behind the Meter | Net-metered residential rooftop and canopy |  | None | Ad Energy | AC Electric | Accepted | 2020-10-22 | 2020-10-26 | 2021-10-30 | SunPower | SPR-X22-360-E-AC | Solar Panels |  | 0.36 | 5 | 143 | 26 |  | Fixed | Roof
NJSTRE1545783131 |  | Transition Incentive Program | Haddonfield | 8033 | 14 | 10.79 | Residential | Yes | Behind the Meter | Net-metered residential rooftop and canopy |  | None | Ad Energy | PSE&G | Accepted | 2020-10-22 | 2020-10-26 | 2021-10-30 | Enphase Energy | IQ7XS-96-ACM-US | Inverters | 315 |  | 33 |  |  | 0.975 |  | Outdoor | At each panel
NJSTRE1545783131 |  | Transition Incentive Program | Haddonfield | 8033 | 14 | 10.79 | Residential | Yes | Behind the Meter | Net-metered residential rooftop and canopy |  | None | Ad Energy | PSE&G | Accepted | 2020-10-22 | 2020-10-26 | 2021-10-30 | SunPower | SPR-E20-327-E-AC | Solar Panels |  | 0.327 | 18 | 150 | 27 |  | Fixed | Roof
NJSTRE1545783131 |  | Transition Incentive Program | Haddonfield | 8033 | 14 | 10.79 | Residential | Yes | Behind the Meter | Net-metered residential rooftop and canopy |  | None | Ad Energy | PSE&G | Accepted | 2020-10-22 | 2020-10-26 | 2021-10-30 | SunPower | SPR-E20-327-E-AC | Solar Panels |  | 0.327 | 7 | 150 | 26 |  | Fixed | Roof
NJSTRE1545783131 |  | Transition Incentive Program | Haddonfield | 8033 | 14 | 10.79 | Residential | Yes | Behind the Meter | Net-metered residential rooftop and canopy |  | None | Ad Energy | PSE&G | Accepted | 2020-10-22 | 2020-10-26 | 2021-10-30 | SunPower | SPR-E20-327-E-AC | Solar Panels |  | 0.327 | 8 | 150 | 36 |  | Fixed | Roof
NJSTRE1545783545 |  | Transition Incentive Program | Sicklerville | 8081 | 14 | 5.23 | Residential | No | Behind the Meter | Net-metered residential rooftop and canopy |  | None | Ad Energy | AC Electric | Accepted | 2020-10-22 | 2020-10-26 | 2021-10-30 | Enphase Energy | IQ7XS-96-ACM-US | Inverters | 315 |  | 16 |  |  | 0.975 |  | Outdoor | At each panel
NJSTRE1545783545 |  | Transition Incentive Program | Sicklerville | 8081 | 14 | 5.23 | Residential | No | Behind the Meter | Net-metered residential rooftop and canopy |  | None | Ad Energy | AC Electric | Accepted | 2020-10-22 | 2020-10-26 | 2021-10-30 | SunPower | SPR-E20-327-E-AC | Solar Panels |  | 0.327 | 16 | 122 | 20 |  | Fixed | Roof
NJSTRE1545783583 |  | Transition Incentive Program | Moorestown TWP | 8057 | 13 | 12.24 | Residential | No | Behind the Meter | Net-metered residential rooftop and canopy |  | None | Tesla Energy Operations Inc. | PSE&G | Accepted | 2020-10-22 | 2020-10-26 | 2021-10-30 | Tesla | AC Powerwall 2.0 | Electric Storage Battery |  |  | 2 |  |  |  | Lithium Ion |  | Inside
NJSTRE1545783583 |  | Transition Incentive Program | Moorestown TWP | 8057 | 13 | 12.24 | Residential | No | Behind the Meter | Net-metered residential rooftop and canopy |  | None | Tesla Energy Operations Inc. | PSE&G | Accepted | 2020-10-22 | 2020-10-26 | 2021-10-30 | SolarEdge Technologies | SE11400H-US [240V] | Inverters | 11400 |  | 1 |  |  | 0.99 |  | Indoor | Inside
NJSTRE1545783583 |  | Transition Incentive Program | Moorestown TWP | 8057 | 13 | 12.24 | Residential | No | Behind the Meter | Net-metered residential rooftop and canopy |  | None | Tesla Energy Operations Inc. | PSE&G | Accepted | 2020-10-22 | 2020-10-26 | 2021-10-30 | Hanwha Q-CELLS | Q.Peak DUO BLK-G6+ 340 | Solar Panels |  | 0.34 | 24 | 303 | 21 |  | Fixed | Roof
NJSTRE1545783583 |  | Transition Incentive Program | Moorestown TWP | 8057 | 13 | 12.24 | Residential | No | Behind the Meter | Net-metered residential rooftop and canopy |  | None | Tesla Energy Operations Inc. | PSE&G | Accepted | 2020-10-22 | 2020-10-26 | 2021-10-30 | Hanwha Q-CELLS | Q.Peak DUO BLK-G6+ 340 | Solar Panels |  | 0.34 | 12 | 303 | 20 |  | Fixed | Roof
NJSTRE1545783628 |  | Transition Incentive Program | Woodbridge Township | 8832 | 11 | 8.18 | Residential | Yes | Behind the Meter | Net-metered residential rooftop and canopy |  | None | Ad Energy | PSE&G | Accepted | 2020-10-22 | 2020-10-26 | 2021-10-30 | Enphase Energy | IQ7XS-96-ACM-US | Inverters | 315 |  | 25 |  |  | 0.975 |  | Outdoor | At each panel
NJSTRE1545783628 |  | Transition Incentive Program | Woodbridge Township | 8832 | 11 | 8.18 | Residential | Yes | Behind the Meter | Net-metered residential rooftop and canopy |  | None | Ad Energy | PSE&G | Accepted | 2020-10-22 | 2020-10-26 | 2021-10-30 | SunPower | SPR-E20-327-E-AC | Solar Panels |  | 0.327 | 15 | 97 | 45 |  | Fixed | Roof
NJSTRE1545783628 |  | Transition Incentive Program | Woodbridge Township | 8832 | 11 | 8.18 | Residential | Yes | Behind the Meter | Net-metered residential rooftop and canopy |  | None | Ad Energy | PSE&G | Accepted | 2020-10-22 | 2020-10-26 | 2021-10-30 | SunPower | SPR-E20-327-E-AC | Solar Panels |  | 0.327 | 10 | 277 | 45 |  | Fixed | Roof
NJSTRE1545785481 |  | Transition Incentive Program | BELLMAWR | 8031 | 14 | 14.18 | Residential | No | Behind the Meter | Net-metered residential rooftop and canopy |  | None | Suntuity Solar LLC | PSE&G | Accepted | 2020-10-23 | 2020-10-26 | 2021-10-30 | Enphase Energy | IQ7-60-2-US | Inverters | 240 |  | 45 |  |  | 0.97 |  | Outdoor | Behind the PV Modules
NJSTRE1545785481 |  | Transition Incentive Program | BELLMAWR | 8031 | 14 | 14.18 | Residential | No | Behind the Meter | Net-metered residential rooftop and canopy |  | None | Suntuity Solar LLC | PSE&G | Accepted | 2020-10-23 | 2020-10-26 | 2021-10-30 | Longi | LR6-60HPB-315M | Solar Panels |  | 0.315 | 11 | 339 | 12 |  | Fixed | Roof
NJSTRE1545785481 |  | Transition Incentive Program | BELLMAWR | 8031 | 14 | 14.18 | Residential | No | Behind the Meter | Net-metered residential rooftop and canopy |  | None | Suntuity Solar LLC | PSE&G | Accepted | 2020-10-23 | 2020-10-26 | 2021-10-30 | Longi | LR6-60HPB-315M | Solar Panels |  | 0.315 | 34 | 159 | 12 |  | Fixed | Roof
NJSTRE1545785482 |  | Transition Incentive Program | CARTERET | 7008 | 11 | 9.45 | Residential | Yes | Behind the Meter | Net-metered residential rooftop and canopy |  | None | Suntuity Solar LLC | PSE&G | Accepted | 2020-10-23 | 2020-10-27 | 2021-10-30 | Enphase Energy | IQ7-60-2-US | Inverters | 240 |  | 30 |  |  | 0.97 |  | Outdoor | Behind the PV Modules
NJSTRE1545785482 |  | Transition Incentive Program | CARTERET | 7008 | 11 | 9.45 | Residential | Yes | Behind the Meter | Net-metered residential rooftop and canopy |  | None | Suntuity Solar LLC | PSE&G | Accepted | 2020-10-23 | 2020-10-27 | 2021-10-30 | Longi | LR6-60HPB-315M | Solar Panels |  | 0.315 | 5 | 347 | 17 |  | Fixed | Roof
NJSTRE1545785482 |  | Transition Incentive Program | CARTERET | 7008 | 11 | 9.45 | Residential | Yes | Behind the Meter | Net-metered residential rooftop and canopy |  | None | Suntuity Solar LLC | PSE&G | Accepted | 2020-10-23 | 2020-10-27 | 2021-10-30 | Longi | LR6-60HPB-315M | Solar Panels |  | 0.315 | 12 | 167 | 17 |  | Fixed | Roof
NJSTRE1545785482 |  | Transition Incentive Program | CARTERET | 7008 | 11 | 9.45 | Residential | Yes | Behind the Meter | Net-metered residential rooftop and canopy |  | None | Suntuity Solar LLC | PSE&G | Accepted | 2020-10-23 | 2020-10-27 | 2021-10-30 | Longi | LR6-60HPB-315M | Solar Panels |  | 0.315 | 13 | 347 | 10 |  | Fixed | Roof
NJSTRE1545785483 |  | Transition Incentive Program | SICKLERVILLE | 8081 | 14 | 10.08 | Residential | Yes | Behind the Meter | Net-metered residential rooftop and canopy |  | None | Suntuity Solar LLC | AC Electric | Accepted | 2020-10-23 | 2020-10-27 | 2021-10-30 | Enphase Energy | IQ7-60-2-US | Inverters | 240 |  | 32 |  |  | 0.97 |  | Outdoor | Behind the PV Modules
NJSTRE1545785483 |  | Transition Incentive Program | SICKLERVILLE | 8081 | 14 | 10.08 | Residential | Yes | Behind the Meter | Net-metered residential rooftop and canopy |  | None | Suntuity Solar LLC | AC Electric | Accepted | 2020-10-23 | 2020-10-27 | 2021-10-30 | Longi | LR6-60HPB-315M | Solar Panels |  | 0.315 | 6 | 68 | 27 |  | Fixed | Roof
NJSTRE1545785483 |  | Transition Incentive Program | SICKLERVILLE | 8081 | 14 | 10.08 | Residential | Yes | Behind the Meter | Net-metered residential rooftop and canopy |  | None | Suntuity Solar LLC | AC Electric | Accepted | 2020-10-23 | 2020-10-27 | 2021-10-30 | Longi | LR6-60HPB-315M | Solar Panels |  | 0.315 | 18 | 248 | 26 |  | Fixed | Roof
NJSTRE1545785483 |  | Transition Incentive Program | SICKLERVILLE | 8081 | 14 | 10.08 | Residential | Yes | Behind the Meter | Net-metered residential rooftop and canopy |  | None | Suntuity Solar LLC | AC Electric | Accepted | 2020-10-23 | 2020-10-27 | 2021-10-30 | Longi | LR6-60HPB-315M | Solar Panels |  | 0.315 | 8 | 248 | 27 |  | Fixed | Roof
NJSTRE1545785484 |  | Transition Incentive Program | VINELAND | 8361 | 20 | 4.9 | Residential | Yes | Behind the Meter | Net-metered residential rooftop and canopy |  | None | Suntuity Solar LLC | Vineland Muni Electric | Accepted | 2020-10-23 | 2020-10-26 | 2021-10-30 | Enphase Energy | IQ7-60-2-US | Inverters | 240 |  | 14 |  |  | 0.97 |  | Outdoor | Behind the PV Modules
NJSTRE1545785484 |  | Transition Incentive Program | VINELAND | 8361 | 20 | 4.9 | Residential | Yes | Behind the Meter | Net-metered residential rooftop and canopy |  | None | Suntuity Solar LLC | Vineland Muni Electric | Accepted | 2020-10-23 | 2020-10-26 | 2021-10-30 | Longi | LR6-60HPB-315M | Solar Panels |  | 0.35 | 14 | 226 | 31 |  | Fixed | Roof
NJSTRE1545785485 |  | Transition Incentive Program | Franklin Township | 8873 | 5 | 7.88 | Residential | Yes | Behind the Meter | Net-metered residential rooftop and canopy |  | None | Suntuity Solar LLC | PSE&G | Accepted | 2020-10-23 | 2020-10-26 | 2021-10-30 | Enphase Energy | IQ7-60-2-US | Inverters | 240 |  | 25 |  |  | 0.97 |  | Outdoor | Behind the PV Modules
NJSTRE1545785485 |  | Transition Incentive Program | Franklin Township | 8873 | 5 | 7.88 | Residential | Yes | Behind the Meter | Net-metered residential rooftop and canopy |  | None | Suntuity Solar LLC | PSE&G | Accepted | 2020-10-23 | 2020-10-26 | 2021-10-30 | Longi | LR6-60HPB-315M | Solar Panels |  | 0.315 | 25 | 269 | 21 |  | Fixed | Roof
NJSTRE1545785490 |  | Transition Incentive Program | Somers Point | 8244 | 19 | 8.38 | Residential | No | Behind the Meter | Net-metered residential rooftop and canopy |  | None | Vision Solar LLC | AC Electric | Accepted | 2020-10-23 | 2020-10-27 | 2021-10-30 | ENPHASE | IQ7-60-2-US | Inverters | 0.24 |  | 25 |  |  | 0.96 |  | Other | BEHIND EACH PANEL
NJSTRE1545785490 |  | Transition Incentive Program | Somers Point | 8244 | 19 | 8.38 | Residential | No | Behind the Meter | Net-metered residential rooftop and canopy |  | None | Vision Solar LLC | AC Electric | Accepted | 2020-10-23 | 2020-10-27 | 2021-10-30 | HANWHA Q-CELLS | Q.PEAK DUO-G6+ 335 | Solar Panels |  | 0.335 | 6 | 264 | 24 |  | Fixed | Roof
NJSTRE1545785490 |  | Transition Incentive Program | Somers Point | 8244 | 19 | 8.38 | Residential | No | Behind the Meter | Net-metered residential rooftop and canopy |  | None | Vision Solar LLC | AC Electric | Accepted | 2020-10-23 | 2020-10-27 | 2021-10-30 | HANWHA Q-CELLS | Q.PEAK DUO-G6+ 335 | Solar Panels |  | 0.335 | 9 | 83 | 24 |  | Fixed | Roof
NJSTRE1545785490 |  | Transition Incentive Program | Somers Point | 8244 | 19 | 8.38 | Residential | No | Behind the Meter | Net-metered residential rooftop and canopy |  | None | Vision Solar LLC | AC Electric | Accepted | 2020-10-23 | 2020-10-27 | 2021-10-30 | HANWHA Q-CELLS | Q.PEAK DUO-G6+ 335 | Solar Panels |  | 0.335 | 8 | 263 | 24 |  | Fixed | Roof
NJSTRE1545785490 |  | Transition Incentive Program | Somers Point | 8244 | 19 | 8.38 | Residential | No | Behind the Meter | Net-metered residential rooftop and canopy |  | None | Vision Solar LLC | AC Electric | Accepted | 2020-10-23 | 2020-10-27 | 2021-10-30 | HANWHA Q-CELLS | Q.PEAK DUO-G6+ 335 | Solar Panels |  | 0.335 | 2 | 84 | 24 |  | Fixed | Roof
NJSTRE1545785495 |  | Transition Incentive Program | Berlin | 8009 | 14 | 5.28 | Residential | Yes | Behind the Meter | Net-metered residential rooftop and canopy |  | None | Posigen NJ LLC | AC Electric | Accepted | 2020-10-23 | 2020-10-26 | 2021-10-30 | SolarEdge | SE6000H-US | Inverters | 6000 |  | 1 |  |  | 0.99 |  | Outside | within ten feet of meter
NJSTRE1545785495 |  | Transition Incentive Program | Berlin | 8009 | 14 | 5.28 | Residential | Yes | Behind the Meter | Net-metered residential rooftop and canopy |  | None | Posigen NJ LLC | AC Electric | Accepted | 2020-10-23 | 2020-10-26 | 2021-10-30 | Silfab | SIL330HL | Solar Panels |  | 0.33 | 16 | 168 | 27 |  | Fixed | Roof
NJSTRE1545785496 |  | Transition Incentive Program | Glen Gardner | 8826 | 4 | 12.43 | Residential | Yes | Behind the Meter | Net-metered residential rooftop and canopy |  | None | Vision Solar LLC | JCP&L | Accepted | 2020-10-23 | 2020-10-27 | 2021-10-30 | SUNPOWER | SPR-E20-327-E-AC | Inverters | 0.24 |  | 38 |  |  | 0.96 |  | Other | BEHIND EACH PANEL
NJSTRE1545785496 |  | Transition Incentive Program | Glen Gardner | 8826 | 4 | 12.43 | Residential | Yes | Behind the Meter | Net-metered residential rooftop and canopy |  | None | Vision Solar LLC | JCP&L | Accepted | 2020-10-23 | 2020-10-27 | 2021-10-30 | SUNPOWER | SPR-E20-327-E-AC | Solar Panels |  | 0.327 | 29 | 261 | 40 |  | Fixed | Roof
NJSTRE1545785496 |  | Transition Incentive Program | Glen Gardner | 8826 | 4 | 12.43 | Residential | Yes | Behind the Meter | Net-metered residential rooftop and canopy |  | None | Vision Solar LLC | JCP&L | Accepted | 2020-10-23 | 2020-10-27 | 2021-10-30 | SUNPOWER | SPR-E20-327-E-AC | Solar Panels |  | 0.327 | 9 | 81 | 40 |  | Fixed | Roof
NJSTRE1545785499 |  | Transition Incentive Program | Absecon | 8201 | 19 | 8.04 | Residential | No | Behind the Meter | Net-metered residential rooftop and canopy |  | None | Vision Solar LLC | AC Electric | Accepted | 2020-10-23 | 2020-10-26 | 2021-10-30 | ENPHASE | IQ7-60-2-US | Inverters | 0.24 |  | 24 |  |  | 0.96 |  | Other | BEHIND EACH PANEL
NJSTRE1545785499 |  | Transition Incentive Program | Absecon | 8201 | 19 | 8.04 | Residential | No | Behind the Meter | Net-metered residential rooftop and canopy |  | None | Vision Solar LLC | AC Electric | Accepted | 2020-10-23 | 2020-10-26 | 2021-10-30 | HANWHA Q-CELLS | Q.PEAK DUO-G6+ 335 | Solar Panels |  | 0.335 | 3 | 98 | 22 |  | Fixed | Roof
NJSTRE1545785499 |  | Transition Incentive Program | Absecon | 8201 | 19 | 8.04 | Residential | No | Behind the Meter | Net-metered residential rooftop and canopy |  | None | Vision Solar LLC | AC Electric | Accepted | 2020-10-23 | 2020-10-26 | 2021-10-30 | HANWHA Q-CELLS | Q.PEAK DUO-G6+ 335 | Solar Panels |  | 0.335 | 21 | 278 | 22 |  | Fixed | Roof
NJSTRE1545785506 |  | Transition Incentive Program | Audubon | 8106 | 14 | 5.1 | Residential | Yes | Behind the Meter | Net-metered residential rooftop and canopy |  | None | Trinity Solar | PSE&G | Accepted | 2020-10-23 | 2020-10-27 | 2021-10-30 | Solar Edge | SE3800 | Inverters | 3800 |  | 1 |  |  | 0.97 |  | Outside | side of home
NJSTRE1545785506 |  | Transition Incentive Program | Audubon | 8106 | 14 | 5.1 | Residential | Yes | Behind the Meter | Net-metered residential rooftop and canopy |  | None | Trinity Solar | PSE&G | Accepted | 2020-10-23 | 2020-10-27 | 2021-10-30 | Hanwha | Q.PEAK DUO BLK-G6 340 | Solar Panels |  | 0.34 | 15 | 231 | 15 |  | Fixed | Roof
NJSTRE1545785507 |  | Transition Incentive Program | Millville | 8332 | 20 | 5.28 | Residential | Yes | Behind the Meter | Net-metered residential rooftop and canopy |  | None | Posigen NJ LLC | AC Electric | Accepted | 2020-10-23 | 2020-10-26 | 2021-10-30 | SolarEdge | SE6000H-US | Inverters | 6000 |  | 1 |  |  | 0.99 |  | Outside | within ten feet of meter
NJSTRE1545785507 |  | Transition Incentive Program | Millville | 8332 | 20 | 5.28 | Residential | Yes | Behind the Meter | Net-metered residential rooftop and canopy |  | None | Posigen NJ LLC | AC Electric | Accepted | 2020-10-23 | 2020-10-26 | 2021-10-30 | Silfab | SIL330HL | Solar Panels |  | 0.33 | 16 | 49139229 | 20 |  | Fixed | Roof
NJSTRE1545785513 |  | Transition Incentive Program | SIcklerville | 8081 | 14 | 9.9 | Residential | Yes | Behind the Meter | Net-metered residential rooftop and canopy |  | None | Posigen NJ LLC | AC Electric | Accepted | 2020-10-23 | 2020-10-27 | 2021-10-30 | SolarEdge | SE10000H-US | Inverters | 10000 |  | 1 |  |  | 0.99 |  | Outside | within ten feet of meter
NJSTRE1545785513 |  | Transition Incentive Program | SIcklerville | 8081 | 14 | 9.9 | Residential | Yes | Behind the Meter | Net-metered residential rooftop and canopy |  | None | Posigen NJ LLC | AC Electric | Accepted | 2020-10-23 | 2020-10-27 | 2021-10-30 | Silfab | SIL330Hl | Solar Panels |  | 0.33 | 30 | 163343 | 20 |  | Fixed | Roof
NJSTRE1545785518 |  | Transition Incentive Program | Sicklerville | 8081 | 14 | 5.28 | Residential | Yes | Behind the Meter | Net-metered residential rooftop and canopy |  | None | Posigen NJ LLC | AC Electric | Accepted | 2020-10-23 | 2020-10-27 | 2021-10-30 | SolarEdge | SE6000H-US | Inverters | 6000 |  | 1 |  |  | 0.99 |  | Outside | within ten feet of meter
NJSTRE1545785518 |  | Transition Incentive Program | Sicklerville | 8081 | 14 | 5.28 | Residential | Yes | Behind the Meter | Net-metered residential rooftop and canopy |  | None | Posigen NJ LLC | AC Electric | Accepted | 2020-10-23 | 2020-10-27 | 2021-10-30 | Silfab | SIL330HL | Solar Panels |  | 0.33 | 16 | 163 | 20 |  | Fixed | Roof
NJSTRE1545785579 |  | Transition Incentive Program | Ocean City | 8226 | 21 | 4.91 | Residential | No | Behind the Meter | Net-metered residential rooftop and canopy |  | None | GenRenew, LLC | AC Electric | Accepted | 2020-10-26 | 2020-10-27 | 2021-10-30 | SunPower | PVS6 | Meters |  |  | 1 |  |  |  | Yes | Outdoor
NJSTRE1545785579 |  | Transition Incentive Program | Ocean City | 8226 | 21 | 4.91 | Residential | No | Behind the Meter | Net-metered residential rooftop and canopy |  | None | GenRenew, LLC | AC Electric | Accepted | 2020-10-26 | 2020-10-27 | 2021-10-30 | Enphase | IQ7XS-96-ACM-US | Inverters | 320 |  | 15 |  |  | 0.975 |  | Outdoor | Under Module
NJSTRE1545785579 |  | Transition Incentive Program | Ocean City | 8226 | 21 | 4.91 | Residential | No | Behind the Meter | Net-metered residential rooftop and canopy |  | None | GenRenew, LLC | AC Electric | Accepted | 2020-10-26 | 2020-10-27 | 2021-10-30 | SunPower | SPR-E20-327-E-AC | Solar Panels |  | 0.327 | 6 | 269 | 42 |  | Fixed | Roof
NJSTRE1545785579 |  | Transition Incentive Program | Ocean City | 8226 | 21 | 4.91 | Residential | No | Behind the Meter | Net-metered residential rooftop and canopy |  | None | GenRenew, LLC | AC Electric | Accepted | 2020-10-26 | 2020-10-27 | 2021-10-30 | SunPower | SPR-E20-327-E-AC | Solar Panels |  | 0.327 | 2 | 224 | 30 |  | Fixed | Roof
NJSTRE1545785579 |  | Transition Incentive Program | Ocean City | 8226 | 21 | 4.91 | Residential | No | Behind the Meter | Net-metered residential rooftop and canopy |  | None | GenRenew, LLC | AC Electric | Accepted | 2020-10-26 | 2020-10-27 | 2021-10-30 | SunPower | SPR-E20-327-E-AC | Solar Panels |  | 0.327 | 7 | 134 | 30 |  | Fixed | Roof
NJSTRE1545785580 |  | Transition Incentive Program | Laurel Springs | 8021 | 14 | 9.05 | Residential | Yes | Behind the Meter | Net-metered residential rooftop and canopy |  | None | Trinity Solar | AC Electric | Accepted | 2020-10-23 | 2020-10-27 | 2021-10-30 | Solar Edge | SE7600 | Inverters | 7600 |  | 1 |  |  | 0.97 |  | Outside | side of home
NJSTRE1545785580 |  | Transition Incentive Program | Laurel Springs | 8021 | 14 | 9.05 | Residential | Yes | Behind the Meter | Net-metered residential rooftop and canopy |  | None | Trinity Solar | AC Electric | Accepted | 2020-10-23 | 2020-10-27 | 2021-10-30 | Hanwha | Q.PEAK DUO BLK-G6 335 | Solar Panels |  | 0.335 | 14 | 265 | 23 |  | Fixed | Roof
NJSTRE1545785580 |  | Transition Incentive Program | Laurel Springs | 8021 | 14 | 9.05 | Residential | Yes | Behind the Meter | Net-metered residential rooftop and canopy |  | None | Trinity Solar | AC Electric | Accepted | 2020-10-23 | 2020-10-27 | 2021-10-30 | Hanwha | Q.PEAK DUO BLK-G6 335 | Solar Panels |  | 0.335 | 13 | 85 | 23 |  | Fixed | Roof
NJSTRE1545785611 |  | Transition Incentive Program | Brick | 8723 | 18 | 8.64 | Residential | No | Behind the Meter | Net-metered residential rooftop and canopy |  | None | SunnyMac LLC | JCP&L | Accepted | 2020-10-23 | 2020-10-26 | 2021-10-30 | Solaredge | SE7600H-US | Inverters | 7600 |  | 1 |  |  | 0.99 |  | Outdoor | Next to Meter
NJSTRE1545785611 |  | Transition Incentive Program | Brick | 8723 | 18 | 8.64 | Residential | No | Behind the Meter | Net-metered residential rooftop and canopy |  | None | SunnyMac LLC | JCP&L | Accepted | 2020-10-23 | 2020-10-26 | 2021-10-30 | REC | 360AA-Blk | Solar Panels |  | 0.36 | 24 | 271 | 18 |  | Fixed | Roof
NJSTRE1545785617 |  | Transition Incentive Program | Clementon | 8021 | 14 | 10.54 | Residential | Yes | Behind the Meter | Net-metered residential rooftop and canopy |  | None | Trinity Solar | AC Electric | Accepted | 2020-10-23 | 2020-10-26 | 2021-10-30 | SOLAR EDGE | SE10000H-US | Inverters | 10000 |  | 1 |  |  | 0.97 |  | Outside | SIDE OF HOME
NJSTRE1545785617 |  | Transition Incentive Program | Clementon | 8021 | 14 | 10.54 | Residential | Yes | Behind the Meter | Net-metered residential rooftop and canopy |  | None | Trinity Solar | AC Electric | Accepted | 2020-10-23 | 2020-10-26 | 2021-10-30 | HANWHA 340 (Q.PEAK DUO BLK-G6 340) | HANWHA 340 (Q.PEAK DUO BLK-G6 340) | Solar Panels |  | 0.34 | 17 | 249 | 24 |  | Fixed | Roof
NJSTRE1545785617 |  | Transition Incentive Program | Clementon | 8021 | 14 | 10.54 | Residential | Yes | Behind the Meter | Net-metered residential rooftop and canopy |  | None | Trinity Solar | AC Electric | Accepted | 2020-10-23 | 2020-10-26 | 2021-10-30 | HANWHA 340 (Q.PEAK DUO BLK-G6 340) | HANWHA 340 (Q.PEAK DUO BLK-G6 340) | Solar Panels |  | 0.34 | 14 | 69 | 24 |  | Fixed | Roof
NJSTRE1545785633 |  | Transition Incentive Program | Hillsborough | 8844 | 5 | 12.16 | Residential | No | Behind the Meter | Net-metered residential rooftop and canopy |  | None | Greentech Solar USA LLC | PSE&G | Accepted | 2020-10-23 | 2020-10-26 | 2021-10-30 | Growatt | 10000MTLP-US | Inverters | 10000 |  | 1 |  |  | 0.97 |  | Indoor | Basement Wall
NJSTRE1545785633 |  | Transition Incentive Program | Hillsborough | 8844 | 5 | 12.16 | Residential | No | Behind the Meter | Net-metered residential rooftop and canopy |  | None | Greentech Solar USA LLC | PSE&G | Accepted | 2020-10-23 | 2020-10-26 | 2021-10-30 | Canadian Solar | CS1H320MS | Solar Panels |  | 0.32 | 26 | 100 | 32 |  | Fixed | Roof | Roof
NJSTRE1545785633 |  | Transition Incentive Program | Hillsborough | 8844 | 5 | 12.16 | Residential | No | Behind the Meter | Net-metered residential rooftop and canopy |  | None | Greentech Solar USA LLC | PSE&G | Accepted | 2020-10-23 | 2020-10-26 | 2021-10-30 | Canadian Solar | CS1H 320MS | Solar Panels |  | 0.32 | 12 | 190 | 40 |  | Fixed | Roof | Roof
NJSTRE1545785642 |  | Transition Incentive Program | South Brunswick Twp | 8852 | 11 | 10.44 | Residential | No | Behind the Meter | Net-metered residential rooftop and canopy |  | None | Green Power Energy | PSE&G | Accepted | 2020-10-23 | 2020-10-27 | 2021-10-30 | Enphase Energy | IQ7PLUS-72-2-US (240V) | Inverters | 290 |  | 29 |  |  | 0.975 |  | Outside | next to meter
NJSTRE1545785642 |  | Transition Incentive Program | South Brunswick Twp | 8852 | 11 | 10.44 | Residential | No | Behind the Meter | Net-metered residential rooftop and canopy |  | None | Green Power Energy | PSE&G | Accepted | 2020-10-23 | 2020-10-27 | 2021-10-30 | LG Electronics | LG360N1C-N5 | Solar Panels |  | 0.36 | 6 | 251 | 35 |  | Fixed | Roof
NJSTRE1545785642 |  | Transition Incentive Program | South Brunswick Twp | 8852 | 11 | 10.44 | Residential | No | Behind the Meter | Net-metered residential rooftop and canopy |  | None | Green Power Energy | PSE&G | Accepted | 2020-10-23 | 2020-10-27 | 2021-10-30 | LG Electronics | LG360N1C-N5 | Solar Panels |  | 0.36 | 8 | 159 | 25 |  | Fixed | Roof
NJSTRE1545785642 |  | Transition Incentive Program | South Brunswick Twp | 8852 | 11 | 10.44 | Residential | No | Behind the Meter | Net-metered residential rooftop and canopy |  | None | Green Power Energy | PSE&G | Accepted | 2020-10-23 | 2020-10-27 | 2021-10-30 | LG Electronics | LG360N1C-N5 | Solar Panels |  | 0.36 | 4 | 71 | 35 |  | Fixed | Roof
NJSTRE1545785642 |  | Transition Incentive Program | South Brunswick Twp | 8852 | 11 | 10.44 | Residential | No | Behind the Meter | Net-metered residential rooftop and canopy |  | None | Green Power Energy | PSE&G | Accepted | 2020-10-23 | 2020-10-27 | 2021-10-30 | LG Electronics | LG360N1C-N5 | Solar Panels |  | 0.36 | 11 | 161 | 25 |  | Fixed | Roof
NJSTRE1545785647 |  | Transition Incentive Program | Woodbine | 8270 | 21 | 11.05 | Residential | No | Behind the Meter | Net-metered residential rooftop and canopy |  | None | EMT Renewables | AC Electric | Accepted | 2020-10-23 | 2020-10-27 | 2021-10-30 | Enphase | IQ7x-96-2-US | Inverters | 315 |  | 34 |  |  | 0.97 |  | Outside | under the panels
NJSTRE1545785647 |  | Transition Incentive Program | Woodbine | 8270 | 21 | 11.05 | Residential | No | Behind the Meter | Net-metered residential rooftop and canopy |  | None | EMT Renewables | AC Electric | Accepted | 2020-10-23 | 2020-10-27 | 2021-10-30 | Panasonic | VBHN325KA03 | Solar Panels |  | 0.325 | 3 | 316 | 36 |  | Fixed | Roof
NJSTRE1545785647 |  | Transition Incentive Program | Woodbine | 8270 | 21 | 11.05 | Residential | No | Behind the Meter | Net-metered residential rooftop and canopy |  | None | EMT Renewables | AC Electric | Accepted | 2020-10-23 | 2020-10-27 | 2021-10-30 | Panasonic | VBHN325KA03 | Solar Panels |  | 0.325 | 9 | 46 | 22 |  | Fixed | Roof
NJSTRE1545785647 |  | Transition Incentive Program | Woodbine | 8270 | 21 | 11.05 | Residential | No | Behind the Meter | Net-metered residential rooftop and canopy |  | None | EMT Renewables | AC Electric | Accepted | 2020-10-23 | 2020-10-27 | 2021-10-30 | Panasonic | VBHN325KA03 | Solar Panels |  | 0.325 | 11 | 226 | 22 |  | Fixed | Pole
NJSTRE1545785647 |  | Transition Incentive Program | Woodbine | 8270 | 21 | 11.05 | Residential | No | Behind the Meter | Net-metered residential rooftop and canopy |  | None | EMT Renewables | AC Electric | Accepted | 2020-10-23 | 2020-10-27 | 2021-10-30 | Panasonic | VBHN325KA03 | Solar Panels |  | 0.325 | 8 | 226 | 22 |  | Fixed | Roof
NJSTRE1545785647 |  | Transition Incentive Program | Woodbine | 8270 | 21 | 11.05 | Residential | No | Behind the Meter | Net-metered residential rooftop and canopy |  | None | EMT Renewables | AC Electric | Accepted | 2020-10-23 | 2020-10-27 | 2021-10-30 | Panasonic | VBHN325KA03 | Solar Panels |  | 0.325 | 3 | 136 | 36 |  | Fixed | Roof
NJSTRE1545785655 |  | Transition Incentive Program | Union | 7083 | 10 | 4.8 | Residential | Yes | Behind the Meter | Net-metered residential rooftop and canopy |  | None | Vivint Solar Developer, LLC | PSE&G | Accepted | 2020-10-23 | 2020-10-27 | 2021-10-30 | Solar Edge | SE3800H-US | Inverters | 3800 |  | 1 |  |  | 0.992 |  | Outdoor | Near the Utility Meter
NJSTRE1545785655 |  | Transition Incentive Program | Union | 7083 | 10 | 4.8 | Residential | Yes | Behind the Meter | Net-metered residential rooftop and canopy |  | None | Vivint Solar Developer, LLC | PSE&G | Accepted | 2020-10-23 | 2020-10-27 | 2021-10-30 | JINKO SOLAR | JKM320M-60HBL | Solar Panels |  | 0.32 | 12 | 182 | 30 |  | Fixed | Roof
NJSTRE1545785655 |  | Transition Incentive Program | Union | 7083 | 10 | 4.8 | Residential | Yes | Behind the Meter | Net-metered residential rooftop and canopy |  | None | Vivint Solar Developer, LLC | PSE&G | Accepted | 2020-10-23 | 2020-10-27 | 2021-10-30 | JINKO SOLAR | JKM320M-60HBL | Solar Panels |  | 0.32 | 3 | 182 | 30 |  | Fixed | Roof
NJSTRE1545785670 |  | Transition Incentive Program | Irvington | 7111 | 9 | 122.36 | Commercial | No | Behind the Meter | Net-metered non-residential rooftop and canopy |  | None | Ampericon | PSE&G | Accepted | 2020-10-23 | 2020-10-27 | 2021-10-30 | EnPhase | IQ7 | Inverters | 290 |  | 322 |  |  | 0.965 |  | Other | Roof
NJSTRE1545785670 |  | Transition Incentive Program | Irvington | 7111 | 9 | 122.36 | Commercial | No | Behind the Meter | Net-metered non-residential rooftop and canopy |  | None | Ampericon | PSE&G | Accepted | 2020-10-23 | 2020-10-27 | 2021-10-30 | Phono Solar | PS380M-24TH | Solar Panels |  | 0.38 | 161 | 80 | 10 |  | Fixed | Roof
NJSTRE1545785670 |  | Transition Incentive Program | Irvington | 7111 | 9 | 122.36 | Commercial | No | Behind the Meter | Net-metered non-residential rooftop and canopy |  | None | Ampericon | PSE&G | Accepted | 2020-10-23 | 2020-10-27 | 2021-10-30 | Phono Solar | PS380M-24TH | Solar Panels |  | 0.38 | 161 | 260 | 10 |  | Fixed | Roof
NJSTRE1545785680 |  | Transition Incentive Program | Wayne | 7470 | 6 | 8.04 | Residential | Yes | Behind the Meter | Net-metered residential rooftop and canopy |  | None | Trinity Solar | PSE&G | Accepted | 2020-10-23 | 2020-10-27 | 2021-10-30 | Solar Edge | SE6000 | Inverters | 6000 |  | 1 |  |  | 0.97 |  | Outside | side of home
NJSTRE1545785680 |  | Transition Incentive Program | Wayne | 7470 | 6 | 8.04 | Residential | Yes | Behind the Meter | Net-metered residential rooftop and canopy |  | None | Trinity Solar | PSE&G | Accepted | 2020-10-23 | 2020-10-27 | 2021-10-30 | Hanwha | Q.PEAK DUO BLK-G6 335 | Solar Panels |  | 0.335 | 14 | 100 | 18 |  | Fixed | Roof
NJSTRE1545785680 |  | Transition Incentive Program | Wayne | 7470 | 6 | 8.04 | Residential | Yes | Behind the Meter | Net-metered residential rooftop and canopy |  | None | Trinity Solar | PSE&G | Accepted | 2020-10-23 | 2020-10-27 | 2021-10-30 | Hanwha | Q.PEAK DUO BLK-G6 335 | Solar Panels |  | 0.335 | 10 | 190 | 18 |  | Fixed | Roof
NJSTRE1545785683 |  | Transition Incentive Program | TEANECK | 7666 | 7 | 6.08 | Residential | Yes | Behind the Meter | Net-metered residential rooftop and canopy |  | None | Vivint Solar Developer, LLC | PSE&G | Accepted | 2020-10-23 | 2020-10-27 | 2021-10-30 | Solar Edge | SE7600H-USS | Inverters | 7600 |  | 1 |  |  | 0.992 |  | Outdoor | Near the Utility Meter
NJSTRE1545785683 |  | Transition Incentive Program | TEANECK | 7666 | 7 | 6.08 | Residential | Yes | Behind the Meter | Net-metered residential rooftop and canopy |  | None | Vivint Solar Developer, LLC | PSE&G | Accepted | 2020-10-23 | 2020-10-27 | 2021-10-30 | JINKO SOLAR | JKM320M-60HBL | Solar Panels |  | 0.32 | 7 | 13 | 17 |  | Fixed | Roof
NJSTRE1545785683 |  | Transition Incentive Program | TEANECK | 7666 | 7 | 6.08 | Residential | Yes | Behind the Meter | Net-metered residential rooftop and canopy |  | None | Vivint Solar Developer, LLC | PSE&G | Accepted | 2020-10-23 | 2020-10-27 | 2021-10-30 | JINKO SOLAR | JKM320M-60HBL | Solar Panels |  | 0.32 | 12 | 193 | 44 |  | Fixed | Roof
NJSTRE1545785687 |  | Transition Incentive Program | Edison Twp | 8820 | 11 | 20.44 | Residential | No | Behind the Meter | Net-metered residential rooftop and canopy |  | None | NJ Solar Power, LLC | PSE&G | Accepted | 2020-10-23 | 2020-10-27 | 2021-10-30 | Solaredge | SE10000H-US | Inverters | 10000 |  | 1 |  |  | 0.99 |  | Outdoor | garage
NJSTRE1545785687 |  | Transition Incentive Program | Edison Twp | 8820 | 11 | 20.44 | Residential | No | Behind the Meter | Net-metered residential rooftop and canopy |  | None | NJ Solar Power, LLC | PSE&G | Accepted | 2020-10-23 | 2020-10-27 | 2021-10-30 | Solaredge | SE7600H-US | Inverters | 7600 |  | 1 |  |  | 0.99 |  | Outdoor | garage
NJSTRE1545785687 |  | Transition Incentive Program | Edison Twp | 8820 | 11 | 20.44 | Residential | No | Behind the Meter | Net-metered residential rooftop and canopy |  | None | NJ Solar Power, LLC | PSE&G | Accepted | 2020-10-23 | 2020-10-27 | 2021-10-30 | LG | Lg335N1K-V5 | Solar Panels |  | 0.335 | 2 | 115 | 45 |  | Fixed | Roof
NJSTRE1545785687 |  | Transition Incentive Program | Edison Twp | 8820 | 11 | 20.44 | Residential | No | Behind the Meter | Net-metered residential rooftop and canopy |  | None | NJ Solar Power, LLC | PSE&G | Accepted | 2020-10-23 | 2020-10-27 | 2021-10-30 | LG | LG335N1K-V5 | Solar Panels |  | 0.335 | 20 | 205 | 34 |  | Fixed | Roof
NJSTRE1545785687 |  | Transition Incentive Program | Edison Twp | 8820 | 11 | 20.44 | Residential | No | Behind the Meter | Net-metered residential rooftop and canopy |  | None | NJ Solar Power, LLC | PSE&G | Accepted | 2020-10-23 | 2020-10-27 | 2021-10-30 | LG | LG335N1K-V5 | Solar Panels |  | 0.335 | 4 | 115 | 45 |  | Fixed | Roof
NJSTRE1545785687 |  | Transition Incentive Program | Edison Twp | 8820 | 11 | 20.44 | Residential | No | Behind the Meter | Net-metered residential rooftop and canopy |  | None | NJ Solar Power, LLC | PSE&G | Accepted | 2020-10-23 | 2020-10-27 | 2021-10-30 | LG | LG335N1K-V5 | Solar Panels |  | 0.335 | 23 | 205 | 34 |  | Fixed | Roof
NJSTRE1545785687 |  | Transition Incentive Program | Edison Twp | 8820 | 11 | 20.44 | Residential | No | Behind the Meter | Net-metered residential rooftop and canopy |  | None | NJ Solar Power, LLC | PSE&G | Accepted | 2020-10-23 | 2020-10-27 | 2021-10-30 | Lg | LG335N1K-V5 | Solar Panels |  | 0.335 | 2 | 295 | 45 |  | Fixed | Roof
NJSTRE1545785687 |  | Transition Incentive Program | Edison Twp | 8820 | 11 | 20.44 | Residential | No | Behind the Meter | Net-metered residential rooftop and canopy |  | None | NJ Solar Power, LLC | PSE&G | Accepted | 2020-10-23 | 2020-10-27 | 2021-10-30 | LG | LG335N1K-V5 | Solar Panels |  | 0.335 | 10 | 295 | 45 |  | Fixed | Roof
NJSTRE1545785704 |  | Transition Incentive Program | GREEN BROOK | 8812 | 11 | 9.18 | Residential | No | Behind the Meter | Net-metered residential rooftop and canopy |  | None | Infinity Solar Systems | PSE&G | Accepted | 2020-10-23 | 2020-10-27 | 2021-10-30 | ENPHASE | IQ7PLUS-72-X-US | Inverters | 290 |  | 27 |  |  | 0.97 |  | Outside | MICROINVERTERS
NJSTRE1545785704 |  | Transition Incentive Program | GREEN BROOK | 8812 | 11 | 9.18 | Residential | No | Behind the Meter | Net-metered residential rooftop and canopy |  | None | Infinity Solar Systems | PSE&G | Accepted | 2020-10-23 | 2020-10-27 | 2021-10-30 | LG | LG340N1K-V5 | Solar Panels |  | 0.34 | 12 | 228 | 30 |  | Fixed | Roof
NJSTRE1545785704 |  | Transition Incentive Program | GREEN BROOK | 8812 | 11 | 9.18 | Residential | No | Behind the Meter | Net-metered residential rooftop and canopy |  | None | Infinity Solar Systems | PSE&G | Accepted | 2020-10-23 | 2020-10-27 | 2021-10-30 | LG | LG340N1K-V5 | Solar Panels |  | 0.34 | 15 | 228 | 30 |  | Fixed | Roof
NJSTRE1545785710 |  | Transition Incentive Program | Vineland | 8360 | 20 | 5.1 | Residential | Yes | Behind the Meter | Net-metered residential rooftop and canopy |  | None | Trinity Solar | Vineland Muni Electric | Accepted | 2020-10-23 | 2020-10-27 | 2021-10-30 | Solar Edge | SE3800 | Inverters | 3800 |  | 1 |  |  | 0.97 |  | Outside | side of home
NJSTRE1545785710 |  | Transition Incentive Program | Vineland | 8360 | 20 | 5.1 | Residential | Yes | Behind the Meter | Net-metered residential rooftop and canopy |  | None | Trinity Solar | Vineland Muni Electric | Accepted | 2020-10-23 | 2020-10-27 | 2021-10-30 | Hanwha | Q.PEAK DUO BLK-G6 340 | Solar Panels |  | 0.34 | 15 | 184 | 38 |  | Fixed | Roof
NJSTRE1545785714 |  | Transition Incentive Program | BROWNS MILLS | 8015 | 13 | 6.08 | Residential | Yes | Behind the Meter | Net-metered residential rooftop and canopy |  | None | Vivint Solar Developer, LLC | JCP&L | Accepted | 2020-10-23 | 2020-10-27 | 2021-10-30 | Solar Edge | SE7600H-USS | Inverters | 7600 |  | 1 |  |  | 0.992 |  | Outdoor | Near the Utility Meter
NJSTRE1545785714 |  | Transition Incentive Program | BROWNS MILLS | 8015 | 13 | 6.08 | Residential | Yes | Behind the Meter | Net-metered residential rooftop and canopy |  | None | Vivint Solar Developer, LLC | JCP&L | Accepted | 2020-10-23 | 2020-10-27 | 2021-10-30 | JINKO SOLAR | JKM320M-60HBL | Solar Panels |  | 0.32 | 19 | 227 | 24 |  | Fixed | Roof
NJSTRE1545785720 |  | Transition Incentive Program | Piscataway | 8854 | 11 | 13.76 | Residential | No | Behind the Meter | Net-metered residential rooftop and canopy |  | None | Greentech Solar USA LLC | PSE&G | Accepted | 2020-10-23 | 2020-10-27 | 2021-10-30 | Growatt | 10000MTLP-US | Inverters | 10000 |  | 1 |  |  | 0.97 |  | Indoor | Basement Wall
NJSTRE1545785720 |  | Transition Incentive Program | Piscataway | 8854 | 11 | 13.76 | Residential | No | Behind the Meter | Net-metered residential rooftop and canopy |  | None | Greentech Solar USA LLC | PSE&G | Accepted | 2020-10-23 | 2020-10-27 | 2021-10-30 | Canadian Solar | CS!H320MS | Solar Panels |  | 0.32 | 33 | 130 | 32 |  | Fixed | Roof
NJSTRE1545785720 |  | Transition Incentive Program | Piscataway | 8854 | 11 | 13.76 | Residential | No | Behind the Meter | Net-metered residential rooftop and canopy |  | None | Greentech Solar USA LLC | PSE&G | Accepted | 2020-10-23 | 2020-10-27 | 2021-10-30 | Canadian Solar | CS1H320MS | Solar Panels |  | 0.32 | 10 | 220 | 40 |  | Fixed | Roof
NJSTRE1545785742 |  | Transition Incentive Program | Flemington | 8822 | 4 | 11.22 | Residential | No | Behind the Meter | Net-metered residential rooftop and canopy |  | None | Green Power energy | JCP&L | Accepted | 2020-10-23 | 2020-10-27 | 2021-10-30 | Enphase Energy | IQ7PLUS-72-2-US (240V) | Inverters | 290 |  | 34 |  |  | 0.975 |  | Outside | next to meter
NJSTRE1545785742 |  | Transition Incentive Program | Flemington | 8822 | 4 | 11.22 | Residential | No | Behind the Meter | Net-metered residential rooftop and canopy |  | None | Green Power energy | JCP&L | Accepted | 2020-10-23 | 2020-10-27 | 2021-10-30 | LG Electronics | LG330N1K-V5 | Solar Panels |  | 0.33 | 8 | 181 | 43 |  | Fixed | Roof
NJSTRE1545785742 |  | Transition Incentive Program | Flemington | 8822 | 4 | 11.22 | Residential | No | Behind the Meter | Net-metered residential rooftop and canopy |  | None | Green Power energy | JCP&L | Accepted | 2020-10-23 | 2020-10-27 | 2021-10-30 | LG Electronics | LG330N1K-V5 | Solar Panels |  | 0.33 | 22 | 181 | 43 |  | Fixed | Roof
NJSTRE1545785742 |  | Transition Incentive Program | Flemington | 8822 | 4 | 11.22 | Residential | No | Behind the Meter | Net-metered residential rooftop and canopy |  | None | Green Power energy | JCP&L | Accepted | 2020-10-23 | 2020-10-27 | 2021-10-30 | LG Electronics | LG330N1K-V5 | Solar Panels |  | 0.33 | 4 | 271 | 25 |  | Fixed | Roof
NJSTRE1545785747 |  | Transition Incentive Program | WILLINGBORO | 8046 | 13 | 5.44 | Residential | No | Behind the Meter | Net-metered residential rooftop and canopy |  | None | Vivint Solar Developer, LLC | PSE&G | Accepted | 2020-10-23 | 2020-10-27 | 2021-10-30 | SolarEdge | SE7600H-US | Inverters | 760 |  | 1 |  |  | 0.992 |  | Outdoor | Near the Utility Meter
NJSTRE1545785747 |  | Transition Incentive Program | WILLINGBORO | 8046 | 13 | 5.44 | Residential | No | Behind the Meter | Net-metered residential rooftop and canopy |  | None | Vivint Solar Developer, LLC | PSE&G | Accepted | 2020-10-23 | 2020-10-27 | 2021-10-30 | Jinko Solar | JKM320M-60HBL | Solar Panels |  | 0.32 | 2 | 298 | 24 |  | Fixed | Roof
NJSTRE1545785747 |  | Transition Incentive Program | WILLINGBORO | 8046 | 13 | 5.44 | Residential | No | Behind the Meter | Net-metered residential rooftop and canopy |  | None | Vivint Solar Developer, LLC | PSE&G | Accepted | 2020-10-23 | 2020-10-27 | 2021-10-30 | Jinko Solar | JKM320M-60HBL | Solar Panels |  | 0.32 | 11 | 208 | 19 |  | Fixed | Roof
NJSTRE1545785747 |  | Transition Incentive Program | WILLINGBORO | 8046 | 13 | 5.44 | Residential | No | Behind the Meter | Net-metered residential rooftop and canopy |  | None | Vivint Solar Developer, LLC | PSE&G | Accepted | 2020-10-23 | 2020-10-27 | 2021-10-30 | Jinko Solar | JKM320M-60HBL | Solar Panels |  | 0.32 | 4 | 28 | 19 |  | Fixed | Roof
NJSTRE1545785752 |  | Transition Incentive Program | Sicklerville | 8081 | 14 | 7.85 | Residential | Yes | Behind the Meter | Net-metered residential rooftop and canopy |  | None | Ad Energy | AC Electric | Accepted | 2020-10-23 | 2020-10-27 | 2021-10-30 | Enphase Energy | IQ7XS-96-ACM-US | Inverters | 315 |  | 24 |  |  | 0.975 |  | Outdoor | At each panel
NJSTRE1545785752 |  | Transition Incentive Program | Sicklerville | 8081 | 14 | 7.85 | Residential | Yes | Behind the Meter | Net-metered residential rooftop and canopy |  | None | Ad Energy | AC Electric | Accepted | 2020-10-23 | 2020-10-27 | 2021-10-30 | SunPower | SPR-E20-327-E-AC | Solar Panels |  | 0.327 | 9 | 121 | 21 |  | Fixed | Roof
NJSTRE1545785752 |  | Transition Incentive Program | Sicklerville | 8081 | 14 | 7.85 | Residential | Yes | Behind the Meter | Net-metered residential rooftop and canopy |  | None | Ad Energy | AC Electric | Accepted | 2020-10-23 | 2020-10-27 | 2021-10-30 | SunPower | SPR-E20-327-E-AC | Solar Panels |  | 0.327 | 6 | 210 | 27 |  | Fixed | Roof
NJSTRE1545785752 |  | Transition Incentive Program | Sicklerville | 8081 | 14 | 7.85 | Residential | Yes | Behind the Meter | Net-metered residential rooftop and canopy |  | None | Ad Energy | AC Electric | Accepted | 2020-10-23 | 2020-10-27 | 2021-10-30 | SunPower | SPR-E20-327-E-AC | Solar Panels |  | 0.327 | 1 | 121 | 27 |  | Fixed | Roof
NJSTRE1545785752 |  | Transition Incentive Program | Sicklerville | 8081 | 14 | 7.85 | Residential | Yes | Behind the Meter | Net-metered residential rooftop and canopy |  | None | Ad Energy | AC Electric | Accepted | 2020-10-23 | 2020-10-27 | 2021-10-30 | SunPower | SPR-E20-327-E-AC | Solar Panels |  | 0.327 | 4 | 301 | 21 |  | Fixed | Roof
NJSTRE1545785752 |  | Transition Incentive Program | Sicklerville | 8081 | 14 | 7.85 | Residential | Yes | Behind the Meter | Net-metered residential rooftop and canopy |  | None | Ad Energy | AC Electric | Accepted | 2020-10-23 | 2020-10-27 | 2021-10-30 | SunPower | SPR-E20-327-E-AC | Solar Panels |  | 0.327 | 4 | 30 | 27 |  | Fixed | Roof
NJSTRE1545785755 |  | Transition Incentive Program | PHILLIPSBURG | 8865 | 2 | 5.44 | Residential | No | Behind the Meter | Net-metered residential rooftop and canopy |  | None | Vivint Solar Developer, LLC | JCP&L | Accepted | 2020-10-23 | 2020-10-27 | 2021-10-30 | Solar Edge | SE3800H-US | Inverters | 3800 |  | 1 |  |  | 0.992 |  | Outdoor | Near the Utility Meter
NJSTRE1545785755 |  | Transition Incentive Program | PHILLIPSBURG | 8865 | 2 | 5.44 | Residential | No | Behind the Meter | Net-metered residential rooftop and canopy |  | None | Vivint Solar Developer, LLC | JCP&L | Accepted | 2020-10-23 | 2020-10-27 | 2021-10-30 | JINKO SOLAR | JKM320M-60HBL | Solar Panels |  | 0.32 | 17 | 71 | 8 |  | Fixed | Roof
NJSTRE1545785765 |  | Transition Incentive Program | Voorhees | 8043 | 14 | 18.15 | Residential | No | Behind the Meter | Net-metered residential rooftop and canopy |  | None | Sun Up Zero Down | PSE&G | Accepted | 2020-10-23 | 2020-10-27 | 2021-10-30 | Hialeah | CL200 | Meters |  |  | 1 |  |  |  | Yes | Outdoor
NJSTRE1545785765 |  | Transition Incentive Program | Voorhees | 8043 | 14 | 18.15 | Residential | No | Behind the Meter | Net-metered residential rooftop and canopy |  | None | Sun Up Zero Down | PSE&G | Accepted | 2020-10-23 | 2020-10-27 | 2021-10-30 | Solaredge | SE6000H-US | Inverters | 6000 |  | 1 |  |  | 0.98 |  | Outside | next to utility meter
NJSTRE1545785765 |  | Transition Incentive Program | Voorhees | 8043 | 14 | 18.15 | Residential | No | Behind the Meter | Net-metered residential rooftop and canopy |  | None | Sun Up Zero Down | PSE&G | Accepted | 2020-10-23 | 2020-10-27 | 2021-10-30 | Solaredge | SE7600H-US | Inverters | 7600 |  | 1 |  |  | 0.98 |  | Outside | next to utility meter
NJSTRE1545785765 |  | Transition Incentive Program | Voorhees | 8043 | 14 | 18.15 | Residential | No | Behind the Meter | Net-metered residential rooftop and canopy |  | None | Sun Up Zero Down | PSE&G | Accepted | 2020-10-23 | 2020-10-27 | 2021-10-30 | REC | REC330TP3M | Solar Panels |  | 0.33 | 4 | 235 | 36 |  | Fixed | Roof
NJSTRE1545785765 |  | Transition Incentive Program | Voorhees | 8043 | 14 | 18.15 | Residential | No | Behind the Meter | Net-metered residential rooftop and canopy |  | None | Sun Up Zero Down | PSE&G | Accepted | 2020-10-23 | 2020-10-27 | 2021-10-30 | REC | REC330TP3M | Solar Panels |  | 0.33 | 17 | 145 | 26 |  | Fixed | Roof
NJSTRE1545785765 |  | Transition Incentive Program | Voorhees | 8043 | 14 | 18.15 | Residential | No | Behind the Meter | Net-metered residential rooftop and canopy |  | None | Sun Up Zero Down | PSE&G | Accepted | 2020-10-23 | 2020-10-27 | 2021-10-30 | REC | REC330TP3M | Solar Panels |  | 0.33 | 14 | 145 | 28 |  | Fixed | Roof
NJSTRE1545785765 |  | Transition Incentive Program | Voorhees | 8043 | 14 | 18.15 | Residential | No | Behind the Meter | Net-metered residential rooftop and canopy |  | None | Sun Up Zero Down | PSE&G | Accepted | 2020-10-23 | 2020-10-27 | 2021-10-30 | REC | REC330TP3M | Solar Panels |  | 0.33 | 6 | 55 | 36 |  | Fixed | Roof
NJSTRE1545785765 |  | Transition Incentive Program | Voorhees | 8043 | 14 | 18.15 | Residential | No | Behind the Meter | Net-metered residential rooftop and canopy |  | None | Sun Up Zero Down | PSE&G | Accepted | 2020-10-23 | 2020-10-27 | 2021-10-30 | REC | REC330TP3M | Solar Panels |  | 0.33 | 7 | 146 | 27 |  | Fixed | Roof
NJSTRE1545785765 |  | Transition Incentive Program | Voorhees | 8043 | 14 | 18.15 | Residential | No | Behind the Meter | Net-metered residential rooftop and canopy |  | None | Sun Up Zero Down | PSE&G | Accepted | 2020-10-23 | 2020-10-27 | 2021-10-30 | REC | REC330TP3M | Solar Panels |  | 0.33 | 7 | 235 | 31 |  | Fixed | Roof
NJSTRE1545785777 |  | Transition Incentive Program | Perrineville | 8535 | 17 | 16.32 | Residential | Yes | Behind the Meter | Net-metered residential rooftop and canopy |  | None | Tesla Energy Operations Inc. | JCP&L | Accepted | 2020-10-23 | 2020-10-27 | 2021-10-30 | SolarEdge Technologies | SE7600H-US [240V] | Inverters | 7600 |  | 2 |  |  | 0.99 |  | Indoor | Inside
NJSTRE1545785777 |  | Transition Incentive Program | Perrineville | 8535 | 17 | 16.32 | Residential | Yes | Behind the Meter | Net-metered residential rooftop and canopy |  | None | Tesla Energy Operations Inc. | JCP&L | Accepted | 2020-10-23 | 2020-10-27 | 2021-10-30 | Hanwha Q-CELLS | Q.Peak DUO BLK-G6+ 340 | Solar Panels |  | 0.34 | 5 | 232 | 26 |  | Fixed | Roof
NJSTRE1545785777 |  | Transition Incentive Program | Perrineville | 8535 | 17 | 16.32 | Residential | Yes | Behind the Meter | Net-metered residential rooftop and canopy |  | None | Tesla Energy Operations Inc. | JCP&L | Accepted | 2020-10-23 | 2020-10-27 | 2021-10-30 | Hanwha Q-CELLS | Q.Peak DUO BLK-G6+ 340 | Solar Panels |  | 0.34 | 22 | 142 | 26 |  | Fixed | Roof
NJSTRE1545785777 |  | Transition Incentive Program | Perrineville | 8535 | 17 | 16.32 | Residential | Yes | Behind the Meter | Net-metered residential rooftop and canopy |  | None | Tesla Energy Operations Inc. | JCP&L | Accepted | 2020-10-23 | 2020-10-27 | 2021-10-30 | Hanwha Q-CELLS | Q.Peak DUO BLK-G6+ 340 | Solar Panels |  | 0.34 | 16 | 142 | 34 |  | Fixed | Roof
NJSTRE1545785777 |  | Transition Incentive Program | Perrineville | 8535 | 17 | 16.32 | Residential | Yes | Behind the Meter | Net-metered residential rooftop and canopy |  | None | Tesla Energy Operations Inc. | JCP&L | Accepted | 2020-10-23 | 2020-10-27 | 2021-10-30 | Hanwha Q-CELLS | Q.Peak DUO BLK-G6+ 340 | Solar Panels |  | 0.34 | 5 | 52 | 26 |  | Fixed | Roof
NJSTRE1545785792 |  | Transition Incentive Program | Plainsboro Twp | 8536 | 11 | 11.16 | Residential | No | Behind the Meter | Net-metered residential rooftop and canopy |  | None | Green Power Energy | PSE&G | Accepted | 2020-10-23 | 2020-10-27 | 2021-10-30 | Enphase Energy | IQ7PLUS-72-2-US (240V) | Inverters | 290 |  | 31 |  |  | 0.975 |  | Outside | next to meter
NJSTRE1545785792 |  | Transition Incentive Program | Plainsboro Twp | 8536 | 11 | 11.16 | Residential | No | Behind the Meter | Net-metered residential rooftop and canopy |  | None | Green Power Energy | PSE&G | Accepted | 2020-10-23 | 2020-10-27 | 2021-10-30 | LG Electronics | LG360N1C-N5 | Solar Panels |  | 0.36 | 8 | 219 | 40 |  | Fixed | Roof
NJSTRE1545785792 |  | Transition Incentive Program | Plainsboro Twp | 8536 | 11 | 11.16 | Residential | No | Behind the Meter | Net-metered residential rooftop and canopy |  | None | Green Power Energy | PSE&G | Accepted | 2020-10-23 | 2020-10-27 | 2021-10-30 | LG Electronics | LG360N1C-N5 | Solar Panels |  | 0.36 | 18 | 219 | 40 |  | Fixed | Roof
NJSTRE1545785792 |  | Transition Incentive Program | Plainsboro Twp | 8536 | 11 | 11.16 | Residential | No | Behind the Meter | Net-metered residential rooftop and canopy |  | None | Green Power Energy | PSE&G | Accepted | 2020-10-23 | 2020-10-27 | 2021-10-30 | LG Electronics | LG360N1C-N5 | Solar Panels |  | 0.36 | 5 | 219 | 40 |  | Fixed | Roof
NJSTRE1545785793 |  | Transition Incentive Program | Mays Landing | 8330 | 19 | 12.54 | Residential | No | Behind the Meter | Net-metered residential rooftop and canopy |  | None | Sun Up Zero Down | AC Electric | Accepted | 2020-10-23 | 2020-10-27 | 2021-10-30 | Hialeah | CL200 | Meters |  |  | 1 |  |  |  | Yes | Outdoor
NJSTRE1545785793 |  | Transition Incentive Program | Mays Landing | 8330 | 19 | 12.54 | Residential | No | Behind the Meter | Net-metered residential rooftop and canopy |  | None | Sun Up Zero Down | AC Electric | Accepted | 2020-10-23 | 2020-10-27 | 2021-10-30 | Solaredge | SE10000H-US | Inverters | 10000 |  | 1 |  |  | 0.98 |  | Outside | next to utility meter
NJSTRE1545785793 |  | Transition Incentive Program | Mays Landing | 8330 | 19 | 12.54 | Residential | No | Behind the Meter | Net-metered residential rooftop and canopy |  | None | Sun Up Zero Down | AC Electric | Accepted | 2020-10-23 | 2020-10-27 | 2021-10-30 | REC | REC330TP3M | Solar Panels |  | 0.33 | 38 | 126 | 55 |  | Fixed | Roof
NJSTRE1545785796 |  | Transition Incentive Program | westville | 8093 | 15 | 12.16 | Residential | No | Behind the Meter | Net-metered residential rooftop and canopy |  | None | Orbit Energy & Power, LLC | PSE&G | Accepted | 2020-10-26 | 2020-10-27 | 2021-10-30 | enphase | iq7-60-2-us | Inverters | 0.24 |  | 38 |  |  | 0.99 |  | Other | behind panels
NJSTRE1545785796 |  | Transition Incentive Program | westville | 8093 | 15 | 12.16 | Residential | No | Behind the Meter | Net-metered residential rooftop and canopy |  | None | Orbit Energy & Power, LLC | PSE&G | Accepted | 2020-10-26 | 2020-10-27 | 2021-10-30 | hanwha qcells | qpeak 320w | Solar Panels |  | 0.32 | 6 | 41 | 25 |  | Fixed | Roof
NJSTRE1545785796 |  | Transition Incentive Program | westville | 8093 | 15 | 12.16 | Residential | No | Behind the Meter | Net-metered residential rooftop and canopy |  | None | Orbit Energy & Power, LLC | PSE&G | Accepted | 2020-10-26 | 2020-10-27 | 2021-10-30 | hanwha qcells | qpeak 320w | Solar Panels |  | 0.32 | 8 | 221 | 25 |  | Fixed | Roof
NJSTRE1545785796 |  | Transition Incentive Program | westville | 8093 | 15 | 12.16 | Residential | No | Behind the Meter | Net-metered residential rooftop and canopy |  | None | Orbit Energy & Power, LLC | PSE&G | Accepted | 2020-10-26 | 2020-10-27 | 2021-10-30 | hanwha qcells | qpeak 320w | Solar Panels |  | 0.32 | 12 | 41 | 25 |  | Fixed | Roof
NJSTRE1545785796 |  | Transition Incentive Program | westville | 8093 | 15 | 12.16 | Residential | No | Behind the Meter | Net-metered residential rooftop and canopy |  | None | Orbit Energy & Power, LLC | PSE&G | Accepted | 2020-10-26 | 2020-10-27 | 2021-10-30 | hanwha qcells | qpeak 320w | Solar Panels |  | 0.32 | 12 | 221 | 25 |  | Fixed | Roof
NJSTRE1545785808 |  | Transition Incentive Program | Landisville | 8326 | 19 | 11.2 | Residential | Yes | Behind the Meter | Net-metered residential rooftop and canopy |  | None | All Season Solar | AC Electric | Accepted | 2020-10-23 | 2020-10-27 | 2021-10-30 | Enphase | IQ7 | Inverters | 240 |  | 35 |  |  | 0.97 |  | Outdoor | under module
NJSTRE1545785808 |  | Transition Incentive Program | Landisville | 8326 | 19 | 11.2 | Residential | Yes | Behind the Meter | Net-metered residential rooftop and canopy |  | None | All Season Solar | AC Electric | Accepted | 2020-10-23 | 2020-10-27 | 2021-10-30 | Trina | TSMDD06M.05II | Solar Panels |  | 0.32 | 35 | 156 | 27 |  | Fixed | Roof
NJSTRE1545785820 |  | Transition Incentive Program | WARETOWN | 8758 | 18 | 15.98 | Residential | Yes | Behind the Meter | Net-metered residential rooftop and canopy |  | None | Trinity Solar | JCP&L | Accepted | 2020-10-23 | 2020-10-27 | 2021-10-30 | Solar Edge | SE3000H-US000BNC4 | Inverters | 3000 |  | 1 |  |  | 0.97 |  | Outdoor | side of home
NJSTRE1545785820 |  | Transition Incentive Program | WARETOWN | 8758 | 18 | 15.98 | Residential | Yes | Behind the Meter | Net-metered residential rooftop and canopy |  | None | Trinity Solar | JCP&L | Accepted | 2020-10-23 | 2020-10-27 | 2021-10-30 | Solar Edge | SE10000H-US000BNC4 | Inverters | 10000 |  | 1 |  |  | 0.97 |  | Outdoor | side of home
NJSTRE1545785820 |  | Transition Incentive Program | WARETOWN | 8758 | 18 | 15.98 | Residential | Yes | Behind the Meter | Net-metered residential rooftop and canopy |  | None | Trinity Solar | JCP&L | Accepted | 2020-10-23 | 2020-10-27 | 2021-10-30 | HANWHA | Q.PEAK DUO BLK-G6 340 | Solar Panels |  | 0.34 | 15 | 85 | 24 |  | Fixed | Roof
NJSTRE1545785820 |  | Transition Incentive Program | WARETOWN | 8758 | 18 | 15.98 | Residential | Yes | Behind the Meter | Net-metered residential rooftop and canopy |  | None | Trinity Solar | JCP&L | Accepted | 2020-10-23 | 2020-10-27 | 2021-10-30 | HANWHA | Q.PEAK DUO BLK-G6 340 | Solar Panels |  | 0.34 | 6 | 265 | 22 |  | Fixed | Roof
NJSTRE1545785820 |  | Transition Incentive Program | WARETOWN | 8758 | 18 | 15.98 | Residential | Yes | Behind the Meter | Net-metered residential rooftop and canopy |  | None | Trinity Solar | JCP&L | Accepted | 2020-10-23 | 2020-10-27 | 2021-10-30 | HANWHA | Q.PEAK DUO BLK-G6 340 | Solar Panels |  | 0.34 | 14 | 265 | 24 |  | Fixed | Roof
NJSTRE1545785820 |  | Transition Incentive Program | WARETOWN | 8758 | 18 | 15.98 | Residential | Yes | Behind the Meter | Net-metered residential rooftop and canopy |  | None | Trinity Solar | JCP&L | Accepted | 2020-10-23 | 2020-10-27 | 2021-10-30 | HANWHA | Q.PEAK DUO BLK-G6 340 | Solar Panels |  | 0.34 | 12 | 265 | 28 |  | Fixed | Roof
NJSTRE1545785822 |  | Transition Incentive Program | Hopewell Township | 8534 | 12 | 5.61 | Residential | No | Behind the Meter | Net-metered residential rooftop and canopy |  | None | Green Power Energy | PSE&G | Accepted | 2020-10-23 | 2020-10-27 | 2021-10-30 | Enphase Energy | IQ7PLUS-72-2-US (240V) | Inverters | 290 |  | 17 |  |  | 0.975 |  | Outside | next to meter
NJSTRE1545785822 |  | Transition Incentive Program | Hopewell Township | 8534 | 12 | 5.61 | Residential | No | Behind the Meter | Net-metered residential rooftop and canopy |  | None | Green Power Energy | PSE&G | Accepted | 2020-10-23 | 2020-10-27 | 2021-10-30 | LG Electronics | LG330N1C-A5 | Solar Panels |  | 0.33 | 17 | 195 | 30 |  | Fixed | Roof
NJSTRE1545786136 |  | Transition Incentive Program | Mickelton | 8056 | 15 | 8.64 | Residential | Yes | Behind the Meter | Net-metered residential rooftop and canopy |  | None | All Season Solar | AC Electric | Accepted | 2020-10-23 | 2020-10-27 | 2021-10-30 | Enphase | IQ7 | Inverters | 240 |  | 27 |  |  | 0.97 |  | Outdoor | under module
NJSTRE1545786136 |  | Transition Incentive Program | Mickelton | 8056 | 15 | 8.64 | Residential | Yes | Behind the Meter | Net-metered residential rooftop and canopy |  | None | All Season Solar | AC Electric | Accepted | 2020-10-23 | 2020-10-27 | 2021-10-30 | Trina | TSMDD06M.05II | Solar Panels |  | 0.32 | 27 | 241 | 35 |  | Fixed | Roof
NJSTRE1545786303 |  | Transition Incentive Program | South Brunswick Twp | 8824 | 11 | 4.42 | Residential | No | Behind the Meter | Net-metered residential rooftop and canopy |  | None | Green Power Energy | PSE&G | Accepted | 2020-10-23 | 2020-10-27 | 2021-10-30 | Enphase Energy | IQ7PLUS-72-2-US (240V) | Inverters | 290 |  | 13 |  |  | 0.975 |  | Outside | next to meter
NJSTRE1545786303 |  | Transition Incentive Program | South Brunswick Twp | 8824 | 11 | 4.42 | Residential | No | Behind the Meter | Net-metered residential rooftop and canopy |  | None | Green Power Energy | PSE&G | Accepted | 2020-10-23 | 2020-10-27 | 2021-10-30 | Hanwha | Q.PEAK DUO BLK-G6 340 | Solar Panels |  | 0.34 | 13 | 130 | 20 |  | Fixed | Roof
NJSTRE1545786385 |  | Transition Incentive Program | West Deptford | 8086 | 15 | 8.5 | Residential | No | Behind the Meter | Net-metered residential rooftop and canopy |  | None | Trinity Solar | PSE&G | Accepted | 2020-10-23 | 2020-10-27 | 2021-10-30 | Solar Edge | SE7600 | Inverters | 7600 |  | 1 |  |  | 0.97 |  | Outside | side of home
NJSTRE1545786385 |  | Transition Incentive Program | West Deptford | 8086 | 15 | 8.5 | Residential | No | Behind the Meter | Net-metered residential rooftop and canopy |  | None | Trinity Solar | PSE&G | Accepted | 2020-10-23 | 2020-10-27 | 2021-10-30 | Hanwha | Q.PEAK DUO BLK-G6 340 | Solar Panels |  | 0.34 | 22 | 233 | 30 |  | Fixed | Roof
NJSTRE1545786385 |  | Transition Incentive Program | West Deptford | 8086 | 15 | 8.5 | Residential | No | Behind the Meter | Net-metered residential rooftop and canopy |  | None | Trinity Solar | PSE&G | Accepted | 2020-10-23 | 2020-10-27 | 2021-10-30 | Hanwha | Q.PEAK DUO BLK-G6 340 | Solar Panels |  | 0.34 | 3 | 143 | 30 |  | Fixed | Roof
NJSTRE1545786387 |  | Transition Incentive Program | North Bergen | 7047 | 8 | 2.04 | Residential | Yes | Behind the Meter | Net-metered residential rooftop and canopy |  | None | Trinity Solar | PSE&G | Accepted | 2020-10-23 | 2020-10-27 | 2021-10-30 | Enphase | IQ7PLUS-72-2-US | Inverters | 280 |  | 6 |  |  | 0.96 |  | Outside | under panels
NJSTRE1545786387 |  | Transition Incentive Program | North Bergen | 7047 | 8 | 2.04 | Residential | Yes | Behind the Meter | Net-metered residential rooftop and canopy |  | None | Trinity Solar | PSE&G | Accepted | 2020-10-23 | 2020-10-27 | 2021-10-30 | Hanwha | Q.PEAK DUO BLK-G6 340 | Solar Panels |  | 0.34 | 3 | 302 | 33 |  | Fixed | Roof
NJSTRE1545786387 |  | Transition Incentive Program | North Bergen | 7047 | 8 | 2.04 | Residential | Yes | Behind the Meter | Net-metered residential rooftop and canopy |  | None | Trinity Solar | PSE&G | Accepted | 2020-10-23 | 2020-10-27 | 2021-10-30 | Hanwha | Q.PEAK DUO BLK-G6 340 | Solar Panels |  | 0.34 | 3 | 122 | 34 |  | Fixed | Roof
NJSTRE1545786394 |  | Transition Incentive Program | BAYVILLE | 8721 | 18 | 10.2 | Residential | Yes | Behind the Meter | Net-metered residential rooftop and canopy |  | None | Trinity Solar | JCP&L | Accepted | 2020-10-23 | 2020-10-27 | 2021-10-30 | Solar Edge | SE7600H-US000BNC4 | Inverters | 7600 |  | 1 |  |  | 0.97 |  | Outdoor | side of home
NJSTRE1545786394 |  | Transition Incentive Program | BAYVILLE | 8721 | 18 | 10.2 | Residential | Yes | Behind the Meter | Net-metered residential rooftop and canopy |  | None | Trinity Solar | JCP&L | Accepted | 2020-10-23 | 2020-10-27 | 2021-10-30 | HANWHA | Q.PEAK DUO BLK-G6 340 | Solar Panels |  | 0.34 | 23 | 173 | 27 |  | Fixed | Roof
NJSTRE1545786394 |  | Transition Incentive Program | BAYVILLE | 8721 | 18 | 10.2 | Residential | Yes | Behind the Meter | Net-metered residential rooftop and canopy |  | None | Trinity Solar | JCP&L | Accepted | 2020-10-23 | 2020-10-27 | 2021-10-30 | HANWHA | Q.PEAK DUO BLK-G6 340 | Solar Panels |  | 0.34 | 7 | 173 | 26 |  | Fixed | Roof
NJSTRE1545786401 |  | Transition Incentive Program | Long Branch | 7740 | 17 | 9.1 | Residential | Yes | Behind the Meter | Net-metered residential rooftop and canopy |  | None | All Season Solar | JCP&L | Accepted | 2020-10-23 | 2020-10-27 | 2021-10-30 | Enphase | IQ7 | Inverters | 240 |  | 1 |  |  | 0.97 |  | Outdoor | under module
NJSTRE1545786401 |  | Transition Incentive Program | Long Branch | 7740 | 17 | 9.1 | Residential | Yes | Behind the Meter | Net-metered residential rooftop and canopy |  | None | All Season Solar | JCP&L | Accepted | 2020-10-23 | 2020-10-27 | 2021-10-30 | Trina | TSMDD06M.05II | Solar Panels |  | 0.325 | 21 | 185 | 30 |  | Fixed | Roof
NJSTRE1545786401 |  | Transition Incentive Program | Long Branch | 7740 | 17 | 9.1 | Residential | Yes | Behind the Meter | Net-metered residential rooftop and canopy |  | None | All Season Solar | JCP&L | Accepted | 2020-10-23 | 2020-10-27 | 2021-10-30 | Trina | TSMDD06M.05II | Solar Panels |  | 0.325 | 1 | 185 | 30 |  | Fixed | Roof
NJSTRE1545786401 |  | Transition Incentive Program | Long Branch | 7740 | 17 | 9.1 | Residential | Yes | Behind the Meter | Net-metered residential rooftop and canopy |  | None | All Season Solar | JCP&L | Accepted | 2020-10-23 | 2020-10-27 | 2021-10-30 | Trina | TSMDD06M.05II | Solar Panels |  | 0.325 | 3 | 95 | 45 |  | Fixed | Roof
NJSTRE1545786401 |  | Transition Incentive Program | Long Branch | 7740 | 17 | 9.1 | Residential | Yes | Behind the Meter | Net-metered residential rooftop and canopy |  | None | All Season Solar | JCP&L | Accepted | 2020-10-23 | 2020-10-27 | 2021-10-30 | Trina | TSMDD06M.05II | Solar Panels |  | 0.325 | 3 | 275 | 45 |  | Fixed | Roof
NJSTRE1545786415 |  | Transition Incentive Program | Mays Landing | 8330 | 19 | 2.38 | Residential | Yes | Behind the Meter | Net-metered residential rooftop and canopy |  | None | Trinity Solar | AC Electric | Accepted | 2020-10-23 | 2020-10-27 | 2021-10-30 | ENPHASE | (IQ7PLUS-72-2-US | Inverters | 2.03 |  | 7 |  |  | 0.97 |  | Outside | UNDER THE PANELS
NJSTRE1545786415 |  | Transition Incentive Program | Mays Landing | 8330 | 19 | 2.38 | Residential | Yes | Behind the Meter | Net-metered residential rooftop and canopy |  | None | Trinity Solar | AC Electric | Accepted | 2020-10-23 | 2020-10-27 | 2021-10-30 | HANWHA 340 (Q.PEAK DUO BLK-G6 340) | HANWHA 340 (Q.PEAK DUO BLK-G6 340) | Solar Panels |  | 0.34 | 7 | 241 | 21 |  | Fixed | Roof
NJSTRE1545786417 |  | Transition Incentive Program | Parkertown | 8087 | 18 | 8.96 | Residential | Yes | Behind the Meter | Net-metered residential rooftop and canopy |  | None | All Season Solar | AC Electric | Accepted | 2020-10-23 | 2020-10-27 | 2021-10-30 | Enphase | IQ7 | Inverters | 240 |  | 28 |  |  | 0.97 |  | Outdoor | under module
NJSTRE1545786417 |  | Transition Incentive Program | Parkertown | 8087 | 18 | 8.96 | Residential | Yes | Behind the Meter | Net-metered residential rooftop and canopy |  | None | All Season Solar | AC Electric | Accepted | 2020-10-23 | 2020-10-27 | 2021-10-30 | Trina | TSMDD06M.05II | Solar Panels |  | 0.32 | 28 | 163 | 18 |  | Fixed | Roof
NJSTRE1545786445 |  | Transition Incentive Program | Towaco | 7082 | 3 | 4.55 | Residential | No | Behind the Meter | Net-metered residential rooftop and canopy |  | None | Pro Custom Solar dba Momentum Solar | JCP&L | Accepted | 2020-10-23 | 2020-10-27 | 2021-10-30 | Enphase | IQ7Plus-72-2-US | Inverters | 290 |  | 13 |  |  | 0.97 |  | Outdoor | Roof
NJSTRE1545786445 |  | Transition Incentive Program | Towaco | 7082 | 3 | 4.55 | Residential | No | Behind the Meter | Net-metered residential rooftop and canopy |  | None | Pro Custom Solar dba Momentum Solar | JCP&L | Accepted | 2020-10-23 | 2020-10-27 | 2021-10-30 | LG ELECTRONICS | LG 350N1C-V5 | Solar Panels |  | 0.35 | 8 | 145 | 32 |  | Fixed | Roof
NJSTRE1545786445 |  | Transition Incentive Program | Towaco | 7082 | 3 | 4.55 | Residential | No | Behind the Meter | Net-metered residential rooftop and canopy |  | None | Pro Custom Solar dba Momentum Solar | JCP&L | Accepted | 2020-10-23 | 2020-10-27 | 2021-10-30 | LG ELECTRONICS | LG 350N1C-V5 | Solar Panels |  | 0.35 | 5 | 235 | 38 |  | Fixed | Roof
NJSTRE1545786447 |  | Transition Incentive Program | West Berlin | 8091 | 14 | 16.32 | Residential | Yes | Behind the Meter | Net-metered residential rooftop and canopy |  | None | Tesla Energy Operations Inc. | AC Electric | Accepted | 2020-10-23 | 2020-10-27 | 2021-10-30 | Tesla | AC Powerwall 2.0 | Electric Storage Battery |  |  | 4 |  |  |  | Lithium Ion |  | Inside garage
NJSTRE1545786447 |  | Transition Incentive Program | West Berlin | 8091 | 14 | 16.32 | Residential | Yes | Behind the Meter | Net-metered residential rooftop and canopy |  | None | Tesla Energy Operations Inc. | AC Electric | Accepted | 2020-10-23 | 2020-10-27 | 2021-10-30 | SolarEdge Technologies | SE10000H-US [240V] | Inverters | 10000 |  | 1 |  |  | 0.99 |  | Indoor | Inside garage
NJSTRE1545786447 |  | Transition Incentive Program | West Berlin | 8091 | 14 | 16.32 | Residential | Yes | Behind the Meter | Net-metered residential rooftop and canopy |  | None | Tesla Energy Operations Inc. | AC Electric | Accepted | 2020-10-23 | 2020-10-27 | 2021-10-30 | SolarEdge Technologies | SE3800H-US [240V] | Inverters | 3800 |  | 1 |  |  | 0.99 |  | Indoor | Inside garage
NJSTRE1545786447 |  | Transition Incentive Program | West Berlin | 8091 | 14 | 16.32 | Residential | Yes | Behind the Meter | Net-metered residential rooftop and canopy |  | None | Tesla Energy Operations Inc. | AC Electric | Accepted | 2020-10-23 | 2020-10-27 | 2021-10-30 | Hanwha Q-CELLS | Q.Peak DUO BLK-G6+ 340 | Solar Panels |  | 0.34 | 11 | 135 | 29 |  | Fixed | Roof
NJSTRE1545786447 |  | Transition Incentive Program | West Berlin | 8091 | 14 | 16.32 | Residential | Yes | Behind the Meter | Net-metered residential rooftop and canopy |  | None | Tesla Energy Operations Inc. | AC Electric | Accepted | 2020-10-23 | 2020-10-27 | 2021-10-30 | Hanwha Q-CELLS | Q.Peak DUO BLK-G6+ 340 | Solar Panels |  | 0.34 | 16 | 315 | 29 |  | Fixed | Roof
NJSTRE1545786447 |  | Transition Incentive Program | West Berlin | 8091 | 14 | 16.32 | Residential | Yes | Behind the Meter | Net-metered residential rooftop and canopy |  | None | Tesla Energy Operations Inc. | AC Electric | Accepted | 2020-10-23 | 2020-10-27 | 2021-10-30 | Hanwha Q-CELLS | Q.Peak DUO BLK-G6+ 340 | Solar Panels |  | 0.34 | 3 | 136 | 28 |  | Fixed | Roof
NJSTRE1545786447 |  | Transition Incentive Program | West Berlin | 8091 | 14 | 16.32 | Residential | Yes | Behind the Meter | Net-metered residential rooftop and canopy |  | None | Tesla Energy Operations Inc. | AC Electric | Accepted | 2020-10-23 | 2020-10-27 | 2021-10-30 | Hanwha Q-CELLS | Q.Peak DUO BLK-G6+ 340 | Solar Panels |  | 0.34 | 18 | 135 | 23 |  | Fixed | Roof
NJSTRE1545786479 |  | Transition Incentive Program | Vineland | 8360 | 20 | 6.7 | Residential | No | Behind the Meter | Net-metered residential rooftop and canopy |  | None | Vision Solar LLC | Vineland Muni Electric | Accepted | 2020-10-23 | 2020-10-27 | 2021-10-30 | ENPHASE | IQ7-60-2-US | Inverters | 0.24 |  | 20 |  |  | 0.96 |  | Other | BEHIND EACH PANEL
NJSTRE1545786479 |  | Transition Incentive Program | Vineland | 8360 | 20 | 6.7 | Residential | No | Behind the Meter | Net-metered residential rooftop and canopy |  | None | Vision Solar LLC | Vineland Muni Electric | Accepted | 2020-10-23 | 2020-10-27 | 2021-10-30 | HANWHA Q-CELLS | Q.PEAK DUO-G6+ 335 | Solar Panels |  | 0.335 | 4 | 95 | 39 |  | Fixed | Roof
NJSTRE1545786479 |  | Transition Incentive Program | Vineland | 8360 | 20 | 6.7 | Residential | No | Behind the Meter | Net-metered residential rooftop and canopy |  | None | Vision Solar LLC | Vineland Muni Electric | Accepted | 2020-10-23 | 2020-10-27 | 2021-10-30 | HANWHA Q-CELLS | Q.PEAK DUO-G6+ 335 | Solar Panels |  | 0.335 | 2 | 275 | 39 |  | Fixed | Roof
NJSTRE1545786479 |  | Transition Incentive Program | Vineland | 8360 | 20 | 6.7 | Residential | No | Behind the Meter | Net-metered residential rooftop and canopy |  | None | Vision Solar LLC | Vineland Muni Electric | Accepted | 2020-10-23 | 2020-10-27 | 2021-10-30 | HANWHA Q-CELLS | Q.PEAK DUO-G6+ 335 | Solar Panels |  | 0.335 | 1 | 275 | 14 |  | Fixed | Roof
NJSTRE1545786479 |  | Transition Incentive Program | Vineland | 8360 | 20 | 6.7 | Residential | No | Behind the Meter | Net-metered residential rooftop and canopy |  | None | Vision Solar LLC | Vineland Muni Electric | Accepted | 2020-10-23 | 2020-10-27 | 2021-10-30 | HANWHA Q-CELLS | Q.PEAK DUO-G6+ 335 | Solar Panels |  | 0.335 | 13 | 275 | 14 |  | Fixed | Roof
NJSTRE1545786489 |  | Transition Incentive Program | Evesham Twp | 8053 | 13 | 11.7 | Residential | Yes | Behind the Meter | Net-metered residential rooftop and canopy |  | None | SunnyMac LLC | PSE&G | Accepted | 2020-10-23 | 2020-10-27 | 2021-10-30 | Solaredge | SE10000H-US | Inverters | 10000 |  | 1 |  |  | 0.99 |  | Outdoor | Next to Meter
NJSTRE1545786489 |  | Transition Incentive Program | Evesham Twp | 8053 | 13 | 11.7 | Residential | Yes | Behind the Meter | Net-metered residential rooftop and canopy |  | None | SunnyMac LLC | PSE&G | Accepted | 2020-10-23 | 2020-10-27 | 2021-10-30 | REC | TwinPeak 2 Mono | Solar Panels |  | 0.325 | 10 | 152 | 45 |  | Fixed | Roof
NJSTRE1545786489 |  | Transition Incentive Program | Evesham Twp | 8053 | 13 | 11.7 | Residential | Yes | Behind the Meter | Net-metered residential rooftop and canopy |  | None | SunnyMac LLC | PSE&G | Accepted | 2020-10-23 | 2020-10-27 | 2021-10-30 | REC | TwinPeak 2 Mono | Solar Panels |  | 0.325 | 12 | 241 | 34 |  | Fixed | Roof
NJSTRE1545786489 |  | Transition Incentive Program | Evesham Twp | 8053 | 13 | 11.7 | Residential | Yes | Behind the Meter | Net-metered residential rooftop and canopy |  | None | SunnyMac LLC | PSE&G | Accepted | 2020-10-23 | 2020-10-27 | 2021-10-30 | REC | TwinPeak 2 Mono | Solar Panels |  | 0.325 | 14 | 242 | 34 |  | Fixed | Roof
NJSTRE1545786498 |  | Transition Incentive Program | Jersey City | 7305 | 8 | 4.2 | Residential | Yes | Behind the Meter | Net-metered residential rooftop and canopy |  | None | Pro Custom Solar dba Momentum Solar | PSE&G | Accepted | 2020-10-23 | 2020-10-27 | 2021-10-30 | Enphase | IQ7Plus-72-2-US | Inverters | 290 |  | 12 |  |  | 0.97 |  | Outdoor | Roof
NJSTRE1545786498 |  | Transition Incentive Program | Jersey City | 7305 | 8 | 4.2 | Residential | Yes | Behind the Meter | Net-metered residential rooftop and canopy |  | None | Pro Custom Solar dba Momentum Solar | PSE&G | Accepted | 2020-10-23 | 2020-10-27 | 2021-10-30 | LG ELECTRONICS | LG 350N1C-V5 | Solar Panels |  | 0.35 | 12 | 149 | 4 |  | Fixed | Roof
NJSTRE1545786507 |  | Transition Incentive Program | Toms River | 8753 | 18 | 7.83 | Residential | Yes | Behind the Meter | Net-metered residential rooftop and canopy |  | None | Freedom Forever New Jersey | JCP&L | Accepted | 2020-10-27 | 2020-10-28 | 2021-10-30 | Solar Edge | SE6000H-US [SI1] RGM | Inverters | 6000 |  | 1 |  |  | 0.99 |  | Outdoor | N/A
NJSTRE1545786507 |  | Transition Incentive Program | Toms River | 8753 | 18 | 7.83 | Residential | Yes | Behind the Meter | Net-metered residential rooftop and canopy |  | None | Freedom Forever New Jersey | JCP&L | Accepted | 2020-10-27 | 2020-10-28 | 2021-10-30 | Hanwha Solar | Q.PLUS BFR-G4.1- 290 | Solar Panels |  | 0.29 | 24 | 1 | 31 |  | Fixed | Roof | N/A
NJSTRE1545786507 |  | Transition Incentive Program | Toms River | 8753 | 18 | 7.83 | Residential | Yes | Behind the Meter | Net-metered residential rooftop and canopy |  | None | Freedom Forever New Jersey | JCP&L | Accepted | 2020-10-27 | 2020-10-28 | 2021-10-30 | Hanwha Solar | Q.PLUS BFR-G4.1- 290 | Solar Panels |  | 0.29 | 3 | 2 | 31 |  | Fixed | Roof | N/A
NJSTRE1545786508 |  | Transition Incentive Program | North Bergen | 7047 | 8 | 6.46 | Residential | Yes | Behind the Meter | Net-metered residential rooftop and canopy |  | None | Trinity Solar | PSE&G | Accepted | 2020-10-23 | 2020-10-27 | 2021-10-30 | Solar Edge | SE5000 | Inverters | 5000 |  | 1 |  |  | 0.97 |  | Outside | side of home
NJSTRE1545786508 |  | Transition Incentive Program | North Bergen | 7047 | 8 | 6.46 | Residential | Yes | Behind the Meter | Net-metered residential rooftop and canopy |  | None | Trinity Solar | PSE&G | Accepted | 2020-10-23 | 2020-10-27 | 2021-10-30 | Hanwha | Q.PEAK DUO BLK-G6 340 | Solar Panels |  | 0.34 | 19 | 211 | 30 |  | Fixed | Roof
NJSTRE1545786516 |  | Transition Incentive Program | Absecon Highlands | 8201 | 19 | 6.51 | Residential | Yes | Behind the Meter | Net-metered residential rooftop and canopy |  | None | Bright Planet Solar | AC Electric | Accepted | 2020-10-23 | 2020-10-27 | 2021-10-30 | SOLAR EDGE | SE6000H-USRGM | Inverters | 6000 |  | 1 |  |  | 0.98 |  | Outdoor | OUTSIDE
NJSTRE1545786516 |  | Transition Incentive Program | Absecon Highlands | 8201 | 19 | 6.51 | Residential | Yes | Behind the Meter | Net-metered residential rooftop and canopy |  | None | Bright Planet Solar | AC Electric | Accepted | 2020-10-23 | 2020-10-27 | 2021-10-30 | LONGI | LR6-60HPB-310M | Solar Panels |  | 0.31 | 21 | 204 | 18 |  | Fixed | Roof
NJSTRE1545786518 |  | Transition Incentive Program | BORDENTOWN | 8505 | 13 | 3.84 | Residential | No | Behind the Meter | Net-metered residential rooftop and canopy |  | None | Orbit Energy & Power, LLC | PSE&G | Accepted | 2020-10-23 | 2020-10-27 | 2021-10-30 | ENPHASE ENERGY | IQ7-60-2-US | Inverters | 240 |  | 12 |  |  | 0.99 |  | Other | UNDER EACH PANEL
NJSTRE1545786518 |  | Transition Incentive Program | BORDENTOWN | 8505 | 13 | 3.84 | Residential | No | Behind the Meter | Net-metered residential rooftop and canopy |  | None | Orbit Energy & Power, LLC | PSE&G | Accepted | 2020-10-23 | 2020-10-27 | 2021-10-30 | HANWHA | Q PEAK CELLS 320W | Solar Panels |  | 0.32 | 6 | 329 | 30 |  | Fixed | Roof
NJSTRE1545786518 |  | Transition Incentive Program | BORDENTOWN | 8505 | 13 | 3.84 | Residential | No | Behind the Meter | Net-metered residential rooftop and canopy |  | None | Orbit Energy & Power, LLC | PSE&G | Accepted | 2020-10-23 | 2020-10-27 | 2021-10-30 | HANWHA | Q PEAK CELLS 320W | Solar Panels |  | 0.32 | 6 | 149 | 30 |  | Fixed | Roof
NJSTRE1545786519 |  | Transition Incentive Program | Demarest | 7627 | 7 | 23.8 | Residential | No | Behind the Meter | Net-metered residential rooftop and canopy |  | None | Tesla Energy Operations Inc | Orange Rockland Electric | Accepted | 2020-10-23 | 2020-10-27 | 2021-10-30 | SolarEdge Technologies Ltd. | SE10000H-US [240V] | Inverters | 10000 |  | 2 |  |  | 0.99 |  | Indoor | Indoor
NJSTRE1545786519 |  | Transition Incentive Program | Demarest | 7627 | 7 | 23.8 | Residential | No | Behind the Meter | Net-metered residential rooftop and canopy |  | None | Tesla Energy Operations Inc | Orange Rockland Electric | Accepted | 2020-10-23 | 2020-10-27 | 2021-10-30 | Hanwha Q Cells | Q.Peak DUO BLK-G6+ 340 | Solar Panels |  | 0.34 | 15 | 217 | 23 |  | Fixed | Roof
NJSTRE1545786519 |  | Transition Incentive Program | Demarest | 7627 | 7 | 23.8 | Residential | No | Behind the Meter | Net-metered residential rooftop and canopy |  | None | Tesla Energy Operations Inc | Orange Rockland Electric | Accepted | 2020-10-23 | 2020-10-27 | 2021-10-30 | Hanwha Q Cells | Q.Peak DUO BLK-G6+ 340 | Solar Panels |  | 0.34 | 12 | 127 | 25 |  | Fixed | Roof
NJSTRE1545786519 |  | Transition Incentive Program | Demarest | 7627 | 7 | 23.8 | Residential | No | Behind the Meter | Net-metered residential rooftop and canopy |  | None | Tesla Energy Operations Inc | Orange Rockland Electric | Accepted | 2020-10-23 | 2020-10-27 | 2021-10-30 | Hanwha Q Cells | Q.Peak DUO BLK-G6+ 340 | Solar Panels |  | 0.34 | 21 | 307 | 23 |  | Fixed | Roof
NJSTRE1545786519 |  | Transition Incentive Program | Demarest | 7627 | 7 | 23.8 | Residential | No | Behind the Meter | Net-metered residential rooftop and canopy |  | None | Tesla Energy Operations Inc | Orange Rockland Electric | Accepted | 2020-10-23 | 2020-10-27 | 2021-10-30 | Hanwha Q Cells | Q.Peak DUO BLK-G6+ 340 | Solar Panels |  | 0.34 | 22 | 127 | 23 |  | Fixed | Roof
NJSTRE1545786521 |  | Transition Incentive Program | Princeton TWP | 8540 | 12 | 17.66 | Residential | Yes | Behind the Meter | Net-metered residential rooftop and canopy |  | None | Tesla Energy Operations Inc. | PSE&G | Accepted | 2020-10-23 | 2020-10-27 | 2021-10-30 | Delta Electronics | M8-TL-US [240V] | Inverters | 7680 |  | 1 |  |  | 0.975 |  | Indoor | Inside
NJSTRE1545786521 |  | Transition Incentive Program | Princeton TWP | 8540 | 12 | 17.66 | Residential | Yes | Behind the Meter | Net-metered residential rooftop and canopy |  | None | Tesla Energy Operations Inc. | PSE&G | Accepted | 2020-10-23 | 2020-10-27 | 2021-10-30 | Delta Electronics | M4-TL-US [240V] | Inverters | 3840 |  | 2 |  |  | 0.975 |  | Indoor | Inside
NJSTRE1545786521 |  | Transition Incentive Program | Princeton TWP | 8540 | 12 | 17.66 | Residential | Yes | Behind the Meter | Net-metered residential rooftop and canopy |  | None | Tesla Energy Operations Inc. | PSE&G | Accepted | 2020-10-23 | 2020-10-27 | 2021-10-30 | Tesla | SR60T1 | Solar Panels |  | 0.05847 | 99 | 320 | 43 |  | Fixed | Roof
NJSTRE1545786521 |  | Transition Incentive Program | Princeton TWP | 8540 | 12 | 17.66 | Residential | Yes | Behind the Meter | Net-metered residential rooftop and canopy |  | None | Tesla Energy Operations Inc. | PSE&G | Accepted | 2020-10-23 | 2020-10-27 | 2021-10-30 | Tesla | SR60T1 | Solar Panels |  | 0.05847 | 21 | 230 | 34 |  | Fixed | Roof
NJSTRE1545786521 |  | Transition Incentive Program | Princeton TWP | 8540 | 12 | 17.66 | Residential | Yes | Behind the Meter | Net-metered residential rooftop and canopy |  | None | Tesla Energy Operations Inc. | PSE&G | Accepted | 2020-10-23 | 2020-10-27 | 2021-10-30 | Tesla | SR60T1 | Solar Panels |  | 0.05847 | 37 | 230 | 34 |  | Fixed | Roof
NJSTRE1545786521 |  | Transition Incentive Program | Princeton TWP | 8540 | 12 | 17.66 | Residential | Yes | Behind the Meter | Net-metered residential rooftop and canopy |  | None | Tesla Energy Operations Inc. | PSE&G | Accepted | 2020-10-23 | 2020-10-27 | 2021-10-30 | Tesla | SR60T1 | Solar Panels |  | 0.05847 | 44 | 50 | 30 |  | Fixed | Roof
NJSTRE1545786521 |  | Transition Incentive Program | Princeton TWP | 8540 | 12 | 17.66 | Residential | Yes | Behind the Meter | Net-metered residential rooftop and canopy |  | None | Tesla Energy Operations Inc. | PSE&G | Accepted | 2020-10-23 | 2020-10-27 | 2021-10-30 | Tesla | SR60T1 | Solar Panels |  | 0.05847 | 16 | 320 | 37 |  | Fixed | Roof
NJSTRE1545786521 |  | Transition Incentive Program | Princeton TWP | 8540 | 12 | 17.66 | Residential | Yes | Behind the Meter | Net-metered residential rooftop and canopy |  | None | Tesla Energy Operations Inc. | PSE&G | Accepted | 2020-10-23 | 2020-10-27 | 2021-10-30 | Tesla | SR60T1 | Solar Panels |  | 0.05847 | 66 | 140 | 45 |  | Fixed | Roof
NJSTRE1545786521 |  | Transition Incentive Program | Princeton TWP | 8540 | 12 | 17.66 | Residential | Yes | Behind the Meter | Net-metered residential rooftop and canopy |  | None | Tesla Energy Operations Inc. | PSE&G | Accepted | 2020-10-23 | 2020-10-27 | 2021-10-30 | Tesla | SR60T1 | Solar Panels |  | 0.05847 | 19 | 140 | 42 |  | Fixed | Roof
NJSTRE1545786533 |  | Transition Incentive Program | mommouth Junction | 8852 | 11 | 8 | Residential | No | Behind the Meter | Net-metered residential rooftop and canopy |  | None | FAL SOLAR SYSTEMS INC | PSE&G | Accepted | 2020-10-23 | 2020-10-27 | 2021-10-30 | Enphase Energy | IQ7Plus-72-2-US | Inverters | 290 |  | 20 |  |  | 0.97 |  | Outside | Attached with each panel on roof
NJSTRE1545786533 |  | Transition Incentive Program | mommouth Junction | 8852 | 11 | 8 | Residential | No | Behind the Meter | Net-metered residential rooftop and canopy |  | None | FAL SOLAR SYSTEMS INC | PSE&G | Accepted | 2020-10-23 | 2020-10-27 | 2021-10-30 | Axitec | AC-400MH/144S | Solar Panels |  | 0.4 | 20 | 330 | 26 |  | Fixed | Roof
NJSTRE1545786534 |  | Transition Incentive Program | Edison | 8837 | 11 | 8.83 | Residential | No | Behind the Meter | Net-metered residential rooftop and canopy |  | None | Seabright Solar | PSE&G | Accepted | 2020-10-23 | 2020-10-27 | 2021-10-30 | Sunpowe | PVS 6 | Meters |  |  | 1 |  |  |  | Yes | Outdoor
NJSTRE1545786534 |  | Transition Incentive Program | Edison | 8837 | 11 | 8.83 | Residential | No | Behind the Meter | Net-metered residential rooftop and canopy |  | None | Seabright Solar | PSE&G | Accepted | 2020-10-23 | 2020-10-27 | 2021-10-30 | Enphase | IQ7XS-96-ACM-US | Inverters | 0.315 |  | 27 |  |  | 0.99 |  | Outside | Roof
NJSTRE1545786534 |  | Transition Incentive Program | Edison | 8837 | 11 | 8.83 | Residential | No | Behind the Meter | Net-metered residential rooftop and canopy |  | None | Seabright Solar | PSE&G | Accepted | 2020-10-23 | 2020-10-27 | 2021-10-30 | Sunpower | SPR-E20-327 | Solar Panels |  | 0.327 | 27 | 148 | 11 |  | Fixed | Roof
NJSTRE1545786545 |  | Transition Incentive Program | Middletown | 7748 | 17 | 4.08 | Residential | Yes | Behind the Meter | Net-metered residential rooftop and canopy |  | None | Trinity Solar | JCP&L | Accepted | 2020-10-23 | 2020-10-27 | 2021-10-30 | SOLAR EDGE | SE3800H-US | Inverters | 3800 |  | 1 |  |  | 0.97 |  | Outdoor | SIDE OF HOME
NJSTRE1545786545 |  | Transition Incentive Program | Middletown | 7748 | 17 | 4.08 | Residential | Yes | Behind the Meter | Net-metered residential rooftop and canopy |  | None | Trinity Solar | JCP&L | Accepted | 2020-10-23 | 2020-10-27 | 2021-10-30 | HANWHA 340 (Q.PEAK DUO BLK-G6 340) | HANWHA 340 (Q.PEAK DUO BLK-G6 340) | Solar Panels |  | 0.34 | 2 | 212 | 24 |  | Fixed | Roof
NJSTRE1545786545 |  | Transition Incentive Program | Middletown | 7748 | 17 | 4.08 | Residential | Yes | Behind the Meter | Net-metered residential rooftop and canopy |  | None | Trinity Solar | JCP&L | Accepted | 2020-10-23 | 2020-10-27 | 2021-10-30 | HANWHA 340 (Q.PEAK DUO BLK-G6 340) | HANWHA 340 (Q.PEAK DUO BLK-G6 340) | Solar Panels |  | 0.34 | 8 | 212 | 20 |  | Fixed | Roof
NJSTRE1545786545 |  | Transition Incentive Program | Middletown | 7748 | 17 | 4.08 | Residential | Yes | Behind the Meter | Net-metered residential rooftop and canopy |  | None | Trinity Solar | JCP&L | Accepted | 2020-10-23 | 2020-10-27 | 2021-10-30 | HANWHA 340 (Q.PEAK DUO BLK-G6 340) | HANWHA 340 (Q.PEAK DUO BLK-G6 340) | Solar Panels |  | 0.34 | 2 | 212 | 20 |  | Fixed | Roof
NJSTRE1545786548 |  | Transition Incentive Program | Mount Ephraim | 8059 | 14 | 9.57 | Residential | No | Behind the Meter | Net-metered residential rooftop and canopy |  | None | Freedom Forever New Jersey LLC | PSE&G | Accepted | 2020-10-23 | 2020-10-27 | 2021-10-30 | Solar Edge | SE7600H-US [SI1] | Inverters | 7600 |  | 1 |  |  | 0.99 |  | Outdoor | N/A
NJSTRE1545786548 |  | Transition Incentive Program | Mount Ephraim | 8059 | 14 | 9.57 | Residential | No | Behind the Meter | Net-metered residential rooftop and canopy |  | None | Freedom Forever New Jersey LLC | PSE&G | Accepted | 2020-10-23 | 2020-10-27 | 2021-10-30 | Hanwha Solar | Q.PLUS BFR-G4.1- 290 | Solar Panels |  | 0.29 | 10 | 2 | 18 |  | Fixed | Roof | N/A
NJSTRE1545786548 |  | Transition Incentive Program | Mount Ephraim | 8059 | 14 | 9.57 | Residential | No | Behind the Meter | Net-metered residential rooftop and canopy |  | None | Freedom Forever New Jersey LLC | PSE&G | Accepted | 2020-10-23 | 2020-10-27 | 2021-10-30 | Hanwha Solar | Q.PLUS BFR-G4.1- 290 | Solar Panels |  | 0.29 | 23 | 1 | 18 |  | Fixed | Roof | N/A
NJSTRE1545786549 |  | Transition Incentive Program | Egg Harbor City | 8215 | 19 | 9.75 | Residential | Yes | Behind the Meter | Net-metered residential rooftop and canopy |  | None | Allseason Solar | AC Electric | Accepted | 2020-10-23 | 2020-10-27 | 2021-10-30 | Enphase | IQ7 | Inverters | 240 |  | 30 |  |  | 0.97 |  | Outdoor | under module
NJSTRE1545786549 |  | Transition Incentive Program | Egg Harbor City | 8215 | 19 | 9.75 | Residential | Yes | Behind the Meter | Net-metered residential rooftop and canopy |  | None | Allseason Solar | AC Electric | Accepted | 2020-10-23 | 2020-10-27 | 2021-10-30 | Trina | TSMDD06M.05II | Solar Panels |  | 0.325 | 11 | 134 | 22 |  | Fixed | Roof
NJSTRE1545786549 |  | Transition Incentive Program | Egg Harbor City | 8215 | 19 | 9.75 | Residential | Yes | Behind the Meter | Net-metered residential rooftop and canopy |  | None | Allseason Solar | AC Electric | Accepted | 2020-10-23 | 2020-10-27 | 2021-10-30 | Trina | TSMDD06M.05II | Solar Panels |  | 0.325 | 2 | 134 | 32 |  | Fixed | Roof
NJSTRE1545786549 |  | Transition Incentive Program | Egg Harbor City | 8215 | 19 | 9.75 | Residential | Yes | Behind the Meter | Net-metered residential rooftop and canopy |  | None | Allseason Solar | AC Electric | Accepted | 2020-10-23 | 2020-10-27 | 2021-10-30 | Trina | TSMDD06M.05II | Solar Panels |  | 0.325 | 10 | 224 | 22 |  | Fixed | Roof
NJSTRE1545786549 |  | Transition Incentive Program | Egg Harbor City | 8215 | 19 | 9.75 | Residential | Yes | Behind the Meter | Net-metered residential rooftop and canopy |  | None | Allseason Solar | AC Electric | Accepted | 2020-10-23 | 2020-10-27 | 2021-10-30 | Trina | TSMDD06M.05II | Solar Panels |  | 0.325 | 7 | 314 | 22 |  | Fixed | Roof
NJSTRE1545786559 |  | Transition Incentive Program | New Milford | 7646 | 7 | 5.95 | Residential | Yes | Behind the Meter | Net-metered residential rooftop and canopy |  | None | Pro Custom Solar dba Momentum Solar | PSE&G | Accepted | 2020-10-23 | 2020-10-27 | 2021-10-30 | Enphase | IQ7Plus-72-2-US | Inverters | 290 |  | 17 |  |  | 0.97 |  | Outdoor | Roof
NJSTRE1545786559 |  | Transition Incentive Program | New Milford | 7646 | 7 | 5.95 | Residential | Yes | Behind the Meter | Net-metered residential rooftop and canopy |  | None | Pro Custom Solar dba Momentum Solar | PSE&G | Accepted | 2020-10-23 | 2020-10-27 | 2021-10-30 | LG ELECTRONICS | LG 350N1C-V5 | Solar Panels |  | 0.35 | 17 | 106 | 5 |  | Fixed | Roof
NJSTRE1545786568 |  | Transition Incentive Program | Trenton | 8610 | 12 | 2.35 | Residential | No | Behind the Meter | Net-metered residential rooftop and canopy |  | None | Vision Solar LLC | PSE&G | Accepted | 2020-10-23 | 2020-10-27 | 2021-10-30 | ENPHASE | IQ7-60-2-US | Inverters | 0.24 |  | 7 |  |  | 0.96 |  | Other | BEHIND EACH PANEL
NJSTRE1545786568 |  | Transition Incentive Program | Trenton | 8610 | 12 | 2.35 | Residential | No | Behind the Meter | Net-metered residential rooftop and canopy |  | None | Vision Solar LLC | PSE&G | Accepted | 2020-10-23 | 2020-10-27 | 2021-10-30 | HANWHA Q-CELLS | Q.PEAK DUO-G6+ 335 | Solar Panels |  | 0.335 | 5 | 28 | 33 |  | Fixed | Roof
NJSTRE1545786568 |  | Transition Incentive Program | Trenton | 8610 | 12 | 2.35 | Residential | No | Behind the Meter | Net-metered residential rooftop and canopy |  | None | Vision Solar LLC | PSE&G | Accepted | 2020-10-23 | 2020-10-27 | 2021-10-30 | HANWHA Q-CELLS | Q.PEAK DUO-G6+ 335 | Solar Panels |  | 0.335 | 2 | 28 | 5 |  | Fixed | Roof
NJSTRE1545786591 |  | Transition Incentive Program | Somerset | 8873 | 5 | 9.45 | Residential | Yes | Behind the Meter | Net-metered residential rooftop and canopy |  | None | Pro Custom Solar dba Momentum Solar | PSE&G | Accepted | 2020-10-23 | 2020-10-27 | 2021-10-30 | Enphase | IQ7Plus-72-2-US | Inverters | 290 |  | 27 |  |  | 0.97 |  | Outdoor | Roof
NJSTRE1545786591 |  | Transition Incentive Program | Somerset | 8873 | 5 | 9.45 | Residential | Yes | Behind the Meter | Net-metered residential rooftop and canopy |  | None | Pro Custom Solar dba Momentum Solar | PSE&G | Accepted | 2020-10-23 | 2020-10-27 | 2021-10-30 | LG ELECTRONICS | LG 350N1C-V5 | Solar Panels |  | 0.35 | 27 | 29 | 26 |  | Fixed | Roof
NJSTRE1545786602 |  | Transition Incentive Program | Paterson | 7513 | 6 | 5.85 | Residential | Yes | Behind the Meter | Net-metered residential rooftop and canopy |  | None | Vivint Solar Developer, LLC | PSE&G | Accepted | 2020-10-23 | 2020-10-27 | 2021-10-30 | SOLAREDGE | SE7600H-US | Inverters | 7600 |  | 1 |  |  | 0.992 |  | Outdoor | Near the Utility Meter
NJSTRE1545786602 |  | Transition Incentive Program | Paterson | 7513 | 6 | 5.85 | Residential | Yes | Behind the Meter | Net-metered residential rooftop and canopy |  | None | Vivint Solar Developer, LLC | PSE&G | Accepted | 2020-10-23 | 2020-10-27 | 2021-10-30 | JINKO SOLAR | JKM325M-60HBL | Solar Panels |  | 0.325 | 9 | 279 | 9 |  | Fixed | Roof
NJSTRE1545786602 |  | Transition Incentive Program | Paterson | 7513 | 6 | 5.85 | Residential | Yes | Behind the Meter | Net-metered residential rooftop and canopy |  | None | Vivint Solar Developer, LLC | PSE&G | Accepted | 2020-10-23 | 2020-10-27 | 2021-10-30 | JINKO SOLAR | JKM325M-60HBL | Solar Panels |  | 0.325 | 9 | 99 | 9 |  | Fixed | Roof
NJSTRE1545786628 |  | Transition Incentive Program | Wenonah | 8090 | 15 | 8.96 | Residential | Yes | Behind the Meter | Net-metered residential rooftop and canopy |  | None | Vivint Solar Developer, LLC | AC Electric | Accepted | 2020-10-23 | 2020-10-27 | 2021-10-30 | Solar Edge | SE7600H-USS | Inverters | 7600 |  | 1 |  |  | 0.992 |  | Outdoor | Near the Utility Meter
NJSTRE1545786628 |  | Transition Incentive Program | Wenonah | 8090 | 15 | 8.96 | Residential | Yes | Behind the Meter | Net-metered residential rooftop and canopy |  | None | Vivint Solar Developer, LLC | AC Electric | Accepted | 2020-10-23 | 2020-10-27 | 2021-10-30 | JINKO SOLAR | JKM320M-60HBL | Solar Panels |  | 0.32 | 10 | 107 | 25 |  | Fixed | Roof
NJSTRE1545786628 |  | Transition Incentive Program | Wenonah | 8090 | 15 | 8.96 | Residential | Yes | Behind the Meter | Net-metered residential rooftop and canopy |  | None | Vivint Solar Developer, LLC | AC Electric | Accepted | 2020-10-23 | 2020-10-27 | 2021-10-30 | JINKO SOLAR | JKM320M-60HBL | Solar Panels |  | 0.32 | 18 | 197 | 27 |  | Fixed | Roof
NJSTRE1545786635 |  | Transition Incentive Program | Belvidere | 7823 | 2 | 16.8 | Residential | Yes | Behind the Meter | Net-metered residential ground mount |  | None | Pro Custom Solar dba Momentum Solar | JCP&L | Accepted | 2020-10-23 | 2020-10-27 | 2021-10-30 | Enphase | IQ7Plus-72-2-US | Inverters | 290 |  | 48 |  |  | 0.97 |  | Outdoor | Roof
NJSTRE1545786635 |  | Transition Incentive Program | Belvidere | 7823 | 2 | 16.8 | Residential | Yes | Behind the Meter | Net-metered residential ground mount |  | None | Pro Custom Solar dba Momentum Solar | JCP&L | Accepted | 2020-10-23 | 2020-10-27 | 2021-10-30 | LG ELECTRONICS | LG 350N1C-V5 | Solar Panels |  | 0.35 | 48 | 180 | 20 |  | Fixed | Ground
NJSTRE1545786642 |  | Transition Incentive Program | Cherry Hill Twp | 8003 | 14 | 13.64 | Residential | Yes | Behind the Meter | Net-metered residential rooftop and canopy |  | None | Bright Planet Solar | PSE&G | Accepted | 2020-10-23 | 2020-10-27 | 2021-10-30 | SOLAR REDGE | SE11400H-USRGM | Inverters | 11400 |  | 1 |  |  | 0.98 |  | Outdoor | OUTSIDE
NJSTRE1545786642 |  | Transition Incentive Program | Cherry Hill Twp | 8003 | 14 | 13.64 | Residential | Yes | Behind the Meter | Net-metered residential rooftop and canopy |  | None | Bright Planet Solar | PSE&G | Accepted | 2020-10-23 | 2020-10-27 | 2021-10-30 | HANWHA Q-CELLS | Q.PEAK DUO BLK-G5 310W | Solar Panels |  | 0.31 | 16 | 290 | 22 |  | Fixed | Roof
NJSTRE1545786642 |  | Transition Incentive Program | Cherry Hill Twp | 8003 | 14 | 13.64 | Residential | Yes | Behind the Meter | Net-metered residential rooftop and canopy |  | None | Bright Planet Solar | PSE&G | Accepted | 2020-10-23 | 2020-10-27 | 2021-10-30 | HANWHA Q-CELLS | Q.PEAK DUO BLK-G5 310W | Solar Panels |  | 0.31 | 22 | 110 | 22 |  | Fixed | Roof
NJSTRE1545786642 |  | Transition Incentive Program | Cherry Hill Twp | 8003 | 14 | 13.64 | Residential | Yes | Behind the Meter | Net-metered residential rooftop and canopy |  | None | Bright Planet Solar | PSE&G | Accepted | 2020-10-23 | 2020-10-27 | 2021-10-30 | HANWHA Q-CELLS | Q.PEAK DUO BLK-G5 310W | Solar Panels |  | 0.31 | 3 | 290 | 22 |  | Fixed | Roof
NJSTRE1545786642 |  | Transition Incentive Program | Cherry Hill Twp | 8003 | 14 | 13.64 | Residential | Yes | Behind the Meter | Net-metered residential rooftop and canopy |  | None | Bright Planet Solar | PSE&G | Accepted | 2020-10-23 | 2020-10-27 | 2021-10-30 | HANWHA Q-CELLS | Q.PEAK DUO BLK-G5 310W | Solar Panels |  | 0.31 | 3 | 110 | 22 |  | Fixed | Roof
NJSTRE1545786655 |  | Transition Incentive Program | Rochelle Park | 7662 | 7 | 7.48 | Residential | No | Behind the Meter | Net-metered residential rooftop and canopy |  | None | Tesla Energy Operations, Inc. | PSE&G | Accepted | 2020-10-23 | 2020-10-27 | 2021-10-30 | SolarEdge Technologies Ltd. | SE7600H-US [240V] | Inverters | 7600 |  | 1 |  |  | 0.99 |  | Outdoor | Outside
NJSTRE1545786655 |  | Transition Incentive Program | Rochelle Park | 7662 | 7 | 7.48 | Residential | No | Behind the Meter | Net-metered residential rooftop and canopy |  | None | Tesla Energy Operations, Inc. | PSE&G | Accepted | 2020-10-23 | 2020-10-27 | 2021-10-30 | Hanwha Q-CELLS | Q.Peak DUO BLK-G6+ 340 | Solar Panels |  | 0.34 | 22 | 210 | 23 |  | Fixed | Roof
NJSTRE1545786660 |  | Transition Incentive Program | South Brunswick Township | 8824 | 11 | 7 | Residential | Yes | Behind the Meter | Net-metered residential rooftop and canopy |  | None | Pro Custom Solar dba Momentum Solar | PSE&G | Accepted | 2020-10-23 | 2020-10-27 | 2021-10-30 | Enphase | IQ7Plus-72-2-US | Inverters | 290 |  | 20 |  |  | 0.97 |  | Outdoor | Roof
NJSTRE1545786660 |  | Transition Incentive Program | South Brunswick Township | 8824 | 11 | 7 | Residential | Yes | Behind the Meter | Net-metered residential rooftop and canopy |  | None | Pro Custom Solar dba Momentum Solar | PSE&G | Accepted | 2020-10-23 | 2020-10-27 | 2021-10-30 | LG ELECTRONICS | LG 350N1C-V5 | Solar Panels |  | 0.35 | 20 | 189 | 21 |  | Fixed | Roof
NJSTRE1545786663 |  | Transition Incentive Program | CLIFFSIDE PARK | 7010 | 7 | 7.36 | Residential | No | Behind the Meter | Net-metered residential rooftop and canopy |  | None | Vivint Solar Developer, LLC | PSE&G | Accepted | 2020-10-23 | 2020-10-27 | 2021-10-30 | Solar Edge | SE7600H-US | Inverters | 7600 |  | 1 |  |  | 0.992 |  | Outdoor | Near the Utility Meter
NJSTRE1545786663 |  | Transition Incentive Program | CLIFFSIDE PARK | 7010 | 7 | 7.36 | Residential | No | Behind the Meter | Net-metered residential rooftop and canopy |  | None | Vivint Solar Developer, LLC | PSE&G | Accepted | 2020-10-23 | 2020-10-27 | 2021-10-30 | JINKO SOLAR | JKM320M-60HBL | Solar Panels |  | 0.32 | 4 | 197 | 18 |  | Fixed | Roof
NJSTRE1545786663 |  | Transition Incentive Program | CLIFFSIDE PARK | 7010 | 7 | 7.36 | Residential | No | Behind the Meter | Net-metered residential rooftop and canopy |  | None | Vivint Solar Developer, LLC | PSE&G | Accepted | 2020-10-23 | 2020-10-27 | 2021-10-30 | JINKO SOLAR | JKM320M-60HBL | Solar Panels |  | 0.32 | 19 | 287 | 18 |  | Fixed | Roof
NJSTRE1545786672 |  | Transition Incentive Program | NORTH BRUNSWICK | 8902 | 11 | 5.44 | Residential | Yes | Behind the Meter | Net-metered residential rooftop and canopy |  | None | Vivint Solar Developer, LLC | PSE&G | Accepted | 2020-10-23 | 2020-10-27 | 2021-10-30 | SolarEdge | SE3800H-US | Inverters | 3800 |  | 1 |  |  | 0.992 |  | Outdoor | Near the Utility Meter
NJSTRE1545786672 |  | Transition Incentive Program | NORTH BRUNSWICK | 8902 | 11 | 5.44 | Residential | Yes | Behind the Meter | Net-metered residential rooftop and canopy |  | None | Vivint Solar Developer, LLC | PSE&G | Accepted | 2020-10-23 | 2020-10-27 | 2021-10-30 | Jinko Solar | JKM320M-60HBL | Solar Panels |  | 0.32 | 6 | 51 | 18 |  | Fixed | Roof
NJSTRE1545786672 |  | Transition Incentive Program | NORTH BRUNSWICK | 8902 | 11 | 5.44 | Residential | Yes | Behind the Meter | Net-metered residential rooftop and canopy |  | None | Vivint Solar Developer, LLC | PSE&G | Accepted | 2020-10-23 | 2020-10-27 | 2021-10-30 | Jinko Solar | JKM320M-60HBL | Solar Panels |  | 0.32 | 11 | 231 | 18 |  | Fixed | Roof
NJSTRE1545786678 |  | Transition Incentive Program | Deptford | 8096 | 15 | 12.92 | Residential | No | Behind the Meter | Net-metered residential rooftop and canopy |  | None | All Season Solar | PSE&G | Accepted | 2020-10-30 | 2020-10-30 | 2021-10-30 | Enphase | IQ7 | Inverters | 240 |  | 41 |  |  | 0.97 |  | Outdoor | under module
NJSTRE1545786678 |  | Transition Incentive Program | Deptford | 8096 | 15 | 12.92 | Residential | No | Behind the Meter | Net-metered residential rooftop and canopy |  | None | All Season Solar | PSE&G | Accepted | 2020-10-30 | 2020-10-30 | 2021-10-30 | Certainted | CT315HC11-04 | Solar Panels |  | 0.315 | 41 | 248 | 29 |  | Fixed | Roof
NJSTRE1545786682 |  | Transition Incentive Program | Egg Harbor City | 8215 | 19 | 9.52 | Residential | No | Behind the Meter | Net-metered residential rooftop and canopy |  | None | Castle Energy, LLC | AC Electric | Accepted | 2020-10-23 | 2020-10-30 | 2021-10-30 | Enphase Energy | IQ7-60-2-US | Inverters | 240 |  | 28 |  |  | 0.967 |  | Outdoor | on the rooftop under each solar panel
NJSTRE1545786682 |  | Transition Incentive Program | Egg Harbor City | 8215 | 19 | 9.52 | Residential | No | Behind the Meter | Net-metered residential rooftop and canopy |  | None | Castle Energy, LLC | AC Electric | Accepted | 2020-10-23 | 2020-10-30 | 2021-10-30 | Hanwha Q-Cells | Q.Peak DUO BLK-G6 340 | Solar Panels |  | 0.34 | 6 | 42 | 20 |  | Fixed | Roof
NJSTRE1545786682 |  | Transition Incentive Program | Egg Harbor City | 8215 | 19 | 9.52 | Residential | No | Behind the Meter | Net-metered residential rooftop and canopy |  | None | Castle Energy, LLC | AC Electric | Accepted | 2020-10-23 | 2020-10-30 | 2021-10-30 | Hanwha Q-Cells | Q.Peak DUO BLK-G6 340 | Solar Panels |  | 0.34 | 6 | 222 | 20 |  | Fixed | Roof
NJSTRE1545786682 |  | Transition Incentive Program | Egg Harbor City | 8215 | 19 | 9.52 | Residential | No | Behind the Meter | Net-metered residential rooftop and canopy |  | None | Castle Energy, LLC | AC Electric | Accepted | 2020-10-23 | 2020-10-30 | 2021-10-30 | Hanwha Q-Cells | Q.Peak DUO BLK-G6 340 | Solar Panels |  | 0.34 | 16 | 222 | 40 |  | Fixed | Roof
NJSTRE1545786693 |  | Transition Incentive Program | Southampton | 8088 | 13 | 6.3 | Residential | Yes | Behind the Meter | Net-metered residential rooftop and canopy |  | None | Pro Custom Solar dba Momentum Solar | PSE&G | Accepted | 2020-10-23 | 2020-10-27 | 2021-10-30 | Enphase | IQ7Plus-72-2-US | Inverters | 290 |  | 18 |  |  | 0.97 |  | Outdoor | Roof
NJSTRE1545786693 |  | Transition Incentive Program | Southampton | 8088 | 13 | 6.3 | Residential | Yes | Behind the Meter | Net-metered residential rooftop and canopy |  | None | Pro Custom Solar dba Momentum Solar | PSE&G | Accepted | 2020-10-23 | 2020-10-27 | 2021-10-30 | LG ELECTRONICS | LG 350N1C-V5 | Solar Panels |  | 0.35 | 18 | 111 | 18 |  | Fixed | Roof
NJSTRE1545786771 |  | Transition Incentive Program | Jackson | 8527 | 18 | 16.32 | Residential | No | Behind the Meter | Net-metered residential rooftop and canopy |  | None | Tesla Energy Operations Inc. | JCP&L | Accepted | 2020-10-23 | 2020-10-27 | 2021-10-30 | SolarEdge Technologies | SE7600H-US [240V] | Inverters | 7600 |  | 2 |  |  | 0.99 |  | Indoor | Inside
NJSTRE1545786771 |  | Transition Incentive Program | Jackson | 8527 | 18 | 16.32 | Residential | No | Behind the Meter | Net-metered residential rooftop and canopy |  | None | Tesla Energy Operations Inc. | JCP&L | Accepted | 2020-10-23 | 2020-10-27 | 2021-10-30 | Hanwha Q-CELLS | Q.Peak DUO BLK-G6+ 340 | Solar Panels |  | 0.34 | 36 | 316 | 10 |  | Fixed | Roof
NJSTRE1545786771 |  | Transition Incentive Program | Jackson | 8527 | 18 | 16.32 | Residential | No | Behind the Meter | Net-metered residential rooftop and canopy |  | None | Tesla Energy Operations Inc. | JCP&L | Accepted | 2020-10-23 | 2020-10-27 | 2021-10-30 | Hanwha Q-CELLS | Q.Peak DUO BLK-G6+ 340 | Solar Panels |  | 0.34 | 12 | 136 | 10 |  | Fixed | Roof
NJSTRE1545787706 |  | Transition Incentive Program | BELLEVILLE | 7109 | 9 | 3.2 | Residential | Yes | Behind the Meter | Net-metered residential rooftop and canopy |  | None | Vivint Solar Developer, LLC | PSE&G | Accepted | 2020-10-26 | 2020-10-27 | 2021-10-30 | SolarEdge | SE3800H-US | Inverters | 3800 |  | 1 |  |  | 0.992 |  | Outdoor | Near the Utility Meter
NJSTRE1545787706 |  | Transition Incentive Program | BELLEVILLE | 7109 | 9 | 3.2 | Residential | Yes | Behind the Meter | Net-metered residential rooftop and canopy |  | None | Vivint Solar Developer, LLC | PSE&G | Accepted | 2020-10-26 | 2020-10-27 | 2021-10-30 | Jinko Solar | JKM320M-60HBL | Solar Panels |  | 0.32 | 10 | 198 | 37 |  | Fixed | Roof
NJSTRE1545787832 |  | Transition Incentive Program | SHORT HILLS | 7078 | 9 | 6.3 | Residential | Yes | Behind the Meter | Net-metered residential rooftop and canopy |  | None | Pro Custom Solar dba Momentum Solar | JCP&L | Accepted | 2020-10-23 | 2020-10-27 | 2021-10-30 | Enphase | IQ7Plus-72-2-US | Inverters | 290 |  | 18 |  |  | 0.97 |  | Outdoor | Roof
NJSTRE1545787832 |  | Transition Incentive Program | SHORT HILLS | 7078 | 9 | 6.3 | Residential | Yes | Behind the Meter | Net-metered residential rooftop and canopy |  | None | Pro Custom Solar dba Momentum Solar | JCP&L | Accepted | 2020-10-23 | 2020-10-27 | 2021-10-30 | LG ELECTRONICS | LG 350N1C-V5 | Solar Panels |  | 0.35 | 15 | 222 | 31 |  | Fixed | Roof
NJSTRE1545787832 |  | Transition Incentive Program | SHORT HILLS | 7078 | 9 | 6.3 | Residential | Yes | Behind the Meter | Net-metered residential rooftop and canopy |  | None | Pro Custom Solar dba Momentum Solar | JCP&L | Accepted | 2020-10-23 | 2020-10-27 | 2021-10-30 | LG ELECTRONICS | LG 350N1C-V5 | Solar Panels |  | 0.35 | 3 | 132 | 33 |  | Fixed | Roof
NJSTRE1545788745 |  | Transition Incentive Program | Mullica Hill | 8062 | 15 | 13.86 | Residential | No | Behind the Meter | Net-metered residential rooftop and canopy |  | None | Advanced Renewable Solutions | AC Electric | Accepted | 2020-10-23 | 2020-10-27 | 2021-10-30 | ENPHASE | IQ7-60-2-US | Inverters | 10560 |  | 44 |  |  | 0.976 |  | Outdoor | Micro-inverters are mounted to underside of every solar
NJSTRE1545788745 |  | Transition Incentive Program | Mullica Hill | 8062 | 15 | 13.86 | Residential | No | Behind the Meter | Net-metered residential rooftop and canopy |  | None | Advanced Renewable Solutions | AC Electric | Accepted | 2020-10-23 | 2020-10-27 | 2021-10-30 | CertainTeed | CT315M11-02 | Solar Panels |  | 0.315 | 7 | 191 | 20 |  | Fixed | Roof
NJSTRE1545788745 |  | Transition Incentive Program | Mullica Hill | 8062 | 15 | 13.86 | Residential | No | Behind the Meter | Net-metered residential rooftop and canopy |  | None | Advanced Renewable Solutions | AC Electric | Accepted | 2020-10-23 | 2020-10-27 | 2021-10-30 | CertainTeed | CT315M11-02 | Solar Panels |  | 0.315 | 7 | 101 | 35 |  | Fixed | Roof
NJSTRE1545788745 |  | Transition Incentive Program | Mullica Hill | 8062 | 15 | 13.86 | Residential | No | Behind the Meter | Net-metered residential rooftop and canopy |  | None | Advanced Renewable Solutions | AC Electric | Accepted | 2020-10-23 | 2020-10-27 | 2021-10-30 | CertainTeed | CT315M11-02 | Solar Panels |  | 0.315 | 3 | 101 | 20 |  | Fixed | Roof
NJSTRE1545788745 |  | Transition Incentive Program | Mullica Hill | 8062 | 15 | 13.86 | Residential | No | Behind the Meter | Net-metered residential rooftop and canopy |  | None | Advanced Renewable Solutions | AC Electric | Accepted | 2020-10-23 | 2020-10-27 | 2021-10-30 | CertainTeed | CT315M11-02 | Solar Panels |  | 0.315 | 20 | 191 | 35 |  | Fixed | Roof
NJSTRE1545788745 |  | Transition Incentive Program | Mullica Hill | 8062 | 15 | 13.86 | Residential | No | Behind the Meter | Net-metered residential rooftop and canopy |  | None | Advanced Renewable Solutions | AC Electric | Accepted | 2020-10-23 | 2020-10-27 | 2021-10-30 | CertainTeed | CT315M11-02 | Solar Panels |  | 0.315 | 7 | 10 | 20 |  | Fixed | Roof
NJSTRE1545789846 |  | Transition Incentive Program | Egg Harbor Township | 8234 | 19 | 7.48 | Residential | No | Behind the Meter | Net-metered residential rooftop and canopy |  | None | Castle Energy, LLC | AC Electric | Accepted | 2020-10-23 | 2020-10-27 | 2021-10-30 | Enphase Energy | IQ7-60-2-US | Inverters | 240 |  | 22 |  |  | 0.967 |  | Outdoor | on the rooftop under each solar panel
NJSTRE1545789846 |  | Transition Incentive Program | Egg Harbor Township | 8234 | 19 | 7.48 | Residential | No | Behind the Meter | Net-metered residential rooftop and canopy |  | None | Castle Energy, LLC | AC Electric | Accepted | 2020-10-23 | 2020-10-27 | 2021-10-30 | Hanwha Q-Cells | Q.Peak DUO BLK-G6 340 | Solar Panels |  | 0.34 | 5 | 211 | 30 |  | Fixed | Roof
NJSTRE1545789846 |  | Transition Incentive Program | Egg Harbor Township | 8234 | 19 | 7.48 | Residential | No | Behind the Meter | Net-metered residential rooftop and canopy |  | None | Castle Energy, LLC | AC Electric | Accepted | 2020-10-23 | 2020-10-27 | 2021-10-30 | Hanwha Q-Cells | Q.Peak DUO BLK-G6 340 | Solar Panels |  | 0.34 | 12 | 211 | 30 |  | Fixed | Roof
NJSTRE1545789846 |  | Transition Incentive Program | Egg Harbor Township | 8234 | 19 | 7.48 | Residential | No | Behind the Meter | Net-metered residential rooftop and canopy |  | None | Castle Energy, LLC | AC Electric | Accepted | 2020-10-23 | 2020-10-27 | 2021-10-30 | Hanwha Q-Cells | Q.Peak DUO BLK-G6 340 | Solar Panels |  | 0.34 | 2 | 121 | 43 |  | Fixed | Roof
NJSTRE1545789846 |  | Transition Incentive Program | Egg Harbor Township | 8234 | 19 | 7.48 | Residential | No | Behind the Meter | Net-metered residential rooftop and canopy |  | None | Castle Energy, LLC | AC Electric | Accepted | 2020-10-23 | 2020-10-27 | 2021-10-30 | Hanwha Q-Cells | Q.Peak DUO BLK-G6 340 | Solar Panels |  | 0.34 | 3 | 121 | 36 |  | Fixed | Roof
NJSTRE1545789872 |  | Transition Incentive Program | Hillsborough | 8844 | 5 | 8.41 | Residential | Yes | Behind the Meter | Net-metered residential rooftop and canopy |  | None | Freedom Forever New Jersey | PSE&G | Accepted | 2020-11-02 | 2020-11-04 | 2021-11-04 | SE7600H-US [SI1] RGM | Solar Edge | Inverters | 7600 |  | 1 |  |  | 0.99 |  | Outdoor | N/A
NJSTRE1545789872 |  | Transition Incentive Program | Hillsborough | 8844 | 5 | 8.41 | Residential | Yes | Behind the Meter | Net-metered residential rooftop and canopy |  | None | Freedom Forever New Jersey | PSE&G | Accepted | 2020-11-02 | 2020-11-04 | 2021-11-04 | Hanwha Solar | Q.PLUS BFR-G4.1- 290 | Solar Panels |  | 0.29 | 28 | 2 | 20 |  | Fixed | Roof | N/A
NJSTRE1545789872 |  | Transition Incentive Program | Hillsborough | 8844 | 5 | 8.41 | Residential | Yes | Behind the Meter | Net-metered residential rooftop and canopy |  | None | Freedom Forever New Jersey | PSE&G | Accepted | 2020-11-02 | 2020-11-04 | 2021-11-04 | Hanwha Solar | Q.PLUS BFR-G4.1- 290 | Solar Panels |  | 0.29 | 1 | 1 | 20 |  | Fixed | Roof | N/A
NJSTRE1545789882 |  | Transition Incentive Program | Hillsborough TWP | 8844 | 5 | 12.92 | Residential | Yes | Behind the Meter | Net-metered residential rooftop and canopy |  | None | Tesla Energy Operations Inc. | PSE&G | Accepted | 2020-10-23 | 2020-10-27 | 2021-10-30 | SolarEdge Technologies | SE11400H-US [240V] | Inverters | 11400 |  | 1 |  |  | 0.99 |  | Outside | Outside
NJSTRE1545789882 |  | Transition Incentive Program | Hillsborough TWP | 8844 | 5 | 12.92 | Residential | Yes | Behind the Meter | Net-metered residential rooftop and canopy |  | None | Tesla Energy Operations Inc. | PSE&G | Accepted | 2020-10-23 | 2020-10-27 | 2021-10-30 | Hanwha Q-CELLS | Q.Peak DUO BLK-G6+ 340 | Solar Panels |  | 0.34 | 2 | 139 | 37 |  | Fixed | Roof
NJSTRE1545789882 |  | Transition Incentive Program | Hillsborough TWP | 8844 | 5 | 12.92 | Residential | Yes | Behind the Meter | Net-metered residential rooftop and canopy |  | None | Tesla Energy Operations Inc. | PSE&G | Accepted | 2020-10-23 | 2020-10-27 | 2021-10-30 | Hanwha Q-CELLS | Q.Peak DUO BLK-G6+ 340 | Solar Panels |  | 0.34 | 8 | 49 | 27 |  | Fixed | Roof
NJSTRE1545789882 |  | Transition Incentive Program | Hillsborough TWP | 8844 | 5 | 12.92 | Residential | Yes | Behind the Meter | Net-metered residential rooftop and canopy |  | None | Tesla Energy Operations Inc. | PSE&G | Accepted | 2020-10-23 | 2020-10-27 | 2021-10-30 | Hanwha Q-CELLS | Q.Peak DUO BLK-G6+ 340 | Solar Panels |  | 0.34 | 6 | 49 | 27 |  | Fixed | Roof
NJSTRE1545789882 |  | Transition Incentive Program | Hillsborough TWP | 8844 | 5 | 12.92 | Residential | Yes | Behind the Meter | Net-metered residential rooftop and canopy |  | None | Tesla Energy Operations Inc. | PSE&G | Accepted | 2020-10-23 | 2020-10-27 | 2021-10-30 | Hanwha Q-CELLS | Q.Peak DUO BLK-G6+ 340 | Solar Panels |  | 0.34 | 22 | 229 | 27 |  | Fixed | Roof
NJSTRE1545789886 |  | Transition Incentive Program | Pleasantville | 8232 | 19 | 4.25 | Residential | Yes | Behind the Meter | Net-metered residential rooftop and canopy |  | None | Castle Energy, LLC | AC Electric | Accepted | 2020-10-23 | 2020-10-27 | 2021-10-30 | SunPower | SPR-E20-327-E-AC | Inverters | 320 |  | 13 |  |  | 0.975 |  | Outdoor | on the rooftop under each solar panel
NJSTRE1545789886 |  | Transition Incentive Program | Pleasantville | 8232 | 19 | 4.25 | Residential | Yes | Behind the Meter | Net-metered residential rooftop and canopy |  | None | Castle Energy, LLC | AC Electric | Accepted | 2020-10-23 | 2020-10-27 | 2021-10-30 | SunPower | SPR-E20-327-E-AC | Solar Panels |  | 0.327 | 13 | 168 | 30 |  | Fixed | Roof
NJSTRE1545789896 |  | Transition Incentive Program | Freehold NJ 07728 | 7728 | 17 | 14.4 | Residential | No | Behind the Meter | Net-metered residential rooftop and canopy |  | None | Seabright Solar | JCP&L | Accepted | 2020-10-23 | 2020-10-27 | 2021-10-30 | Enphase | IQ7XS-96-ACM-US | Inverters | 0.315 |  | 36 |  |  | 0.99 |  | Outside | Roof
NJSTRE1545789896 |  | Transition Incentive Program | Freehold NJ 07728 | 7728 | 17 | 14.4 | Residential | No | Behind the Meter | Net-metered residential rooftop and canopy |  | None | Seabright Solar | JCP&L | Accepted | 2020-10-23 | 2020-10-27 | 2021-10-30 | Sunpower | SPR-A400 | Solar Panels |  | 0.4 | 17 | 280 | 32 |  | Fixed | Roof
NJSTRE1545789896 |  | Transition Incentive Program | Freehold NJ 07728 | 7728 | 17 | 14.4 | Residential | No | Behind the Meter | Net-metered residential rooftop and canopy |  | None | Seabright Solar | JCP&L | Accepted | 2020-10-23 | 2020-10-27 | 2021-10-30 | Sunpower | SPR-A400 | Solar Panels |  | 0.4 | 19 | 190 | 32 |  | Fixed | Roof
NJSTRE1545789901 |  | Transition Incentive Program | Woodbridge Twp | 8830 | 11 | 2.48 | Residential | Yes | Behind the Meter | Net-metered residential rooftop and canopy |  | None | Solar Energy World | PSE&G | Accepted | 2020-10-23 | 2020-10-27 | 2021-10-30 | Solar Edge | SE3000H-USRGM | Inverters | 3000 |  | 1 |  |  | 0.977 |  | Outdoor | near meter
NJSTRE1545789901 |  | Transition Incentive Program | Woodbridge Twp | 8830 | 11 | 2.48 | Residential | Yes | Behind the Meter | Net-metered residential rooftop and canopy |  | None | Solar Energy World | PSE&G | Accepted | 2020-10-23 | 2020-10-27 | 2021-10-30 | Hanwha Q-cells | Q.PEAK DUO BLK-G5 | Solar Panels |  | 0.31 | 8 | 132 | 37 |  | Fixed | Roof
NJSTRE1545791835 |  | Transition Incentive Program | Fair Lawn | 7410 | 7 | 7.93 | Residential | Yes | Behind the Meter | Net-metered residential rooftop and canopy |  | None | Sunrun Installation Services, Inc. | PSE&G | Accepted | 2020-10-24 | 2020-10-27 | 2021-10-30 | Tesla | Powerwall 2 AC | Electric Storage Battery |  |  | 1 |  |  |  | Lithium Ion |  | outside
NJSTRE1545791835 |  | Transition Incentive Program | Fair Lawn | 7410 | 7 | 7.93 | Residential | Yes | Behind the Meter | Net-metered residential rooftop and canopy |  | None | Sunrun Installation Services, Inc. | PSE&G | Accepted | 2020-10-24 | 2020-10-27 | 2021-10-30 | Enphase Energy | IQ7-60-x-US (240V) | Inverters | 240 |  | 26 |  |  | 0.96 |  | Outdoor | Rooftop
NJSTRE1545791835 |  | Transition Incentive Program | Fair Lawn | 7410 | 7 | 7.93 | Residential | Yes | Behind the Meter | Net-metered residential rooftop and canopy |  | None | Sunrun Installation Services, Inc. | PSE&G | Accepted | 2020-10-24 | 2020-10-27 | 2021-10-30 | LONGi Green Energy Technology Co Ltd | LR6-60HPB-305M | Solar Panels |  | 0.305 | 20 | 41 | 10 |  | Fixed | Roof
NJSTRE1545791835 |  | Transition Incentive Program | Fair Lawn | 7410 | 7 | 7.93 | Residential | Yes | Behind the Meter | Net-metered residential rooftop and canopy |  | None | Sunrun Installation Services, Inc. | PSE&G | Accepted | 2020-10-24 | 2020-10-27 | 2021-10-30 | LONGi Green Energy Technology Co Ltd | LR6-60HPB-305M | Solar Panels |  | 0.305 | 6 | 221 | 11 |  | Fixed | Roof
NJSTRE1545791839 |  | Transition Incentive Program | Montgomery | 8502 | 5 | 12.51 | Residential | No | Behind the Meter | Net-metered residential rooftop and canopy |  | None | Sunrun Installation Services, Inc. | PSE&G | Accepted | 2020-10-24 | 2020-10-27 | 2021-10-30 | Tesla | Powerwall 2 AC | Electric Storage Battery |  |  | 1 |  |  |  | Lithium Ion |  | outside
NJSTRE1545791839 |  | Transition Incentive Program | Montgomery | 8502 | 5 | 12.51 | Residential | No | Behind the Meter | Net-metered residential rooftop and canopy |  | None | Sunrun Installation Services, Inc. | PSE&G | Accepted | 2020-10-24 | 2020-10-27 | 2021-10-30 | Enphase Energy | IQ7-60-x-US (240V) | Inverters | 240 |  | 41 |  |  | 0.96 |  | Outdoor | Rooftop
NJSTRE1545791839 |  | Transition Incentive Program | Montgomery | 8502 | 5 | 12.51 | Residential | No | Behind the Meter | Net-metered residential rooftop and canopy |  | None | Sunrun Installation Services, Inc. | PSE&G | Accepted | 2020-10-24 | 2020-10-27 | 2021-10-30 | LONGi Green Energy Technology Co Ltd | LR6-60HPB-305M | Solar Panels |  | 0.305 | 4 | 120 | 24 |  | Fixed | Roof
NJSTRE1545791839 |  | Transition Incentive Program | Montgomery | 8502 | 5 | 12.51 | Residential | No | Behind the Meter | Net-metered residential rooftop and canopy |  | None | Sunrun Installation Services, Inc. | PSE&G | Accepted | 2020-10-24 | 2020-10-27 | 2021-10-30 | LONGi Green Energy Technology Co Ltd | LR6-60HPB-305M | Solar Panels |  | 0.305 | 7 | 211 | 44 |  | Fixed | Roof
NJSTRE1545791839 |  | Transition Incentive Program | Montgomery | 8502 | 5 | 12.51 | Residential | No | Behind the Meter | Net-metered residential rooftop and canopy |  | None | Sunrun Installation Services, Inc. | PSE&G | Accepted | 2020-10-24 | 2020-10-27 | 2021-10-30 | LONGi Green Energy Technology Co Ltd | LR6-60HPB-305M | Solar Panels |  | 0.305 | 19 | 120 | 33 |  | Fixed | Roof
NJSTRE1545791839 |  | Transition Incentive Program | Montgomery | 8502 | 5 | 12.51 | Residential | No | Behind the Meter | Net-metered residential rooftop and canopy |  | None | Sunrun Installation Services, Inc. | PSE&G | Accepted | 2020-10-24 | 2020-10-27 | 2021-10-30 | LONGi Green Energy Technology Co Ltd | LR6-60HPB-305M | Solar Panels |  | 0.305 | 2 | 212 | 33 |  | Fixed | Roof
NJSTRE1545791839 |  | Transition Incentive Program | Montgomery | 8502 | 5 | 12.51 | Residential | No | Behind the Meter | Net-metered residential rooftop and canopy |  | None | Sunrun Installation Services, Inc. | PSE&G | Accepted | 2020-10-24 | 2020-10-27 | 2021-10-30 | LONGi Green Energy Technology Co Ltd | LR6-60HPB-305M | Solar Panels |  | 0.305 | 9 | 209 | 40 |  | Fixed | Roof
NJSTRE1545792410 |  | Transition Incentive Program | Pennsauken Twp | 8105 | 14 | 8.19 | Residential | Yes | Behind the Meter | Net-metered residential rooftop and canopy |  | None | 1st Light Energy Inc | PSE&G | Accepted | 2020-10-25 | 2020-10-27 | 2021-10-30 | SOLAREDGE | SE7600 | Inverters | 7600 |  | 1 |  |  | 0.99 |  | Outside | NEXT TO METER
NJSTRE1545792410 |  | Transition Incentive Program | Pennsauken Twp | 8105 | 14 | 8.19 | Residential | Yes | Behind the Meter | Net-metered residential rooftop and canopy |  | None | 1st Light Energy Inc | PSE&G | Accepted | 2020-10-25 | 2020-10-27 | 2021-10-30 | HANWHA | Q.PEAK DUO BLK-G5 315 | Solar Panels |  | 0.315 | 10 | 308 | 34 |  | Fixed | Roof
NJSTRE1545792410 |  | Transition Incentive Program | Pennsauken Twp | 8105 | 14 | 8.19 | Residential | Yes | Behind the Meter | Net-metered residential rooftop and canopy |  | None | 1st Light Energy Inc | PSE&G | Accepted | 2020-10-25 | 2020-10-27 | 2021-10-30 | Hanwha | Q.PEAK DUO BLK-G5 315 | Solar Panels |  | 0.315 | 16 | 128 | 30 |  | Fixed | Roof
NJSTRE1545792413 |  | Transition Incentive Program | BRIDGEWATER TWP | 8807 | 5 | 9.61 | Residential | Yes | Behind the Meter | Net-metered residential rooftop and canopy |  | None | 1st Light Energy Inc | PSE&G | Accepted | 2020-10-25 | 2020-10-27 | 2021-10-30 | SOLAREDGE | SE7600H | Inverters | 7600 |  | 1 |  |  | 0.99 |  | Outside | NEXT TO METER
NJSTRE1545792413 |  | Transition Incentive Program | BRIDGEWATER TWP | 8807 | 5 | 9.61 | Residential | Yes | Behind the Meter | Net-metered residential rooftop and canopy |  | None | 1st Light Energy Inc | PSE&G | Accepted | 2020-10-25 | 2020-10-27 | 2021-10-30 | LONGI | LR6-60HPB-310M | Solar Panels |  | 0.31 | 24 | 265 | 30 |  | Fixed | Roof
NJSTRE1545792413 |  | Transition Incentive Program | BRIDGEWATER TWP | 8807 | 5 | 9.61 | Residential | Yes | Behind the Meter | Net-metered residential rooftop and canopy |  | None | 1st Light Energy Inc | PSE&G | Accepted | 2020-10-25 | 2020-10-27 | 2021-10-30 | LONGI | LR6-60HPB-310M | Solar Panels |  | 0.31 | 7 | 86 | 30 |  | Fixed | Roof
NJSTRE1545792415 |  | Transition Incentive Program | CAMDEN CITY | 8105 | 14 | 4.65 | Residential | Yes | Behind the Meter | Net-metered residential rooftop and canopy |  | None | 1st Light Energy Inc | PSE&G | Accepted | 2020-10-25 | 2020-10-27 | 2021-10-30 | SOLAREDGE | SE3800H | Inverters | 3800 |  | 1 |  |  | 0.99 |  | Outside | NEXT TO METER
NJSTRE1545792415 |  | Transition Incentive Program | CAMDEN CITY | 8105 | 14 | 4.65 | Residential | Yes | Behind the Meter | Net-metered residential rooftop and canopy |  | None | 1st Light Energy Inc | PSE&G | Accepted | 2020-10-25 | 2020-10-27 | 2021-10-30 | LONGI | LR6-60HPB-310M | Solar Panels |  | 0.31 | 15 | 241 | 5 |  | Fixed | Roof
NJSTRE1545792419 |  | Transition Incentive Program | Sicklerville | 8081 | 14 | 6.3 | Residential | Yes | Behind the Meter | Net-metered residential rooftop and canopy |  | None | 1st Light Energy Inc | AC Electric | Accepted | 2020-10-25 | 2020-10-27 | 2021-10-30 | SOLAREDGE | SE5000H | Inverters | 5000 |  | 1 |  |  | 0.99 |  | Outside | NEXT TO METER
NJSTRE1545792419 |  | Transition Incentive Program | Sicklerville | 8081 | 14 | 6.3 | Residential | Yes | Behind the Meter | Net-metered residential rooftop and canopy |  | None | 1st Light Energy Inc | AC Electric | Accepted | 2020-10-25 | 2020-10-27 | 2021-10-30 | LONGI | LR6-60HPB-315M | Solar Panels |  | 0.315 | 9 | 353 | 27 |  | Fixed | Roof
NJSTRE1545792419 |  | Transition Incentive Program | Sicklerville | 8081 | 14 | 6.3 | Residential | Yes | Behind the Meter | Net-metered residential rooftop and canopy |  | None | 1st Light Energy Inc | AC Electric | Accepted | 2020-10-25 | 2020-10-27 | 2021-10-30 | LONGI | LR6-60HPB-315M | Solar Panels |  | 0.315 | 11 | 174 | 27 |  | Fixed | Roof
NJSTRE1545792424 |  | Transition Incentive Program | North Brunswick | 8902 | 11 | 5.23 | Residential | Yes | Behind the Meter | Net-metered residential rooftop and canopy |  | None | Fusion Solar Energy LLC | PSE&G | Accepted | 2020-10-25 | 2020-10-27 | 2021-10-30 | Sunpower | PVS6 | Meters |  |  | 1 |  |  |  | Yes | Outdoor
NJSTRE1545792424 |  | Transition Incentive Program | North Brunswick | 8902 | 11 | 5.23 | Residential | Yes | Behind the Meter | Net-metered residential rooftop and canopy |  | None | Fusion Solar Energy LLC | PSE&G | Accepted | 2020-10-25 | 2020-10-27 | 2021-10-30 | Sunpower | Type E | Inverters | 320 |  | 16 |  |  | 0.96 |  | Outdoor | microinverters under modules
NJSTRE1545792424 |  | Transition Incentive Program | North Brunswick | 8902 | 11 | 5.23 | Residential | Yes | Behind the Meter | Net-metered residential rooftop and canopy |  | None | Fusion Solar Energy LLC | PSE&G | Accepted | 2020-10-25 | 2020-10-27 | 2021-10-30 | Sunpower | SPR-E20-327-E-AC | Solar Panels |  | 0.327 | 16 | 180 | 30 |  | Fixed | Roof
NJSTRE1545792427 |  | Transition Incentive Program | WILLINGBORO | 8046 | 13 | 11.06 | Residential | Yes | Behind the Meter | Net-metered residential rooftop and canopy |  | None | 1st Light Energy Inc | PSE&G | Accepted | 2020-10-25 | 2020-10-27 | 2021-10-30 | SOLAREDGE | SE10000H | Inverters | 10000 |  | 1 |  |  | 0.99 |  | Outside | NEXT TO METER
NJSTRE1545792427 |  | Transition Incentive Program | WILLINGBORO | 8046 | 13 | 11.06 | Residential | Yes | Behind the Meter | Net-metered residential rooftop and canopy |  | None | 1st Light Energy Inc | PSE&G | Accepted | 2020-10-25 | 2020-10-27 | 2021-10-30 | LG ELECTRONICS | LG335N1C-V5 | Solar Panels |  | 0.335 | 15 | 198 | 27 |  | Fixed | Roof
NJSTRE1545792427 |  | Transition Incentive Program | WILLINGBORO | 8046 | 13 | 11.06 | Residential | Yes | Behind the Meter | Net-metered residential rooftop and canopy |  | None | 1st Light Energy Inc | PSE&G | Accepted | 2020-10-25 | 2020-10-27 | 2021-10-30 | LG ELECTRONICS | LG335N1C-V5 | Solar Panels |  | 0.335 | 14 | 18 | 27 |  | Fixed | Roof
NJSTRE1545792427 |  | Transition Incentive Program | WILLINGBORO | 8046 | 13 | 11.06 | Residential | Yes | Behind the Meter | Net-metered residential rooftop and canopy |  | None | 1st Light Energy Inc | PSE&G | Accepted | 2020-10-25 | 2020-10-27 | 2021-10-30 | LG ELECTRONICS | LG335N1C-V5 | Solar Panels |  | 0.335 | 4 | 198 | 18 |  | Fixed | Roof
NJSTRE1545792451 |  | Transition Incentive Program | SICKERVILLE | 8081 | 14 | 9.45 | Residential | Yes | Behind the Meter | Net-metered residential rooftop and canopy |  | None | 1st Light Energy Inc | AC Electric | Accepted | 2020-10-25 | 2020-10-27 | 2021-10-30 | SOLAREDGE | SE7600H | Inverters | 7600 |  | 1 |  |  | 0.99 |  | Outside | NEXT TO METER
NJSTRE1545792451 |  | Transition Incentive Program | SICKERVILLE | 8081 | 14 | 9.45 | Residential | Yes | Behind the Meter | Net-metered residential rooftop and canopy |  | None | 1st Light Energy Inc | AC Electric | Accepted | 2020-10-25 | 2020-10-27 | 2021-10-30 | LONGI | LR6-60HPB-315M | Solar Panels |  | 0.315 | 15 | 244 | 18 |  | Fixed | Roof
NJSTRE1545792451 |  | Transition Incentive Program | SICKERVILLE | 8081 | 14 | 9.45 | Residential | Yes | Behind the Meter | Net-metered residential rooftop and canopy |  | None | 1st Light Energy Inc | AC Electric | Accepted | 2020-10-25 | 2020-10-27 | 2021-10-30 | LONGI | LR6-60HPB-315M | Solar Panels |  | 0.315 | 15 | 64 | 18 |  | Fixed | Roof
NJSTRE1545792458 |  | Transition Incentive Program | PENNSAUKEN TWP | 8110 | 14 | 4.73 | Residential | Yes | Behind the Meter | Net-metered residential rooftop and canopy |  | None | 1st Light Energy Inc | PSE&G | Accepted | 2020-10-25 | 2020-10-27 | 2021-10-30 | SOLAREDGE | SE3800H | Inverters | 3800 |  | 1 |  |  | 0.99 |  | Outside | NEXT TO METER
NJSTRE1545792458 |  | Transition Incentive Program | PENNSAUKEN TWP | 8110 | 14 | 4.73 | Residential | Yes | Behind the Meter | Net-metered residential rooftop and canopy |  | None | 1st Light Energy Inc | PSE&G | Accepted | 2020-10-25 | 2020-10-27 | 2021-10-30 | LONGI | LR6-60HPB-315M | Solar Panels |  | 0.315 | 9 | 41 | 14 |  | Fixed | Roof
NJSTRE1545792458 |  | Transition Incentive Program | PENNSAUKEN TWP | 8110 | 14 | 4.73 | Residential | Yes | Behind the Meter | Net-metered residential rooftop and canopy |  | None | 1st Light Energy Inc | PSE&G | Accepted | 2020-10-25 | 2020-10-27 | 2021-10-30 | LONGI | LR6-60HPB-315M | Solar Panels |  | 0.315 | 6 | 222 | 14 |  | Fixed | Roof
NJSTRE1545793072 |  | Transition Incentive Program | BARRINGTON BORO | 8033 | 14 | 5.7 | Residential | Yes | Behind the Meter | Net-metered residential rooftop and canopy |  | None | Vision Solar LLC | PSE&G | Accepted | 2020-10-26 | 2020-10-27 | 2021-10-30 | ENPHASE | IQ7-60-2-US | Inverters | 0.24 |  | 17 |  |  | 0.96 |  | Other | BEHIND EACH PANEL
NJSTRE1545793072 |  | Transition Incentive Program | BARRINGTON BORO | 8033 | 14 | 5.7 | Residential | Yes | Behind the Meter | Net-metered residential rooftop and canopy |  | None | Vision Solar LLC | PSE&G | Accepted | 2020-10-26 | 2020-10-27 | 2021-10-30 | HANWHA Q-CELLS | Q.PEAK DUO-G6+ 335 | Solar Panels |  | 0.335 | 17 | 110 | 19 |  | Fixed | Roof
NJSTRE1545793080 |  | Transition Incentive Program | Carlstadt | 7072 | 7 | 7.48 | Residential | Yes | Behind the Meter | Net-metered residential rooftop and canopy |  | None | Trinity Solar | PSE&G | Accepted | 2020-10-26 | 2020-10-27 | 2021-10-30 | Solar Edge | SE6000H-US | Inverters | 6000 |  | 1 |  |  | 0.97 |  | Outside | side of home
NJSTRE1545793080 |  | Transition Incentive Program | Carlstadt | 7072 | 7 | 7.48 | Residential | Yes | Behind the Meter | Net-metered residential rooftop and canopy |  | None | Trinity Solar | PSE&G | Accepted | 2020-10-26 | 2020-10-27 | 2021-10-30 | Hanwha 320 | Q.PEAK DUO BLK-G6 340 | Solar Panels |  | 0.34 | 22 | 128 | 34 |  | Fixed | Roof
NJSTRE1545793087 |  | Transition Incentive Program | Branchburg | 8876 | 5 | 10.8 | Residential | No | Behind the Meter | Net-metered residential rooftop and canopy |  | None | Whitman Construction, LLC | PSE&G | Accepted | 2020-10-26 | 2020-10-27 | 2021-10-30 | ENPHASE ENERGY | IQ7plus-72-2-us | Inverters | 295 |  | 30 |  |  | 0.975 |  | Outdoor | microinverters located under modules
NJSTRE1545793087 |  | Transition Incentive Program | Branchburg | 8876 | 5 | 10.8 | Residential | No | Behind the Meter | Net-metered residential rooftop and canopy |  | None | Whitman Construction, LLC | PSE&G | Accepted | 2020-10-26 | 2020-10-27 | 2021-10-30 | Solaria Power | XT-360R-PD | Solar Panels |  | 0.36 | 23 | 115 | 32 |  | Fixed | Roof
NJSTRE1545793087 |  | Transition Incentive Program | Branchburg | 8876 | 5 | 10.8 | Residential | No | Behind the Meter | Net-metered residential rooftop and canopy |  | None | Whitman Construction, LLC | PSE&G | Accepted | 2020-10-26 | 2020-10-27 | 2021-10-30 | SOLARIA POWER | XT-360R-PD | Solar Panels |  | 0.36 | 7 | 115 | 30 |  | Fixed | Roof
NJSTRE1545793088 |  | Transition Incentive Program | Ewing | 8618 | 12 | 5.1 | Residential | Yes | Behind the Meter | Net-metered residential rooftop and canopy |  | None | Trinity Solar | PSE&G | Accepted | 2020-10-26 | 2020-10-27 | 2021-10-30 | Solar Edge | SE3800H-US | Inverters | 3800 |  | 1 |  |  | 0.97 |  | Outside | side of home
NJSTRE1545793088 |  | Transition Incentive Program | Ewing | 8618 | 12 | 5.1 | Residential | Yes | Behind the Meter | Net-metered residential rooftop and canopy |  | None | Trinity Solar | PSE&G | Accepted | 2020-10-26 | 2020-10-27 | 2021-10-30 | Hanwha 340 | Q.PEAK DUO BLK-G6 340 | Solar Panels |  | 0.34 | 15 | 190 | 34 |  | Fixed | Roof
NJSTRE1545793103 |  | Transition Incentive Program | Fairlawn Boro | 7410 | 7 | 4.07 | Residential | No | Behind the Meter | Net-metered residential rooftop and canopy |  | None | Green Power Energy | PSE&G | Accepted | 2020-10-26 | 2020-10-27 | 2021-10-30 | Enphase Energy | IQ7PLUS-72-2-US (240V) | Inverters | 290 |  | 11 |  |  | 0.975 |  | Outside | next to meter
NJSTRE1545793103 |  | Transition Incentive Program | Fairlawn Boro | 7410 | 7 | 4.07 | Residential | No | Behind the Meter | Net-metered residential rooftop and canopy |  | None | Green Power Energy | PSE&G | Accepted | 2020-10-26 | 2020-10-27 | 2021-10-30 | Solaria | PowerXT-370R-PD | Solar Panels |  | 0.37 | 5 | 248 | 25 |  | Fixed | Roof
NJSTRE1545793103 |  | Transition Incentive Program | Fairlawn Boro | 7410 | 7 | 4.07 | Residential | No | Behind the Meter | Net-metered residential rooftop and canopy |  | None | Green Power Energy | PSE&G | Accepted | 2020-10-26 | 2020-10-27 | 2021-10-30 | Solaria | PowerXT-370R-PD | Solar Panels |  | 0.37 | 6 | 156 | 25 |  | Fixed | Roof
NJSTRE1545793107 |  | Transition Incentive Program | Green Brook Township | 8812 | 11 | 6.84 | Residential | No | Behind the Meter | Net-metered residential rooftop and canopy |  | None | Green Power Energy | PSE&G | Accepted | 2020-10-26 | 2020-10-28 | 2021-10-30 | SolarEdge | SE6000H-US (240V) | Inverters | 6000 |  | 1 |  |  | 0.97 |  | Outside | next to meter
NJSTRE1545793107 |  | Transition Incentive Program | Green Brook Township | 8812 | 11 | 6.84 | Residential | No | Behind the Meter | Net-metered residential rooftop and canopy |  | None | Green Power Energy | PSE&G | Accepted | 2020-10-26 | 2020-10-28 | 2021-10-30 | LG Electronics | LG360N1C-N5 | Solar Panels |  | 0.36 | 19 | 160 | 27 |  | Fixed | Roof
NJSTRE1545793137 |  | Transition Incentive Program | Clark | 7066 | 10 | 18.36 | Residential | No | Behind the Meter | Net-metered residential rooftop and canopy |  | None | Public Service Solar | PSE&G | Accepted | 2020-10-26 | 2020-10-30 | 2021-10-30 | Enphase | IQ7+ | Inverters | 0.29 |  | 51 |  |  | 0.96 |  | Outdoor | under panels
NJSTRE1545793137 |  | Transition Incentive Program | Clark | 7066 | 10 | 18.36 | Residential | No | Behind the Meter | Net-metered residential rooftop and canopy |  | None | Public Service Solar | PSE&G | Accepted | 2020-10-26 | 2020-10-30 | 2021-10-30 | LG | Q1K-V5 | Solar Panels |  | 0.36 | 12 | 123 | 22 |  | Fixed | Roof
NJSTRE1545793137 |  | Transition Incentive Program | Clark | 7066 | 10 | 18.36 | Residential | No | Behind the Meter | Net-metered residential rooftop and canopy |  | None | Public Service Solar | PSE&G | Accepted | 2020-10-26 | 2020-10-30 | 2021-10-30 | LG | Q1K-V5 | Solar Panels |  | 0.36 | 6 | 123 | 25 |  | Fixed | Roof
NJSTRE1545793137 |  | Transition Incentive Program | Clark | 7066 | 10 | 18.36 | Residential | No | Behind the Meter | Net-metered residential rooftop and canopy |  | None | Public Service Solar | PSE&G | Accepted | 2020-10-26 | 2020-10-30 | 2021-10-30 | LG | Q1K-V5 | Solar Panels |  | 0.36 | 4 | 124 | 21 |  | Fixed | Roof
NJSTRE1545793137 |  | Transition Incentive Program | Clark | 7066 | 10 | 18.36 | Residential | No | Behind the Meter | Net-metered residential rooftop and canopy |  | None | Public Service Solar | PSE&G | Accepted | 2020-10-26 | 2020-10-30 | 2021-10-30 | LG | Q1K-V5 | Solar Panels |  | 0.36 | 12 | 214 | 22 |  | Fixed | Roof
NJSTRE1545793137 |  | Transition Incentive Program | Clark | 7066 | 10 | 18.36 | Residential | No | Behind the Meter | Net-metered residential rooftop and canopy |  | None | Public Service Solar | PSE&G | Accepted | 2020-10-26 | 2020-10-30 | 2021-10-30 | LG | Q1K-V5 | Solar Panels |  | 0.36 | 5 | 36 | 19 |  | Fixed | Roof
NJSTRE1545793137 |  | Transition Incentive Program | Clark | 7066 | 10 | 18.36 | Residential | No | Behind the Meter | Net-metered residential rooftop and canopy |  | None | Public Service Solar | PSE&G | Accepted | 2020-10-26 | 2020-10-30 | 2021-10-30 | LG | Q1K-V5 | Solar Panels |  | 0.36 | 5 | 125 | 25 |  | Fixed | Roof
NJSTRE1545793137 |  | Transition Incentive Program | Clark | 7066 | 10 | 18.36 | Residential | No | Behind the Meter | Net-metered residential rooftop and canopy |  | None | Public Service Solar | PSE&G | Accepted | 2020-10-26 | 2020-10-30 | 2021-10-30 | LG | Q1K-V5 | Solar Panels |  | 0.36 | 7 | 304 | 25 |  | Fixed | Roof
NJSTRE1545793138 |  | Transition Incentive Program | Lakewood | 8701 | 18 | 4.8 | Commercial | Yes | Behind the Meter | Net-metered non-residential rooftop and canopy |  | None | Powerlutions | JCP&L | Accepted | 2020-10-26 | 2020-10-28 | 2021-10-30 | SolarEdge | SE3800H-US | Inverters | 3.8 |  | 1 |  |  | 0.99 |  | Outdoor | near meter
NJSTRE1545793138 |  | Transition Incentive Program | Lakewood | 8701 | 18 | 4.8 | Commercial | Yes | Behind the Meter | Net-metered non-residential rooftop and canopy |  | None | Powerlutions | JCP&L | Accepted | 2020-10-26 | 2020-10-28 | 2021-10-30 | Axitec | AC-320MH/120S | Solar Panels |  | 0.32 | 15 | 276 | 23 |  | Fixed | Roof
NJSTRE1545793159 |  | Transition Incentive Program | Galloway | 8205 | 19 | 11.55 | Residential | No | Behind the Meter | Net-metered residential rooftop and canopy |  | None | Sun Up Zero Down | AC Electric | Accepted | 2020-10-26 | 2020-10-28 | 2021-10-30 | Hialeah | CL200 | Meters |  |  | 1 |  |  |  | Yes | Outdoor
NJSTRE1545793159 |  | Transition Incentive Program | Galloway | 8205 | 19 | 11.55 | Residential | No | Behind the Meter | Net-metered residential rooftop and canopy |  | None | Sun Up Zero Down | AC Electric | Accepted | 2020-10-26 | 2020-10-28 | 2021-10-30 | Solaredge | SE10000H-US | Inverters | 10000 |  | 1 |  |  | 0.98 |  | Outside | next to utility meter
NJSTRE1545793159 |  | Transition Incentive Program | Galloway | 8205 | 19 | 11.55 | Residential | No | Behind the Meter | Net-metered residential rooftop and canopy |  | None | Sun Up Zero Down | AC Electric | Accepted | 2020-10-26 | 2020-10-28 | 2021-10-30 | REC | REC330TP3M | Solar Panels |  | 0.33 | 35 | 203 | 16 |  | Fixed | Roof
NJSTRE1545793162 |  | Transition Incentive Program | Jackson | 8527 | 18 | 8.32 | Residential | Yes | Behind the Meter | Net-metered residential rooftop and canopy |  | None | Reliable Power and Solar | JCP&L | Accepted | 2020-10-26 | 2020-10-28 | 2021-10-30 | Enphase | IQ7 | Inverters | 240 |  | 26 |  |  | 0.97 |  | Outdoor | roof
NJSTRE1545793162 |  | Transition Incentive Program | Jackson | 8527 | 18 | 8.32 | Residential | Yes | Behind the Meter | Net-metered residential rooftop and canopy |  | None | Reliable Power and Solar | JCP&L | Accepted | 2020-10-26 | 2020-10-28 | 2021-10-30 | trina | tsmdd05 | Solar Panels |  | 0.32 | 26 | 227 | 28 |  | Fixed | Roof | roof
NJSTRE1545793166 |  | Transition Incentive Program | Woolwich | 8085 | 15 | 12.9 | Residential | No | Behind the Meter | Net-metered residential ground mount |  | None | Raynor Electric | AC Electric | Accepted | 2020-10-26 | 2020-10-29 | 2021-10-30 | SolarEdge | US000NNC2 | Meters |  |  | 1 |  |  |  | Yes | Outdoor
NJSTRE1545793166 |  | Transition Incentive Program | Woolwich | 8085 | 15 | 12.9 | Residential | No | Behind the Meter | Net-metered residential ground mount |  | None | Raynor Electric | AC Electric | Accepted | 2020-10-26 | 2020-10-29 | 2021-10-30 | Solaredge | SE11400H-US | Inverters | 11400 |  | 1 |  |  | 0.99 |  | Outdoor | behind panels
NJSTRE1545793166 |  | Transition Incentive Program | Woolwich | 8085 | 15 | 12.9 | Residential | No | Behind the Meter | Net-metered residential ground mount |  | None | Raynor Electric | AC Electric | Accepted | 2020-10-26 | 2020-10-29 | 2021-10-30 | QCell | DUO LG8.2 | Solar Panels |  | 0.43 | 30 | 210 | 20 |  | Fixed | Ground
NJSTRE1545793177 |  | Transition Incentive Program | Burlington | 8016 | 13 | 11.7 | Residential | No | Behind the Meter | Net-metered residential rooftop and canopy |  | None | Whitman Construction, LLC | PSE&G | Accepted | 2020-10-27 | 2020-10-28 | 2021-10-30 | enphase energy | iq7-60-2-us | Inverters | 240 |  | 36 |  |  | 0.975 |  | Outdoor | microinverters located under modules
NJSTRE1545793177 |  | Transition Incentive Program | Burlington | 8016 | 13 | 11.7 | Residential | No | Behind the Meter | Net-metered residential rooftop and canopy |  | None | Whitman Construction, LLC | PSE&G | Accepted | 2020-10-27 | 2020-10-28 | 2021-10-30 | trina | tsm 325 de06m | Solar Panels |  | 0.325 | 8 | 68 | 21 |  | Fixed | Roof
NJSTRE1545793177 |  | Transition Incentive Program | Burlington | 8016 | 13 | 11.7 | Residential | No | Behind the Meter | Net-metered residential rooftop and canopy |  | None | Whitman Construction, LLC | PSE&G | Accepted | 2020-10-27 | 2020-10-28 | 2021-10-30 | trina | tsm 325 de06m | Solar Panels |  | 0.325 | 3 | 158 | 16 |  | Fixed | Roof
NJSTRE1545793177 |  | Transition Incentive Program | Burlington | 8016 | 13 | 11.7 | Residential | No | Behind the Meter | Net-metered residential rooftop and canopy |  | None | Whitman Construction, LLC | PSE&G | Accepted | 2020-10-27 | 2020-10-28 | 2021-10-30 | trina | tsm 325 de06m | Solar Panels |  | 0.325 | 12 | 248 | 21 |  | Fixed | Roof
NJSTRE1545793177 |  | Transition Incentive Program | Burlington | 8016 | 13 | 11.7 | Residential | No | Behind the Meter | Net-metered residential rooftop and canopy |  | None | Whitman Construction, LLC | PSE&G | Accepted | 2020-10-27 | 2020-10-28 | 2021-10-30 | trina | tsm 325 de06m | Solar Panels |  | 0.325 | 13 | 158 | 16 |  | Fixed | Roof
NJSTRE1545793184 |  | Transition Incentive Program | Whiting | 8759 | 18 | 8.16 | Residential | Yes | Behind the Meter | Net-metered residential rooftop and canopy |  | None | Tesla Energy Operations Inc. | JCP&L | Accepted | 2020-10-26 | 2020-10-27 | 2021-10-30 | Tesla | AC Powerwall 2.0 | Electric Storage Battery |  |  | 2 |  |  |  | Lithium Ion |  | Outside
NJSTRE1545793184 |  | Transition Incentive Program | Whiting | 8759 | 18 | 8.16 | Residential | Yes | Behind the Meter | Net-metered residential rooftop and canopy |  | None | Tesla Energy Operations Inc. | JCP&L | Accepted | 2020-10-26 | 2020-10-27 | 2021-10-30 | SolarEdge Technologies | SE7600H-US [240V] | Inverters | 7600 |  | 1 |  |  | 0.99 |  | Outside | Outside
NJSTRE1545793184 |  | Transition Incentive Program | Whiting | 8759 | 18 | 8.16 | Residential | Yes | Behind the Meter | Net-metered residential rooftop and canopy |  | None | Tesla Energy Operations Inc. | JCP&L | Accepted | 2020-10-26 | 2020-10-27 | 2021-10-30 | Hanwha Q-CELLS | Q.Peak DUO BLK-G6+ 340 | Solar Panels |  | 0.34 | 24 | 157 | 32 |  | Fixed | Roof
NJSTRE1545793205 |  | Transition Incentive Program | Alloway | 8001 | 16 | 10.4 | Residential | No | Behind the Meter | Net-metered residential rooftop and canopy |  | None | RCL Enterprises Inc. | AC Electric | Accepted | 2020-10-26 | 2020-10-27 | 2021-10-30 | enphase | iq7 | Inverters | 240 |  | 32 |  |  | 0.96 |  | Outdoor | under panels
NJSTRE1545793205 |  | Transition Incentive Program | Alloway | 8001 | 16 | 10.4 | Residential | No | Behind the Meter | Net-metered residential rooftop and canopy |  | None | RCL Enterprises Inc. | AC Electric | Accepted | 2020-10-26 | 2020-10-27 | 2021-10-30 | Trina Solar | TSM-325DD06M | Solar Panels |  | 0.325 | 32 | 190 | 18 |  | Fixed | Roof
NJSTRE1545793211 |  | Transition Incentive Program | Brick | 8723 | 18 | 3.4 | Residential | Yes | Behind the Meter | Net-metered residential rooftop and canopy |  | None | Trinity Solar | JCP&L | Accepted | 2020-10-26 | 2020-10-28 | 2021-10-30 | SOLAR EDGE | SE3000H-US | Inverters | 3000 |  | 1 |  |  | 0.97 |  | Outside | SIDE OF HOME
NJSTRE1545793211 |  | Transition Incentive Program | Brick | 8723 | 18 | 3.4 | Residential | Yes | Behind the Meter | Net-metered residential rooftop and canopy |  | None | Trinity Solar | JCP&L | Accepted | 2020-10-26 | 2020-10-28 | 2021-10-30 | HANWHA 340 (Q.PEAK DUO BLK-G6 340) | HANWHA 340 (Q.PEAK DUO BLK-G6 340) | Solar Panels |  | 0.34 | 10 | 138 | 20 |  | Fixed | Roof
NJSTRE1545793216 |  | Transition Incentive Program | Deptford | 8096 | 15 | 6.12 | Residential | Yes | Behind the Meter | Net-metered residential rooftop and canopy |  | None | Trinity Solar | PSE&G | Accepted | 2020-10-26 | 2020-10-29 | 2021-10-30 | Solar Edge | SE5000 | Inverters | 5000 |  | 1 |  |  | 0.97 |  | Outside | side of home
NJSTRE1545793216 |  | Transition Incentive Program | Deptford | 8096 | 15 | 6.12 | Residential | Yes | Behind the Meter | Net-metered residential rooftop and canopy |  | None | Trinity Solar | PSE&G | Accepted | 2020-10-26 | 2020-10-29 | 2021-10-30 | Hanwha | Q.PEAK DUO BLK-G6 340 | Solar Panels |  | 0.34 | 18 | 120 | 37 |  | Fixed | Roof
NJSTRE1545793219 |  | Transition Incentive Program | Medford TWP | 8055 | 13 | 16.32 | Residential | Yes | Behind the Meter | Net-metered residential rooftop and canopy |  | None | Tesla Energy Operations Inc. | PSE&G | Accepted | 2020-10-26 | 2020-10-28 | 2021-10-30 | Tesla | AC Powerwall 2.0 | Electric Storage Battery |  |  | 3 |  |  |  | Lithium Ion |  | Inside garage
NJSTRE1545793219 |  | Transition Incentive Program | Medford TWP | 8055 | 13 | 16.32 | Residential | Yes | Behind the Meter | Net-metered residential rooftop and canopy |  | None | Tesla Energy Operations Inc. | PSE&G | Accepted | 2020-10-26 | 2020-10-28 | 2021-10-30 | SolarEdge Technologies | SE7600H-US [240V] | Inverters | 7600 |  | 2 |  |  | 0.99 |  | Outside | Outside
NJSTRE1545793219 |  | Transition Incentive Program | Medford TWP | 8055 | 13 | 16.32 | Residential | Yes | Behind the Meter | Net-metered residential rooftop and canopy |  | None | Tesla Energy Operations Inc. | PSE&G | Accepted | 2020-10-26 | 2020-10-28 | 2021-10-30 | Hanwha Q-Cells | Q.Peak DUO BLK-G6/SC340 | Solar Panels |  | 0.34 | 5 | 282 | 40 |  | Fixed | Roof
NJSTRE1545793219 |  | Transition Incentive Program | Medford TWP | 8055 | 13 | 16.32 | Residential | Yes | Behind the Meter | Net-metered residential rooftop and canopy |  | None | Tesla Energy Operations Inc. | PSE&G | Accepted | 2020-10-26 | 2020-10-28 | 2021-10-30 | Hanwha Q-Cells | Q.Peak DUO BLK-G6/SC340 | Solar Panels |  | 0.34 | 20 | 13 | 34 |  | Fixed | Roof
NJSTRE1545793219 |  | Transition Incentive Program | Medford TWP | 8055 | 13 | 16.32 | Residential | Yes | Behind the Meter | Net-metered residential rooftop and canopy |  | None | Tesla Energy Operations Inc. | PSE&G | Accepted | 2020-10-26 | 2020-10-28 | 2021-10-30 | Hanwha Q-Cells | Q.Peak DUO BLK-G6/SC340 | Solar Panels |  | 0.34 | 19 | 193 | 34 |  | Fixed | Roof
NJSTRE1545793219 |  | Transition Incentive Program | Medford TWP | 8055 | 13 | 16.32 | Residential | Yes | Behind the Meter | Net-metered residential rooftop and canopy |  | None | Tesla Energy Operations Inc. | PSE&G | Accepted | 2020-10-26 | 2020-10-28 | 2021-10-30 | Hanwha Q-Cells | Q.Peak DUO BLK-G6/SC340 | Solar Panels |  | 0.34 | 4 | 193 | 41 |  | Fixed | Roof
NJSTRE1545793222 |  | Transition Incentive Program | Vineland | 8361 | 20 | 4.36 | Residential | No | Behind the Meter | Net-metered residential rooftop and canopy |  | None | Vision Solar LLC | Vineland Muni Electric | Accepted | 2020-10-26 | 2020-10-28 | 2021-10-30 | ENPHASE | IQ7-60-2-US | Inverters | 0.24 |  | 13 |  |  | 0.96 |  | Other | BEHIND EACH PANEL
NJSTRE1545793222 |  | Transition Incentive Program | Vineland | 8361 | 20 | 4.36 | Residential | No | Behind the Meter | Net-metered residential rooftop and canopy |  | None | Vision Solar LLC | Vineland Muni Electric | Accepted | 2020-10-26 | 2020-10-28 | 2021-10-30 | HANWHA Q-CELLS | Q.PEAK DUO-G6+ 335 | Solar Panels |  | 0.335 | 13 | 133 | 20 |  | Fixed | Roof
NJSTRE1545793233 |  | Transition Incentive Program | Long Branch | 7740 | 17 | 10.73 | Residential | No | Behind the Meter | Net-metered residential rooftop and canopy |  | None | Whitman Construction, LLC | JCP&L | Accepted | 2020-10-26 | 2020-10-28 | 2021-10-30 | enphase energy | iq7plus-72-2-us | Inverters | 295 |  | 29 |  |  | 0.975 |  | Outside | microinverters located under modules
NJSTRE1545793233 |  | Transition Incentive Program | Long Branch | 7740 | 17 | 10.73 | Residential | No | Behind the Meter | Net-metered residential rooftop and canopy |  | None | Whitman Construction, LLC | JCP&L | Accepted | 2020-10-26 | 2020-10-28 | 2021-10-30 | solaria power | xt 370r-pd | Solar Panels |  | 0.37 | 21 | 139 | 22 |  | Fixed | Roof
NJSTRE1545793233 |  | Transition Incentive Program | Long Branch | 7740 | 17 | 10.73 | Residential | No | Behind the Meter | Net-metered residential rooftop and canopy |  | None | Whitman Construction, LLC | JCP&L | Accepted | 2020-10-26 | 2020-10-28 | 2021-10-30 | solaria power | xt 370r-pd | Solar Panels |  | 0.37 | 8 | 229 | 25 |  | Fixed | Roof
NJSTRE1545793248 |  | Transition Incentive Program | Evesham Township | 8053 | 13 | 6.12 | Residential | No | Behind the Meter | Net-metered residential rooftop and canopy |  | None | Public Service Solar | PSE&G | Accepted | 2020-10-26 | 2020-10-30 | 2021-10-30 | Enphase | IQ7+ | Inverters | 0.29 |  | 18 |  |  | 0.96 |  | Outdoor | under panels
NJSTRE1545793248 |  | Transition Incentive Program | Evesham Township | 8053 | 13 | 6.12 | Residential | No | Behind the Meter | Net-metered residential rooftop and canopy |  | None | Public Service Solar | PSE&G | Accepted | 2020-10-26 | 2020-10-30 | 2021-10-30 | LG | N1K-L5 | Solar Panels |  | 0.34 | 6 | 91 | 26 |  | Fixed | Roof
NJSTRE1545793248 |  | Transition Incentive Program | Evesham Township | 8053 | 13 | 6.12 | Residential | No | Behind the Meter | Net-metered residential rooftop and canopy |  | None | Public Service Solar | PSE&G | Accepted | 2020-10-26 | 2020-10-30 | 2021-10-30 | LG | N1K-L5 | Solar Panels |  | 0.34 | 12 | 90 | 26 |  | Fixed | Roof
NJSTRE1545793257 |  | Transition Incentive Program | Mansfield | 8022 | 13 | 19.04 | Residential | No | Behind the Meter | Net-metered residential rooftop and canopy |  | None | Public Service Solar | PSE&G | Accepted | 2020-10-26 | 2020-10-30 | 2021-10-30 | Enphase | IQ7+ | Inverters | 0.29 |  | 56 |  |  | 0.96 |  | Outdoor | under panels
NJSTRE1545793257 |  | Transition Incentive Program | Mansfield | 8022 | 13 | 19.04 | Residential | No | Behind the Meter | Net-metered residential rooftop and canopy |  | None | Public Service Solar | PSE&G | Accepted | 2020-10-26 | 2020-10-30 | 2021-10-30 | LG | N1K-L5 | Solar Panels |  | 0.34 | 6 | 122 | 45 |  | Fixed | Roof
NJSTRE1545793257 |  | Transition Incentive Program | Mansfield | 8022 | 13 | 19.04 | Residential | No | Behind the Meter | Net-metered residential rooftop and canopy |  | None | Public Service Solar | PSE&G | Accepted | 2020-10-26 | 2020-10-30 | 2021-10-30 | LG | N1K-L5 | Solar Panels |  | 0.34 | 12 | 122 | 45 |  | Fixed | Roof
NJSTRE1545793257 |  | Transition Incentive Program | Mansfield | 8022 | 13 | 19.04 | Residential | No | Behind the Meter | Net-metered residential rooftop and canopy |  | None | Public Service Solar | PSE&G | Accepted | 2020-10-26 | 2020-10-30 | 2021-10-30 | LG | N1K-L5 | Solar Panels |  | 0.34 | 6 | 302 | 45 |  | Fixed | Roof
NJSTRE1545793257 |  | Transition Incentive Program | Mansfield | 8022 | 13 | 19.04 | Residential | No | Behind the Meter | Net-metered residential rooftop and canopy |  | None | Public Service Solar | PSE&G | Accepted | 2020-10-26 | 2020-10-30 | 2021-10-30 | LG | N1K-L5 | Solar Panels |  | 0.34 | 32 | 212 | 33 |  | Fixed | Roof
NJSTRE1545793296 |  | Transition Incentive Program | Rahway | 7065 | 10 | 5.28 | Residential | Yes | Behind the Meter | Net-metered residential rooftop and canopy |  | None | Posigen NJ LLC | PSE&G | Accepted | 2020-10-26 | 2020-10-28 | 2021-10-30 | SolarEdge | SE6000H-US | Inverters | 6000 |  | 1 |  |  | 0.99 |  | Outside | within ten feet of meter
NJSTRE1545793296 |  | Transition Incentive Program | Rahway | 7065 | 10 | 5.28 | Residential | Yes | Behind the Meter | Net-metered residential rooftop and canopy |  | None | Posigen NJ LLC | PSE&G | Accepted | 2020-10-26 | 2020-10-28 | 2021-10-30 | Silfab | SIL330HL | Solar Panels |  | 0.33 | 16 | 196 | 22 |  | Fixed | Roof
NJSTRE1545793398 |  | Transition Incentive Program | South Brunswick TWP | 8852 | 11 | 10.54 | Residential | Yes | Behind the Meter | Net-metered residential rooftop and canopy |  | None | Tesla Energy Operations Inc. | PSE&G | Accepted | 2020-10-26 | 2020-10-28 | 2021-10-30 | Tesla | AC Powerwall 2.0 | Electric Storage Battery |  |  | 2 |  |  |  | Lithium Ion |  | Inside garage
NJSTRE1545793398 |  | Transition Incentive Program | South Brunswick TWP | 8852 | 11 | 10.54 | Residential | Yes | Behind the Meter | Net-metered residential rooftop and canopy |  | None | Tesla Energy Operations Inc. | PSE&G | Accepted | 2020-10-26 | 2020-10-28 | 2021-10-30 | SolarEdge Technologies | SE10000H-US [240V] | Inverters | 10000 |  | 1 |  |  | 0.99 |  | Outside | Outside
NJSTRE1545793398 |  | Transition Incentive Program | South Brunswick TWP | 8852 | 11 | 10.54 | Residential | Yes | Behind the Meter | Net-metered residential rooftop and canopy |  | None | Tesla Energy Operations Inc. | PSE&G | Accepted | 2020-10-26 | 2020-10-28 | 2021-10-30 | Hanwha Q-CELLS | Q.Peak DUO BLK-G6+ 340 | Solar Panels |  | 0.34 | 12 | 165 | 34 |  | Fixed | Roof
NJSTRE1545793398 |  | Transition Incentive Program | South Brunswick TWP | 8852 | 11 | 10.54 | Residential | Yes | Behind the Meter | Net-metered residential rooftop and canopy |  | None | Tesla Energy Operations Inc. | PSE&G | Accepted | 2020-10-26 | 2020-10-28 | 2021-10-30 | Hanwha Q-CELLS | Q.Peak DUO BLK-G6+ 340 | Solar Panels |  | 0.34 | 19 | 255 | 34 |  | Fixed | Roof
NJSTRE1545793410 |  | Transition Incentive Program | EDISON | 8820 | 11 | 6.84 | Residential | No | Behind the Meter | Net-metered residential rooftop and canopy |  | None | Accord Power Inc | PSE&G | Accepted | 2020-10-26 | 2020-10-28 | 2021-10-30 | Enphase | IQ7 Plus | Inverters | 0.29 |  | 19 |  |  | 0.975 |  | Outdoor | Roof
NJSTRE1545793410 |  | Transition Incentive Program | EDISON | 8820 | 11 | 6.84 | Residential | No | Behind the Meter | Net-metered residential rooftop and canopy |  | None | Accord Power Inc | PSE&G | Accepted | 2020-10-26 | 2020-10-28 | 2021-10-30 | LG | LG360N1C-N5 | Solar Panels |  | 0.36 | 10 | 85 | 25 |  | Fixed | Roof
NJSTRE1545793410 |  | Transition Incentive Program | EDISON | 8820 | 11 | 6.84 | Residential | No | Behind the Meter | Net-metered residential rooftop and canopy |  | None | Accord Power Inc | PSE&G | Accepted | 2020-10-26 | 2020-10-28 | 2021-10-30 | LG | LG360N1C-N5 | Solar Panels |  | 0.36 | 9 | 85 | 28 |  | Fixed | Roof
NJSTRE1545793571 |  | Transition Incentive Program | Millville | 8332 | 20 | 11.05 | Residential | Yes | Behind the Meter | Net-metered residential rooftop and canopy |  | None | RCL Enterprises Inc. | AC Electric | Accepted | 2020-10-26 | 2020-10-28 | 2021-10-30 | enphase | iq7 | Inverters | 240 |  | 34 |  |  | 0.96 |  | Outdoor | under panels
NJSTRE1545793571 |  | Transition Incentive Program | Millville | 8332 | 20 | 11.05 | Residential | Yes | Behind the Meter | Net-metered residential rooftop and canopy |  | None | RCL Enterprises Inc. | AC Electric | Accepted | 2020-10-26 | 2020-10-28 | 2021-10-30 | Trina Solar | TSM-325DD06M | Solar Panels |  | 0.325 | 3 | 212 | 42 |  | Fixed | Roof
NJSTRE1545793571 |  | Transition Incentive Program | Millville | 8332 | 20 | 11.05 | Residential | Yes | Behind the Meter | Net-metered residential rooftop and canopy |  | None | RCL Enterprises Inc. | AC Electric | Accepted | 2020-10-26 | 2020-10-28 | 2021-10-30 | Trina Solar | TSM-325DD06M | Solar Panels |  | 0.325 | 24 | 121 | 28 |  | Fixed | Roof
NJSTRE1545793571 |  | Transition Incentive Program | Millville | 8332 | 20 | 11.05 | Residential | Yes | Behind the Meter | Net-metered residential rooftop and canopy |  | None | RCL Enterprises Inc. | AC Electric | Accepted | 2020-10-26 | 2020-10-28 | 2021-10-30 | Trina Solar | TSM-325DD06M | Solar Panels |  | 0.325 | 7 | 121 | 28 |  | Fixed | Roof
NJSTRE1545793680 |  | Transition Incentive Program | Burlington | 8016 | 13 | 9.9 | Residential | Yes | Behind the Meter | Net-metered residential rooftop and canopy |  | None | Posigen NJ LLC | PSE&G | Accepted | 2020-10-26 | 2020-10-28 | 2021-10-30 | SolarEdge | SE10000H-US | Inverters | 10000 |  | 1 |  |  | 0.99 |  | Outside | within ten feet of meter
NJSTRE1545793680 |  | Transition Incentive Program | Burlington | 8016 | 13 | 9.9 | Residential | Yes | Behind the Meter | Net-metered residential rooftop and canopy |  | None | Posigen NJ LLC | PSE&G | Accepted | 2020-10-26 | 2020-10-28 | 2021-10-30 | Silfab | SIL330HL | Solar Panels |  | 0.33 | 30 | 101281 | 18 |  | Fixed | Roof
NJSTRE1545793724 |  | Transition Incentive Program | Atco | 8004 | 14 | 7.02 | Residential | Yes | Behind the Meter | Net-metered residential rooftop and canopy |  | None | Sunrun Installation Services, Inc. | AC Electric | Accepted | 2020-10-26 | 2020-10-28 | 2021-10-30 | Enphase Energy | IQ7-60-x-US (240V) | Inverters | 240 |  | 23 |  |  | 0.96 |  | Outdoor | Rooftop
NJSTRE1545793724 |  | Transition Incentive Program | Atco | 8004 | 14 | 7.02 | Residential | Yes | Behind the Meter | Net-metered residential rooftop and canopy |  | None | Sunrun Installation Services, Inc. | AC Electric | Accepted | 2020-10-26 | 2020-10-28 | 2021-10-30 | LONGi Green Energy Technology Co Ltd | LR6-60HPB-305M | Solar Panels |  | 0.305 | 12 | 98 | 20 |  | Fixed | Roof
NJSTRE1545793724 |  | Transition Incentive Program | Atco | 8004 | 14 | 7.02 | Residential | Yes | Behind the Meter | Net-metered residential rooftop and canopy |  | None | Sunrun Installation Services, Inc. | AC Electric | Accepted | 2020-10-26 | 2020-10-28 | 2021-10-30 | LONGi Green Energy Technology Co Ltd | LR6-60HPB-305M | Solar Panels |  | 0.305 | 11 | 188 | 20 |  | Fixed | Roof
NJSTRE1545793726 |  | Transition Incentive Program | Holmdel | 7733 | 17 | 8.37 | Residential | No | Behind the Meter | Net-metered residential rooftop and canopy |  | None | Skyline Solar LLC | JCP&L | Accepted | 2020-10-26 | 2020-10-28 | 2021-10-30 | Solaredge | SE6000H-US RGM | Inverters | 6000 |  | 1 |  |  | 0.99 |  | Outdoor | Next to meter
NJSTRE1545793726 |  | Transition Incentive Program | Holmdel | 7733 | 17 | 8.37 | Residential | No | Behind the Meter | Net-metered residential rooftop and canopy |  | None | Skyline Solar LLC | JCP&L | Accepted | 2020-10-26 | 2020-10-28 | 2021-10-30 | Longi | LR310 | Solar Panels |  | 0.31 | 11 | 162 | 42 |  | Fixed | Roof
NJSTRE1545793726 |  | Transition Incentive Program | Holmdel | 7733 | 17 | 8.37 | Residential | No | Behind the Meter | Net-metered residential rooftop and canopy |  | None | Skyline Solar LLC | JCP&L | Accepted | 2020-10-26 | 2020-10-28 | 2021-10-30 | Longi | LR310 | Solar Panels |  | 0.31 | 4 | 162 | 42 |  | Fixed | Roof
NJSTRE1545793726 |  | Transition Incentive Program | Holmdel | 7733 | 17 | 8.37 | Residential | No | Behind the Meter | Net-metered residential rooftop and canopy |  | None | Skyline Solar LLC | JCP&L | Accepted | 2020-10-26 | 2020-10-28 | 2021-10-30 | Longi | LR310 | Solar Panels |  | 0.31 | 3 | 162 | 34 |  | Fixed | Roof
NJSTRE1545793726 |  | Transition Incentive Program | Holmdel | 7733 | 17 | 8.37 | Residential | No | Behind the Meter | Net-metered residential rooftop and canopy |  | None | Skyline Solar LLC | JCP&L | Accepted | 2020-10-26 | 2020-10-28 | 2021-10-30 | Longi | LR310 | Solar Panels |  | 0.31 | 9 | 252 | 34 |  | Fixed | Roof
NJSTRE1545793854 |  | Transition Incentive Program | Long Branch | 7740 | 17 | 5.92 | Residential | No | Behind the Meter | Net-metered residential rooftop and canopy |  | None | Whitman Construction, LLC | JCP&L | Accepted | 2020-10-26 | 2020-10-28 | 2021-10-30 | enphase energy | iq7plus-72-2-us | Inverters | 295 |  | 16 |  |  | 0.975 |  | Outdoor | microinverters located under modules
NJSTRE1545793854 |  | Transition Incentive Program | Long Branch | 7740 | 17 | 5.92 | Residential | No | Behind the Meter | Net-metered residential rooftop and canopy |  | None | Whitman Construction, LLC | JCP&L | Accepted | 2020-10-26 | 2020-10-28 | 2021-10-30 | solaria power | xt 370r-pd | Solar Panels |  | 0.37 | 2 | 212 | 33 |  | Fixed | Roof
NJSTRE1545793854 |  | Transition Incentive Program | Long Branch | 7740 | 17 | 5.92 | Residential | No | Behind the Meter | Net-metered residential rooftop and canopy |  | None | Whitman Construction, LLC | JCP&L | Accepted | 2020-10-26 | 2020-10-28 | 2021-10-30 | solaria power | xt 370r-pd | Solar Panels |  | 0.37 | 2 | 122 | 33 |  | Fixed | Roof
NJSTRE1545793854 |  | Transition Incentive Program | Long Branch | 7740 | 17 | 5.92 | Residential | No | Behind the Meter | Net-metered residential rooftop and canopy |  | None | Whitman Construction, LLC | JCP&L | Accepted | 2020-10-26 | 2020-10-28 | 2021-10-30 | solaria power | xt 370r-pd | Solar Panels |  | 0.37 | 9 | 302 | 33 |  | Fixed | Roof
NJSTRE1545793854 |  | Transition Incentive Program | Long Branch | 7740 | 17 | 5.92 | Residential | No | Behind the Meter | Net-metered residential rooftop and canopy |  | None | Whitman Construction, LLC | JCP&L | Accepted | 2020-10-26 | 2020-10-28 | 2021-10-30 | solaria power | xt 370r-pd | Solar Panels |  | 0.37 | 3 | 122 | 33 |  | Fixed | Roof
NJSTRE1545794034 |  | Transition Incentive Program | Pittsgrove | 8318 | 16 | 7.26 | Residential | Yes | Behind the Meter | Net-metered residential rooftop and canopy |  | None | Posigen NJ LLC | AC Electric | Accepted | 2020-10-26 | 2020-10-28 | 2021-10-30 | SolarEdge | SE7600H-US | Inverters | 7600 |  | 1 |  |  | 0.99 |  | Outside | within ten feet of meter
NJSTRE1545794034 |  | Transition Incentive Program | Pittsgrove | 8318 | 16 | 7.26 | Residential | Yes | Behind the Meter | Net-metered residential rooftop and canopy |  | None | Posigen NJ LLC | AC Electric | Accepted | 2020-10-26 | 2020-10-28 | 2021-10-30 | Silfab | SIL330HL | Solar Panels |  | 0.33 | 22 | 191 | 41 |  | Fixed | Roof
NJSTRE1545794188 |  | Transition Incentive Program | Millstone Township | 8535 | 17 | 8.16 | Residential | No | Behind the Meter | Net-metered residential rooftop and canopy |  | None | Tesla Energy Operations Inc. | JCP&L | Accepted | 2020-10-26 | 2020-10-28 | 2021-10-30 | Tesla | AC Powerwall 2.0 | Electric Storage Battery |  |  | 2 |  |  |  | Lithium Ion |  | Inside garage
NJSTRE1545794188 |  | Transition Incentive Program | Millstone Township | 8535 | 17 | 8.16 | Residential | No | Behind the Meter | Net-metered residential rooftop and canopy |  | None | Tesla Energy Operations Inc. | JCP&L | Accepted | 2020-10-26 | 2020-10-28 | 2021-10-30 | SolarEdge Technologies | SE7600H-US [240V] | Inverters | 7600 |  | 1 |  |  | 0.99 |  | Indoor | Inside garage
NJSTRE1545794188 |  | Transition Incentive Program | Millstone Township | 8535 | 17 | 8.16 | Residential | No | Behind the Meter | Net-metered residential rooftop and canopy |  | None | Tesla Energy Operations Inc. | JCP&L | Accepted | 2020-10-26 | 2020-10-28 | 2021-10-30 | Hanwha Q-CELLS | Q.Peak DUO BLK-G6+ 340 | Solar Panels |  | 0.34 | 6 | 193 | 18 |  | Fixed | Roof
NJSTRE1545794188 |  | Transition Incentive Program | Millstone Township | 8535 | 17 | 8.16 | Residential | No | Behind the Meter | Net-metered residential rooftop and canopy |  | None | Tesla Energy Operations Inc. | JCP&L | Accepted | 2020-10-26 | 2020-10-28 | 2021-10-30 | Hanwha Q-CELLS | Q.Peak DUO BLK-G6+ 340 | Solar Panels |  | 0.34 | 4 | 283 | 43 |  | Fixed | Roof
NJSTRE1545794188 |  | Transition Incentive Program | Millstone Township | 8535 | 17 | 8.16 | Residential | No | Behind the Meter | Net-metered residential rooftop and canopy |  | None | Tesla Energy Operations Inc. | JCP&L | Accepted | 2020-10-26 | 2020-10-28 | 2021-10-30 | Hanwha Q-CELLS | Q.Peak DUO BLK-G6+ 340 | Solar Panels |  | 0.34 | 5 | 103 | 45 |  | Fixed | Roof
NJSTRE1545794188 |  | Transition Incentive Program | Millstone Township | 8535 | 17 | 8.16 | Residential | No | Behind the Meter | Net-metered residential rooftop and canopy |  | None | Tesla Energy Operations Inc. | JCP&L | Accepted | 2020-10-26 | 2020-10-28 | 2021-10-30 | Hanwha Q-CELLS | Q.Peak DUO BLK-G6+ 340 | Solar Panels |  | 0.34 | 9 | 193 | 34 |  | Fixed | Roof
NJSTRE1545794207 |  | Transition Incentive Program | Robbinsville | 8691 | 12 | 10.72 | Residential | No | Behind the Meter | Net-metered residential rooftop and canopy |  | None | Public Service Solar | PSE&G | Accepted | 2020-10-26 | 2020-10-30 | 2021-10-30 | Ephase | IQ7+ | Inverters | 0.29 |  | 32 |  |  | 0.96 |  | Outdoor | under panels
NJSTRE1545794207 |  | Transition Incentive Program | Robbinsville | 8691 | 12 | 10.72 | Residential | No | Behind the Meter | Net-metered residential rooftop and canopy |  | None | Public Service Solar | PSE&G | Accepted | 2020-10-26 | 2020-10-30 | 2021-10-30 | LG | N1K-V5 | Solar Panels |  | 0.335 | 32 | 202 | 40 |  | Fixed | Roof
NJSTRE1545794363 |  | Transition Incentive Program | Clifton | 7014 | 6 | 6.1 | Residential | Yes | Behind the Meter | Net-metered residential rooftop and canopy |  | None | Sunrun Installation Services, Inc. | PSE&G | Accepted | 2020-10-26 | 2020-10-28 | 2021-10-30 | Enphase Energy | IQ7-60-x-US (240V) | Inverters | 240 |  | 20 |  |  | 0.96 |  | Outdoor | Rooftop
NJSTRE1545794363 |  | Transition Incentive Program | Clifton | 7014 | 6 | 6.1 | Residential | Yes | Behind the Meter | Net-metered residential rooftop and canopy |  | None | Sunrun Installation Services, Inc. | PSE&G | Accepted | 2020-10-26 | 2020-10-28 | 2021-10-30 | LONGi Green Energy Technology Co Ltd | LR6-60HPB-305M | Solar Panels |  | 0.305 | 5 | 35 | 9 |  | Fixed | Roof
NJSTRE1545794363 |  | Transition Incentive Program | Clifton | 7014 | 6 | 6.1 | Residential | Yes | Behind the Meter | Net-metered residential rooftop and canopy |  | None | Sunrun Installation Services, Inc. | PSE&G | Accepted | 2020-10-26 | 2020-10-28 | 2021-10-30 | LONGi Green Energy Technology Co Ltd | LR6-60HPB-305M | Solar Panels |  | 0.305 | 7 | 215 | 40 |  | Fixed | Roof
NJSTRE1545794363 |  | Transition Incentive Program | Clifton | 7014 | 6 | 6.1 | Residential | Yes | Behind the Meter | Net-metered residential rooftop and canopy |  | None | Sunrun Installation Services, Inc. | PSE&G | Accepted | 2020-10-26 | 2020-10-28 | 2021-10-30 | LONGi Green Energy Technology Co Ltd | LR6-60HPB-305M | Solar Panels |  | 0.305 | 6 | 215 | 9 |  | Fixed | Roof
NJSTRE1545794363 |  | Transition Incentive Program | Clifton | 7014 | 6 | 6.1 | Residential | Yes | Behind the Meter | Net-metered residential rooftop and canopy |  | None | Sunrun Installation Services, Inc. | PSE&G | Accepted | 2020-10-26 | 2020-10-28 | 2021-10-30 | LONGi Green Energy Technology Co Ltd | LR6-60HPB-305M | Solar Panels |  | 0.305 | 2 | 35 | 40 |  | Fixed | Roof
NJSTRE1545794394 |  | Transition Incentive Program | MOUNT LAUREL TOWNSHIP | 8054 | 13 | 5.1 | Residential | Yes | Behind the Meter | Net-metered residential rooftop and canopy |  | None | Trinity Solar | PSE&G | Accepted | 2020-10-26 | 2020-10-28 | 2021-10-30 | Solar Edge | SE3800H-US000BNC4 | Inverters | 3800 |  | 1 |  |  | 0.97 |  | Outdoor | side of home
NJSTRE1545794394 |  | Transition Incentive Program | MOUNT LAUREL TOWNSHIP | 8054 | 13 | 5.1 | Residential | Yes | Behind the Meter | Net-metered residential rooftop and canopy |  | None | Trinity Solar | PSE&G | Accepted | 2020-10-26 | 2020-10-28 | 2021-10-30 | HANWHA | Q.PEAK DUO BLK-G6 340 | Solar Panels |  | 0.34 | 15 | 151 | 21 |  | Fixed | Roof
NJSTRE1545794395 |  | Transition Incentive Program | Upper Freehold | 8514 | 17 | 16.92 | Residential | No | Behind the Meter | Net-metered residential rooftop and canopy |  | None | Public Service Solar | JCP&L | Accepted | 2020-10-26 | 2020-10-30 | 2021-10-30 | Enphase | IQ7+ | Inverters | 0.29 |  | 47 |  |  | 0.96 |  | Outdoor | under panels
NJSTRE1545794395 |  | Transition Incentive Program | Upper Freehold | 8514 | 17 | 16.92 | Residential | No | Behind the Meter | Net-metered residential rooftop and canopy |  | None | Public Service Solar | JCP&L | Accepted | 2020-10-26 | 2020-10-30 | 2021-10-30 | LG | Q1K-V5 | Solar Panels |  | 0.36 | 19 | 194 | 27 |  | Fixed | Roof
NJSTRE1545794395 |  | Transition Incentive Program | Upper Freehold | 8514 | 17 | 16.92 | Residential | No | Behind the Meter | Net-metered residential rooftop and canopy |  | None | Public Service Solar | JCP&L | Accepted | 2020-10-26 | 2020-10-30 | 2021-10-30 | LG | Q1K-V5 | Solar Panels |  | 0.36 | 8 | 193 | 23 |  | Fixed | Roof
NJSTRE1545794395 |  | Transition Incentive Program | Upper Freehold | 8514 | 17 | 16.92 | Residential | No | Behind the Meter | Net-metered residential rooftop and canopy |  | None | Public Service Solar | JCP&L | Accepted | 2020-10-26 | 2020-10-30 | 2021-10-30 | LG | Q1K-V5 | Solar Panels |  | 0.36 | 20 | 193 | 34 |  | Fixed | Roof
NJSTRE1545794398 |  | Transition Incentive Program | Linden | 7036 | 10 | 7.26 | Residential | Yes | Behind the Meter | Net-metered residential rooftop and canopy |  | None | Posigen NJ LLC | PSE&G | Accepted | 2020-10-26 | 2020-10-28 | 2021-10-30 | SolarEdge | SE7600H-US | Inverters | 7600 |  | 1 |  |  | 0.99 |  | Outside | within ten feet of meter
NJSTRE1545794398 |  | Transition Incentive Program | Linden | 7036 | 10 | 7.26 | Residential | Yes | Behind the Meter | Net-metered residential rooftop and canopy |  | None | Posigen NJ LLC | PSE&G | Accepted | 2020-10-26 | 2020-10-28 | 2021-10-30 | Silfab | SIL330HL | Solar Panels |  | 0.33 | 22 | 44224 | 22 |  | Fixed | Roof
NJSTRE1545794400 |  | Transition Incentive Program | South Brunswick Township | 8824 | 11 | 10.14 | Residential | No | Behind the Meter | Net-metered residential rooftop and canopy |  | None | GenRenew, LLC | PSE&G | Accepted | 2020-10-26 | 2020-10-28 | 2021-10-30 | SUNPOWER | PVS6 | Meters |  |  | 1 |  |  |  | Yes | Outdoor
NJSTRE1545794400 |  | Transition Incentive Program | South Brunswick Township | 8824 | 11 | 10.14 | Residential | No | Behind the Meter | Net-metered residential rooftop and canopy |  | None | GenRenew, LLC | PSE&G | Accepted | 2020-10-26 | 2020-10-28 | 2021-10-30 | ENPHASE | IQ7XS-96-ACM-US | Inverters | 320 |  | 31 |  |  | 0.975 |  | Outdoor | ROOFTOP
NJSTRE1545794400 |  | Transition Incentive Program | South Brunswick Township | 8824 | 11 | 10.14 | Residential | No | Behind the Meter | Net-metered residential rooftop and canopy |  | None | GenRenew, LLC | PSE&G | Accepted | 2020-10-26 | 2020-10-28 | 2021-10-30 | SUNPOWER | SPR-E20-327-E-AC (Type E) | Solar Panels |  | 0.327 | 4 | 231 | 42 |  | Fixed | Roof
NJSTRE1545794400 |  | Transition Incentive Program | South Brunswick Township | 8824 | 11 | 10.14 | Residential | No | Behind the Meter | Net-metered residential rooftop and canopy |  | None | GenRenew, LLC | PSE&G | Accepted | 2020-10-26 | 2020-10-28 | 2021-10-30 | Sunpower | SPR-E20-327-E-AC | Solar Panels |  | 0.327 | 15 | 141 | 34 |  | Fixed | Roof
NJSTRE1545794400 |  | Transition Incentive Program | South Brunswick Township | 8824 | 11 | 10.14 | Residential | No | Behind the Meter | Net-metered residential rooftop and canopy |  | None | GenRenew, LLC | PSE&G | Accepted | 2020-10-26 | 2020-10-28 | 2021-10-30 | SUNPOWER | SPR-E20-327-E-AC (Type E) | Solar Panels |  | 0.327 | 2 | 141 | 34 |  | Fixed | Roof
NJSTRE1545794400 |  | Transition Incentive Program | South Brunswick Township | 8824 | 11 | 10.14 | Residential | No | Behind the Meter | Net-metered residential rooftop and canopy |  | None | GenRenew, LLC | PSE&G | Accepted | 2020-10-26 | 2020-10-28 | 2021-10-30 | SUNPOWER | SPR-E20-327-E-AC (Type E) | Solar Panels |  | 0.327 | 10 | 231 | 34 |  | Fixed | Roof
NJSTRE1545794420 |  | Transition Incentive Program | Swedesboro | 8085 | 15 | 8.13 | Residential | No | Behind the Meter | Net-metered residential rooftop and canopy |  | None | RCL Enterprises Inc. | AC Electric | Accepted | 2020-10-26 | 2020-10-28 | 2021-10-30 | enphase | iq7 | Inverters | 240 |  | 25 |  |  | 0.96 |  | Outdoor | under panels
NJSTRE1545794420 |  | Transition Incentive Program | Swedesboro | 8085 | 15 | 8.13 | Residential | No | Behind the Meter | Net-metered residential rooftop and canopy |  | None | RCL Enterprises Inc. | AC Electric | Accepted | 2020-10-26 | 2020-10-28 | 2021-10-30 | Trina Solar | TSM-325DD06M | Solar Panels |  | 0.325 | 25 | 124 | 18 |  | Fixed | Roof
NJSTRE1545794565 |  | Transition Incentive Program | Little Silver | 7739 | 17 | 8.91 | Residential | No | Behind the Meter | Net-metered residential rooftop and canopy |  | None | Ampericon | JCP&L | Accepted | 2020-10-26 | 2020-10-28 | 2021-10-30 | EnPhase | IQ7 | Inverters | 240 |  | 27 |  |  | 0.965 |  | Other | Roof
NJSTRE1545794565 |  | Transition Incentive Program | Little Silver | 7739 | 17 | 8.91 | Residential | No | Behind the Meter | Net-metered residential rooftop and canopy |  | None | Ampericon | JCP&L | Accepted | 2020-10-26 | 2020-10-28 | 2021-10-30 | Silfab | SLA-M-330 | Solar Panels |  | 0.33 | 12 | 340 | 25 |  | Fixed | Roof
NJSTRE1545794565 |  | Transition Incentive Program | Little Silver | 7739 | 17 | 8.91 | Residential | No | Behind the Meter | Net-metered residential rooftop and canopy |  | None | Ampericon | JCP&L | Accepted | 2020-10-26 | 2020-10-28 | 2021-10-30 | Silfab | SLA-M-330 | Solar Panels |  | 0.33 | 15 | 160 | 20 |  | Fixed | Roof
NJSTRE1545795355 |  | Transition Incentive Program | Westfield | 7090 | 10 | 10.88 | Residential | Yes | Behind the Meter | Net-metered residential rooftop and canopy |  | None | Trinity Solar | PSE&G | Accepted | 2020-10-26 | 2020-10-28 | 2021-10-30 | Solar Edge | SE10000 | Inverters | 10000 |  | 1 |  |  | 0.97 |  | Outside | side of home
NJSTRE1545795355 |  | Transition Incentive Program | Westfield | 7090 | 10 | 10.88 | Residential | Yes | Behind the Meter | Net-metered residential rooftop and canopy |  | None | Trinity Solar | PSE&G | Accepted | 2020-10-26 | 2020-10-28 | 2021-10-30 | Hanwha | Q.PEAK DUO BLK-G6 340 | Solar Panels |  | 0.34 | 6 | 287 | 23 |  | Fixed | Roof
NJSTRE1545795355 |  | Transition Incentive Program | Westfield | 7090 | 10 | 10.88 | Residential | Yes | Behind the Meter | Net-metered residential rooftop and canopy |  | None | Trinity Solar | PSE&G | Accepted | 2020-10-26 | 2020-10-28 | 2021-10-30 | Hanwha | Q.PEAK DUO BLK-G6 340 | Solar Panels |  | 0.34 | 13 | 287 | 23 |  | Fixed | Roof
NJSTRE1545795355 |  | Transition Incentive Program | Westfield | 7090 | 10 | 10.88 | Residential | Yes | Behind the Meter | Net-metered residential rooftop and canopy |  | None | Trinity Solar | PSE&G | Accepted | 2020-10-26 | 2020-10-28 | 2021-10-30 | Hanwha | Q.PEAK DUO BLK-G6 340 | Solar Panels |  | 0.34 | 13 | 107 | 23 |  | Fixed | Roof
NJSTRE1545795949 |  | Transition Incentive Program | Monroe Township | 8831 | 11 | 11.12 | Residential | No | Behind the Meter | Net-metered residential rooftop and canopy |  | None | Seabright Solar | JCP&L | Accepted | 2020-10-26 | 2020-10-28 | 2021-10-30 | Sunpower | PVS 6 | Meters |  |  | 1 |  |  |  | Yes | Indoor
NJSTRE1545795949 |  | Transition Incentive Program | Monroe Township | 8831 | 11 | 11.12 | Residential | No | Behind the Meter | Net-metered residential rooftop and canopy |  | None | Seabright Solar | JCP&L | Accepted | 2020-10-26 | 2020-10-28 | 2021-10-30 | Enphase | IQ7XS-96-ACM-US | Inverters | 0.315 |  | 34 |  |  | 0.99 |  | Outside | Roof
NJSTRE1545795949 |  | Transition Incentive Program | Monroe Township | 8831 | 11 | 11.12 | Residential | No | Behind the Meter | Net-metered residential rooftop and canopy |  | None | Seabright Solar | JCP&L | Accepted | 2020-10-26 | 2020-10-28 | 2021-10-30 | Sunpower | SPR-E20-327 | Solar Panels |  | 0.327 | 8 | 184 | 45 |  | Fixed | Roof
NJSTRE1545795949 |  | Transition Incentive Program | Monroe Township | 8831 | 11 | 11.12 | Residential | No | Behind the Meter | Net-metered residential rooftop and canopy |  | None | Seabright Solar | JCP&L | Accepted | 2020-10-26 | 2020-10-28 | 2021-10-30 | Sunpower | SPR-E20-327 | Solar Panels |  | 0.327 | 5 | 145 | 45 |  | Fixed | Roof
NJSTRE1545795949 |  | Transition Incentive Program | Monroe Township | 8831 | 11 | 11.12 | Residential | No | Behind the Meter | Net-metered residential rooftop and canopy |  | None | Seabright Solar | JCP&L | Accepted | 2020-10-26 | 2020-10-28 | 2021-10-30 | Sunpower | SPR-E20-327 | Solar Panels |  | 0.327 | 9 | 184 | 45 |  | Fixed | Roof
NJSTRE1545795949 |  | Transition Incentive Program | Monroe Township | 8831 | 11 | 11.12 | Residential | No | Behind the Meter | Net-metered residential rooftop and canopy |  | None | Seabright Solar | JCP&L | Accepted | 2020-10-26 | 2020-10-28 | 2021-10-30 | Sunpower | SPR-E20-327 | Solar Panels |  | 0.327 | 12 | 184 | 45 |  | Fixed | Roof
NJSTRE1545796169 |  | Transition Incentive Program | CARTERET | 7008 | 11 | 7.68 | Residential | Yes | Behind the Meter | Net-metered residential rooftop and canopy |  | None | Sunbound Solar | PSE&G | Accepted | 2020-10-26 | 2020-10-28 | 2021-10-30 | Enphase | IQ7-60-2-US MICROINVERTER | Inverters | 240 |  | 24 |  |  | 0.987 |  | Outdoor | under module
NJSTRE1545796169 |  | Transition Incentive Program | CARTERET | 7008 | 11 | 7.68 | Residential | Yes | Behind the Meter | Net-metered residential rooftop and canopy |  | None | Sunbound Solar | PSE&G | Accepted | 2020-10-26 | 2020-10-28 | 2021-10-30 | Hanwha | Q.PEAK DUO-G5 320 | Solar Panels |  | 0.32 | 9 | 349 | 5 |  | Fixed | Roof
NJSTRE1545796169 |  | Transition Incentive Program | CARTERET | 7008 | 11 | 7.68 | Residential | Yes | Behind the Meter | Net-metered residential rooftop and canopy |  | None | Sunbound Solar | PSE&G | Accepted | 2020-10-26 | 2020-10-28 | 2021-10-30 | Hanwha | Q.PEAK DUO-G5 320 | Solar Panels |  | 0.32 | 3 | 349 | 14 |  | Fixed | Roof
NJSTRE1545796169 |  | Transition Incentive Program | CARTERET | 7008 | 11 | 7.68 | Residential | Yes | Behind the Meter | Net-metered residential rooftop and canopy |  | None | Sunbound Solar | PSE&G | Accepted | 2020-10-26 | 2020-10-28 | 2021-10-30 | Hanwha | Q.PEAK DUO-G5 320 | Solar Panels |  | 0.32 | 12 | 169 | 18 |  | Fixed | Roof
NJSTRE1545796391 |  | Transition Incentive Program | Palmyra Boro | 8065 | 13 | 12.95 | Residential | No | Behind the Meter | Net-metered residential rooftop and canopy |  | None | Whitman Construction, LLC | PSE&G | Accepted | 2020-10-26 | 2020-10-28 | 2021-10-30 | ENPHASE ENERGY | IQ7plus-72-2-us | Inverters | 295 |  | 35 |  |  | 0.975 |  | Outdoor | microinverters located under modules
NJSTRE1545796391 |  | Transition Incentive Program | Palmyra Boro | 8065 | 13 | 12.95 | Residential | No | Behind the Meter | Net-metered residential rooftop and canopy |  | None | Whitman Construction, LLC | PSE&G | Accepted | 2020-10-26 | 2020-10-28 | 2021-10-30 | solaria power | zt 370r pd | Solar Panels |  | 0.37 | 12 | 233 | 40 |  | Fixed | Roof
NJSTRE1545796391 |  | Transition Incentive Program | Palmyra Boro | 8065 | 13 | 12.95 | Residential | No | Behind the Meter | Net-metered residential rooftop and canopy |  | None | Whitman Construction, LLC | PSE&G | Accepted | 2020-10-26 | 2020-10-28 | 2021-10-30 | SOLARIA POWER | Xt 370r pd | Solar Panels |  | 0.37 | 20 | 53 | 40 |  | Fixed | Roof
NJSTRE1545796391 |  | Transition Incentive Program | Palmyra Boro | 8065 | 13 | 12.95 | Residential | No | Behind the Meter | Net-metered residential rooftop and canopy |  | None | Whitman Construction, LLC | PSE&G | Accepted | 2020-10-26 | 2020-10-28 | 2021-10-30 | SOLARIA POWER | Xt 370r pd | Solar Panels |  | 0.37 | 3 | 143 | 46 |  | Fixed | Roof
NJSTRE1545796411 |  | Transition Incentive Program | Elberon | 7740 | 17 | 18.01 | Residential | Yes | Behind the Meter | Net-metered residential rooftop and canopy |  | None | Tesla Energy Operations Inc. | JCP&L | Accepted | 2020-10-26 | 2020-10-28 | 2021-10-30 | Delta Electronics | M8-TL-US [240V] | Inverters | 7680 |  | 2 |  |  | 0.975 |  | Outside | Outside
NJSTRE1545796411 |  | Transition Incentive Program | Elberon | 7740 | 17 | 18.01 | Residential | Yes | Behind the Meter | Net-metered residential rooftop and canopy |  | None | Tesla Energy Operations Inc. | JCP&L | Accepted | 2020-10-26 | 2020-10-28 | 2021-10-30 | Tesla | SR60T1 | Solar Panels |  | 0.05847 | 16 | 192 | 20 |  | Fixed | Roof
NJSTRE1545796411 |  | Transition Incentive Program | Elberon | 7740 | 17 | 18.01 | Residential | Yes | Behind the Meter | Net-metered residential rooftop and canopy |  | None | Tesla Energy Operations Inc. | JCP&L | Accepted | 2020-10-26 | 2020-10-28 | 2021-10-30 | Tesla | SR60T1 | Solar Panels |  | 0.05847 | 106 | 282 | 20 |  | Fixed | Roof
NJSTRE1545796411 |  | Transition Incentive Program | Elberon | 7740 | 17 | 18.01 | Residential | Yes | Behind the Meter | Net-metered residential rooftop and canopy |  | None | Tesla Energy Operations Inc. | JCP&L | Accepted | 2020-10-26 | 2020-10-28 | 2021-10-30 | Tesla | SR60T1 | Solar Panels |  | 0.05847 | 108 | 102 | 18 |  | Fixed | Roof
NJSTRE1545796411 |  | Transition Incentive Program | Elberon | 7740 | 17 | 18.01 | Residential | Yes | Behind the Meter | Net-metered residential rooftop and canopy |  | None | Tesla Energy Operations Inc. | JCP&L | Accepted | 2020-10-26 | 2020-10-28 | 2021-10-30 | Tesla | SR60T1 | Solar Panels |  | 0.05847 | 39 | 102 | 19 |  | Fixed | Roof
NJSTRE1545796411 |  | Transition Incentive Program | Elberon | 7740 | 17 | 18.01 | Residential | Yes | Behind the Meter | Net-metered residential rooftop and canopy |  | None | Tesla Energy Operations Inc. | JCP&L | Accepted | 2020-10-26 | 2020-10-28 | 2021-10-30 | Tesla | SR60T1 | Solar Panels |  | 0.05847 | 39 | 12 | 19 |  | Fixed | Roof
NJSTRE1545796435 |  | Transition Incentive Program | Monroeville | 8343 | 16 | 8.78 | Residential | Yes | Behind the Meter | Net-metered residential rooftop and canopy |  | None | RCL Enterprises Inc. | AC Electric | Accepted | 2020-10-26 | 2020-10-28 | 2021-10-30 | enphase | iq7 | Inverters | 240 |  | 27 |  |  | 0.96 |  | Outdoor | under panels
NJSTRE1545796435 |  | Transition Incentive Program | Monroeville | 8343 | 16 | 8.78 | Residential | Yes | Behind the Meter | Net-metered residential rooftop and canopy |  | None | RCL Enterprises Inc. | AC Electric | Accepted | 2020-10-26 | 2020-10-28 | 2021-10-30 | Trina Solar | TSM-325DD06M | Solar Panels |  | 0.325 | 7 | 224 | 11 |  | Fixed | Roof
NJSTRE1545796435 |  | Transition Incentive Program | Monroeville | 8343 | 16 | 8.78 | Residential | Yes | Behind the Meter | Net-metered residential rooftop and canopy |  | None | RCL Enterprises Inc. | AC Electric | Accepted | 2020-10-26 | 2020-10-28 | 2021-10-30 | Trina Solar | TSM-325DD06M | Solar Panels |  | 0.325 | 10 | 224 | 30 |  | Fixed | Roof
NJSTRE1545796435 |  | Transition Incentive Program | Monroeville | 8343 | 16 | 8.78 | Residential | Yes | Behind the Meter | Net-metered residential rooftop and canopy |  | None | RCL Enterprises Inc. | AC Electric | Accepted | 2020-10-26 | 2020-10-28 | 2021-10-30 | Trina Solar | TSM-325DD06M | Solar Panels |  | 0.325 | 10 | 224 | 30 |  | Fixed | Roof
NJSTRE1545796440 |  | Transition Incentive Program | Piscataway | 8854 | 11 | 3.85 | Residential | Yes | Behind the Meter | Net-metered residential rooftop and canopy |  | None | Pro Custom Solar dba Momentum Solar | PSE&G | Accepted | 2020-10-26 | 2020-10-28 | 2021-10-30 | Enphase | IQ7Plus-72-2-US | Inverters | 290 |  | 11 |  |  | 0.97 |  | Outdoor | Roof
NJSTRE1545796440 |  | Transition Incentive Program | Piscataway | 8854 | 11 | 3.85 | Residential | Yes | Behind the Meter | Net-metered residential rooftop and canopy |  | None | Pro Custom Solar dba Momentum Solar | PSE&G | Accepted | 2020-10-26 | 2020-10-28 | 2021-10-30 | LG ELECTRONICS | LG 350N1C-V5 | Solar Panels |  | 0.35 | 11 | 173 | 32 |  | Fixed | Roof
NJSTRE1545796453 |  | Transition Incentive Program | Pennsauken TWP | 8109 | 14 | 4.16 | Residential | Yes | Behind the Meter | Net-metered residential rooftop and canopy |  | None | Sunbound Solar | PSE&G | Accepted | 2020-10-27 | 2020-10-29 | 2021-10-30 | Enphase | IQ7-60-2-US MICROINVERTER | Inverters | 240 |  | 13 |  |  | 0.987 |  | Outdoor | Under module
NJSTRE1545796453 |  | Transition Incentive Program | Pennsauken TWP | 8109 | 14 | 4.16 | Residential | Yes | Behind the Meter | Net-metered residential rooftop and canopy |  | None | Sunbound Solar | PSE&G | Accepted | 2020-10-27 | 2020-10-29 | 2021-10-30 | Hanwha | Q.PEAK DUO-G5 320, 320W | Solar Panels |  | 0.32 | 13 | 305 | 23 |  | Fixed | Roof
NJSTRE1545796458 |  | Transition Incentive Program | PISCATAWAY | 8854 | 11 | 10.15 | Residential | Yes | Behind the Meter | Net-metered residential rooftop and canopy |  | None | Pro Custom Solar dba Momentum Solar | PSE&G | Accepted | 2020-10-26 | 2020-10-28 | 2021-10-30 | Enphase | IQ7Plus-72-2-US | Inverters | 290 |  | 29 |  |  | 0.97 |  | Outdoor | Roof
NJSTRE1545796458 |  | Transition Incentive Program | PISCATAWAY | 8854 | 11 | 10.15 | Residential | Yes | Behind the Meter | Net-metered residential rooftop and canopy |  | None | Pro Custom Solar dba Momentum Solar | PSE&G | Accepted | 2020-10-26 | 2020-10-28 | 2021-10-30 | LG ELECTRONICS | LG 350N1C-V5 | Solar Panels |  | 0.35 | 10 | 22 | 343 |  | Fixed | Roof
NJSTRE1545796458 |  | Transition Incentive Program | PISCATAWAY | 8854 | 11 | 10.15 | Residential | Yes | Behind the Meter | Net-metered residential rooftop and canopy |  | None | Pro Custom Solar dba Momentum Solar | PSE&G | Accepted | 2020-10-26 | 2020-10-28 | 2021-10-30 | LG ELECTRONICS | LG 350N1C-V5 | Solar Panels |  | 0.35 | 19 | 163 | 22 |  | Fixed | Roof
NJSTRE1545796477 |  | Transition Incentive Program | Hillsborough | 8844 | 5 | 80.64 | Commercial | No | Behind the Meter | Net-metered non-residential rooftop and canopy |  | None | Public Service Solar | PSE&G | Accepted | 2020-10-26 | 2020-10-28 | 2021-10-30 | SolarEdge | SE100K | Inverters | 0.1 |  | 1 |  |  | 0.98 |  | Indoor | Near utility meter
NJSTRE1545796477 |  | Transition Incentive Program | Hillsborough | 8844 | 5 | 80.64 | Commercial | No | Behind the Meter | Net-metered non-residential rooftop and canopy |  | None | Public Service Solar | PSE&G | Accepted | 2020-10-26 | 2020-10-28 | 2021-10-30 | REC | 360AA | Solar Panels |  | 0.36 | 35 | 175 | 26 |  | Fixed | Roof
NJSTRE1545796477 |  | Transition Incentive Program | Hillsborough | 8844 | 5 | 80.64 | Commercial | No | Behind the Meter | Net-metered non-residential rooftop and canopy |  | None | Public Service Solar | PSE&G | Accepted | 2020-10-26 | 2020-10-28 | 2021-10-30 | REC | 360AA | Solar Panels |  | 0.36 | 7 | 173 | 26 |  | Fixed | Roof
NJSTRE1545796477 |  | Transition Incentive Program | Hillsborough | 8844 | 5 | 80.64 | Commercial | No | Behind the Meter | Net-metered non-residential rooftop and canopy |  | None | Public Service Solar | PSE&G | Accepted | 2020-10-26 | 2020-10-28 | 2021-10-30 | REC | 360AA | Solar Panels |  | 0.36 | 16 | 27 | 172 |  | Fixed | Roof
NJSTRE1545796477 |  | Transition Incentive Program | Hillsborough | 8844 | 5 | 80.64 | Commercial | No | Behind the Meter | Net-metered non-residential rooftop and canopy |  | None | Public Service Solar | PSE&G | Accepted | 2020-10-26 | 2020-10-28 | 2021-10-30 | REC | 360AA | Solar Panels |  | 0.36 | 44 | 263 | 34 |  | Fixed | Roof
NJSTRE1545796477 |  | Transition Incentive Program | Hillsborough | 8844 | 5 | 80.64 | Commercial | No | Behind the Meter | Net-metered non-residential rooftop and canopy |  | None | Public Service Solar | PSE&G | Accepted | 2020-10-26 | 2020-10-28 | 2021-10-30 | REC | 360AA | Solar Panels |  | 0.36 | 26 | 173 | 26 |  | Fixed | Roof
NJSTRE1545796477 |  | Transition Incentive Program | Hillsborough | 8844 | 5 | 80.64 | Commercial | No | Behind the Meter | Net-metered non-residential rooftop and canopy |  | None | Public Service Solar | PSE&G | Accepted | 2020-10-26 | 2020-10-28 | 2021-10-30 | REC | 360AA | Solar Panels |  | 0.36 | 17 | 84 | 47 |  | Fixed | Roof
NJSTRE1545796477 |  | Transition Incentive Program | Hillsborough | 8844 | 5 | 80.64 | Commercial | No | Behind the Meter | Net-metered non-residential rooftop and canopy |  | None | Public Service Solar | PSE&G | Accepted | 2020-10-26 | 2020-10-28 | 2021-10-30 | REC | 360AA | Solar Panels |  | 0.36 | 9 | 87 | 33 |  | Fixed | Roof
NJSTRE1545796477 |  | Transition Incentive Program | Hillsborough | 8844 | 5 | 80.64 | Commercial | No | Behind the Meter | Net-metered non-residential rooftop and canopy |  | None | Public Service Solar | PSE&G | Accepted | 2020-10-26 | 2020-10-28 | 2021-10-30 | REC | 360AA | Solar Panels |  | 0.36 | 10 | 175 | 27 |  | Fixed | Roof
NJSTRE1545796477 |  | Transition Incentive Program | Hillsborough | 8844 | 5 | 80.64 | Commercial | No | Behind the Meter | Net-metered non-residential rooftop and canopy |  | None | Public Service Solar | PSE&G | Accepted | 2020-10-26 | 2020-10-28 | 2021-10-30 | REC | 360AA | Solar Panels |  | 0.36 | 28 | 173 | 26 |  | Fixed | Roof
NJSTRE1545796477 |  | Transition Incentive Program | Hillsborough | 8844 | 5 | 80.64 | Commercial | No | Behind the Meter | Net-metered non-residential rooftop and canopy |  | None | Public Service Solar | PSE&G | Accepted | 2020-10-26 | 2020-10-28 | 2021-10-30 | REC | 360AA | Solar Panels |  | 0.36 | 32 | 79 | 33 |  | Fixed | Roof
NJSTRE1545796497 |  | Transition Incentive Program | Sicklerville | 8081 | 14 | 6.54 | Residential | Yes | Behind the Meter | Net-metered residential rooftop and canopy |  | None | Ad Energy | AC Electric | Accepted | 2020-10-26 | 2020-11-12 | 2021-11-12 | Enphase Energy | IQ7XS-96-ACM-US | Inverters | 315 |  | 20 |  |  | 0.975 |  | Outdoor | At each panel
NJSTRE1545796497 |  | Transition Incentive Program | Sicklerville | 8081 | 14 | 6.54 | Residential | Yes | Behind the Meter | Net-metered residential rooftop and canopy |  | None | Ad Energy | AC Electric | Accepted | 2020-10-26 | 2020-11-12 | 2021-11-12 | SunPower | SPR-E20-327-E-AC | Solar Panels |  | 0.327 | 4 | 221 | 27 |  | Fixed | Roof
NJSTRE1545796497 |  | Transition Incentive Program | Sicklerville | 8081 | 14 | 6.54 | Residential | Yes | Behind the Meter | Net-metered residential rooftop and canopy |  | None | Ad Energy | AC Electric | Accepted | 2020-10-26 | 2020-11-12 | 2021-11-12 | SunPower | SPR-E20-327-E-AC | Solar Panels |  | 0.327 | 6 | 41 | 27 |  | Fixed | Roof
NJSTRE1545796497 |  | Transition Incentive Program | Sicklerville | 8081 | 14 | 6.54 | Residential | Yes | Behind the Meter | Net-metered residential rooftop and canopy |  | None | Ad Energy | AC Electric | Accepted | 2020-10-26 | 2020-11-12 | 2021-11-12 | SunPower | SPR-E20-327-E-AC | Solar Panels |  | 0.327 | 6 | 311 | 21 |  | Fixed | Roof
NJSTRE1545796497 |  | Transition Incentive Program | Sicklerville | 8081 | 14 | 6.54 | Residential | Yes | Behind the Meter | Net-metered residential rooftop and canopy |  | None | Ad Energy | AC Electric | Accepted | 2020-10-26 | 2020-11-12 | 2021-11-12 | SunPower | SPR-E20-327-E-AC | Solar Panels |  | 0.327 | 4 | 131 | 21 |  | Fixed | Roof
NJSTRE1545796503 |  | Transition Incentive Program | TOMS RIVER | 8757 | 18 | 6.8 | Residential | Yes | Behind the Meter | Net-metered residential rooftop and canopy |  | None | Trinity Solar | JCP&L | Accepted | 2020-10-26 | 2020-10-28 | 2021-10-30 | Solar Edge | SE6000H-US000BNC4 | Inverters | 6000 |  | 1 |  |  | 0.97 |  | Outdoor | side of home
NJSTRE1545796503 |  | Transition Incentive Program | TOMS RIVER | 8757 | 18 | 6.8 | Residential | Yes | Behind the Meter | Net-metered residential rooftop and canopy |  | None | Trinity Solar | JCP&L | Accepted | 2020-10-26 | 2020-10-28 | 2021-10-30 | HANWHA | Q.PEAK DUO BLK-G6 340 | Solar Panels |  | 0.34 | 20 | 257 | 18 |  | Fixed | Roof
NJSTRE1545796509 |  | Transition Incentive Program | Bogota | 7603 | 7 | 5.25 | Residential | Yes | Behind the Meter | Net-metered residential rooftop and canopy |  | None | Pro Custom Solar dba Momentum Solar | PSE&G | Accepted | 2020-10-26 | 2020-10-28 | 2021-10-30 | Enphase | IQ7Plus-72-2-US | Inverters | 290 |  | 15 |  |  | 0.97 |  | Outdoor | Roof
NJSTRE1545796509 |  | Transition Incentive Program | Bogota | 7603 | 7 | 5.25 | Residential | Yes | Behind the Meter | Net-metered residential rooftop and canopy |  | None | Pro Custom Solar dba Momentum Solar | PSE&G | Accepted | 2020-10-26 | 2020-10-28 | 2021-10-30 | LG ELECTRONICS | LG 350N1C-V5 | Solar Panels |  | 0.35 | 15 | 109 | 23 |  | Fixed | Roof
NJSTRE1545796544 |  | Transition Incentive Program | West Cape May | 8204 | 21 | 6.4 | Residential | No | Behind the Meter | Net-metered residential rooftop and canopy |  | None | GenRenew, LLC | AC Electric | Accepted | 2020-11-02 | 2020-11-04 | 2021-11-04 | SUNPOWER | PVS6 | Meters |  |  | 1 |  |  |  | Yes | Outdoor
NJSTRE1545796544 |  | Transition Incentive Program | West Cape May | 8204 | 21 | 6.4 | Residential | No | Behind the Meter | Net-metered residential rooftop and canopy |  | None | GenRenew, LLC | AC Electric | Accepted | 2020-11-02 | 2020-11-04 | 2021-11-04 | Enphase | IQ7XS-96-ACM-US | Inverters | 320 |  | 16 |  |  | 0.975 |  | Outdoor | Under Modules
NJSTRE1545796544 |  | Transition Incentive Program | West Cape May | 8204 | 21 | 6.4 | Residential | No | Behind the Meter | Net-metered residential rooftop and canopy |  | None | GenRenew, LLC | AC Electric | Accepted | 2020-11-02 | 2020-11-04 | 2021-11-04 | SUNPOWER | SPR-A400-G-AC | Solar Panels |  | 0.4 | 2 | 295 | 30 |  | Fixed | Roof
NJSTRE1545796544 |  | Transition Incentive Program | West Cape May | 8204 | 21 | 6.4 | Residential | No | Behind the Meter | Net-metered residential rooftop and canopy |  | None | GenRenew, LLC | AC Electric | Accepted | 2020-11-02 | 2020-11-04 | 2021-11-04 | SUNPOWER | SPR-A400-G-AC | Solar Panels |  | 0.4 | 3 | 205 | 34 |  | Fixed | Roof
NJSTRE1545796544 |  | Transition Incentive Program | West Cape May | 8204 | 21 | 6.4 | Residential | No | Behind the Meter | Net-metered residential rooftop and canopy |  | None | GenRenew, LLC | AC Electric | Accepted | 2020-11-02 | 2020-11-04 | 2021-11-04 | SUNPOWER | SPR-A400-G-AC | Solar Panels |  | 0.4 | 4 | 25 | 30 |  | Fixed | Roof
NJSTRE1545796544 |  | Transition Incentive Program | West Cape May | 8204 | 21 | 6.4 | Residential | No | Behind the Meter | Net-metered residential rooftop and canopy |  | None | GenRenew, LLC | AC Electric | Accepted | 2020-11-02 | 2020-11-04 | 2021-11-04 | SUNPOWER | SPR-A400-G-AC | Solar Panels |  | 0.4 | 7 | 295 | 14 |  | Fixed | Roof
NJSTRE1545796550 |  | Transition Incentive Program | Neptune | 7753 | 17 | 10.73 | Residential | No | Behind the Meter | Net-metered residential rooftop and canopy |  | None | Whitman Construction, LLC | JCP&L | Accepted | 2020-10-26 | 2020-10-28 | 2021-10-30 | enphase energy | iq7plus-72-2-us | Inverters | 295 |  | 29 |  |  | 0.975 |  | Outdoor | microinverters located under modules
NJSTRE1545796550 |  | Transition Incentive Program | Neptune | 7753 | 17 | 10.73 | Residential | No | Behind the Meter | Net-metered residential rooftop and canopy |  | None | Whitman Construction, LLC | JCP&L | Accepted | 2020-10-26 | 2020-10-28 | 2021-10-30 | solaria power | xt 370r pd | Solar Panels |  | 0.37 | 29 | 151 | 30 |  | Fixed | Roof
NJSTRE1545796558 |  | Transition Incentive Program | Bayonne | 7002 | 8 | 85.02 | Commercial | Yes | Behind the Meter | Net-metered non-residential rooftop and canopy |  | None | Infiniti Energy Services | PSE&G | Accepted | 2020-10-26 | 2020-11-11 | 2021-11-11 | SolarEdge | SE14.4KUS | Inverters | 14400 |  | 5 |  |  | 0.97 |  | Outdoor | wall
NJSTRE1545796558 |  | Transition Incentive Program | Bayonne | 7002 | 8 | 85.02 | Commercial | Yes | Behind the Meter | Net-metered non-residential rooftop and canopy |  | None | Infiniti Energy Services | PSE&G | Accepted | 2020-10-26 | 2020-11-11 | 2021-11-11 | Hanwha | Q-Peak 390W | Solar Panels |  | 0.39 | 218 | 212 | 10 |  | Fixed | Roof
NJSTRE1545797114 |  | Transition Incentive Program | Mount Laurel | 8054 | 13 | 24.42 | Residential | No | Behind the Meter | Net-metered residential rooftop and canopy |  | None | Whitman Construction, LLC | PSE&G | Accepted | 2020-10-26 | 2020-10-28 | 2021-10-30 | enphase energy | iq7plus-72-2-us | Inverters | 295 |  | 66 |  |  | 0.975 |  | Outside | microinverters located under modules
NJSTRE1545797114 |  | Transition Incentive Program | Mount Laurel | 8054 | 13 | 24.42 | Residential | No | Behind the Meter | Net-metered residential rooftop and canopy |  | None | Whitman Construction, LLC | PSE&G | Accepted | 2020-10-26 | 2020-10-28 | 2021-10-30 | solaria power | xt 370r pd | Solar Panels |  | 0.37 | 7 | 319 | 40 |  | Fixed | Roof
NJSTRE1545797114 |  | Transition Incentive Program | Mount Laurel | 8054 | 13 | 24.42 | Residential | No | Behind the Meter | Net-metered residential rooftop and canopy |  | None | Whitman Construction, LLC | PSE&G | Accepted | 2020-10-26 | 2020-10-28 | 2021-10-30 | solaria power | xt 370r pd | Solar Panels |  | 0.37 | 6 | 139 | 52 |  | Fixed | Roof
NJSTRE1545797114 |  | Transition Incentive Program | Mount Laurel | 8054 | 13 | 24.42 | Residential | No | Behind the Meter | Net-metered residential rooftop and canopy |  | None | Whitman Construction, LLC | PSE&G | Accepted | 2020-10-26 | 2020-10-28 | 2021-10-30 | solaria power | xt 370r pd | Solar Panels |  | 0.37 | 6 | 319 | 52 |  | Fixed | Roof
NJSTRE1545797114 |  | Transition Incentive Program | Mount Laurel | 8054 | 13 | 24.42 | Residential | No | Behind the Meter | Net-metered residential rooftop and canopy |  | None | Whitman Construction, LLC | PSE&G | Accepted | 2020-10-26 | 2020-10-28 | 2021-10-30 | solaria power | xt 370r pd | Solar Panels |  | 0.37 | 13 | 49 | 33 |  | Fixed | Roof
NJSTRE1545797114 |  | Transition Incentive Program | Mount Laurel | 8054 | 13 | 24.42 | Residential | No | Behind the Meter | Net-metered residential rooftop and canopy |  | None | Whitman Construction, LLC | PSE&G | Accepted | 2020-10-26 | 2020-10-28 | 2021-10-30 | solaria power | xt 370r pd | Solar Panels |  | 0.37 | 34 | 229 | 33 |  | Fixed | Roof
NJSTRE1545797346 |  | Transition Incentive Program | MATAWAN | 7747 | 17 | 8.96 | Residential | Yes | Behind the Meter | Net-metered residential rooftop and canopy |  | None | Vivint Solar Developer, LLC | JCP&L | Accepted | 2020-10-27 | 2020-10-28 | 2021-10-30 | SolarEdge | SE7600H-US | Inverters | 7600 |  | 1 |  |  | 0.992 |  | Outdoor | Near the Utility Meter
NJSTRE1545797346 |  | Transition Incentive Program | MATAWAN | 7747 | 17 | 8.96 | Residential | Yes | Behind the Meter | Net-metered residential rooftop and canopy |  | None | Vivint Solar Developer, LLC | JCP&L | Accepted | 2020-10-27 | 2020-10-28 | 2021-10-30 | Jinko Solar | JKM320M-60HBL | Solar Panels |  | 0.32 | 28 | 94 | 22 |  | Fixed | Roof
NJSTRE1545797414 |  | Transition Incentive Program | Barnegat | 8005 | 18 | 9.1 | Residential | No | Behind the Meter | Net-metered residential rooftop and canopy |  | None | Kopp Electric Company | AC Electric | Accepted | 2020-10-26 | 2020-10-28 | 2021-10-30 | Solar Edge | SE7600H-US | Inverters | 7600 |  | 1 |  |  | 0.975 |  | Outdoor | next to meter
NJSTRE1545797414 |  | Transition Incentive Program | Barnegat | 8005 | 18 | 9.1 | Residential | No | Behind the Meter | Net-metered residential rooftop and canopy |  | None | Kopp Electric Company | AC Electric | Accepted | 2020-10-26 | 2020-10-28 | 2021-10-30 | CertainTeed | CT325HC11-04 | Solar Panels |  | 0.325 | 28 | 205 | 25 |  | Fixed | Roof
NJSTRE1545797557 |  | Transition Incentive Program | Highland Park Boro | 8904 | 11 | 3.41 | Residential | Yes | Behind the Meter | Net-metered residential rooftop and canopy |  | None | Bright Planet Solar | PSE&G | Accepted | 2020-10-26 | 2020-10-28 | 2021-10-30 | SOLAR EDGE | SE3000H-USRGM | Inverters | 3000 |  | 1 |  |  | 0.98 |  | Outdoor | OUTSIDE
NJSTRE1545797557 |  | Transition Incentive Program | Highland Park Boro | 8904 | 11 | 3.41 | Residential | Yes | Behind the Meter | Net-metered residential rooftop and canopy |  | None | Bright Planet Solar | PSE&G | Accepted | 2020-10-26 | 2020-10-28 | 2021-10-30 | HANWHA Q-CELLS | Q.PEAK DUO BLK-G5 310W | Solar Panels |  | 0.31 | 11 | 144 | 30 |  | Fixed | Roof
NJSTRE1545798012 |  | Transition Incentive Program | STRATFORD | 8084 | 14 | 13.23 | Residential | No | Behind the Meter | Net-metered residential rooftop and canopy |  | None | SOLAR HOME ENERGY SOLUTIONS, LLC | AC Electric | Accepted | 2020-10-28 | 2020-10-28 | 2021-10-30 | TEXAS METER & DEVICE | FOCUS kWh 110-702 | Meters | 240V 3W 60Hz |  | 1 |  |  |  | Yes | Indoor
NJSTRE1545798012 |  | Transition Incentive Program | STRATFORD | 8084 | 14 | 13.23 | Residential | No | Behind the Meter | Net-metered residential rooftop and canopy |  | None | SOLAR HOME ENERGY SOLUTIONS, LLC | AC Electric | Accepted | 2020-10-28 | 2020-10-28 | 2021-10-30 | SOLAREDGE | 11400H | Inverters | 11400 |  | 1 |  |  | 0.99 |  | Indoor | IN BASEMENT NEAR SERVICE PANEL
NJSTRE1545798012 |  | Transition Incentive Program | STRATFORD | 8084 | 14 | 13.23 | Residential | No | Behind the Meter | Net-metered residential rooftop and canopy |  | None | SOLAR HOME ENERGY SOLUTIONS, LLC | AC Electric | Accepted | 2020-10-28 | 2020-10-28 | 2021-10-30 | AXITEC | AC-315MH/120S | Solar Panels |  | 0.315 | 42 | 114 & 245 | 25 |  | Fixed | Roof | EAST ROOF & WEST ROOF
NJSTRE1545798074 |  | Transition Incentive Program | Stockholm | 7460 | 1 | 4.96 | Residential | Yes | Behind the Meter | Net-metered residential rooftop and canopy |  | None | Bright Planet Solar | JCP&L | Accepted | 2020-10-26 | 2020-10-28 | 2021-10-30 | SOLAR EDGE | SE3800H-USRGM | Inverters | 3800 |  | 1 |  |  | 0.98 |  | Outdoor | OUTSIDE
NJSTRE1545798074 |  | Transition Incentive Program | Stockholm | 7460 | 1 | 4.96 | Residential | Yes | Behind the Meter | Net-metered residential rooftop and canopy |  | None | Bright Planet Solar | JCP&L | Accepted | 2020-10-26 | 2020-10-28 | 2021-10-30 | HANWHA Q-CELLS | Q.PEAK DUO BLK-G5 310W | Solar Panels |  | 0.31 | 7 | 75 | 36 |  | Fixed | Roof
NJSTRE1545798074 |  | Transition Incentive Program | Stockholm | 7460 | 1 | 4.96 | Residential | Yes | Behind the Meter | Net-metered residential rooftop and canopy |  | None | Bright Planet Solar | JCP&L | Accepted | 2020-10-26 | 2020-10-28 | 2021-10-30 | HANWHA Q-CELLS | Q.PEAK DUO BLK-G5 310W | Solar Panels |  | 0.31 | 7 | 255 | 36 |  | Fixed | Roof
NJSTRE1545798074 |  | Transition Incentive Program | Stockholm | 7460 | 1 | 4.96 | Residential | Yes | Behind the Meter | Net-metered residential rooftop and canopy |  | None | Bright Planet Solar | JCP&L | Accepted | 2020-10-26 | 2020-10-28 | 2021-10-30 | HANWHA Q-CELLS | Q.PEAK DUO BLK-G5 310W | Solar Panels |  | 0.31 | 2 | 164 | 39 |  | Fixed | Roof
NJSTRE1545798103 |  | Transition Incentive Program | Howell | 7731 | 17 | 10.85 | Residential | No | Behind the Meter | Net-metered residential rooftop and canopy |  | None | Pro Custom Solar dba Momentum Solar | JCP&L | Accepted | 2020-10-26 | 2020-10-28 | 2021-10-30 | Enphase | IQ7Plus-72-2-US | Inverters | 290 |  | 31 |  |  | 0.97 |  | Outdoor | Roof
NJSTRE1545798103 |  | Transition Incentive Program | Howell | 7731 | 17 | 10.85 | Residential | No | Behind the Meter | Net-metered residential rooftop and canopy |  | None | Pro Custom Solar dba Momentum Solar | JCP&L | Accepted | 2020-10-26 | 2020-10-28 | 2021-10-30 | LG ELECTRONICS | LG 350N1C-V5 | Solar Panels |  | 0.35 | 12 | 238 | 18 |  | Fixed | Roof
NJSTRE1545798103 |  | Transition Incentive Program | Howell | 7731 | 17 | 10.85 | Residential | No | Behind the Meter | Net-metered residential rooftop and canopy |  | None | Pro Custom Solar dba Momentum Solar | JCP&L | Accepted | 2020-10-26 | 2020-10-28 | 2021-10-30 | LG ELECTRONICS | LG 350N1C-V5 | Solar Panels |  | 0.35 | 9 | 328 | 18 |  | Fixed | Roof
NJSTRE1545798103 |  | Transition Incentive Program | Howell | 7731 | 17 | 10.85 | Residential | No | Behind the Meter | Net-metered residential rooftop and canopy |  | None | Pro Custom Solar dba Momentum Solar | JCP&L | Accepted | 2020-10-26 | 2020-10-28 | 2021-10-30 | LG ELECTRONICS | LG 350N1C-V5 | Solar Panels |  | 0.35 | 10 | 148 | 18 |  | Fixed | Roof
NJSTRE1545798242 |  | Transition Incentive Program | Bayonne | 7002 | 8 | 73.32 | Commercial | Yes | Behind the Meter | Net-metered non-residential rooftop and canopy |  | None | Infiniti Energy Services | PSE&G | Accepted | 2020-10-26 | 2020-11-05 | 2021-11-05 | SolarEdge | SE14.4KUS | Inverters | 14400 |  | 4 |  |  | 0.97 |  | Outdoor | Wall
NJSTRE1545798242 |  | Transition Incentive Program | Bayonne | 7002 | 8 | 73.32 | Commercial | Yes | Behind the Meter | Net-metered non-residential rooftop and canopy |  | None | Infiniti Energy Services | PSE&G | Accepted | 2020-10-26 | 2020-11-05 | 2021-11-05 | Hanwha | Q Peak 390W | Solar Panels |  | 0.39 | 188 | 212 | 10 |  | Fixed | Roof
NJSTRE1545798284 |  | Transition Incentive Program | Marlboro | 7746 | 17 | 25.5 | Residential | No | Behind the Meter | Net-metered residential rooftop and canopy |  | None | Impact Solar LLC | JCP&L | Accepted | 2020-10-26 | 2020-10-28 | 2021-10-30 | solaredge | solaredge direct | Meters |  |  | 1 |  |  |  | Yes | Indoor
NJSTRE1545798284 |  | Transition Incentive Program | Marlboro | 7746 | 17 | 25.5 | Residential | No | Behind the Meter | Net-metered residential rooftop and canopy |  | None | Impact Solar LLC | JCP&L | Accepted | 2020-10-26 | 2020-10-28 | 2021-10-30 | solaredge | solaredge direct | Meters |  |  | 1 |  |  |  | Yes | Indoor
NJSTRE1545798284 |  | Transition Incentive Program | Marlboro | 7746 | 17 | 25.5 | Residential | No | Behind the Meter | Net-metered residential rooftop and canopy |  | None | Impact Solar LLC | JCP&L | Accepted | 2020-10-26 | 2020-10-28 | 2021-10-30 | SolarEdge | SE11400H-US | Inverters | 11400 |  | 1 |  |  | 0.96 |  | Indoor | basement
NJSTRE1545798284 |  | Transition Incentive Program | Marlboro | 7746 | 17 | 25.5 | Residential | No | Behind the Meter | Net-metered residential rooftop and canopy |  | None | Impact Solar LLC | JCP&L | Accepted | 2020-10-26 | 2020-10-28 | 2021-10-30 | solaredge | SE7600H-US | Inverters | 7600 |  | 1 |  |  | 0.96 |  | Indoor | basement
NJSTRE1545798284 |  | Transition Incentive Program | Marlboro | 7746 | 17 | 25.5 | Residential | No | Behind the Meter | Net-metered residential rooftop and canopy |  | None | Impact Solar LLC | JCP&L | Accepted | 2020-10-26 | 2020-10-28 | 2021-10-30 | hanwha | Q.PEAKDUO-G5340 | Solar Panels |  | 0.34 | 9 | 241 | 45 |  | Fixed | Roof
NJSTRE1545798284 |  | Transition Incentive Program | Marlboro | 7746 | 17 | 25.5 | Residential | No | Behind the Meter | Net-metered residential rooftop and canopy |  | None | Impact Solar LLC | JCP&L | Accepted | 2020-10-26 | 2020-10-28 | 2021-10-30 | hanwha | Q.PEAKDUO-G5340 | Solar Panels |  | 0.34 | 6 | 241 | 45 |  | Fixed | Roof
NJSTRE1545798284 |  | Transition Incentive Program | Marlboro | 7746 | 17 | 25.5 | Residential | No | Behind the Meter | Net-metered residential rooftop and canopy |  | None | Impact Solar LLC | JCP&L | Accepted | 2020-10-26 | 2020-10-28 | 2021-10-30 | hanwha | Q.PEAKDUO-G5340 | Solar Panels |  | 0.34 | 18 | 151 | 37 |  | Fixed | Roof
NJSTRE1545798284 |  | Transition Incentive Program | Marlboro | 7746 | 17 | 25.5 | Residential | No | Behind the Meter | Net-metered residential rooftop and canopy |  | None | Impact Solar LLC | JCP&L | Accepted | 2020-10-26 | 2020-10-28 | 2021-10-30 | Hanwha | Q.PEAKDUO-G5340 | Solar Panels |  | 0.34 | 13 | 241 | 45 |  | Fixed | Roof
NJSTRE1545798284 |  | Transition Incentive Program | Marlboro | 7746 | 17 | 25.5 | Residential | No | Behind the Meter | Net-metered residential rooftop and canopy |  | None | Impact Solar LLC | JCP&L | Accepted | 2020-10-26 | 2020-10-28 | 2021-10-30 | hanwha | Q.PEAKDUO-G5340 | Solar Panels |  | 0.34 | 13 | 61 | 45 |  | Fixed | Roof
NJSTRE1545798284 |  | Transition Incentive Program | Marlboro | 7746 | 17 | 25.5 | Residential | No | Behind the Meter | Net-metered residential rooftop and canopy |  | None | Impact Solar LLC | JCP&L | Accepted | 2020-10-26 | 2020-10-28 | 2021-10-30 | hanwha | Q.PEAKDUO-G5340 | Solar Panels |  | 0.34 | 16 | 61 | 45 |  | Fixed | Roof
NJSTRE1545798508 |  | Transition Incentive Program | Clementon | 8021 | 14 | 11.47 | Residential | Yes | Behind the Meter | Net-metered residential rooftop and canopy |  | None | Bright Planet Solar | AC Electric | Accepted | 2020-10-26 | 2020-10-28 | 2021-10-30 | SOLAR EDGE | SE10000H-USRGM | Inverters | 10000 |  | 1 |  |  | 0.98 |  | Outdoor | OUTSIDE
NJSTRE1545798508 |  | Transition Incentive Program | Clementon | 8021 | 14 | 11.47 | Residential | Yes | Behind the Meter | Net-metered residential rooftop and canopy |  | None | Bright Planet Solar | AC Electric | Accepted | 2020-10-26 | 2020-10-28 | 2021-10-30 | HANWHA Q-CELLS | Q.PEAK DUO BLK-G5 310W | Solar Panels |  | 0.31 | 6 | 225 | 33 |  | Fixed | Roof
NJSTRE1545798508 |  | Transition Incentive Program | Clementon | 8021 | 14 | 11.47 | Residential | Yes | Behind the Meter | Net-metered residential rooftop and canopy |  | None | Bright Planet Solar | AC Electric | Accepted | 2020-10-26 | 2020-10-28 | 2021-10-30 | HANWHA Q-CELLS | Q.PEAK DUO BLK-G5 310W | Solar Panels |  | 0.31 | 10 | 135 | 36 |  | Fixed | Roof
NJSTRE1545798508 |  | Transition Incentive Program | Clementon | 8021 | 14 | 11.47 | Residential | Yes | Behind the Meter | Net-metered residential rooftop and canopy |  | None | Bright Planet Solar | AC Electric | Accepted | 2020-10-26 | 2020-10-28 | 2021-10-30 | HANWHA Q-CELLS | Q.PEAK DUO BLK-G5 310W | Solar Panels |  | 0.31 | 3 | 310 | 36 |  | Fixed | Roof
NJSTRE1545798508 |  | Transition Incentive Program | Clementon | 8021 | 14 | 11.47 | Residential | Yes | Behind the Meter | Net-metered residential rooftop and canopy |  | None | Bright Planet Solar | AC Electric | Accepted | 2020-10-26 | 2020-10-28 | 2021-10-30 | HANWHA Q-CELLS | Q.PEAK DUO BLK-G5 310W | Solar Panels |  | 0.31 | 18 | 225 | 33 |  | Fixed | Roof
NJSTRE1545798773 |  | Transition Incentive Program | Elmwood Park | 7407 | 7 | 8.4 | Residential | No | Behind the Meter | Net-metered residential rooftop and canopy |  | None | Pro Custom Solar dba Momentum Solar | PSE&G | Accepted | 2020-10-26 | 2020-10-28 | 2021-10-30 | Enphase | IQ7Plus-72-2-US | Inverters | 290 |  | 24 |  |  | 0.97 |  | Outdoor | Roof
NJSTRE1545798773 |  | Transition Incentive Program | Elmwood Park | 7407 | 7 | 8.4 | Residential | No | Behind the Meter | Net-metered residential rooftop and canopy |  | None | Pro Custom Solar dba Momentum Solar | PSE&G | Accepted | 2020-10-26 | 2020-10-28 | 2021-10-30 | LG ELECTRONICS | LG 350N1C-V5 | Solar Panels |  | 0.35 | 11 | 160 | 26 |  | Fixed | Roof
NJSTRE1545798773 |  | Transition Incentive Program | Elmwood Park | 7407 | 7 | 8.4 | Residential | No | Behind the Meter | Net-metered residential rooftop and canopy |  | None | Pro Custom Solar dba Momentum Solar | PSE&G | Accepted | 2020-10-26 | 2020-10-28 | 2021-10-30 | LG ELECTRONICS | LG 350N1C-V5 | Solar Panels |  | 0.35 | 10 | 250 | 26 |  | Fixed | Roof
NJSTRE1545798773 |  | Transition Incentive Program | Elmwood Park | 7407 | 7 | 8.4 | Residential | No | Behind the Meter | Net-metered residential rooftop and canopy |  | None | Pro Custom Solar dba Momentum Solar | PSE&G | Accepted | 2020-10-26 | 2020-10-28 | 2021-10-30 | LG ELECTRONICS | LG 350N1C-V5 | Solar Panels |  | 0.35 | 3 | 340 | 26 |  | Fixed | Roof
NJSTRE1545798939 |  | Transition Incentive Program | Maple Shade Township | 8052 | 13 | 9.16 | Residential | Yes | Behind the Meter | Net-metered residential rooftop and canopy |  | None | Ad Energy | PSE&G | Accepted | 2020-10-26 | 2020-10-28 | 2021-10-30 | Enphase Energy | IQ7XS-96-ACM-US | Inverters | 315 |  | 28 |  |  | 0.975 |  | Outdoor | At each panel
NJSTRE1545798939 |  | Transition Incentive Program | Maple Shade Township | 8052 | 13 | 9.16 | Residential | Yes | Behind the Meter | Net-metered residential rooftop and canopy |  | None | Ad Energy | PSE&G | Accepted | 2020-10-26 | 2020-10-28 | 2021-10-30 | SunPower | SPR-E20-327-E-AC | Solar Panels |  | 0.327 | 13 | 173 | 24 |  | Fixed | Roof
NJSTRE1545798939 |  | Transition Incentive Program | Maple Shade Township | 8052 | 13 | 9.16 | Residential | Yes | Behind the Meter | Net-metered residential rooftop and canopy |  | None | Ad Energy | PSE&G | Accepted | 2020-10-26 | 2020-10-28 | 2021-10-30 | SunPower | SPR-E20-327-E-AC | Solar Panels |  | 0.327 | 12 | 173 | 24 |  | Fixed | Roof
NJSTRE1545798939 |  | Transition Incentive Program | Maple Shade Township | 8052 | 13 | 9.16 | Residential | Yes | Behind the Meter | Net-metered residential rooftop and canopy |  | None | Ad Energy | PSE&G | Accepted | 2020-10-26 | 2020-10-28 | 2021-10-30 | SunPower | SPR-E20-327-E-AC | Solar Panels |  | 0.327 | 3 | 173 | 24 |  | Fixed | Roof
NJSTRE1545799223 |  | Transition Incentive Program | MEDFORD | 8055 | 13 | 13.2 | Residential | No | Behind the Meter | Net-metered residential rooftop and canopy |  | None | SOLAR HOME ENERGY SOLUTIONS, LLC | AC Electric | Accepted | 2020-10-28 | 2020-10-28 | 2021-10-30 | TEXAS METER & DEVICE | FOCUS kWh | Meters | 240V 3W 60Hz |  | 1 |  |  |  | Yes | Indoor
NJSTRE1545799223 |  | Transition Incentive Program | MEDFORD | 8055 | 13 | 13.2 | Residential | No | Behind the Meter | Net-metered residential rooftop and canopy |  | None | SOLAR HOME ENERGY SOLUTIONS, LLC | AC Electric | Accepted | 2020-10-28 | 2020-10-28 | 2021-10-30 | SOLAREDGE | 11400H | Inverters | 11400 |  | 1 |  |  | 0.99 |  | Indoor | IN GARAGE NEXT TO SERVICE PANELS
NJSTRE1545799223 |  | Transition Incentive Program | MEDFORD | 8055 | 13 | 13.2 | Residential | No | Behind the Meter | Net-metered residential rooftop and canopy |  | None | SOLAR HOME ENERGY SOLUTIONS, LLC | AC Electric | Accepted | 2020-10-28 | 2020-10-28 | 2021-10-30 | AXITEC | AC-400MH/144S | Solar Panels |  | 0.4 | 33 | 144 | 30 |  | Fixed | Roof
NJSTRE1545799306 |  | Transition Incentive Program | Hillsborough TWP | 8502 | 5 | 8.5 | Residential | No | Behind the Meter | Net-metered residential rooftop and canopy |  | None | Tesla Energy Operations Inc. | PSE&G | Accepted | 2020-10-26 | 2020-10-28 | 2021-10-30 | SolarEdge Technologies | SE7600H-US [240V] | Inverters | 7600 |  | 1 |  |  | 0.99 |  | Outside | Outside
NJSTRE1545799306 |  | Transition Incentive Program | Hillsborough TWP | 8502 | 5 | 8.5 | Residential | No | Behind the Meter | Net-metered residential rooftop and canopy |  | None | Tesla Energy Operations Inc. | PSE&G | Accepted | 2020-10-26 | 2020-10-28 | 2021-10-30 | Hanwha Q-CELLS | Q.Peak DUO BLK-G6+ 340 | Solar Panels |  | 0.34 | 15 | 225 | 37 |  | Fixed | Roof
NJSTRE1545799306 |  | Transition Incentive Program | Hillsborough TWP | 8502 | 5 | 8.5 | Residential | No | Behind the Meter | Net-metered residential rooftop and canopy |  | None | Tesla Energy Operations Inc. | PSE&G | Accepted | 2020-10-26 | 2020-10-28 | 2021-10-30 | Hanwha Q-CELLS | Q.Peak DUO BLK-G6+ 340 | Solar Panels |  | 0.34 | 10 | 45 | 37 |  | Fixed | Roof
NJSTRE1545799316 |  | Transition Incentive Program | Lumberton Twp | 8048 | 13 | 6.51 | Residential | Yes | Behind the Meter | Net-metered residential rooftop and canopy |  | None | Bright Planet Solar | PSE&G | Accepted | 2020-10-26 | 2020-10-28 | 2021-10-30 | SOLAR EDGE | SE6000H-USRGM | Inverters | 6000 |  | 1 |  |  | 0.98 |  | Outdoor | OUTSIDE
NJSTRE1545799316 |  | Transition Incentive Program | Lumberton Twp | 8048 | 13 | 6.51 | Residential | Yes | Behind the Meter | Net-metered residential rooftop and canopy |  | None | Bright Planet Solar | PSE&G | Accepted | 2020-10-26 | 2020-10-28 | 2021-10-30 | HANWHA Q-CELLS | Q.PEAK DUO BLK-G5 310W | Solar Panels |  | 0.31 | 21 | 178 | 30 |  | Fixed | Roof
NJSTRE1545799379 |  | Transition Incentive Program | Boonton | 7005 | 3 | 7.35 | Residential | Yes | Behind the Meter | Net-metered residential rooftop and canopy |  | None | Pro Custom Solar dba Momentum Solar | PSE&G | Accepted | 2020-10-26 | 2020-10-28 | 2021-10-30 | Enphase | IQ7Plus-72-2-US | Inverters | 290 |  | 21 |  |  | 0.97 |  | Outdoor | Roof
NJSTRE1545799379 |  | Transition Incentive Program | Boonton | 7005 | 3 | 7.35 | Residential | Yes | Behind the Meter | Net-metered residential rooftop and canopy |  | None | Pro Custom Solar dba Momentum Solar | PSE&G | Accepted | 2020-10-26 | 2020-10-28 | 2021-10-30 | LG ELECTRONICS | LG 350N1C-V5 | Solar Panels |  | 0.35 | 10 | 233 | 28 |  | Fixed | Roof
NJSTRE1545799379 |  | Transition Incentive Program | Boonton | 7005 | 3 | 7.35 | Residential | Yes | Behind the Meter | Net-metered residential rooftop and canopy |  | None | Pro Custom Solar dba Momentum Solar | PSE&G | Accepted | 2020-10-26 | 2020-10-28 | 2021-10-30 | LG ELECTRONICS | LG 350N1C-V5 | Solar Panels |  | 0.35 | 11 | 323 | 19 |  | Fixed | Roof
NJSTRE1545800357 |  | Transition Incentive Program | Elizabeth City | 7202 | 10 | 6.51 | Residential | Yes | Behind the Meter | Net-metered residential rooftop and canopy |  | None | Bright Planet Solar | PSE&G | Accepted | 2020-10-26 | 2020-10-29 | 2021-10-30 | SOLAR EDGE | SE6000H-USRGM | Inverters | 6000 |  | 1 |  |  | 0.98 |  | Outdoor | OUTSIDE
NJSTRE1545800357 |  | Transition Incentive Program | Elizabeth City | 7202 | 10 | 6.51 | Residential | Yes | Behind the Meter | Net-metered residential rooftop and canopy |  | None | Bright Planet Solar | PSE&G | Accepted | 2020-10-26 | 2020-10-29 | 2021-10-30 | HANWHA Q-CELLS | Q.PEAK DUO BLK-G5 310W | Solar Panels |  | 0.31 | 7 | 138 | 36 |  | Fixed | Roof
NJSTRE1545800357 |  | Transition Incentive Program | Elizabeth City | 7202 | 10 | 6.51 | Residential | Yes | Behind the Meter | Net-metered residential rooftop and canopy |  | None | Bright Planet Solar | PSE&G | Accepted | 2020-10-26 | 2020-10-29 | 2021-10-30 | HANWHA Q-CELLS | Q.PEAK DUO BLK-G5 310W | Solar Panels |  | 0.31 | 6 | 43 | 14 |  | Fixed | Roof
NJSTRE1545800357 |  | Transition Incentive Program | Elizabeth City | 7202 | 10 | 6.51 | Residential | Yes | Behind the Meter | Net-metered residential rooftop and canopy |  | None | Bright Planet Solar | PSE&G | Accepted | 2020-10-26 | 2020-10-29 | 2021-10-30 | HANWHA Q-CELLS | Q.PEAK DUO BLK-G5 310W | Solar Panels |  | 0.31 | 4 | 138 | 45 |  | Fixed | Roof
NJSTRE1545800357 |  | Transition Incentive Program | Elizabeth City | 7202 | 10 | 6.51 | Residential | Yes | Behind the Meter | Net-metered residential rooftop and canopy |  | None | Bright Planet Solar | PSE&G | Accepted | 2020-10-26 | 2020-10-29 | 2021-10-30 | HANWHA Q-CELLS | Q.PEAK DUO BLK-G5 310W | Solar Panels |  | 0.31 | 4 | 316 | 36 |  | Fixed | Roof
NJSTRE1545802609 |  | Transition Incentive Program | Delran Twp | 8075 | 13 | 7.75 | Residential | Yes | Behind the Meter | Net-metered residential rooftop and canopy |  | None | Bright Planet Solar | PSE&G | Accepted | 2020-10-26 | 2020-10-28 | 2021-10-30 | SOLAR EDGE | SE6000H-USRGM | Inverters | 6000 |  | 1 |  |  | 0.98 |  | Outdoor | OUTSIDE
NJSTRE1545802609 |  | Transition Incentive Program | Delran Twp | 8075 | 13 | 7.75 | Residential | Yes | Behind the Meter | Net-metered residential rooftop and canopy |  | None | Bright Planet Solar | PSE&G | Accepted | 2020-10-26 | 2020-10-28 | 2021-10-30 | HANWHA Q-CELLS | Q.PEAK DUO BLK-G5 310W | Solar Panels |  | 0.31 | 3 | 146 | 11 |  | Fixed | Roof
NJSTRE1545802609 |  | Transition Incentive Program | Delran Twp | 8075 | 13 | 7.75 | Residential | Yes | Behind the Meter | Net-metered residential rooftop and canopy |  | None | Bright Planet Solar | PSE&G | Accepted | 2020-10-26 | 2020-10-28 | 2021-10-30 | HANWHA Q-CELLS | Q.PEAK DUO BLK-G5 310W | Solar Panels |  | 0.31 | 2 | 50 | 12 |  | Fixed | Roof
NJSTRE1545802609 |  | Transition Incentive Program | Delran Twp | 8075 | 13 | 7.75 | Residential | Yes | Behind the Meter | Net-metered residential rooftop and canopy |  | None | Bright Planet Solar | PSE&G | Accepted | 2020-10-26 | 2020-10-28 | 2021-10-30 | HANWHA Q-CELLS | Q.PEAK DUO BLK-G5 310W | Solar Panels |  | 0.31 | 7 | 146 | 9 |  | Fixed | Roof
NJSTRE1545802609 |  | Transition Incentive Program | Delran Twp | 8075 | 13 | 7.75 | Residential | Yes | Behind the Meter | Net-metered residential rooftop and canopy |  | None | Bright Planet Solar | PSE&G | Accepted | 2020-10-26 | 2020-10-28 | 2021-10-30 | HANWHA Q-CELLS | Q.PEAK DUO BLK-G5 310W | Solar Panels |  | 0.31 | 9 | 51 | 11 |  | Fixed | Roof
NJSTRE1545802609 |  | Transition Incentive Program | Delran Twp | 8075 | 13 | 7.75 | Residential | Yes | Behind the Meter | Net-metered residential rooftop and canopy |  | None | Bright Planet Solar | PSE&G | Accepted | 2020-10-26 | 2020-10-28 | 2021-10-30 | HANWHA Q-CELLS | Q.PEAK DUO BLK-G5 310W | Solar Panels |  | 0.31 | 4 | 322 | 11 |  | Fixed | Roof
NJSTRE1545803106 |  | Transition Incentive Program | Denville | 7834 | 3 | 4.08 | Residential | Yes | Behind the Meter | Net-metered residential rooftop and canopy |  | None | Tesla Energy Operations Inc. | JCP&L | Accepted | 2020-10-26 | 2020-10-28 | 2021-10-30 | SolarEdge Technologies | SE3800H-US | Inverters | 3800 |  | 1 |  |  | 0.99 |  | Outdoor | Outdoor
NJSTRE1545803106 |  | Transition Incentive Program | Denville | 7834 | 3 | 4.08 | Residential | Yes | Behind the Meter | Net-metered residential rooftop and canopy |  | None | Tesla Energy Operations Inc. | JCP&L | Accepted | 2020-10-26 | 2020-10-28 | 2021-10-30 | Hanwha Q-CELLS | Q.Peak DUO BLK-G6+ 340 | Solar Panels |  | 0.34 | 6 | 24 | 36 |  | Fixed | Roof
NJSTRE1545803106 |  | Transition Incentive Program | Denville | 7834 | 3 | 4.08 | Residential | Yes | Behind the Meter | Net-metered residential rooftop and canopy |  | None | Tesla Energy Operations Inc. | JCP&L | Accepted | 2020-10-26 | 2020-10-28 | 2021-10-30 | Hanwha Q-CELLS | Q.Peak DUO BLK-G6+ 340 | Solar Panels |  | 0.34 | 6 | 204 | 36 |  | Fixed | Roof
NJSTRE1545803360 |  | Transition Incentive Program | Edison TWP | 8820 | 11 | 12.24 | Residential | Yes | Behind the Meter | Net-metered residential rooftop and canopy |  | None | Tesla Energy Operations Inc. | PSE&G | Accepted | 2020-10-26 | 2020-10-28 | 2021-10-30 | Tesla | AC Powerwall 2.0 | Electric Storage Battery |  |  | 2 |  |  |  | Lithium Ion |  | Inside garage
NJSTRE1545803360 |  | Transition Incentive Program | Edison TWP | 8820 | 11 | 12.24 | Residential | Yes | Behind the Meter | Net-metered residential rooftop and canopy |  | None | Tesla Energy Operations Inc. | PSE&G | Accepted | 2020-10-26 | 2020-10-28 | 2021-10-30 | SolarEdge Technologies | SE11400H-US [240V] | Inverters | 11400 |  | 1 |  |  | 0.99 |  | Indoor | Inside garage
NJSTRE1545803360 |  | Transition Incentive Program | Edison TWP | 8820 | 11 | 12.24 | Residential | Yes | Behind the Meter | Net-metered residential rooftop and canopy |  | None | Tesla Energy Operations Inc. | PSE&G | Accepted | 2020-10-26 | 2020-10-28 | 2021-10-30 | Hanwha Q-CELLS | Q.Peak DUO BLK-G6+ 340 | Solar Panels |  | 0.34 | 8 | 87 | 27 |  | Fixed | Roof
NJSTRE1545803360 |  | Transition Incentive Program | Edison TWP | 8820 | 11 | 12.24 | Residential | Yes | Behind the Meter | Net-metered residential rooftop and canopy |  | None | Tesla Energy Operations Inc. | PSE&G | Accepted | 2020-10-26 | 2020-10-28 | 2021-10-30 | Hanwha Q-CELLS | Q.Peak DUO BLK-G6+ 340 | Solar Panels |  | 0.34 | 15 | 267 | 27 |  | Fixed | Roof
NJSTRE1545803360 |  | Transition Incentive Program | Edison TWP | 8820 | 11 | 12.24 | Residential | Yes | Behind the Meter | Net-metered residential rooftop and canopy |  | None | Tesla Energy Operations Inc. | PSE&G | Accepted | 2020-10-26 | 2020-10-28 | 2021-10-30 | Hanwha Q-CELLS | Q.Peak DUO BLK-G6+ 340 | Solar Panels |  | 0.34 | 13 | 177 | 37 |  | Fixed | Roof
NJSTRE1545804114 |  | Transition Incentive Program | Deptford TWP | 8090 | 15 | 4.76 | Residential | Yes | Behind the Meter | Net-metered residential rooftop and canopy |  | None | Tesla Energy Operations Inc. | PSE&G | Accepted | 2020-10-26 | 2020-10-28 | 2021-10-30 | SolarEdge Technologies | SE7600H-US [240V] | Inverters | 7600 |  | 1 |  |  | 0.99 |  | Outside | Outside
NJSTRE1545804114 |  | Transition Incentive Program | Deptford TWP | 8090 | 15 | 4.76 | Residential | Yes | Behind the Meter | Net-metered residential rooftop and canopy |  | None | Tesla Energy Operations Inc. | PSE&G | Accepted | 2020-10-26 | 2020-10-28 | 2021-10-30 | Hanwha Q-CELLS | Q.Peak DUO BLK-G6+ 340 | Solar Panels |  | 0.34 | 14 | 86 | 27 |  | Fixed | Roof
NJSTRE1545804118 |  | Transition Incentive Program | Piscataway | 8854 | 11 | 8.71 | Residential | Yes | Behind the Meter | Net-metered residential rooftop and canopy |  | None | Vision Solar LLC | PSE&G | Accepted | 2020-10-26 | 2020-10-28 | 2021-10-30 | ENPHASE | IQ7-60-2-US | Inverters | 0.24 |  | 26 |  |  | 0.96 |  | Other | BEHIND EACH PANEL
NJSTRE1545804118 |  | Transition Incentive Program | Piscataway | 8854 | 11 | 8.71 | Residential | Yes | Behind the Meter | Net-metered residential rooftop and canopy |  | None | Vision Solar LLC | PSE&G | Accepted | 2020-10-26 | 2020-10-28 | 2021-10-30 | HANWHA Q-CELLS | Q.PEAK DUO-G6+ 335 | Solar Panels |  | 0.335 | 7 | 50 | 28 |  | Fixed | Roof
NJSTRE1545804118 |  | Transition Incentive Program | Piscataway | 8854 | 11 | 8.71 | Residential | Yes | Behind the Meter | Net-metered residential rooftop and canopy |  | None | Vision Solar LLC | PSE&G | Accepted | 2020-10-26 | 2020-10-28 | 2021-10-30 | HANWHA Q-CELLS | Q.PEAK DUO-G6+ 335 | Solar Panels |  | 0.335 | 7 | 140 | 28 |  | Fixed | Roof
NJSTRE1545804118 |  | Transition Incentive Program | Piscataway | 8854 | 11 | 8.71 | Residential | Yes | Behind the Meter | Net-metered residential rooftop and canopy |  | None | Vision Solar LLC | PSE&G | Accepted | 2020-10-26 | 2020-10-28 | 2021-10-30 | HANWHA Q-CELLS | Q.PEAK DUO-G6+ 335 | Solar Panels |  | 0.335 | 1 | 140 | 20 |  | Fixed | Roof
NJSTRE1545804118 |  | Transition Incentive Program | Piscataway | 8854 | 11 | 8.71 | Residential | Yes | Behind the Meter | Net-metered residential rooftop and canopy |  | None | Vision Solar LLC | PSE&G | Accepted | 2020-10-26 | 2020-10-28 | 2021-10-30 | HANWHA Q-CELLS | Q.PEAK DUO-G6+ 335 | Solar Panels |  | 0.335 | 1 | 230 | 28 |  | Fixed | Roof
NJSTRE1545804118 |  | Transition Incentive Program | Piscataway | 8854 | 11 | 8.71 | Residential | Yes | Behind the Meter | Net-metered residential rooftop and canopy |  | None | Vision Solar LLC | PSE&G | Accepted | 2020-10-26 | 2020-10-28 | 2021-10-30 | HANWHA Q-CELLS | Q.PEAK DUO-G6+ 335 | Solar Panels |  | 0.335 | 4 | 320 | 20 |  | Fixed | Roof
NJSTRE1545804118 |  | Transition Incentive Program | Piscataway | 8854 | 11 | 8.71 | Residential | Yes | Behind the Meter | Net-metered residential rooftop and canopy |  | None | Vision Solar LLC | PSE&G | Accepted | 2020-10-26 | 2020-10-28 | 2021-10-30 | HANWHA Q-CELLS | Q.PEAK DUO-G6+ 335 | Solar Panels |  | 0.335 | 6 | 320 | 28 |  | Fixed | Roof
NJSTRE1545804151 |  | Transition Incentive Program | MARLTON | 8053 | 13 | 9.6 | Residential | No | Behind the Meter | Net-metered residential rooftop and canopy |  | None | SOLAR HOME ENERGY SOLUTIONS, LLC | PSE&G | Accepted | 2020-10-28 | 2020-10-28 | 2021-10-30 | TEXAS METER & DEVICES | FOCUS kWh | Meters | 240 V 3W 60Hz |  | 1 |  |  |  | Yes | Indoor
NJSTRE1545804151 |  | Transition Incentive Program | MARLTON | 8053 | 13 | 9.6 | Residential | No | Behind the Meter | Net-metered residential rooftop and canopy |  | None | SOLAR HOME ENERGY SOLUTIONS, LLC | PSE&G | Accepted | 2020-10-28 | 2020-10-28 | 2021-10-30 | SOLAREDGE | SE7600H | Inverters | 7600 |  | 1 |  |  | 0.99 |  | Indoor | INSIDE GARAGE NEAR UTILITY SERVICE PANEL
NJSTRE1545804151 |  | Transition Incentive Program | MARLTON | 8053 | 13 | 9.6 | Residential | No | Behind the Meter | Net-metered residential rooftop and canopy |  | None | SOLAR HOME ENERGY SOLUTIONS, LLC | PSE&G | Accepted | 2020-10-28 | 2020-10-28 | 2021-10-30 | AXITEC | AC-400MH/144S | Solar Panels |  | 0.4 | 24 | 166 | 20 |  | Fixed | Roof
NJSTRE1545804248 |  | Transition Incentive Program | EGG HARBOR TOWNSHIP | 8234 | 19 | 9.6 | Residential | Yes | Behind the Meter | Net-metered residential rooftop and canopy |  | None | Vivint Solar Developer, LLC | AC Electric | Accepted | 2020-10-27 | 2020-10-28 | 2021-10-30 | Solar Edge | SE7600H-US | Inverters | 7600 |  | 1 |  |  | 0.992 |  | Outdoor | Near the Utility Meter
NJSTRE1545804248 |  | Transition Incentive Program | EGG HARBOR TOWNSHIP | 8234 | 19 | 9.6 | Residential | Yes | Behind the Meter | Net-metered residential rooftop and canopy |  | None | Vivint Solar Developer, LLC | AC Electric | Accepted | 2020-10-27 | 2020-10-28 | 2021-10-30 | JINKO SOLAR | JKM320M-60HBL | Solar Panels |  | 0.32 | 16 | 334 | 23 |  | Fixed | Roof
NJSTRE1545804248 |  | Transition Incentive Program | EGG HARBOR TOWNSHIP | 8234 | 19 | 9.6 | Residential | Yes | Behind the Meter | Net-metered residential rooftop and canopy |  | None | Vivint Solar Developer, LLC | AC Electric | Accepted | 2020-10-27 | 2020-10-28 | 2021-10-30 | JINKO SOLAR | JKM320M-60HBL | Solar Panels |  | 0.32 | 14 | 154 | 19 |  | Fixed | Roof
NJSTRE1545805510 |  | Transition Incentive Program | CLEMENTON | 8021 | 14 | 6.93 | Residential | No | Behind the Meter | Net-metered residential rooftop and canopy |  | None | Suntuity Solar LLC | PSE&G | Accepted | 2020-10-27 | 2020-10-28 | 2021-10-30 | Enphase Energy | IQ7-60-2-US | Inverters | 240 |  | 22 |  |  | 0.97 |  | Outdoor | Behind the PV Modules
NJSTRE1545805510 |  | Transition Incentive Program | CLEMENTON | 8021 | 14 | 6.93 | Residential | No | Behind the Meter | Net-metered residential rooftop and canopy |  | None | Suntuity Solar LLC | PSE&G | Accepted | 2020-10-27 | 2020-10-28 | 2021-10-30 | Longi | LR6-60HPB-315M | Solar Panels |  | 0.315 | 10 | 225 | 23 |  | Fixed | Roof
NJSTRE1545805510 |  | Transition Incentive Program | CLEMENTON | 8021 | 14 | 6.93 | Residential | No | Behind the Meter | Net-metered residential rooftop and canopy |  | None | Suntuity Solar LLC | PSE&G | Accepted | 2020-10-27 | 2020-10-28 | 2021-10-30 | Longi | LR6-60HPB-315M | Solar Panels |  | 0.315 | 7 | 45 | 23 |  | Fixed | Roof
NJSTRE1545805510 |  | Transition Incentive Program | CLEMENTON | 8021 | 14 | 6.93 | Residential | No | Behind the Meter | Net-metered residential rooftop and canopy |  | None | Suntuity Solar LLC | PSE&G | Accepted | 2020-10-27 | 2020-10-28 | 2021-10-30 | Longi | LR6-60HPB-315M | Solar Panels |  | 0.315 | 5 | 225 | 27 |  | Fixed | Roof
NJSTRE1545805511 |  | Transition Incentive Program | CAPE MAY COURT HOUSE | 8210 | 21 | 6.93 | Residential | Yes | Behind the Meter | Net-metered residential rooftop and canopy |  | None | Suntuity Solar LLC | AC Electric | Accepted | 2020-10-27 | 2020-10-28 | 2021-10-30 | Enphase Energy | IQ7-60-2-US | Inverters | 240 |  | 22 |  |  | 0.97 |  | Outdoor | Behind the PV Modules
NJSTRE1545805511 |  | Transition Incentive Program | CAPE MAY COURT HOUSE | 8210 | 21 | 6.93 | Residential | Yes | Behind the Meter | Net-metered residential rooftop and canopy |  | None | Suntuity Solar LLC | AC Electric | Accepted | 2020-10-27 | 2020-10-28 | 2021-10-30 | Longi | LR6-60HPB-315M | Solar Panels |  | 0.315 | 18 | 122 | 27 |  | Fixed | Roof
NJSTRE1545805511 |  | Transition Incentive Program | CAPE MAY COURT HOUSE | 8210 | 21 | 6.93 | Residential | Yes | Behind the Meter | Net-metered residential rooftop and canopy |  | None | Suntuity Solar LLC | AC Electric | Accepted | 2020-10-27 | 2020-10-28 | 2021-10-30 | Longi | LR6-60HPB-315M | Solar Panels |  | 0.315 | 4 | 302 | 27 |  | Fixed | Roof
NJSTRE1545805512 |  | Transition Incentive Program | GALLOWAY | 8205 | 19 | 8.51 | Residential | Yes | Behind the Meter | Net-metered residential rooftop and canopy |  | None | Suntuity Solar LLC | AC Electric | Accepted | 2020-10-27 | 2020-10-28 | 2021-10-30 | Enphase Energy | IQ7-60-2-US | Inverters | 240 |  | 27 |  |  | 0.97 |  | Outdoor | Behind the PV Modules
NJSTRE1545805512 |  | Transition Incentive Program | GALLOWAY | 8205 | 19 | 8.51 | Residential | Yes | Behind the Meter | Net-metered residential rooftop and canopy |  | None | Suntuity Solar LLC | AC Electric | Accepted | 2020-10-27 | 2020-10-28 | 2021-10-30 | Longi | LR6-60HPB-315M | Solar Panels |  | 0.315 | 15 | 43 | 23 |  | Fixed | Roof
NJSTRE1545805512 |  | Transition Incentive Program | GALLOWAY | 8205 | 19 | 8.51 | Residential | Yes | Behind the Meter | Net-metered residential rooftop and canopy |  | None | Suntuity Solar LLC | AC Electric | Accepted | 2020-10-27 | 2020-10-28 | 2021-10-30 | Longi | LR6-60HPB-315M | Solar Panels |  | 0.315 | 12 | 223 | 23 |  | Fixed | Roof
NJSTRE1545805513 |  | Transition Incentive Program | CLEMENTON | 8021 | 14 | 8.51 | Residential | Yes | Behind the Meter | Net-metered residential rooftop and canopy |  | None | Suntuity Solar LLC | AC Electric | Accepted | 2020-10-27 | 2020-10-28 | 2021-10-30 | Enphase Energy | IQ7-60-2-US | Inverters | 240 |  | 27 |  |  | 0.97 |  | Outdoor | Behind the PV Modules
NJSTRE1545805513 |  | Transition Incentive Program | CLEMENTON | 8021 | 14 | 8.51 | Residential | Yes | Behind the Meter | Net-metered residential rooftop and canopy |  | None | Suntuity Solar LLC | AC Electric | Accepted | 2020-10-27 | 2020-10-28 | 2021-10-30 | Longi | LR6-60HPB-315M | Solar Panels |  | 0.315 | 21 | 203 | 20 |  | Fixed | Roof
NJSTRE1545805513 |  | Transition Incentive Program | CLEMENTON | 8021 | 14 | 8.51 | Residential | Yes | Behind the Meter | Net-metered residential rooftop and canopy |  | None | Suntuity Solar LLC | AC Electric | Accepted | 2020-10-27 | 2020-10-28 | 2021-10-30 | Longi | LR6-60HPB-315M | Solar Panels |  | 0.315 | 6 | 23 | 10 |  | Fixed | Roof
NJSTRE1545805514 |  | Transition Incentive Program | MAYS LANDING | 8330 | 19 | 3.85 | Residential | Yes | Behind the Meter | Net-metered residential rooftop and canopy |  | None | Suntuity Solar LLC | AC Electric | Accepted | 2020-10-27 | 2020-10-28 | 2021-10-30 | Enphase Energy | IQ7-60-2-US | Inverters | 240 |  | 11 |  |  | 0.97 |  | Outdoor | Behind the PV Modules
NJSTRE1545805514 |  | Transition Incentive Program | MAYS LANDING | 8330 | 19 | 3.85 | Residential | Yes | Behind the Meter | Net-metered residential rooftop and canopy |  | None | Suntuity Solar LLC | AC Electric | Accepted | 2020-10-27 | 2020-10-28 | 2021-10-30 | Longi | LR6-60HPB-315M | Solar Panels |  | 0.35 | 3 | 209 | 43 |  | Fixed | Roof
NJSTRE1545805514 |  | Transition Incentive Program | MAYS LANDING | 8330 | 19 | 3.85 | Residential | Yes | Behind the Meter | Net-metered residential rooftop and canopy |  | None | Suntuity Solar LLC | AC Electric | Accepted | 2020-10-27 | 2020-10-28 | 2021-10-30 | Longi | LR6-60HPB-315M | Solar Panels |  | 0.35 | 4 | 119 | 45 |  | Fixed | Roof
NJSTRE1545805514 |  | Transition Incentive Program | MAYS LANDING | 8330 | 19 | 3.85 | Residential | Yes | Behind the Meter | Net-metered residential rooftop and canopy |  | None | Suntuity Solar LLC | AC Electric | Accepted | 2020-10-27 | 2020-10-28 | 2021-10-30 | Longi | LR6-60HPB-315M | Solar Panels |  | 0.35 | 4 | 209 | 47 |  | Fixed | Roof
NJSTRE1545805515 |  | Transition Incentive Program | Villas | 8251 | 21 | 5.04 | Residential | Yes | Behind the Meter | Net-metered residential rooftop and canopy |  | None | Suntuity Solar LLC | AC Electric | Accepted | 2020-10-27 | 2020-10-28 | 2021-10-30 | Enphase Energy | IQ7-60-2-US | Inverters | 240 |  | 16 |  |  | 0.97 |  | Outdoor | Behind the PV Modules
NJSTRE1545805515 |  | Transition Incentive Program | Villas | 8251 | 21 | 5.04 | Residential | Yes | Behind the Meter | Net-metered residential rooftop and canopy |  | None | Suntuity Solar LLC | AC Electric | Accepted | 2020-10-27 | 2020-10-28 | 2021-10-30 | Longi | LR6-60HPB-315M | Solar Panels |  | 0.315 | 9 | 295 | 27 |  | Fixed | Roof
NJSTRE1545805515 |  | Transition Incentive Program | Villas | 8251 | 21 | 5.04 | Residential | Yes | Behind the Meter | Net-metered residential rooftop and canopy |  | None | Suntuity Solar LLC | AC Electric | Accepted | 2020-10-27 | 2020-10-28 | 2021-10-30 | Longi | LR6-60HPB-315M | Solar Panels |  | 0.315 | 7 | 115 | 27 |  | Fixed | Roof
NJSTRE1545805518 |  | Transition Incentive Program | Millstone Township | 8535 | 17 | 24.26 | Residential | No | Behind the Meter | Net-metered residential rooftop and canopy |  | None | Suntuity Solar LLC | JCP&L | Accepted | 2020-10-27 | 2020-10-28 | 2021-10-30 | GENERAC | APK00014-X7602 | Electric Storage Battery |  |  | 6 |  |  |  | Lithium Ion |  | OUTSIDE
NJSTRE1545805518 |  | Transition Incentive Program | Millstone Township | 8535 | 17 | 24.26 | Residential | No | Behind the Meter | Net-metered residential rooftop and canopy |  | None | Suntuity Solar LLC | JCP&L | Accepted | 2020-10-27 | 2020-10-28 | 2021-10-30 | Enphase Energy | IQ7-60-2-US | Inverters | 240 |  | 77 |  |  | 0.97 |  | Outdoor | Behind the PV Modules
NJSTRE1545805518 |  | Transition Incentive Program | Millstone Township | 8535 | 17 | 24.26 | Residential | No | Behind the Meter | Net-metered residential rooftop and canopy |  | None | Suntuity Solar LLC | JCP&L | Accepted | 2020-10-27 | 2020-10-28 | 2021-10-30 | Longi | LR6-60HPB-315M | Solar Panels |  | 0.315 | 45 | 175 | 20 |  | Fixed | Roof
NJSTRE1545805518 |  | Transition Incentive Program | Millstone Township | 8535 | 17 | 24.26 | Residential | No | Behind the Meter | Net-metered residential rooftop and canopy |  | None | Suntuity Solar LLC | JCP&L | Accepted | 2020-10-27 | 2020-10-28 | 2021-10-30 | Longi | LR6-60HPB-315M | Solar Panels |  | 0.315 | 32 | 175 | 20 |  | Fixed | Roof
NJSTRE1545805519 |  | Transition Incentive Program | PENNSAUKEN TWP | 8109 | 14 | 4.73 | Residential | Yes | Behind the Meter | Net-metered residential rooftop and canopy |  | None | Suntuity Solar LLC | PSE&G | Accepted | 2020-10-27 | 2020-10-28 | 2021-10-30 | Enphase Energy | IQ7-60-2-US | Inverters | 240 |  | 15 |  |  | 0.97 |  | Outdoor | Behind the PV Modules
NJSTRE1545805519 |  | Transition Incentive Program | PENNSAUKEN TWP | 8109 | 14 | 4.73 | Residential | Yes | Behind the Meter | Net-metered residential rooftop and canopy |  | None | Suntuity Solar LLC | PSE&G | Accepted | 2020-10-27 | 2020-10-28 | 2021-10-30 | Longi | LR6-60HPB-315M | Solar Panels |  | 0.315 | 8 | 148 | 24 |  | Fixed | Roof
NJSTRE1545805519 |  | Transition Incentive Program | PENNSAUKEN TWP | 8109 | 14 | 4.73 | Residential | Yes | Behind the Meter | Net-metered residential rooftop and canopy |  | None | Suntuity Solar LLC | PSE&G | Accepted | 2020-10-27 | 2020-10-28 | 2021-10-30 | Longi | LR6-60HPB-315M | Solar Panels |  | 0.315 | 7 | 328 | 24 |  | Fixed | Roof
NJSTRE1545805520 |  | Transition Incentive Program | HAMILTON | 8610 | 12 | 7.56 | Residential | Yes | Behind the Meter | Net-metered residential rooftop and canopy |  | None | Suntuity Solar LLC | PSE&G | Accepted | 2020-10-27 | 2020-10-28 | 2021-10-30 | Enphase Energy | IQ7-60-2-US | Inverters | 240 |  | 24 |  |  | 0.97 |  | Outdoor | Behind the PV Modules
NJSTRE1545805520 |  | Transition Incentive Program | HAMILTON | 8610 | 12 | 7.56 | Residential | Yes | Behind the Meter | Net-metered residential rooftop and canopy |  | None | Suntuity Solar LLC | PSE&G | Accepted | 2020-10-27 | 2020-10-28 | 2021-10-30 | Longi | LR6-60HPB-315M | Solar Panels |  | 0.315 | 14 | 130 | 36 |  | Fixed | Roof
NJSTRE1545805520 |  | Transition Incentive Program | HAMILTON | 8610 | 12 | 7.56 | Residential | Yes | Behind the Meter | Net-metered residential rooftop and canopy |  | None | Suntuity Solar LLC | PSE&G | Accepted | 2020-10-27 | 2020-10-28 | 2021-10-30 | Longi | LR6-60HPB-315M | Solar Panels |  | 0.315 | 10 | 310 | 36 |  | Fixed | Roof
NJSTRE1545805521 |  | Transition Incentive Program | MAGNOLIA | 8049 | 14 | 11.66 | Residential | Yes | Behind the Meter | Net-metered residential rooftop and canopy |  | None | Suntuity Solar LLC | PSE&G | Accepted | 2020-10-27 | 2020-10-28 | 2021-10-30 | Enphase Energy | IQ7-60-2-US | Inverters | 240 |  | 37 |  |  | 0.97 |  | Outdoor | Behind the PV Modules
NJSTRE1545805521 |  | Transition Incentive Program | MAGNOLIA | 8049 | 14 | 11.66 | Residential | Yes | Behind the Meter | Net-metered residential rooftop and canopy |  | None | Suntuity Solar LLC | PSE&G | Accepted | 2020-10-27 | 2020-10-28 | 2021-10-30 | Longi | LR6-60HPB-315M | Solar Panels |  | 0.315 | 17 | 71 | 37 |  | Fixed | Roof
NJSTRE1545805521 |  | Transition Incentive Program | MAGNOLIA | 8049 | 14 | 11.66 | Residential | Yes | Behind the Meter | Net-metered residential rooftop and canopy |  | None | Suntuity Solar LLC | PSE&G | Accepted | 2020-10-27 | 2020-10-28 | 2021-10-30 | Longi | LR6-60HPB-315M | Solar Panels |  | 0.315 | 20 | 251 | 37 |  | Fixed | Roof
NJSTRE1545805522 |  | Transition Incentive Program | SUSSEX | 7461 | 1 | 7.25 | Residential | Yes | Behind the Meter | Net-metered residential rooftop and canopy |  | None | Suntuity Solar LLC | JCP&L | Accepted | 2020-10-27 | 2020-10-28 | 2021-10-30 | Enphase Energy | IQ7-60-2-US | Inverters | 240 |  | 23 |  |  | 0.97 |  | Outdoor | Behind the PV Modules
NJSTRE1545805522 |  | Transition Incentive Program | SUSSEX | 7461 | 1 | 7.25 | Residential | Yes | Behind the Meter | Net-metered residential rooftop and canopy |  | None | Suntuity Solar LLC | JCP&L | Accepted | 2020-10-27 | 2020-10-28 | 2021-10-30 | Longi | LR6-60HPB-315M | Solar Panels |  | 0.315 | 12 | 191 | 27 |  | Fixed | Roof
NJSTRE1545805522 |  | Transition Incentive Program | SUSSEX | 7461 | 1 | 7.25 | Residential | Yes | Behind the Meter | Net-metered residential rooftop and canopy |  | None | Suntuity Solar LLC | JCP&L | Accepted | 2020-10-27 | 2020-10-28 | 2021-10-30 | Longi | LR6-60HPB-315M | Solar Panels |  | 0.315 | 11 | 11 | 27 |  | Fixed | Roof
NJSTRE1545805523 |  | Transition Incentive Program | SCOTCH PLAINS | 7076 | 10 | 12.29 | Residential | No | Behind the Meter | Net-metered residential rooftop and canopy |  | None | Suntuity Solar LLC | PSE&G | Accepted | 2020-10-27 | 2020-10-28 | 2021-10-30 | Enphase Energy | IQ7-60-2-US | Inverters | 240 |  | 39 |  |  | 0.97 |  | Outdoor | Behind the PV Modules
NJSTRE1545805523 |  | Transition Incentive Program | SCOTCH PLAINS | 7076 | 10 | 12.29 | Residential | No | Behind the Meter | Net-metered residential rooftop and canopy |  | None | Suntuity Solar LLC | PSE&G | Accepted | 2020-10-27 | 2020-10-28 | 2021-10-30 | Longi | LR6-60HPB-315M | Solar Panels |  | 0.315 | 6 | 217 | 25 |  | Fixed | Roof
NJSTRE1545805523 |  | Transition Incentive Program | SCOTCH PLAINS | 7076 | 10 | 12.29 | Residential | No | Behind the Meter | Net-metered residential rooftop and canopy |  | None | Suntuity Solar LLC | PSE&G | Accepted | 2020-10-27 | 2020-10-28 | 2021-10-30 | Longi | LR6-60HPB-315M | Solar Panels |  | 0.315 | 7 | 127 | 25 |  | Fixed | Roof
NJSTRE1545805523 |  | Transition Incentive Program | SCOTCH PLAINS | 7076 | 10 | 12.29 | Residential | No | Behind the Meter | Net-metered residential rooftop and canopy |  | None | Suntuity Solar LLC | PSE&G | Accepted | 2020-10-27 | 2020-10-28 | 2021-10-30 | Longi | LR6-60HPB-315M | Solar Panels |  | 0.315 | 4 | 127 | 15 |  | Fixed | Roof
NJSTRE1545805523 |  | Transition Incentive Program | SCOTCH PLAINS | 7076 | 10 | 12.29 | Residential | No | Behind the Meter | Net-metered residential rooftop and canopy |  | None | Suntuity Solar LLC | PSE&G | Accepted | 2020-10-27 | 2020-10-28 | 2021-10-30 | Longi | LR6-60HPB-315M | Solar Panels |  | 0.315 | 22 | 307 | 25 |  | Fixed | Roof
NJSTRE1545805527 |  | Transition Incentive Program | Hillsborough | 8844 | 5 | 13.2 | Residential | No | Behind the Meter | Net-metered residential rooftop and canopy |  | None | Whitman Construction, LLC | PSE&G | Accepted | 2020-10-27 | 2020-10-29 | 2021-10-30 | enphase energy | iq7x-96-2-us | Inverters | 315 |  | 40 |  |  | 0.975 |  | Outdoor | microinverters located under modules
NJSTRE1545805527 |  | Transition Incentive Program | Hillsborough | 8844 | 5 | 13.2 | Residential | No | Behind the Meter | Net-metered residential rooftop and canopy |  | None | Whitman Construction, LLC | PSE&G | Accepted | 2020-10-27 | 2020-10-29 | 2021-10-30 | panasonic | vbhn330sa16 | Solar Panels |  | 0.33 | 40 | 195 | 45 |  | Fixed | Roof
NJSTRE1545805542 |  | Transition Incentive Program | New Egypt | 8533 | 18 | 7.26 | Residential | Yes | Behind the Meter | Net-metered residential rooftop and canopy |  | None | Posigen NJ LLC | JCP&L | Accepted | 2020-10-27 | 2020-10-28 | 2021-10-30 | SolarEdge | SE7600H-US | Inverters | 7600 |  | 1 |  |  | 0.99 |  | Outside | within ten feet of meter
NJSTRE1545805542 |  | Transition Incentive Program | New Egypt | 8533 | 18 | 7.26 | Residential | Yes | Behind the Meter | Net-metered residential rooftop and canopy |  | None | Posigen NJ LLC | JCP&L | Accepted | 2020-10-27 | 2020-10-28 | 2021-10-30 | Silfab | SIL330HL | Solar Panels |  | 0.33 | 22 | 167 | 35 |  | Fixed | Roof
NJSTRE1545805587 |  | Transition Incentive Program | BRIDGEWATER | 8807 | 5 | 7.48 | Residential | Yes | Behind the Meter | Net-metered residential rooftop and canopy |  | None | Vivint Solar Developer, LLC | PSE&G | Accepted | 2020-10-27 | 2020-10-28 | 2021-10-30 | SolarEdge | SE3800H-USSSHBC14 | Meters |  |  | 1 |  |  |  | Yes | Outdoor
NJSTRE1545805587 |  | Transition Incentive Program | BRIDGEWATER | 8807 | 5 | 7.48 | Residential | Yes | Behind the Meter | Net-metered residential rooftop and canopy |  | None | Vivint Solar Developer, LLC | PSE&G | Accepted | 2020-10-27 | 2020-10-28 | 2021-10-30 | SOLAREDGE | SE7600H-US | Inverters | 7600 |  | 1 |  |  | 0.992 |  | Outdoor | Near the Utility Meter
NJSTRE1545805587 |  | Transition Incentive Program | BRIDGEWATER | 8807 | 5 | 7.48 | Residential | Yes | Behind the Meter | Net-metered residential rooftop and canopy |  | None | Vivint Solar Developer, LLC | PSE&G | Accepted | 2020-10-27 | 2020-10-28 | 2021-10-30 | JINKO SOLAR | JKM325M-60HBL | Solar Panels |  | 0.325 | 9 | 208 | 19 |  | Fixed | Roof
NJSTRE1545805587 |  | Transition Incentive Program | BRIDGEWATER | 8807 | 5 | 7.48 | Residential | Yes | Behind the Meter | Net-metered residential rooftop and canopy |  | None | Vivint Solar Developer, LLC | PSE&G | Accepted | 2020-10-27 | 2020-10-28 | 2021-10-30 | JINKO SOLAR | JKM325M-60HBL | Solar Panels |  | 0.325 | 8 | 28 | 42 |  | Fixed | Roof
NJSTRE1545805587 |  | Transition Incentive Program | BRIDGEWATER | 8807 | 5 | 7.48 | Residential | Yes | Behind the Meter | Net-metered residential rooftop and canopy |  | None | Vivint Solar Developer, LLC | PSE&G | Accepted | 2020-10-27 | 2020-10-28 | 2021-10-30 | JINKO SOLAR | JKM325M-60HBL | Solar Panels |  | 0.325 | 6 | 208 | 42 |  | Fixed | Roof
NJSTRE1545805846 |  | Transition Incentive Program | Morganville | 7751 | 17 | 9.86 | Residential | No | Behind the Meter | Net-metered residential rooftop and canopy |  | None | Maier Solar Engineering dba Solar Me | JCP&L | Accepted | 2020-10-27 | 2020-10-28 | 2021-10-30 | Enphase | IQ7+ | Inverters | 290 |  | 29 |  |  | 0.96 |  | Outdoor | Next to meter
NJSTRE1545805846 |  | Transition Incentive Program | Morganville | 7751 | 17 | 9.86 | Residential | No | Behind the Meter | Net-metered residential rooftop and canopy |  | None | Maier Solar Engineering dba Solar Me | JCP&L | Accepted | 2020-10-27 | 2020-10-28 | 2021-10-30 | Hanwha | Q.CELL DUO BLK-G6 340W | Solar Panels |  | 0.34 | 4 | 202 | 20 |  | Fixed | Roof
NJSTRE1545805846 |  | Transition Incentive Program | Morganville | 7751 | 17 | 9.86 | Residential | No | Behind the Meter | Net-metered residential rooftop and canopy |  | None | Maier Solar Engineering dba Solar Me | JCP&L | Accepted | 2020-10-27 | 2020-10-28 | 2021-10-30 | Hanwha | Q.CELL DUO BLK-G6 340W | Solar Panels |  | 0.34 | 25 | 202 | 20 |  | Fixed | Roof
NJSTRE1545806290 |  | Transition Incentive Program | Dunellen | 8812 | 11 | 12.21 | Residential | No | Behind the Meter | Net-metered residential rooftop and canopy |  | None | Whitman Construction, LLC | PSE&G | Accepted | 2020-10-27 | 2020-10-29 | 2021-10-30 | enphase energy | iq7plus-72-2-us | Inverters | 295 |  | 33 |  |  | 0.975 |  | Outdoor | microinverters located under modules
NJSTRE1545806290 |  | Transition Incentive Program | Dunellen | 8812 | 11 | 12.21 | Residential | No | Behind the Meter | Net-metered residential rooftop and canopy |  | None | Whitman Construction, LLC | PSE&G | Accepted | 2020-10-27 | 2020-10-29 | 2021-10-30 | solaria power | xt 370r pd | Solar Panels |  | 0.37 | 21 | 196 | 23 |  | Fixed | Roof
NJSTRE1545806290 |  | Transition Incentive Program | Dunellen | 8812 | 11 | 12.21 | Residential | No | Behind the Meter | Net-metered residential rooftop and canopy |  | None | Whitman Construction, LLC | PSE&G | Accepted | 2020-10-27 | 2020-10-29 | 2021-10-30 | solaria power | xt 370r pd | Solar Panels |  | 0.37 | 3 | 106 | 30 |  | Fixed | Roof
NJSTRE1545806290 |  | Transition Incentive Program | Dunellen | 8812 | 11 | 12.21 | Residential | No | Behind the Meter | Net-metered residential rooftop and canopy |  | None | Whitman Construction, LLC | PSE&G | Accepted | 2020-10-27 | 2020-10-29 | 2021-10-30 | solaria power | xt 370r pd | Solar Panels |  | 0.37 | 9 | 16 | 23 |  | Fixed | Roof
NJSTRE1545806698 |  | Transition Incentive Program | Bergenfield | 7621 | 7 | 5.36 | Residential | No | Behind the Meter | Net-metered residential rooftop and canopy |  | None | Venture Solar | PSE&G | Accepted | 2020-10-27 | 2020-10-28 | 2021-10-30 | Enphase | IQ7-60-2-US | Inverters | 240 |  | 16 |  |  | 0.976 |  | Outside | Outside
NJSTRE1545806698 |  | Transition Incentive Program | Bergenfield | 7621 | 7 | 5.36 | Residential | No | Behind the Meter | Net-metered residential rooftop and canopy |  | None | Venture Solar | PSE&G | Accepted | 2020-10-27 | 2020-10-28 | 2021-10-30 | LG Electronics | LG335N1C-V5 | Solar Panels |  | 0.335 | 3 | 177 | 20 |  | Fixed | Roof
NJSTRE1545806698 |  | Transition Incentive Program | Bergenfield | 7621 | 7 | 5.36 | Residential | No | Behind the Meter | Net-metered residential rooftop and canopy |  | None | Venture Solar | PSE&G | Accepted | 2020-10-27 | 2020-10-28 | 2021-10-30 | LG Electronics | LG335N1C-V5 | Solar Panels |  | 0.335 | 8 | 87 | 20 |  | Fixed | Roof
NJSTRE1545806698 |  | Transition Incentive Program | Bergenfield | 7621 | 7 | 5.36 | Residential | No | Behind the Meter | Net-metered residential rooftop and canopy |  | None | Venture Solar | PSE&G | Accepted | 2020-10-27 | 2020-10-28 | 2021-10-30 | LG Electronics | LG335N1C-V5 | Solar Panels |  | 0.335 | 2 | 267 | 45 |  | Fixed | Roof
NJSTRE1545806698 |  | Transition Incentive Program | Bergenfield | 7621 | 7 | 5.36 | Residential | No | Behind the Meter | Net-metered residential rooftop and canopy |  | None | Venture Solar | PSE&G | Accepted | 2020-10-27 | 2020-10-28 | 2021-10-30 | LG Electronics | LG335N1C-V5 | Solar Panels |  | 0.335 | 3 | 267 | 20 |  | Fixed | Roof
NJSTRE1545807192 |  | Transition Incentive Program | BAYVILLE | 8721 | 18 | 4.76 | Residential | Yes | Behind the Meter | Net-metered residential rooftop and canopy |  | None | Trinity Solar | JCP&L | Accepted | 2020-10-27 | 2020-10-29 | 2021-10-30 | Solar Edge | SE3800H-US000BNC4 | Inverters | 3800 |  | 1 |  |  | 0.97 |  | Outdoor | side of home
NJSTRE1545807192 |  | Transition Incentive Program | BAYVILLE | 8721 | 18 | 4.76 | Residential | Yes | Behind the Meter | Net-metered residential rooftop and canopy |  | None | Trinity Solar | JCP&L | Accepted | 2020-10-27 | 2020-10-29 | 2021-10-30 | HANWHA | Q.PEAK DUO BLK-G6 340 | Solar Panels |  | 0.34 | 14 | 171 | 27 |  | Fixed | Roof
NJSTRE1545807618 |  | Transition Incentive Program | Edison Township | 8820 | 11 | 7.92 | Residential | No | Behind the Meter | Net-metered residential rooftop and canopy |  | None | Green Power Energy | PSE&G | Accepted | 2020-10-27 | 2020-10-28 | 2021-10-30 | Solar Edge | SE10000H-US (240V) | Inverters | 10000 |  | 1 |  |  | 0.97 |  | Outside | next to meter
NJSTRE1545807618 |  | Transition Incentive Program | Edison Township | 8820 | 11 | 7.92 | Residential | No | Behind the Meter | Net-metered residential rooftop and canopy |  | None | Green Power Energy | PSE&G | Accepted | 2020-10-27 | 2020-10-28 | 2021-10-30 | LG Electronics | LG360N1C-N5 | Solar Panels |  | 0.36 | 11 | 174 | 25 |  | Fixed | Roof
NJSTRE1545807618 |  | Transition Incentive Program | Edison Township | 8820 | 11 | 7.92 | Residential | No | Behind the Meter | Net-metered residential rooftop and canopy |  | None | Green Power Energy | PSE&G | Accepted | 2020-10-27 | 2020-10-28 | 2021-10-30 | LG Electronics | LG360N1C-N5 | Solar Panels |  | 0.36 | 6 | 265 | 37 |  | Fixed | Roof
NJSTRE1545807618 |  | Transition Incentive Program | Edison Township | 8820 | 11 | 7.92 | Residential | No | Behind the Meter | Net-metered residential rooftop and canopy |  | None | Green Power Energy | PSE&G | Accepted | 2020-10-27 | 2020-10-28 | 2021-10-30 | LG Electronics | LG360N1C-N5 | Solar Panels |  | 0.36 | 5 | 84 | 25 |  | Fixed | Roof
NJSTRE1545807675 |  | Transition Incentive Program | Marlton | 8053 | 13 | 13.26 | Residential | Yes | Behind the Meter | Net-metered residential rooftop and canopy |  | None | Trinity Solar | PSE&G | Accepted | 2020-10-27 | 2020-10-28 | 2021-10-30 | Solar Edge | SE10000H-US | Inverters | 10000 |  | 1 |  |  | 0.97 |  | Outside | side of home
NJSTRE1545807675 |  | Transition Incentive Program | Marlton | 8053 | 13 | 13.26 | Residential | Yes | Behind the Meter | Net-metered residential rooftop and canopy |  | None | Trinity Solar | PSE&G | Accepted | 2020-10-27 | 2020-10-28 | 2021-10-30 | Hanwha 340 | Q.PEAK DUO BLK-G6 340 | Solar Panels |  | 0.34 | 6 | 118 | 4 |  | Fixed | Roof
NJSTRE1545807675 |  | Transition Incentive Program | Marlton | 8053 | 13 | 13.26 | Residential | Yes | Behind the Meter | Net-metered residential rooftop and canopy |  | None | Trinity Solar | PSE&G | Accepted | 2020-10-27 | 2020-10-28 | 2021-10-30 | Hanwha 340 | Q.PEAK DUO BLK-G6 340 | Solar Panels |  | 0.34 | 8 | 298 | 22 |  | Fixed | Roof
NJSTRE1545807675 |  | Transition Incentive Program | Marlton | 8053 | 13 | 13.26 | Residential | Yes | Behind the Meter | Net-metered residential rooftop and canopy |  | None | Trinity Solar | PSE&G | Accepted | 2020-10-27 | 2020-10-28 | 2021-10-30 | Hanwha 340 | Q.PEAK DUO BLK-G6 340 | Solar Panels |  | 0.34 | 25 | 209 | 18 |  | Fixed | Roof
NJSTRE1545807717 |  | Transition Incentive Program | Williamstown | 8094 | 15 | 10.46 | Residential | Yes | Behind the Meter | Net-metered residential rooftop and canopy |  | None | Seabright Solar | AC Electric | Accepted | 2020-10-27 | 2020-10-28 | 2021-10-30 | Enphase | IQ7XS-96-ACM-US | Inverters | 0.315 |  | 32 |  |  | 0.99 |  | Outside | Roof
NJSTRE1545807717 |  | Transition Incentive Program | Williamstown | 8094 | 15 | 10.46 | Residential | Yes | Behind the Meter | Net-metered residential rooftop and canopy |  | None | Seabright Solar | AC Electric | Accepted | 2020-10-27 | 2020-10-28 | 2021-10-30 | Sunpower | SPR-E20-327 | Solar Panels |  | 0.327 | 32 | 135 | 18 |  | Fixed | Roof
NJSTRE1545807745 |  | Transition Incentive Program | Moorestown | 8057 | 13 | 25.16 | Residential | No | Behind the Meter | Net-metered residential rooftop and canopy |  | None | Maier Solar Engineering dba Solar Me | PSE&G | Accepted | 2020-10-27 | 2020-10-28 | 2021-10-30 | Enphase | IQ7+ | Inverters | 290 |  | 69 |  |  | 0.96 |  | Outdoor | Next to meter
NJSTRE1545807745 |  | Transition Incentive Program | Moorestown | 8057 | 13 | 25.16 | Residential | No | Behind the Meter | Net-metered residential rooftop and canopy |  | None | Maier Solar Engineering dba Solar Me | PSE&G | Accepted | 2020-10-27 | 2020-10-28 | 2021-10-30 | Hanwha | Q.CELL DUO BLK-G6 340W | Solar Panels |  | 0.34 | 4 | 319 | 43 |  | Fixed | Roof
NJSTRE1545807745 |  | Transition Incentive Program | Moorestown | 8057 | 13 | 25.16 | Residential | No | Behind the Meter | Net-metered residential rooftop and canopy |  | None | Maier Solar Engineering dba Solar Me | PSE&G | Accepted | 2020-10-27 | 2020-10-28 | 2021-10-30 | Hanwha | Q.CELL DUO BLK-G6 340W | Solar Panels |  | 0.34 | 3 | 229 | 35 |  | Fixed | Roof
NJSTRE1545807745 |  | Transition Incentive Program | Moorestown | 8057 | 13 | 25.16 | Residential | No | Behind the Meter | Net-metered residential rooftop and canopy |  | None | Maier Solar Engineering dba Solar Me | PSE&G | Accepted | 2020-10-27 | 2020-10-28 | 2021-10-30 | Hanwha | Q.CELL DUO BLK-G6 340W | Solar Panels |  | 0.34 | 2 | 229 | 35 |  | Fixed | Roof
NJSTRE1545807745 |  | Transition Incentive Program | Moorestown | 8057 | 13 | 25.16 | Residential | No | Behind the Meter | Net-metered residential rooftop and canopy |  | None | Maier Solar Engineering dba Solar Me | PSE&G | Accepted | 2020-10-27 | 2020-10-28 | 2021-10-30 | Hanwha | Q.CELL DUO BLK-G6 340W | Solar Panels |  | 0.34 | 9 | 319 | 43 |  | Fixed | Roof
NJSTRE1545807745 |  | Transition Incentive Program | Moorestown | 8057 | 13 | 25.16 | Residential | No | Behind the Meter | Net-metered residential rooftop and canopy |  | None | Maier Solar Engineering dba Solar Me | PSE&G | Accepted | 2020-10-27 | 2020-10-28 | 2021-10-30 | Hanwha | Q.CELL DUO BLK-G6 340W | Solar Panels |  | 0.34 | 9 | 319 | 43 |  | Fixed | Roof
NJSTRE1545807745 |  | Transition Incentive Program | Moorestown | 8057 | 13 | 25.16 | Residential | No | Behind the Meter | Net-metered residential rooftop and canopy |  | None | Maier Solar Engineering dba Solar Me | PSE&G | Accepted | 2020-10-27 | 2020-10-28 | 2021-10-30 | Hanwha | Q.CELL DUO BLK-G6 340W | Solar Panels |  | 0.34 | 29 | 229 | 35 |  | Fixed | Roof
NJSTRE1545807745 |  | Transition Incentive Program | Moorestown | 8057 | 13 | 25.16 | Residential | No | Behind the Meter | Net-metered residential rooftop and canopy |  | None | Maier Solar Engineering dba Solar Me | PSE&G | Accepted | 2020-10-27 | 2020-10-28 | 2021-10-30 | Hanhwa | Q.CELL DUO BLK-G6 340W | Solar Panels |  | 0.34 | 18 | 159 | 43 |  | Fixed | Roof
NJSTRE1545807904 |  | Transition Incentive Program | Emerson Boro | 7630 | 7 | 12.24 | Residential | Yes | Behind the Meter | Net-metered residential rooftop and canopy |  | None | Tesla Energy Operations Inc. | PSE&G | Accepted | 2020-10-27 | 2020-10-28 | 2021-10-30 | SolarEdge Technologies | SE10000H-US [240V] | Inverters | 10000 |  | 1 |  |  | 0.99 |  | Outside | Outside
NJSTRE1545807904 |  | Transition Incentive Program | Emerson Boro | 7630 | 7 | 12.24 | Residential | Yes | Behind the Meter | Net-metered residential rooftop and canopy |  | None | Tesla Energy Operations Inc. | PSE&G | Accepted | 2020-10-27 | 2020-10-28 | 2021-10-30 | Hanwha Q-CELLS | Q.Peak DUO BLK-G6+ 340 | Solar Panels |  | 0.34 | 7 | 15 | 23 |  | Fixed | Roof
NJSTRE1545807904 |  | Transition Incentive Program | Emerson Boro | 7630 | 7 | 12.24 | Residential | Yes | Behind the Meter | Net-metered residential rooftop and canopy |  | None | Tesla Energy Operations Inc. | PSE&G | Accepted | 2020-10-27 | 2020-10-28 | 2021-10-30 | Hanwha Q-CELLS | Q.Peak DUO BLK-G6+ 340 | Solar Panels |  | 0.34 | 4 | 285 | 23 |  | Fixed | Roof
NJSTRE1545807904 |  | Transition Incentive Program | Emerson Boro | 7630 | 7 | 12.24 | Residential | Yes | Behind the Meter | Net-metered residential rooftop and canopy |  | None | Tesla Energy Operations Inc. | PSE&G | Accepted | 2020-10-27 | 2020-10-28 | 2021-10-30 | Hanwha Q-CELLS | Q.Peak DUO BLK-G6+ 340 | Solar Panels |  | 0.34 | 21 | 195 | 23 |  | Fixed | Roof
NJSTRE1545807904 |  | Transition Incentive Program | Emerson Boro | 7630 | 7 | 12.24 | Residential | Yes | Behind the Meter | Net-metered residential rooftop and canopy |  | None | Tesla Energy Operations Inc. | PSE&G | Accepted | 2020-10-27 | 2020-10-28 | 2021-10-30 | Hanwha Q-CELLS | Q.Peak DUO BLK-G6+ 340 | Solar Panels |  | 0.34 | 4 | 105 | 23 |  | Fixed | Roof
NJSTRE1545807926 |  | Transition Incentive Program | Hammonton | 8037 | 19 | 7.48 | Residential | Yes | Behind the Meter | Net-metered residential rooftop and canopy |  | None | Trinity Solar | AC Electric | Accepted | 2020-10-29 | 2020-10-29 | 2021-10-30 | Solar edge | SE6000 | Inverters | 6000 |  | 1 |  |  | 0.97 |  | Outside | side of home
NJSTRE1545807926 |  | Transition Incentive Program | Hammonton | 8037 | 19 | 7.48 | Residential | Yes | Behind the Meter | Net-metered residential rooftop and canopy |  | None | Trinity Solar | AC Electric | Accepted | 2020-10-29 | 2020-10-29 | 2021-10-30 | Hanwha | Q.PEAK DUO BLK-G6 340 | Solar Panels |  | 0.34 | 22 | 147 | 20 |  | Fixed | Roof
NJSTRE1545808162 |  | Transition Incentive Program | LINDENWOLD | 8021 | 14 | 5.76 | Residential | No | Behind the Meter | Net-metered residential rooftop and canopy |  | None | Orbit Energy & Power, LLC | AC Electric | Accepted | 2020-10-27 | 2020-10-28 | 2021-10-30 | HANWHA | Q PEAK CELLS 320W | Inverters | 240 |  | 18 |  |  | 0.99 |  | Other | UNDER EACH PANEL
NJSTRE1545808162 |  | Transition Incentive Program | LINDENWOLD | 8021 | 14 | 5.76 | Residential | No | Behind the Meter | Net-metered residential rooftop and canopy |  | None | Orbit Energy & Power, LLC | AC Electric | Accepted | 2020-10-27 | 2020-10-28 | 2021-10-30 | HANWHA | QPEAK CELLS 320W | Solar Panels |  | 0.32 | 3 | 25 | 20 |  | Fixed | Roof
NJSTRE1545808162 |  | Transition Incentive Program | LINDENWOLD | 8021 | 14 | 5.76 | Residential | No | Behind the Meter | Net-metered residential rooftop and canopy |  | None | Orbit Energy & Power, LLC | AC Electric | Accepted | 2020-10-27 | 2020-10-28 | 2021-10-30 | HANWHA | Q PEAK CELLS 320W | Solar Panels |  | 0.32 | 15 | 205 | 20 |  | Fixed | Roof
NJSTRE1545808166 |  | Transition Incentive Program | Little Egg Harbor | 8087 | 18 | 12.58 | Residential | Yes | Behind the Meter | Net-metered residential rooftop and canopy |  | None | Trinity Solar | AC Electric | Accepted | 2020-10-27 | 2020-10-28 | 2021-10-30 | Solar Edge | SE10000 | Inverters | 10000 |  | 1 |  |  | 0.97 |  | Outside | side of home
NJSTRE1545808166 |  | Transition Incentive Program | Little Egg Harbor | 8087 | 18 | 12.58 | Residential | Yes | Behind the Meter | Net-metered residential rooftop and canopy |  | None | Trinity Solar | AC Electric | Accepted | 2020-10-27 | 2020-10-28 | 2021-10-30 | Hanwha | Q.PEAK DUO BLK-G6 340 | Solar Panels |  | 0.34 | 15 | 120 | 27 |  | Fixed | Roof
NJSTRE1545808166 |  | Transition Incentive Program | Little Egg Harbor | 8087 | 18 | 12.58 | Residential | Yes | Behind the Meter | Net-metered residential rooftop and canopy |  | None | Trinity Solar | AC Electric | Accepted | 2020-10-27 | 2020-10-28 | 2021-10-30 | Hanwha | Q.PEAK DUO BLK-G6 340 | Solar Panels |  | 0.34 | 22 | 120 | 14 |  | Fixed | Roof
NJSTRE1545808170 |  | Transition Incentive Program | Hamilton | 8609 | 12 | 7.48 | Residential | Yes | Behind the Meter | Net-metered residential rooftop and canopy |  | None | Trinity Solar | PSE&G | Accepted | 2020-10-27 | 2020-10-29 | 2021-10-30 | SOLAR EDGE | SE6000H-US | Inverters | 6000 |  | 1 |  |  | 0.97 |  | Outdoor | SIDE OF HOME
NJSTRE1545808170 |  | Transition Incentive Program | Hamilton | 8609 | 12 | 7.48 | Residential | Yes | Behind the Meter | Net-metered residential rooftop and canopy |  | None | Trinity Solar | PSE&G | Accepted | 2020-10-27 | 2020-10-29 | 2021-10-30 | HANWHA 340 (Q.PEAK DUO BLK-G6 340) | HANWHA 340 (Q.PEAK DUO BLK-G6 340) | Solar Panels |  | 0.34 | 4 | 50 | 23 |  | Fixed | Roof
NJSTRE1545808170 |  | Transition Incentive Program | Hamilton | 8609 | 12 | 7.48 | Residential | Yes | Behind the Meter | Net-metered residential rooftop and canopy |  | None | Trinity Solar | PSE&G | Accepted | 2020-10-27 | 2020-10-29 | 2021-10-30 | HANWHA 340 (Q.PEAK DUO BLK-G6 340) | HANWHA 340 (Q.PEAK DUO BLK-G6 340) | Solar Panels |  | 0.34 | 12 | 230 | 19 |  | Fixed | Roof
NJSTRE1545808170 |  | Transition Incentive Program | Hamilton | 8609 | 12 | 7.48 | Residential | Yes | Behind the Meter | Net-metered residential rooftop and canopy |  | None | Trinity Solar | PSE&G | Accepted | 2020-10-27 | 2020-10-29 | 2021-10-30 | HANWHA 340 (Q.PEAK DUO BLK-G6 340) | HANWHA 340 (Q.PEAK DUO BLK-G6 340) | Solar Panels |  | 0.34 | 6 | 50 | 18 |  | Fixed | Roof
NJSTRE1545808178 |  | Transition Incentive Program | Piscataway Twp | 8854 | 11 | 11.1 | Residential | No | Behind the Meter | Net-metered residential rooftop and canopy |  | None | Green Power Energy | PSE&G | Accepted | 2020-10-27 | 2020-10-29 | 2021-10-30 | Solar Edge | SE10000H-US (240V) | Inverters | 10000 |  | 1 |  |  | 0.97 |  | Outside | next to meter
NJSTRE1545808178 |  | Transition Incentive Program | Piscataway Twp | 8854 | 11 | 11.1 | Residential | No | Behind the Meter | Net-metered residential rooftop and canopy |  | None | Green Power Energy | PSE&G | Accepted | 2020-10-27 | 2020-10-29 | 2021-10-30 | Solaria | PowerXT-370R-PD | Solar Panels |  | 0.37 | 30 | 152 | 14 |  | Fixed | Roof
NJSTRE1545808190 |  | Transition Incentive Program | East Brunswick TWP | 8816 | 11 | 15.49 | Residential | Yes | Behind the Meter | Net-metered residential rooftop and canopy |  | None | Tesla Energy Operations Inc. | PSE&G | Accepted | 2020-10-27 | 2020-10-29 | 2021-10-30 | Delta Electronics | M8-TL-US [240V] | Inverters | 7680 |  | 2 |  |  | 0.975 |  | Outside | Outside
NJSTRE1545808190 |  | Transition Incentive Program | East Brunswick TWP | 8816 | 11 | 15.49 | Residential | Yes | Behind the Meter | Net-metered residential rooftop and canopy |  | None | Tesla Energy Operations Inc. | PSE&G | Accepted | 2020-10-27 | 2020-10-29 | 2021-10-30 | Tesla | SR60T1 | Solar Panels |  | 0.05847 | 58 | 325 | 23 |  | Fixed | Roof
NJSTRE1545808190 |  | Transition Incentive Program | East Brunswick TWP | 8816 | 11 | 15.49 | Residential | Yes | Behind the Meter | Net-metered residential rooftop and canopy |  | None | Tesla Energy Operations Inc. | PSE&G | Accepted | 2020-10-27 | 2020-10-29 | 2021-10-30 | Tesla | SR60T1 | Solar Panels |  | 0.05847 | 78 | 145 | 23 |  | Fixed | Roof
NJSTRE1545808190 |  | Transition Incentive Program | East Brunswick TWP | 8816 | 11 | 15.49 | Residential | Yes | Behind the Meter | Net-metered residential rooftop and canopy |  | None | Tesla Energy Operations Inc. | PSE&G | Accepted | 2020-10-27 | 2020-10-29 | 2021-10-30 | Tesla | SR60T1 | Solar Panels |  | 0.05847 | 44 | 145 | 23 |  | Fixed | Roof
NJSTRE1545808190 |  | Transition Incentive Program | East Brunswick TWP | 8816 | 11 | 15.49 | Residential | Yes | Behind the Meter | Net-metered residential rooftop and canopy |  | None | Tesla Energy Operations Inc. | PSE&G | Accepted | 2020-10-27 | 2020-10-29 | 2021-10-30 | Tesla | SR60T1 | Solar Panels |  | 0.05847 | 85 | 325 | 23 |  | Fixed | Roof
NJSTRE1545808200 |  | Transition Incentive Program | ROSELLE | 7203 | 10 | 8.96 | Residential | Yes | Behind the Meter | Net-metered residential rooftop and canopy |  | None | Vivint Solar Developer, LLC | PSE&G | Accepted | 2020-10-27 | 2020-10-29 | 2021-10-30 | SOLAREDGE | SE7600H-US | Inverters | 7600 |  | 1 |  |  | 0.992 |  | Outdoor | Near the Utility Meter
NJSTRE1545808200 |  | Transition Incentive Program | ROSELLE | 7203 | 10 | 8.96 | Residential | Yes | Behind the Meter | Net-metered residential rooftop and canopy |  | None | Vivint Solar Developer, LLC | PSE&G | Accepted | 2020-10-27 | 2020-10-29 | 2021-10-30 | JINKO SOLAR | JKM320M-60HBL | Solar Panels |  | 0.32 | 28 | 80 | 26 |  | Fixed | Roof
NJSTRE1545808206 |  | Transition Incentive Program | Bloomfield | 7003 | 9 | 5.25 | Residential | Yes | Behind the Meter | Net-metered residential rooftop and canopy |  | None | Pro Custom Solar dba Momentum Solar | PSE&G | Accepted | 2020-10-27 | 2020-10-29 | 2021-10-30 | Enphase | IQ7Plus-72-2-US | Inverters | 290 |  | 15 |  |  | 0.97 |  | Outdoor | Roof
NJSTRE1545808206 |  | Transition Incentive Program | Bloomfield | 7003 | 9 | 5.25 | Residential | Yes | Behind the Meter | Net-metered residential rooftop and canopy |  | None | Pro Custom Solar dba Momentum Solar | PSE&G | Accepted | 2020-10-27 | 2020-10-29 | 2021-10-30 | LG ELECTRONICS | LG 350N1C-V5 | Solar Panels |  | 0.35 | 6 | 262 | 40 |  | Fixed | Roof
NJSTRE1545808206 |  | Transition Incentive Program | Bloomfield | 7003 | 9 | 5.25 | Residential | Yes | Behind the Meter | Net-metered residential rooftop and canopy |  | None | Pro Custom Solar dba Momentum Solar | PSE&G | Accepted | 2020-10-27 | 2020-10-29 | 2021-10-30 | LG ELECTRONICS | LG 350N1C-V5 | Solar Panels |  | 0.35 | 9 | 172 | 41 |  | Fixed | Roof
NJSTRE1545808222 |  | Transition Incentive Program | Edison Township | 8820 | 11 | 5.4 | Residential | No | Behind the Meter | Net-metered residential rooftop and canopy |  | None | Green Power Energy | PSE&G | Accepted | 2020-10-27 | 2020-10-29 | 2021-10-30 | Enphase Energy | IQ7PLUS-72-2-US (240V) | Inverters | 290 |  | 15 |  |  | 0.975 |  | Outside | next to meter
NJSTRE1545808222 |  | Transition Incentive Program | Edison Township | 8820 | 11 | 5.4 | Residential | No | Behind the Meter | Net-metered residential rooftop and canopy |  | None | Green Power Energy | PSE&G | Accepted | 2020-10-27 | 2020-10-29 | 2021-10-30 | LG Electronics | LG360N1C-N5 | Solar Panels |  | 0.36 | 15 | 181 | 27 |  | Fixed | Roof
NJSTRE1545808225 |  | Transition Incentive Program | Lindenwold | 8021 | 14 | 10.98 | Residential | Yes | Behind the Meter | Net-metered residential rooftop and canopy |  | None | Sunrun Installation Services, Inc. | AC Electric | Accepted | 2020-10-27 | 2020-10-29 | 2021-10-30 | Enphase Energy | IQ7-60-x-US (240V) | Inverters | 240 |  | 36 |  |  | 0.96 |  | Outdoor | Rooftop
NJSTRE1545808225 |  | Transition Incentive Program | Lindenwold | 8021 | 14 | 10.98 | Residential | Yes | Behind the Meter | Net-metered residential rooftop and canopy |  | None | Sunrun Installation Services, Inc. | AC Electric | Accepted | 2020-10-27 | 2020-10-29 | 2021-10-30 | LONGi Green Energy Technology Co Ltd | LR6-60HPB-305M | Solar Panels |  | 0.305 | 6 | 203 | 14 |  | Fixed | Roof
NJSTRE1545808225 |  | Transition Incentive Program | Lindenwold | 8021 | 14 | 10.98 | Residential | Yes | Behind the Meter | Net-metered residential rooftop and canopy |  | None | Sunrun Installation Services, Inc. | AC Electric | Accepted | 2020-10-27 | 2020-10-29 | 2021-10-30 | LONGi Green Energy Technology Co Ltd | LR6-60HPB-305M | Solar Panels |  | 0.305 | 14 | 24 | 18 |  | Fixed | Roof
NJSTRE1545808225 |  | Transition Incentive Program | Lindenwold | 8021 | 14 | 10.98 | Residential | Yes | Behind the Meter | Net-metered residential rooftop and canopy |  | None | Sunrun Installation Services, Inc. | AC Electric | Accepted | 2020-10-27 | 2020-10-29 | 2021-10-30 | LONGi Green Energy Technology Co Ltd | LR6-60HPB-305M | Solar Panels |  | 0.305 | 16 | 204 | 23 |  | Fixed | Roof
NJSTRE1545808226 |  | Transition Incentive Program | WILLINGBORO | 8046 | 13 | 6.65 | Residential | Yes | Behind the Meter | Net-metered residential rooftop and canopy |  | None | Pro Custom Solar dba Momentum Solar | PSE&G | Accepted | 2020-10-27 | 2020-10-29 | 2021-10-30 | Enphase | IQ7Plus-72-2-US | Inverters | 290 |  | 19 |  |  | 0.97 |  | Outdoor | Roof
NJSTRE1545808226 |  | Transition Incentive Program | WILLINGBORO | 8046 | 13 | 6.65 | Residential | Yes | Behind the Meter | Net-metered residential rooftop and canopy |  | None | Pro Custom Solar dba Momentum Solar | PSE&G | Accepted | 2020-10-27 | 2020-10-29 | 2021-10-30 | LG ELECTRONICS | LG 350N1C-V5 | Solar Panels |  | 0.35 | 9 | 212 | 22 |  | Fixed | Roof
NJSTRE1545808226 |  | Transition Incentive Program | WILLINGBORO | 8046 | 13 | 6.65 | Residential | Yes | Behind the Meter | Net-metered residential rooftop and canopy |  | None | Pro Custom Solar dba Momentum Solar | PSE&G | Accepted | 2020-10-27 | 2020-10-29 | 2021-10-30 | LG ELECTRONICS | LG 350N1C-V5 | Solar Panels |  | 0.35 | 10 | 121 | 22 |  | Fixed | Roof
NJSTRE1545808259 |  | Transition Incentive Program | Ringwood | 7456 | 6 | 25.8 | Residential | No | Behind the Meter | Net-metered residential rooftop and canopy |  | None | Green Power Energy | JCP&L | Accepted | 2020-10-27 | 2020-10-29 | 2021-10-30 | SolarEdge | SE11400H-US (240V) | Inverters | 11400 |  | 2 |  |  | 0.97 |  | Outside | next to meter
NJSTRE1545808259 |  | Transition Incentive Program | Ringwood | 7456 | 6 | 25.8 | Residential | No | Behind the Meter | Net-metered residential rooftop and canopy |  | None | Green Power Energy | JCP&L | Accepted | 2020-10-27 | 2020-10-29 | 2021-10-30 | Hanwha | Q.PEAK DUO BLK-G6+ 335 | Solar Panels |  | 0.335 | 4 | 184 | 10 |  | Fixed | Roof
NJSTRE1545808259 |  | Transition Incentive Program | Ringwood | 7456 | 6 | 25.8 | Residential | No | Behind the Meter | Net-metered residential rooftop and canopy |  | None | Green Power Energy | JCP&L | Accepted | 2020-10-27 | 2020-10-29 | 2021-10-30 | Hanwha | Q.PEAK DUO BLK-G6+ 335 | Solar Panels |  | 0.335 | 14 | 91 | 15 |  | Fixed | Roof
NJSTRE1545808259 |  | Transition Incentive Program | Ringwood | 7456 | 6 | 25.8 | Residential | No | Behind the Meter | Net-metered residential rooftop and canopy |  | None | Green Power Energy | JCP&L | Accepted | 2020-10-27 | 2020-10-29 | 2021-10-30 | Hanwha | Q.PEAK DUO BLK-G6+ 335 | Solar Panels |  | 0.335 | 11 | 273 | 15 |  | Fixed | Roof
NJSTRE1545808259 |  | Transition Incentive Program | Ringwood | 7456 | 6 | 25.8 | Residential | No | Behind the Meter | Net-metered residential rooftop and canopy |  | None | Green Power Energy | JCP&L | Accepted | 2020-10-27 | 2020-10-29 | 2021-10-30 | Hanwha | Q.PEAK DUO BLK-G6+ 335 | Solar Panels |  | 0.335 | 14 | 15 | 3 |  | Fixed | Roof
NJSTRE1545808259 |  | Transition Incentive Program | Ringwood | 7456 | 6 | 25.8 | Residential | No | Behind the Meter | Net-metered residential rooftop and canopy |  | None | Green Power Energy | JCP&L | Accepted | 2020-10-27 | 2020-10-29 | 2021-10-30 | Hanwha | Q.PEAK DUO BLK-G6+ 335 | Solar Panels |  | 0.335 | 34 | 181 | 15 |  | Fixed | Roof
NJSTRE1545808262 |  | Transition Incentive Program | Newark | 7107 | 9 | 4.2 | Residential | Yes | Behind the Meter | Net-metered residential rooftop and canopy |  | None | Pro Custom Solar dba Momentum Solar | PSE&G | Accepted | 2020-10-27 | 2020-10-29 | 2021-10-30 | Enphase | IQ7Plus-72-2-US | Inverters | 290 |  | 12 |  |  | 0.97 |  | Outdoor | Roof
NJSTRE1545808262 |  | Transition Incentive Program | Newark | 7107 | 9 | 4.2 | Residential | Yes | Behind the Meter | Net-metered residential rooftop and canopy |  | None | Pro Custom Solar dba Momentum Solar | PSE&G | Accepted | 2020-10-27 | 2020-10-29 | 2021-10-30 | LG ELECTRONICS | LG 350N1C-V5 | Solar Panels |  | 0.35 | 4 | 22 | 23 |  | Fixed | Roof
NJSTRE1545808262 |  | Transition Incentive Program | Newark | 7107 | 9 | 4.2 | Residential | Yes | Behind the Meter | Net-metered residential rooftop and canopy |  | None | Pro Custom Solar dba Momentum Solar | PSE&G | Accepted | 2020-10-27 | 2020-10-29 | 2021-10-30 | LG ELECTRONICS | LG 350N1C-V5 | Solar Panels |  | 0.35 | 8 | 22 | 23 |  | Fixed | Roof
NJSTRE1545808271 |  | Transition Incentive Program | National Park | 8063 | 15 | 14.8 | Residential | No | Behind the Meter | Net-metered residential rooftop and canopy |  | None | Whitman Construction, LLC | PSE&G | Accepted | 2020-10-27 | 2020-10-29 | 2021-10-30 | enphase energy | iq7plus-72-2-us | Inverters | 295 |  | 40 |  |  | 0.975 |  | Outdoor | microinverters located under modules
NJSTRE1545808271 |  | Transition Incentive Program | National Park | 8063 | 15 | 14.8 | Residential | No | Behind the Meter | Net-metered residential rooftop and canopy |  | None | Whitman Construction, LLC | PSE&G | Accepted | 2020-10-27 | 2020-10-29 | 2021-10-30 | solaria power | xt 370r pd | Solar Panels |  | 0.37 | 11 | 227 | 22 |  | Fixed | Roof
NJSTRE1545808271 |  | Transition Incentive Program | National Park | 8063 | 15 | 14.8 | Residential | No | Behind the Meter | Net-metered residential rooftop and canopy |  | None | Whitman Construction, LLC | PSE&G | Accepted | 2020-10-27 | 2020-10-29 | 2021-10-30 | solaria power | xt 370r pd | Solar Panels |  | 0.37 | 29 | 47 | 22 |  | Fixed | Roof
NJSTRE1545808286 |  | Transition Incentive Program | Newark | 7104 | 9 | 7.32 | Residential | Yes | Behind the Meter | Net-metered residential rooftop and canopy |  | None | Sunrun Installation Services, Inc. | PSE&G | Accepted | 2020-10-27 | 2020-10-29 | 2021-10-30 | Enphase Energy | IQ7-60-x-US (240V) | Inverters | 240 |  | 24 |  |  | 0.96 |  | Outdoor | Rooftop
NJSTRE1545808286 |  | Transition Incentive Program | Newark | 7104 | 9 | 7.32 | Residential | Yes | Behind the Meter | Net-metered residential rooftop and canopy |  | None | Sunrun Installation Services, Inc. | PSE&G | Accepted | 2020-10-27 | 2020-10-29 | 2021-10-30 | LONGi Green Energy Technology Co Ltd | LR6-60HPB-305M | Solar Panels |  | 0.305 | 24 | 23 | 23 |  | Fixed | Roof
NJSTRE1545808287 |  | Transition Incentive Program | Newark | 7107 | 9 | 3.5 | Residential | Yes | Behind the Meter | Net-metered residential rooftop and canopy |  | None | Pro Custom Solar dba Momentum Solar | PSE&G | Accepted | 2020-10-27 | 2020-10-29 | 2021-10-30 | Enphase | IQ7Plus-72-2-US | Inverters | 290 |  | 10 |  |  | 0.97 |  | Outdoor | Roof
NJSTRE1545808287 |  | Transition Incentive Program | Newark | 7107 | 9 | 3.5 | Residential | Yes | Behind the Meter | Net-metered residential rooftop and canopy |  | None | Pro Custom Solar dba Momentum Solar | PSE&G | Accepted | 2020-10-27 | 2020-10-29 | 2021-10-30 | LG ELECTRONICS | LG 350N1C-V5 | Solar Panels |  | 0.35 | 7 | 202 | 24 |  | Fixed | Roof
NJSTRE1545808287 |  | Transition Incentive Program | Newark | 7107 | 9 | 3.5 | Residential | Yes | Behind the Meter | Net-metered residential rooftop and canopy |  | None | Pro Custom Solar dba Momentum Solar | PSE&G | Accepted | 2020-10-27 | 2020-10-29 | 2021-10-30 | LG ELECTRONICS | LG 350N1C-V5 | Solar Panels |  | 0.35 | 3 | 22 | 23 |  | Fixed | Roof
NJSTRE1545808293 |  | Transition Incentive Program | Califon | 7830 | 4 | 22.78 | Residential | No | Behind the Meter | Net-metered residential rooftop and canopy |  | None | Maier Solar Engineering dba Solar Me | JCP&L | Accepted | 2020-10-27 | 2020-10-29 | 2021-10-30 | Enphase | IQ7+ | Inverters | 290 |  | 67 |  |  | 0.96 |  | Outdoor | Next to meter
NJSTRE1545808293 |  | Transition Incentive Program | Califon | 7830 | 4 | 22.78 | Residential | No | Behind the Meter | Net-metered residential rooftop and canopy |  | None | Maier Solar Engineering dba Solar Me | JCP&L | Accepted | 2020-10-27 | 2020-10-29 | 2021-10-30 | Hanwha | Q.CELL DUO BLK-G6 340W | Solar Panels |  | 0.34 | 32 | 146 | 36 |  | Fixed | Roof
NJSTRE1545808293 |  | Transition Incentive Program | Califon | 7830 | 4 | 22.78 | Residential | No | Behind the Meter | Net-metered residential rooftop and canopy |  | None | Maier Solar Engineering dba Solar Me | JCP&L | Accepted | 2020-10-27 | 2020-10-29 | 2021-10-30 | Hanwha | Q.CELL DUO BLK-G6 340W | Solar Panels |  | 0.34 | 21 | 326 | 36 |  | Fixed | Roof
NJSTRE1545808293 |  | Transition Incentive Program | Califon | 7830 | 4 | 22.78 | Residential | No | Behind the Meter | Net-metered residential rooftop and canopy |  | None | Maier Solar Engineering dba Solar Me | JCP&L | Accepted | 2020-10-27 | 2020-10-29 | 2021-10-30 | Hanwha | Q.CELL DUO BLK-G6 340W | Solar Panels |  | 0.34 | 14 | 146 | 36 |  | Fixed | Roof
NJSTRE1545808309 |  | Transition Incentive Program | Willingboro | 8046 | 13 | 8.38 | Residential | Yes | Behind the Meter | Net-metered residential rooftop and canopy |  | None | Vision Solar LLC | PSE&G | Accepted | 2020-10-27 | 2020-10-29 | 2021-10-30 | ENPHASE | IQ7-60-2-US | Inverters | 0.24 |  | 25 |  |  | 0.96 |  | Other | BEHIND EACH PANEL
NJSTRE1545808309 |  | Transition Incentive Program | Willingboro | 8046 | 13 | 8.38 | Residential | Yes | Behind the Meter | Net-metered residential rooftop and canopy |  | None | Vision Solar LLC | PSE&G | Accepted | 2020-10-27 | 2020-10-29 | 2021-10-30 | HANWHA Q-CELLS | Q.PEAK DUO-G6+ 335 | Solar Panels |  | 0.335 | 3 | 14 | 15 |  | Fixed | Roof
NJSTRE1545808309 |  | Transition Incentive Program | Willingboro | 8046 | 13 | 8.38 | Residential | Yes | Behind the Meter | Net-metered residential rooftop and canopy |  | None | Vision Solar LLC | PSE&G | Accepted | 2020-10-27 | 2020-10-29 | 2021-10-30 | HANWHA Q-CELLS | Q.PEAK DUO-G6+ 335 | Solar Panels |  | 0.335 | 22 | 194 | 36 |  | Fixed | Roof
NJSTRE1545808316 |  | Transition Incentive Program | Whitehouse Station | 8889 | 4 | 12.24 | Residential | No | Behind the Meter | Net-metered residential rooftop and canopy |  | None | Tesla Energy Operations Inc. | JCP&L | Accepted | 2020-10-27 | 2020-10-29 | 2021-10-30 | SolarEdge Technologies | SE10000H-US [240V] | Inverters | 10000 |  | 1 |  |  | 0.99 |  | Outside | Outside
NJSTRE1545808316 |  | Transition Incentive Program | Whitehouse Station | 8889 | 4 | 12.24 | Residential | No | Behind the Meter | Net-metered residential rooftop and canopy |  | None | Tesla Energy Operations Inc. | JCP&L | Accepted | 2020-10-27 | 2020-10-29 | 2021-10-30 | Hanwha Q-CELLS | Q.Peak DUO BLK-G6+ 340 | Solar Panels |  | 0.34 | 5 | 98 | 47 |  | Fixed | Roof
NJSTRE1545808316 |  | Transition Incentive Program | Whitehouse Station | 8889 | 4 | 12.24 | Residential | No | Behind the Meter | Net-metered residential rooftop and canopy |  | None | Tesla Energy Operations Inc. | JCP&L | Accepted | 2020-10-27 | 2020-10-29 | 2021-10-30 | Hanwha Q-CELLS | Q.Peak DUO BLK-G6+ 340 | Solar Panels |  | 0.34 | 5 | 188 | 34 |  | Fixed | Roof
NJSTRE1545808316 |  | Transition Incentive Program | Whitehouse Station | 8889 | 4 | 12.24 | Residential | No | Behind the Meter | Net-metered residential rooftop and canopy |  | None | Tesla Energy Operations Inc. | JCP&L | Accepted | 2020-10-27 | 2020-10-29 | 2021-10-30 | Hanwha Q-CELLS | Q.Peak DUO BLK-G6+ 340 | Solar Panels |  | 0.34 | 3 | 8 | 34 |  | Fixed | Roof
NJSTRE1545808316 |  | Transition Incentive Program | Whitehouse Station | 8889 | 4 | 12.24 | Residential | No | Behind the Meter | Net-metered residential rooftop and canopy |  | None | Tesla Energy Operations Inc. | JCP&L | Accepted | 2020-10-27 | 2020-10-29 | 2021-10-30 | Hanwha Q-CELLS | Q.Peak DUO BLK-G6+ 340 | Solar Panels |  | 0.34 | 10 | 188 | 34 |  | Fixed | Roof
NJSTRE1545808316 |  | Transition Incentive Program | Whitehouse Station | 8889 | 4 | 12.24 | Residential | No | Behind the Meter | Net-metered residential rooftop and canopy |  | None | Tesla Energy Operations Inc. | JCP&L | Accepted | 2020-10-27 | 2020-10-29 | 2021-10-30 | Hanwha Q-CELLS | Q.Peak DUO BLK-G6+ 340 | Solar Panels |  | 0.34 | 13 | 278 | 43 |  | Fixed | Roof
NJSTRE1545808324 |  | Transition Incentive Program | Roselle | 7203 | 10 | 8.54 | Residential | Yes | Behind the Meter | Net-metered residential rooftop and canopy |  | None | Sunrun Installation Services, Inc. | PSE&G | Accepted | 2020-10-27 | 2020-10-29 | 2021-10-30 | Enphase Energy | IQ7-60-x-US (240V) | Inverters | 240 |  | 28 |  |  | 0.96 |  | Outdoor | Rooftop
NJSTRE1545808324 |  | Transition Incentive Program | Roselle | 7203 | 10 | 8.54 | Residential | Yes | Behind the Meter | Net-metered residential rooftop and canopy |  | None | Sunrun Installation Services, Inc. | PSE&G | Accepted | 2020-10-27 | 2020-10-29 | 2021-10-30 | LONGi Green Energy Technology Co Ltd | LR6-60HPB-305M | Solar Panels |  | 0.305 | 16 | 171 | 38 |  | Fixed | Roof
NJSTRE1545808324 |  | Transition Incentive Program | Roselle | 7203 | 10 | 8.54 | Residential | Yes | Behind the Meter | Net-metered residential rooftop and canopy |  | None | Sunrun Installation Services, Inc. | PSE&G | Accepted | 2020-10-27 | 2020-10-29 | 2021-10-30 | LONGi Green Energy Technology Co Ltd | LR6-60HPB-305M | Solar Panels |  | 0.305 | 12 | 351 | 38 |  | Fixed | Roof
NJSTRE1545808342 |  | Transition Incentive Program | WILLIAMSTOWN | 8094 | 15 | 14.4 | Residential | No | Behind the Meter | Net-metered residential rooftop and canopy |  | None | Orbit Energy & Power, LLC | AC Electric | Accepted | 2020-10-27 | 2020-10-30 | 2021-10-30 | ENPHASE ENERGY | IQ7-60-2-US | Inverters | 240 |  | 45 |  |  | 0.99 |  | Other | UNDER EACH PANEL
NJSTRE1545808342 |  | Transition Incentive Program | WILLIAMSTOWN | 8094 | 15 | 14.4 | Residential | No | Behind the Meter | Net-metered residential rooftop and canopy |  | None | Orbit Energy & Power, LLC | AC Electric | Accepted | 2020-10-27 | 2020-10-30 | 2021-10-30 | HANWHA | Q PEAK CELLS 320W | Solar Panels |  | 0.32 | 12 | 115 | 20 |  | Fixed | Roof
NJSTRE1545808342 |  | Transition Incentive Program | WILLIAMSTOWN | 8094 | 15 | 14.4 | Residential | No | Behind the Meter | Net-metered residential rooftop and canopy |  | None | Orbit Energy & Power, LLC | AC Electric | Accepted | 2020-10-27 | 2020-10-30 | 2021-10-30 | HANWHA | Q PEAK CELLS 320W | Solar Panels |  | 0.32 | 9 | 115 | 20 |  | Fixed | Roof
NJSTRE1545808342 |  | Transition Incentive Program | WILLIAMSTOWN | 8094 | 15 | 14.4 | Residential | No | Behind the Meter | Net-metered residential rooftop and canopy |  | None | Orbit Energy & Power, LLC | AC Electric | Accepted | 2020-10-27 | 2020-10-30 | 2021-10-30 | HANWHA | Q PEAK CELLS 320 W | Solar Panels |  | 0.32 | 7 | 295 | 20 |  | Fixed | Roof
NJSTRE1545808342 |  | Transition Incentive Program | WILLIAMSTOWN | 8094 | 15 | 14.4 | Residential | No | Behind the Meter | Net-metered residential rooftop and canopy |  | None | Orbit Energy & Power, LLC | AC Electric | Accepted | 2020-10-27 | 2020-10-30 | 2021-10-30 | HANWHA | Q PEAK CELLS 320W | Solar Panels |  | 0.32 | 9 | 295 | 20 |  | Fixed | Roof
NJSTRE1545808342 |  | Transition Incentive Program | WILLIAMSTOWN | 8094 | 15 | 14.4 | Residential | No | Behind the Meter | Net-metered residential rooftop and canopy |  | None | Orbit Energy & Power, LLC | AC Electric | Accepted | 2020-10-27 | 2020-10-30 | 2021-10-30 | HANWHA | Q PEAK CELLS 320W | Solar Panels |  | 0.32 | 4 | 205 | 20 |  | Fixed | Roof
NJSTRE1545808342 |  | Transition Incentive Program | WILLIAMSTOWN | 8094 | 15 | 14.4 | Residential | No | Behind the Meter | Net-metered residential rooftop and canopy |  | None | Orbit Energy & Power, LLC | AC Electric | Accepted | 2020-10-27 | 2020-10-30 | 2021-10-30 | HANWHA | Q PEAK CELLS 320W | Solar Panels |  | 0.32 | 4 | 25 | 20 |  | Fixed | Roof
NJSTRE1545808353 |  | Transition Incentive Program | Trenton City | 8618 | 12 | 9.77 | Residential | No | Behind the Meter | Net-metered residential rooftop and canopy |  | None | Kaitanna Solar, LLC | PSE&G | Accepted | 2020-10-27 | 2020-10-29 | 2021-10-30 | Enphase | Envoy | Meters |  |  | 1 |  |  |  | Yes
NJSTRE1545808353 |  | Transition Incentive Program | Trenton City | 8618 | 12 | 9.77 | Residential | No | Behind the Meter | Net-metered residential rooftop and canopy |  | None | Kaitanna Solar, LLC | PSE&G | Accepted | 2020-10-27 | 2020-10-29 | 2021-10-30 | Enphase | IQ7 | Inverters | 240 |  | 31 |  |  | 0.97 |  | Outside | Under Module
NJSTRE1545808353 |  | Transition Incentive Program | Trenton City | 8618 | 12 | 9.77 | Residential | No | Behind the Meter | Net-metered residential rooftop and canopy |  | None | Kaitanna Solar, LLC | PSE&G | Accepted | 2020-10-27 | 2020-10-29 | 2021-10-30 | Canadian Solar | 315 | Solar Panels |  | 0.315 | 3 | 210 | 26 |  | Fixed | Roof
NJSTRE1545808353 |  | Transition Incentive Program | Trenton City | 8618 | 12 | 9.77 | Residential | No | Behind the Meter | Net-metered residential rooftop and canopy |  | None | Kaitanna Solar, LLC | PSE&G | Accepted | 2020-10-27 | 2020-10-29 | 2021-10-30 | Canadian Solar | 315 | Solar Panels |  | 0.315 | 10 | 210 | 26 |  | Fixed | Roof
NJSTRE1545808353 |  | Transition Incentive Program | Trenton City | 8618 | 12 | 9.77 | Residential | No | Behind the Meter | Net-metered residential rooftop and canopy |  | None | Kaitanna Solar, LLC | PSE&G | Accepted | 2020-10-27 | 2020-10-29 | 2021-10-30 | Canadian Solar | 315 | Solar Panels |  | 0.315 | 15 | 30 | 26 |  | Fixed | Roof
NJSTRE1545808353 |  | Transition Incentive Program | Trenton City | 8618 | 12 | 9.77 | Residential | No | Behind the Meter | Net-metered residential rooftop and canopy |  | None | Kaitanna Solar, LLC | PSE&G | Accepted | 2020-10-27 | 2020-10-29 | 2021-10-30 | Canadian Solar | 315 | Solar Panels |  | 0.315 | 3 | 30 | 26 |  | Fixed | Roof
NJSTRE1545808439 |  | Transition Incentive Program | Cranford | 7016 | 10 | 5.78 | Residential | Yes | Behind the Meter | Net-metered residential rooftop and canopy |  | None | Trinity Solar | PSE&G | Accepted | 2020-10-27 | 2020-10-29 | 2021-10-30 | Solar Edge | SE5000 | Inverters | 5000 |  | 1 |  |  | 0.97 |  | Outside | side of home
NJSTRE1545808439 |  | Transition Incentive Program | Cranford | 7016 | 10 | 5.78 | Residential | Yes | Behind the Meter | Net-metered residential rooftop and canopy |  | None | Trinity Solar | PSE&G | Accepted | 2020-10-27 | 2020-10-29 | 2021-10-30 | Hanwha | Q.PEAK DUO BLK-G6 340 | Solar Panels |  | 0.34 | 10 | 220 | 43 |  | Fixed | Roof
NJSTRE1545808439 |  | Transition Incentive Program | Cranford | 7016 | 10 | 5.78 | Residential | Yes | Behind the Meter | Net-metered residential rooftop and canopy |  | None | Trinity Solar | PSE&G | Accepted | 2020-10-27 | 2020-10-29 | 2021-10-30 | Hanwha | Q.PEAK DUO BLK-G6 340 | Solar Panels |  | 0.34 | 7 | 129 | 35 |  | Fixed | Roof
NJSTRE1545808694 |  | Transition Incentive Program | Paterson | 7502 | 6 | 3.96 | Residential | Yes | Behind the Meter | Net-metered residential rooftop and canopy |  | None | Posigen NJ LLC | PSE&G | Accepted | 2020-10-27 | 2020-10-29 | 2021-10-30 | SolarEdge | SE3800H-US | Inverters | 3800 |  | 1 |  |  | 0.99 |  | Outside | within ten feet of meter
NJSTRE1545808694 |  | Transition Incentive Program | Paterson | 7502 | 6 | 3.96 | Residential | Yes | Behind the Meter | Net-metered residential rooftop and canopy |  | None | Posigen NJ LLC | PSE&G | Accepted | 2020-10-27 | 2020-10-29 | 2021-10-30 | Silfab | SIL330HL | Solar Panels |  | 0.33 | 12 | 51231 | 36 |  | Fixed | Roof
NJSTRE1545809171 |  | Transition Incentive Program | Camden | 8104 | 14 | 4.36 | Residential | Yes | Behind the Meter | Net-metered residential rooftop and canopy |  | None | Vision Solar LLC | PSE&G | Accepted | 2020-10-27 | 2020-10-29 | 2021-10-30 | ENPHASE | IQ7-60-2-US | Inverters | 0.24 |  | 13 |  |  | 0.96 |  | Other | BEHIND EACH PANEL
NJSTRE1545809171 |  | Transition Incentive Program | Camden | 8104 | 14 | 4.36 | Residential | Yes | Behind the Meter | Net-metered residential rooftop and canopy |  | None | Vision Solar LLC | PSE&G | Accepted | 2020-10-27 | 2020-10-29 | 2021-10-30 | HANWHA Q-CELLS | Q.PEAK DUO-G6+ 335 | Solar Panels |  | 0.335 | 4 | 297 | 29 |  | Fixed | Roof
NJSTRE1545809171 |  | Transition Incentive Program | Camden | 8104 | 14 | 4.36 | Residential | Yes | Behind the Meter | Net-metered residential rooftop and canopy |  | None | Vision Solar LLC | PSE&G | Accepted | 2020-10-27 | 2020-10-29 | 2021-10-30 | HANWHA Q-CELLS | Q.PEAK DUO-G6+ 335 | Solar Panels |  | 0.335 | 6 | 201 | 29 |  | Fixed | Roof
NJSTRE1545809171 |  | Transition Incentive Program | Camden | 8104 | 14 | 4.36 | Residential | Yes | Behind the Meter | Net-metered residential rooftop and canopy |  | None | Vision Solar LLC | PSE&G | Accepted | 2020-10-27 | 2020-10-29 | 2021-10-30 | HANWHA Q-CELLS | Q.PEAK DUO-G6+ 335 | Solar Panels |  | 0.335 | 3 | 111 | 29 |  | Fixed | Roof
NJSTRE1545809297 |  | Transition Incentive Program | Toms River | 8753 | 18 | 16.25 | Residential | No | Behind the Meter | Net-metered residential rooftop and canopy |  | None | Whitman Construction, LLC | JCP&L | Accepted | 2020-10-27 | 2020-10-29 | 2021-10-30 | enphase energy | iq7-60-2-us | Inverters | 240 |  | 50 |  |  | 0.975 |  | Outdoor | microinverters located under modules
NJSTRE1545809297 |  | Transition Incentive Program | Toms River | 8753 | 18 | 16.25 | Residential | No | Behind the Meter | Net-metered residential rooftop and canopy |  | None | Whitman Construction, LLC | JCP&L | Accepted | 2020-10-27 | 2020-10-29 | 2021-10-30 | trina | tsm 325 de06m | Solar Panels |  | 0.325 | 6 | 81 | 27 |  | Fixed | Roof
NJSTRE1545809297 |  | Transition Incentive Program | Toms River | 8753 | 18 | 16.25 | Residential | No | Behind the Meter | Net-metered residential rooftop and canopy |  | None | Whitman Construction, LLC | JCP&L | Accepted | 2020-10-27 | 2020-10-29 | 2021-10-30 | trina | tsm 325 de06m | Solar Panels |  | 0.325 | 44 | 261 | 26 |  | Fixed | Roof
NJSTRE1545809391 |  | Transition Incentive Program | Montgomery | 8502 | 5 | 11.25 | Residential | No | Behind the Meter | Net-metered residential rooftop and canopy |  | None | Green Power Energy | PSE&G | Accepted | 2020-10-27 | 2020-10-29 | 2021-10-30 | Enphase Energy | IQ7PLUS-72-2-US (240V) | Inverters | 290 |  | 30 |  |  | 0.975 |  | Outside | 0.97
NJSTRE1545809391 |  | Transition Incentive Program | Montgomery | 8502 | 5 | 11.25 | Residential | No | Behind the Meter | Net-metered residential rooftop and canopy |  | None | Green Power Energy | PSE&G | Accepted | 2020-10-27 | 2020-10-29 | 2021-10-30 | LG Electronics | LG375Q1C-V5 | Solar Panels |  | 0.375 | 3 | 80 | 45 |  | Fixed | Roof
NJSTRE1545809391 |  | Transition Incentive Program | Montgomery | 8502 | 5 | 11.25 | Residential | No | Behind the Meter | Net-metered residential rooftop and canopy |  | None | Green Power Energy | PSE&G | Accepted | 2020-10-27 | 2020-10-29 | 2021-10-30 | LG Electronics | LG375Q1C-V5 | Solar Panels |  | 0.375 | 24 | 170 | 30 |  | Fixed | Roof
NJSTRE1545809391 |  | Transition Incentive Program | Montgomery | 8502 | 5 | 11.25 | Residential | No | Behind the Meter | Net-metered residential rooftop and canopy |  | None | Green Power Energy | PSE&G | Accepted | 2020-10-27 | 2020-10-29 | 2021-10-30 | LG Electronics | LG375Q1C-V5 | Solar Panels |  | 0.375 | 3 | 260 | 45 |  | Fixed | Roof
NJSTRE1545809804 |  | Transition Incentive Program | Clarksboro | 8020 | 15 | 5.44 | Residential | Yes | Behind the Meter | Net-metered residential rooftop and canopy |  | None | Trinity Solar | AC Electric | Accepted | 2020-10-27 | 2020-10-29 | 2021-10-30 | Solar Edge | SE5000 | Inverters | 5000 |  | 1 |  |  | 0.97 |  | Outside | side of home
NJSTRE1545809804 |  | Transition Incentive Program | Clarksboro | 8020 | 15 | 5.44 | Residential | Yes | Behind the Meter | Net-metered residential rooftop and canopy |  | None | Trinity Solar | AC Electric | Accepted | 2020-10-27 | 2020-10-29 | 2021-10-30 | Hanwha | Q.PEAK DUO BLK-G6 340 | Solar Panels |  | 0.34 | 13 | 136 | 29 |  | Fixed | Roof
NJSTRE1545809804 |  | Transition Incentive Program | Clarksboro | 8020 | 15 | 5.44 | Residential | Yes | Behind the Meter | Net-metered residential rooftop and canopy |  | None | Trinity Solar | AC Electric | Accepted | 2020-10-27 | 2020-10-29 | 2021-10-30 | Hanwha | Q.PEAK DUO BLK-G6 340 | Solar Panels |  | 0.34 | 3 | 316 | 34 |  | Fixed | Roof
NJSTRE1545809905 |  | Transition Incentive Program | East Windsor | 8520 | 12 | 4.2 | Residential | Yes | Behind the Meter | Net-metered residential rooftop and canopy |  | None | Pro Custom Solar dba Momentum Solar | JCP&L | Accepted | 2020-10-27 | 2020-10-29 | 2021-10-30 | Enphase | IQ7Plus-72-2-US | Inverters | 290 |  | 12 |  |  | 0.97 |  | Outdoor | Roof
NJSTRE1545809905 |  | Transition Incentive Program | East Windsor | 8520 | 12 | 4.2 | Residential | Yes | Behind the Meter | Net-metered residential rooftop and canopy |  | None | Pro Custom Solar dba Momentum Solar | JCP&L | Accepted | 2020-10-27 | 2020-10-29 | 2021-10-30 | LG ELECTRONICS | LG 350N1C-V5 | Solar Panels |  | 0.35 | 12 | 97 | 25 |  | Fixed | Roof
NJSTRE1545810074 |  | Transition Incentive Program | Jackson | 8527 | 18 | 8.13 | Residential | No | Behind the Meter | Net-metered residential rooftop and canopy |  | None | Powerlutions | JCP&L | Accepted | 2020-10-27 | 2020-10-29 | 2021-10-30 | SolarEdge | SE6000H-US | Inverters | 6 |  | 1 |  |  | 0.99 |  | Outdoor | near meter
NJSTRE1545810074 |  | Transition Incentive Program | Jackson | 8527 | 18 | 8.13 | Residential | No | Behind the Meter | Net-metered residential rooftop and canopy |  | None | Powerlutions | JCP&L | Accepted | 2020-10-27 | 2020-10-29 | 2021-10-30 | Trina | SE6000H-US | Solar Panels |  | 0.325 | 25 | 112 | 17 |  | Fixed | Roof
NJSTRE1545810450 |  | Transition Incentive Program | Piscataway | 8854 | 11 | 11.06 | Residential | No | Behind the Meter | Net-metered residential rooftop and canopy |  | None | Ad Energy | PSE&G | Accepted | 2020-10-27 | 2020-10-29 | 2021-10-30 | Enphase Energy | IQ7XS-96-ACM-US | Inverters | 315 |  | 33 |  |  | 0.975 |  | Outdoor | At each panel
NJSTRE1545810450 |  | Transition Incentive Program | Piscataway | 8854 | 11 | 11.06 | Residential | No | Behind the Meter | Net-metered residential rooftop and canopy |  | None | Ad Energy | PSE&G | Accepted | 2020-10-27 | 2020-10-29 | 2021-10-30 | SunPower | SPR-E20-327-E-AC | Solar Panels |  | 0.335 | 13 | 144 | 27 |  | Fixed | Roof
NJSTRE1545810450 |  | Transition Incentive Program | Piscataway | 8854 | 11 | 11.06 | Residential | No | Behind the Meter | Net-metered residential rooftop and canopy |  | None | Ad Energy | PSE&G | Accepted | 2020-10-27 | 2020-10-29 | 2021-10-30 | SunPower | SPR-E20-327-E-AC | Solar Panels |  | 0.335 | 20 | 144 | 27 |  | Fixed | Roof
NJSTRE1545811159 |  | Transition Incentive Program | Ewing Twp | 8638 | 12 | 8.19 | Residential | No | Behind the Meter | Net-metered residential rooftop and canopy |  | None | Kaitanna Solar, LLC | PSE&G | Accepted | 2020-10-27 | 2020-10-29 | 2021-10-30 | Enphase | Envoy | Meters |  |  | 1 |  |  |  | Yes
NJSTRE1545811159 |  | Transition Incentive Program | Ewing Twp | 8638 | 12 | 8.19 | Residential | No | Behind the Meter | Net-metered residential rooftop and canopy |  | None | Kaitanna Solar, LLC | PSE&G | Accepted | 2020-10-27 | 2020-10-29 | 2021-10-30 | Enphase | IQ7 | Inverters | 240 |  | 26 |  |  | 0.97 |  | Outside | Under Module
NJSTRE1545811159 |  | Transition Incentive Program | Ewing Twp | 8638 | 12 | 8.19 | Residential | No | Behind the Meter | Net-metered residential rooftop and canopy |  | None | Kaitanna Solar, LLC | PSE&G | Accepted | 2020-10-27 | 2020-10-29 | 2021-10-30 | Canadian Solar | 315 | Solar Panels |  | 0.315 | 3 | 340 | 36 |  | Fixed | Roof
NJSTRE1545811159 |  | Transition Incentive Program | Ewing Twp | 8638 | 12 | 8.19 | Residential | No | Behind the Meter | Net-metered residential rooftop and canopy |  | None | Kaitanna Solar, LLC | PSE&G | Accepted | 2020-10-27 | 2020-10-29 | 2021-10-30 | Canadian Solar | 315 | Solar Panels |  | 0.315 | 3 | 340 | 9 |  | Fixed | Roof
NJSTRE1545811159 |  | Transition Incentive Program | Ewing Twp | 8638 | 12 | 8.19 | Residential | No | Behind the Meter | Net-metered residential rooftop and canopy |  | None | Kaitanna Solar, LLC | PSE&G | Accepted | 2020-10-27 | 2020-10-29 | 2021-10-30 | Canadian Solar | 315 | Solar Panels |  | 0.315 | 20 | 160 | 36 |  | Fixed | Roof
NJSTRE1545812549 |  | Transition Incentive Program | Parlin | 8859 | 11 | 5.76 | Residential | Yes | Behind the Meter | Net-metered residential rooftop and canopy |  | None | Pro Custom Solar dba Momentum Solar | JCP&L | Accepted | 2020-10-27 | 2020-10-29 | 2021-10-30 | Enphase | IQ7Plus-72-2-US | Inverters | 290 |  | 16 |  |  | 0.97 |  | Outdoor | Roof
NJSTRE1545812549 |  | Transition Incentive Program | Parlin | 8859 | 11 | 5.76 | Residential | Yes | Behind the Meter | Net-metered residential rooftop and canopy |  | None | Pro Custom Solar dba Momentum Solar | JCP&L | Accepted | 2020-10-27 | 2020-10-29 | 2021-10-30 | REC Solar | REC360AA Black | Solar Panels |  | 0.36 | 12 | 171 | 36 |  | Fixed | Roof
NJSTRE1545812549 |  | Transition Incentive Program | Parlin | 8859 | 11 | 5.76 | Residential | Yes | Behind the Meter | Net-metered residential rooftop and canopy |  | None | Pro Custom Solar dba Momentum Solar | JCP&L | Accepted | 2020-10-27 | 2020-10-29 | 2021-10-30 | REC Solar | REC360AA Black | Solar Panels |  | 0.36 | 4 | 261 | 28 |  | Fixed | Roof
NJSTRE1545813450 |  | Transition Incentive Program | Marlboro | 7746 | 17 | 7.92 | Residential | No | Behind the Meter | Net-metered residential rooftop and canopy |  | None | Green Power Energy | JCP&L | Accepted | 2020-10-27 | 2020-10-29 | 2021-10-30 | Enphase Energy | IQ7PLUS-72-2-US (240V) | Inverters | 290 |  | 22 |  |  | 0.975 |  | Outside | next to meter
NJSTRE1545813450 |  | Transition Incentive Program | Marlboro | 7746 | 17 | 7.92 | Residential | No | Behind the Meter | Net-metered residential rooftop and canopy |  | None | Green Power Energy | JCP&L | Accepted | 2020-10-27 | 2020-10-29 | 2021-10-30 | LG Electronics | LG360N1C-N5 | Solar Panels |  | 0.36 | 22 | 174 | 23 |  | Fixed | Roof
NJSTRE1545813718 |  | Transition Incentive Program | Hillside | 7205 | 10 | 4.9 | Residential | Yes | Behind the Meter | Net-metered residential ground mount |  | None | Pro Custom Solar dba Momentum Solar | PSE&G | Accepted | 2020-10-27 | 2020-10-29 | 2021-10-30 | Enphase | IQ7Plus-72-2-US | Inverters | 290 |  | 14 |  |  | 0.97 |  | Outdoor | Roof
NJSTRE1545813718 |  | Transition Incentive Program | Hillside | 7205 | 10 | 4.9 | Residential | Yes | Behind the Meter | Net-metered residential ground mount |  | None | Pro Custom Solar dba Momentum Solar | PSE&G | Accepted | 2020-10-27 | 2020-10-29 | 2021-10-30 | LG ELECTRONICS | LG 350N1C-V5 | Solar Panels |  | 0.35 | 4 | 87 | 35 |  | Fixed | Ground
NJSTRE1545813718 |  | Transition Incentive Program | Hillside | 7205 | 10 | 4.9 | Residential | Yes | Behind the Meter | Net-metered residential ground mount |  | None | Pro Custom Solar dba Momentum Solar | PSE&G | Accepted | 2020-10-27 | 2020-10-29 | 2021-10-30 | LG ELECTRONICS | LG 350N1C-V5 | Solar Panels |  | 0.35 | 10 | 267 | 32 |  | Fixed | Ground
NJSTRE1545813944 |  | Transition Incentive Program | Farmingdale | 7727 | 17 | 11.45 | Residential | Yes | Behind the Meter | Net-metered residential rooftop and canopy |  | None | Seabright Solar | JCP&L | Accepted | 2020-10-27 | 2020-10-29 | 2021-10-30 | Enphase | IQ7XS-96-ACM-US | Inverters | 0.315 |  | 35 |  |  | 0.99 |  | Outside | Roof
NJSTRE1545813944 |  | Transition Incentive Program | Farmingdale | 7727 | 17 | 11.45 | Residential | Yes | Behind the Meter | Net-metered residential rooftop and canopy |  | None | Seabright Solar | JCP&L | Accepted | 2020-10-27 | 2020-10-29 | 2021-10-30 | Sunpower | SPR-E20-327 | Solar Panels |  | 0.327 | 26 | 204 | 19 |  | Fixed | Roof
NJSTRE1545813944 |  | Transition Incentive Program | Farmingdale | 7727 | 17 | 11.45 | Residential | Yes | Behind the Meter | Net-metered residential rooftop and canopy |  | None | Seabright Solar | JCP&L | Accepted | 2020-10-27 | 2020-10-29 | 2021-10-30 | Sunpower | SPR-E20-327 | Solar Panels |  | 0.327 | 9 | 204 | 19 |  | Fixed | Roof
NJSTRE1545814126 |  | Transition Incentive Program | Flemington | 8822 | 4 | 13.86 | Residential | No | Behind the Meter | Net-metered residential rooftop and canopy |  | None | Green Power Energy | JCP&L | Accepted | 2020-10-27 | 2020-10-29 | 2021-10-30 | Enphase Energy | IQ7PLUS-72-2-US (240V) | Inverters | 290 |  | 42 |  |  | 0.975 |  | Outside | next to meter
NJSTRE1545814126 |  | Transition Incentive Program | Flemington | 8822 | 4 | 13.86 | Residential | No | Behind the Meter | Net-metered residential rooftop and canopy |  | None | Green Power Energy | JCP&L | Accepted | 2020-10-27 | 2020-10-29 | 2021-10-30 | LG Electronics | LG330N1K-V5 | Solar Panels |  | 0.33 | 8 | 149 | 38 |  | Fixed | Roof
NJSTRE1545814126 |  | Transition Incentive Program | Flemington | 8822 | 4 | 13.86 | Residential | No | Behind the Meter | Net-metered residential rooftop and canopy |  | None | Green Power Energy | JCP&L | Accepted | 2020-10-27 | 2020-10-29 | 2021-10-30 | LG Electronics | LG330N1K-V5 | Solar Panels |  | 0.33 | 13 | 239 | 25 |  | Fixed | Roof
NJSTRE1545814126 |  | Transition Incentive Program | Flemington | 8822 | 4 | 13.86 | Residential | No | Behind the Meter | Net-metered residential rooftop and canopy |  | None | Green Power Energy | JCP&L | Accepted | 2020-10-27 | 2020-10-29 | 2021-10-30 | LG Electronics | LG330N1K-V5 | Solar Panels |  | 0.33 | 21 | 149 | 38 |  | Fixed | Roof
NJSTRE1545814136 |  | Transition Incentive Program | Pemberton | 8068 | 13 | 7.04 | Residential | No | Behind the Meter | Net-metered residential rooftop and canopy |  | None | Vision Solar LLC | JCP&L | Accepted | 2020-10-27 | 2020-10-29 | 2021-10-30 | ENPHASE | IQ7-60-2-US | Inverters | 0.24 |  | 21 |  |  | 0.96 |  | Other | behind each panel
NJSTRE1545814136 |  | Transition Incentive Program | Pemberton | 8068 | 13 | 7.04 | Residential | No | Behind the Meter | Net-metered residential rooftop and canopy |  | None | Vision Solar LLC | JCP&L | Accepted | 2020-10-27 | 2020-10-29 | 2021-10-30 | HANWHA Q-CELLS | Q.PEAK DUO-G6+ 335 | Solar Panels |  | 0.335 | 16 | 237 | 20 |  | Fixed | Roof
NJSTRE1545814136 |  | Transition Incentive Program | Pemberton | 8068 | 13 | 7.04 | Residential | No | Behind the Meter | Net-metered residential rooftop and canopy |  | None | Vision Solar LLC | JCP&L | Accepted | 2020-10-27 | 2020-10-29 | 2021-10-30 | HANWHA Q-CELLS | Q.PEAK DUO-G6+ 335 | Solar Panels |  | 0.335 | 5 | 148 | 20 |  | Fixed | Roof
NJSTRE1545814877 |  | Transition Incentive Program | Trenton | 8610 | 12 | 9.28 | Residential | No | Behind the Meter | Net-metered residential rooftop and canopy |  | None | Kaitanna Solar, LLC | PSE&G | Accepted | 2020-10-27 | 2020-10-29 | 2021-10-30 | Enphase | Envoy | Meters |  |  | 1 |  |  |  | Yes
NJSTRE1545814877 |  | Transition Incentive Program | Trenton | 8610 | 12 | 9.28 | Residential | No | Behind the Meter | Net-metered residential rooftop and canopy |  | None | Kaitanna Solar, LLC | PSE&G | Accepted | 2020-10-27 | 2020-10-29 | 2021-10-30 | Enphase | IQ7 | Inverters | 240 |  | 29 |  |  | 0.97 |  | Outside | Under Modules
NJSTRE1545814877 |  | Transition Incentive Program | Trenton | 8610 | 12 | 9.28 | Residential | No | Behind the Meter | Net-metered residential rooftop and canopy |  | None | Kaitanna Solar, LLC | PSE&G | Accepted | 2020-10-27 | 2020-10-29 | 2021-10-30 | Canadian Solar | 320 | Solar Panels |  | 0.32 | 15 | 180 | 33 |  | Fixed | Roof
NJSTRE1545814877 |  | Transition Incentive Program | Trenton | 8610 | 12 | 9.28 | Residential | No | Behind the Meter | Net-metered residential rooftop and canopy |  | None | Kaitanna Solar, LLC | PSE&G | Accepted | 2020-10-27 | 2020-10-29 | 2021-10-30 | Canadian Solar | 320 | Solar Panels |  | 0.32 | 14 | 1 | 33 |  | Fixed | Roof
NJSTRE1545815033 |  | Transition Incentive Program | WOODBINE | 8270 | 21 | 21.08 | Residential | Yes | Behind the Meter | Net-metered residential rooftop and canopy |  | None | Trinity Solar | AC Electric | Accepted | 2020-10-27 | 2020-10-29 | 2021-10-30 | Solar Edge | SE6000H-US000BNC4 | Inverters | 6000 |  | 1 |  |  | 0.97 |  | Outdoor | side of home
NJSTRE1545815033 |  | Transition Incentive Program | WOODBINE | 8270 | 21 | 21.08 | Residential | Yes | Behind the Meter | Net-metered residential rooftop and canopy |  | None | Trinity Solar | AC Electric | Accepted | 2020-10-27 | 2020-10-29 | 2021-10-30 | Solar Edgr | SE10000H-US000BNC4 | Inverters | 10000 |  | 1 |  |  | 0.97 |  | Outdoor | side of home
NJSTRE1545815033 |  | Transition Incentive Program | WOODBINE | 8270 | 21 | 21.08 | Residential | Yes | Behind the Meter | Net-metered residential rooftop and canopy |  | None | Trinity Solar | AC Electric | Accepted | 2020-10-27 | 2020-10-29 | 2021-10-30 | HANWHA | Q.PEAK DUO BLK-G6 340 | Solar Panels |  | 0.34 | 62 | 180 | 30 |  | Fixed | Roof
NJSTRE1545815308 |  | Transition Incentive Program | Northfield | 8225 | 19 | 7.59 | Residential | Yes | Behind the Meter | Net-metered residential rooftop and canopy |  | None | Sun Up Zero Down | AC Electric | Accepted | 2020-10-27 | 2020-10-29 | 2021-10-30 | Enphase | X-IQ-AM1-240-3 | Meters |  |  | 1 |  |  |  | Yes
NJSTRE1545815308 |  | Transition Incentive Program | Northfield | 8225 | 19 | 7.59 | Residential | Yes | Behind the Meter | Net-metered residential rooftop and canopy |  | None | Sun Up Zero Down | AC Electric | Accepted | 2020-10-27 | 2020-10-29 | 2021-10-30 | Enphase | IQ7-60-2-US | Inverters | 240 |  | 23 |  |  | 0.976 |  | Outside | behind panel
NJSTRE1545815308 |  | Transition Incentive Program | Northfield | 8225 | 19 | 7.59 | Residential | Yes | Behind the Meter | Net-metered residential rooftop and canopy |  | None | Sun Up Zero Down | AC Electric | Accepted | 2020-10-27 | 2020-10-29 | 2021-10-30 | REC | REC330TP3M | Solar Panels |  | 0.33 | 23 | 219 | 30 |  | Fixed | Roof
NJSTRE1545815607 |  | Transition Incentive Program | Pitman | 8071 | 15 | 9.18 | Residential | No | Behind the Meter | Net-metered residential rooftop and canopy |  | None | Kaitanna Solar, LLC | AC Electric | Accepted | 2020-10-29 | 2020-10-29 | 2021-10-30 | Enphase | Envoy | Meters |  |  | 1 |  |  |  | Yes
NJSTRE1545815607 |  | Transition Incentive Program | Pitman | 8071 | 15 | 9.18 | Residential | No | Behind the Meter | Net-metered residential rooftop and canopy |  | None | Kaitanna Solar, LLC | AC Electric | Accepted | 2020-10-29 | 2020-10-29 | 2021-10-30 | Enphase | IQ7+ | Inverters | 290 |  | 27 |  |  | 0.97 |  | Outside | Under Module
NJSTRE1545815607 |  | Transition Incentive Program | Pitman | 8071 | 15 | 9.18 | Residential | No | Behind the Meter | Net-metered residential rooftop and canopy |  | None | Kaitanna Solar, LLC | AC Electric | Accepted | 2020-10-29 | 2020-10-29 | 2021-10-30 | Hanwha | QCell 340 | Solar Panels |  | 0.34 | 12 | 335 | 20 |  | Fixed | Roof
NJSTRE1545815607 |  | Transition Incentive Program | Pitman | 8071 | 15 | 9.18 | Residential | No | Behind the Meter | Net-metered residential rooftop and canopy |  | None | Kaitanna Solar, LLC | AC Electric | Accepted | 2020-10-29 | 2020-10-29 | 2021-10-30 | Hanwha | QCell 340 | Solar Panels |  | 0.34 | 15 | 155 | 20 |  | Fixed | Roof
NJSTRE1545815619 |  | Transition Incentive Program | Vauxhall | 7088 | 10 | 5.6 | Residential | Yes | Behind the Meter | Net-metered residential rooftop and canopy |  | None | Pro Custom Solar dba Momentum Solar | PSE&G | Accepted | 2020-10-27 | 2020-10-29 | 2021-10-30 | Enphase | IQ7Plus-72-2-US | Inverters | 290 |  | 16 |  |  | 0.97 |  | Outdoor | Roof
NJSTRE1545815619 |  | Transition Incentive Program | Vauxhall | 7088 | 10 | 5.6 | Residential | Yes | Behind the Meter | Net-metered residential rooftop and canopy |  | None | Pro Custom Solar dba Momentum Solar | PSE&G | Accepted | 2020-10-27 | 2020-10-29 | 2021-10-30 | LG ELECTRONICS | LG 350N1C-V5 | Solar Panels |  | 0.35 | 8 | 77 | 20 |  | Fixed | Roof
NJSTRE1545815619 |  | Transition Incentive Program | Vauxhall | 7088 | 10 | 5.6 | Residential | Yes | Behind the Meter | Net-metered residential rooftop and canopy |  | None | Pro Custom Solar dba Momentum Solar | PSE&G | Accepted | 2020-10-27 | 2020-10-29 | 2021-10-30 | LG ELECTRONICS | LG 350N1C-V5 | Solar Panels |  | 0.35 | 8 | 257 | 20 |  | Fixed | Roof
NJSTRE1545815679 |  | Transition Incentive Program | Clementon | 8021 | 14 | 11.05 | Residential | Yes | Behind the Meter | Net-metered residential rooftop and canopy |  | None | EMT Renewables | AC Electric | Accepted | 2020-10-27 | 2020-10-29 | 2021-10-30 | Enphase | IQ7-60-2-US | Inverters | 240 |  | 34 |  |  | 0.97 |  | Outside | under panels
NJSTRE1545815679 |  | Transition Incentive Program | Clementon | 8021 | 14 | 11.05 | Residential | Yes | Behind the Meter | Net-metered residential rooftop and canopy |  | None | EMT Renewables | AC Electric | Accepted | 2020-10-27 | 2020-10-29 | 2021-10-30 | Trina | 325-DD06M.05(II) | Solar Panels |  | 0.325 | 14 | 98 | 13 |  | Fixed | Roof
NJSTRE1545815679 |  | Transition Incentive Program | Clementon | 8021 | 14 | 11.05 | Residential | Yes | Behind the Meter | Net-metered residential rooftop and canopy |  | None | EMT Renewables | AC Electric | Accepted | 2020-10-27 | 2020-10-29 | 2021-10-30 | Trina | 325-DD06M.05(II) | Solar Panels |  | 0.325 | 20 | 278 | 35 |  | Fixed | Roof
NJSTRE1545816284 |  | Transition Incentive Program | Cape May Court House | 8210 | 21 | 7.83 | Residential | Yes | Behind the Meter | Net-metered residential rooftop and canopy |  | None | Freedom Forever New Jersey, LLC | AC Electric | Accepted | 2020-11-02 | 2020-11-04 | 2021-11-04 | Solar Edge | SE7600H-US [SI1] RGM | Inverters | 32 |  | 1 |  |  | 0.99 |  | Outdoor | N/A
NJSTRE1545816284 |  | Transition Incentive Program | Cape May Court House | 8210 | 21 | 7.83 | Residential | Yes | Behind the Meter | Net-metered residential rooftop and canopy |  | None | Freedom Forever New Jersey, LLC | AC Electric | Accepted | 2020-11-02 | 2020-11-04 | 2021-11-04 | Hanwha Qcell | Q.PLUS BFR-G4.1- 290 | Solar Panels |  | 0.29 | 24 | 211 | 23 |  | Fixed | Roof | Roof
NJSTRE1545816284 |  | Transition Incentive Program | Cape May Court House | 8210 | 21 | 7.83 | Residential | Yes | Behind the Meter | Net-metered residential rooftop and canopy |  | None | Freedom Forever New Jersey, LLC | AC Electric | Accepted | 2020-11-02 | 2020-11-04 | 2021-11-04 | Hanwha Qcell | Q.PLUS BFR-G4.1- 290 | Solar Panels |  | 0.29 | 3 | 31 | 23 |  | Fixed | Roof | Roof
NJSTRE1545816351 |  | Transition Incentive Program | Dorothy | 8317 | 19 | 16.17 | Residential | Yes | Behind the Meter | Net-metered residential ground mount |  | None | Sun Up Zero Down | AC Electric | Accepted | 2020-10-27 | 2020-10-29 | 2021-10-30 | Enphase | X-IQ-AM1-240-3 | Meters |  |  | 1 |  |  |  | Yes | Outdoor
NJSTRE1545816351 |  | Transition Incentive Program | Dorothy | 8317 | 19 | 16.17 | Residential | Yes | Behind the Meter | Net-metered residential ground mount |  | None | Sun Up Zero Down | AC Electric | Accepted | 2020-10-27 | 2020-10-29 | 2021-10-30 | Enphase | IQ7-60-2-US | Inverters | 240 |  | 42 |  |  | 0.976 |  | Outside | behind panel
NJSTRE1545816351 |  | Transition Incentive Program | Dorothy | 8317 | 19 | 16.17 | Residential | Yes | Behind the Meter | Net-metered residential ground mount |  | None | Sun Up Zero Down | AC Electric | Accepted | 2020-10-27 | 2020-10-29 | 2021-10-30 | Trina | TSM-DE14A(II) PERC MONO 385 | Solar Panels |  | 0.385 | 42 | 181 | 25 |  | Fixed | Ground
NJSTRE1545818299 |  | Transition Incentive Program | Wayne | 7470 | 6 | 5.6 | Residential | Yes | Behind the Meter | Net-metered residential rooftop and canopy |  | None | Pro Custom Solar dba Momentum Solar | PSE&G | Accepted | 2020-10-27 | 2020-10-29 | 2021-10-30 | Enphase | IQ7Plus-72-2-US | Inverters | 290 |  | 16 |  |  | 0.97 |  | Outdoor | Roof
NJSTRE1545818299 |  | Transition Incentive Program | Wayne | 7470 | 6 | 5.6 | Residential | Yes | Behind the Meter | Net-metered residential rooftop and canopy |  | None | Pro Custom Solar dba Momentum Solar | PSE&G | Accepted | 2020-10-27 | 2020-10-29 | 2021-10-30 | LG ELECTRONICS | LG 350N1C-V5 | Solar Panels |  | 0.35 | 9 | 264 | 28 |  | Fixed | Roof
NJSTRE1545818299 |  | Transition Incentive Program | Wayne | 7470 | 6 | 5.6 | Residential | Yes | Behind the Meter | Net-metered residential rooftop and canopy |  | None | Pro Custom Solar dba Momentum Solar | PSE&G | Accepted | 2020-10-27 | 2020-10-29 | 2021-10-30 | LG ELECTRONICS | LG 350N1C-V5 | Solar Panels |  | 0.35 | 7 | 264 | 26 |  | Fixed | Roof
NJSTRE1545818312 |  | Transition Incentive Program | Linden | 7036 | 10 | 7.26 | Residential | Yes | Behind the Meter | Net-metered residential rooftop and canopy |  | None | Posigen NJ LLC | PSE&G | Accepted | 2020-10-27 | 2020-10-29 | 2021-10-30 | SolarEdge | SE7600H-US | Inverters | 7600 |  | 1 |  |  | 0.99 |  | Outside | within ten feet of meter
NJSTRE1545818312 |  | Transition Incentive Program | Linden | 7036 | 10 | 7.26 | Residential | Yes | Behind the Meter | Net-metered residential rooftop and canopy |  | None | Posigen NJ LLC | PSE&G | Accepted | 2020-10-27 | 2020-10-29 | 2021-10-30 | Silfab | SIL330NL | Solar Panels |  | 0.33 | 22 | 38218 | 20 |  | Fixed | Roof
NJSTRE1545818540 |  | Transition Incentive Program | PARK RIDGE | 7656 | 7 | 8.28 | Residential | No | Behind the Meter | Net-metered residential rooftop and canopy |  | None | Infinity Solar Systems | Park Ridge | Accepted | 2020-10-27 | 2020-10-30 | 2021-10-30 | ENPHASE | IQ7PLUS-72-X-US | Inverters | 290 |  | 23 |  |  | 0.97 |  | Outside | MICROINVERTERS
NJSTRE1545818540 |  | Transition Incentive Program | PARK RIDGE | 7656 | 7 | 8.28 | Residential | No | Behind the Meter | Net-metered residential rooftop and canopy |  | None | Infinity Solar Systems | Park Ridge | Accepted | 2020-10-27 | 2020-10-30 | 2021-10-30 | LG | LG360N1C-N5 | Solar Panels |  | 0.36 | 23 | 195 | 30 |  | Fixed | Roof
NJSTRE1545818546 |  | Transition Incentive Program | Woodbury | 8096 | 15 | 6.12 | Residential | Yes | Behind the Meter | Net-metered residential rooftop and canopy |  | None | Trinity Solar | PSE&G | Accepted | 2020-10-27 | 2020-10-29 | 2021-10-30 | Solar Edge | SE5000H-US | Inverters | 5000 |  | 1 |  |  | 0.97 |  | Outside | side of home
NJSTRE1545818546 |  | Transition Incentive Program | Woodbury | 8096 | 15 | 6.12 | Residential | Yes | Behind the Meter | Net-metered residential rooftop and canopy |  | None | Trinity Solar | PSE&G | Accepted | 2020-10-27 | 2020-10-29 | 2021-10-30 | Hanwha 340 | Q.PEAK DUO BLK-G6 340 | Solar Panels |  | 0.34 | 18 | 210 | 37 |  | Fixed | Roof
NJSTRE1545818550 |  | Transition Incentive Program | Plainfield | 7063 | 10 | 3.69 | Residential | Yes | Behind the Meter | Net-metered residential rooftop and canopy |  | None | Vision Solar LLC | PSE&G | Accepted | 2020-10-27 | 2020-10-29 | 2021-10-30 | ENPHASE | IQ7-60-2-US | Inverters | 0.24 |  | 11 |  |  | 0.96 |  | Other | BEHIND EACH PANEL
NJSTRE1545818550 |  | Transition Incentive Program | Plainfield | 7063 | 10 | 3.69 | Residential | Yes | Behind the Meter | Net-metered residential rooftop and canopy |  | None | Vision Solar LLC | PSE&G | Accepted | 2020-10-27 | 2020-10-29 | 2021-10-30 | HANWHA Q-CELLS | Q.PEAK DUO-G6+ 335 | Solar Panels |  | 0.335 | 11 | 143 | 28 |  | Fixed | Roof
NJSTRE1545818567 |  | Transition Incentive Program | Woodbridge Township | 7067 | 10 | 10 | Residential | No | Behind the Meter | Net-metered residential rooftop and canopy |  | None | Green Power Energy | PSE&G | Accepted | 2020-10-27 | 2020-10-29 | 2021-10-30 | Solar Edge | SE10000H-US (240V) | Inverters | 10000 |  | 1 |  |  | 0.97 |  | Outside | next to meter
NJSTRE1545818567 |  | Transition Incentive Program | Woodbridge Township | 7067 | 10 | 10 | Residential | No | Behind the Meter | Net-metered residential rooftop and canopy |  | None | Green Power Energy | PSE&G | Accepted | 2020-10-27 | 2020-10-29 | 2021-10-30 | Hanwha | Q.PEAK DUO L-G7.2 400 | Solar Panels |  | 0.4 | 6 | 302 | 5 |  | Fixed | Roof
NJSTRE1545818567 |  | Transition Incentive Program | Woodbridge Township | 7067 | 10 | 10 | Residential | No | Behind the Meter | Net-metered residential rooftop and canopy |  | None | Green Power Energy | PSE&G | Accepted | 2020-10-27 | 2020-10-29 | 2021-10-30 | Hanwha | Q.PEAK DUO L-G7.2 400 | Solar Panels |  | 0.4 | 7 | 303 | 15 |  | Fixed | Roof
NJSTRE1545818567 |  | Transition Incentive Program | Woodbridge Township | 7067 | 10 | 10 | Residential | No | Behind the Meter | Net-metered residential rooftop and canopy |  | None | Green Power Energy | PSE&G | Accepted | 2020-10-27 | 2020-10-29 | 2021-10-30 | Hanwha | Q.PEAK DUO L-G7.2 400 | Solar Panels |  | 0.4 | 12 | 123 | 40 |  | Fixed | Roof
NJSTRE1545818574 |  | Transition Incentive Program | Pennsauken | 8110 | 14 | 7.68 | Residential | Yes | Behind the Meter | Net-metered residential rooftop and canopy |  | None | Vivint Solar Developer, LLC | PSE&G | Accepted | 2020-10-27 | 2020-10-29 | 2021-10-30 | ENPHASE | IQ7-60-2-US | Inverters | 240 |  | 24 |  |  | 0.976 |  | Other | Underneath each module
NJSTRE1545818574 |  | Transition Incentive Program | Pennsauken | 8110 | 14 | 7.68 | Residential | Yes | Behind the Meter | Net-metered residential rooftop and canopy |  | None | Vivint Solar Developer, LLC | PSE&G | Accepted | 2020-10-27 | 2020-10-29 | 2021-10-30 | Hanwha Solar | Q.PEAK DUO G5 320w | Solar Panels |  | 0.32 | 12 | 148 | 27 |  | Fixed | Roof
NJSTRE1545818574 |  | Transition Incentive Program | Pennsauken | 8110 | 14 | 7.68 | Residential | Yes | Behind the Meter | Net-metered residential rooftop and canopy |  | None | Vivint Solar Developer, LLC | PSE&G | Accepted | 2020-10-27 | 2020-10-29 | 2021-10-30 | Hanwha Solar | Q.PEAK DUO G5 320w | Solar Panels |  | 0.32 | 12 | 328 | 27 |  | Fixed | Roof
NJSTRE1545818588 |  | Transition Incentive Program | Atlantic City | 8401 | 19 | 6.87 | Residential | Yes | Behind the Meter | Net-metered residential rooftop and canopy |  | None | Castle Energy, LLC | AC Electric | Accepted | 2020-10-27 | 2020-10-29 | 2021-10-30 | Enphase Energy | IQ7XS-96-ACM-US | Inverters | 315 |  | 21 |  |  | 0.975 |  | Outdoor | On rooftop underneath each solar module
NJSTRE1545818588 |  | Transition Incentive Program | Atlantic City | 8401 | 19 | 6.87 | Residential | Yes | Behind the Meter | Net-metered residential rooftop and canopy |  | None | Castle Energy, LLC | AC Electric | Accepted | 2020-10-27 | 2020-10-29 | 2021-10-30 | Sunpower | SPR-E20-327-E-AC | Solar Panels |  | 0.327 | 21 | 62 | 2 |  | Fixed | Roof
NJSTRE1545818589 |  | Transition Incentive Program | Cranford Twp | 7016 | 10 | 3.77 | Residential | Yes | Behind the Meter | Net-metered residential rooftop and canopy |  | None | Freedom Forever New Jersey, LLC | PSE&G | Accepted | 2020-10-30 | 2020-10-30 | 2021-10-30 | Solar Edge | SE3800H-US [SI1] RGM | Inverters | 16 |  | 1 |  |  | 0.99 |  | Outdoor | N/A
NJSTRE1545818589 |  | Transition Incentive Program | Cranford Twp | 7016 | 10 | 3.77 | Residential | Yes | Behind the Meter | Net-metered residential rooftop and canopy |  | None | Freedom Forever New Jersey, LLC | PSE&G | Accepted | 2020-10-30 | 2020-10-30 | 2021-10-30 | Hanwha Qcell | Q.PLUS BFR-G4.1- 290 | Solar Panels |  | 0.29 | 13 | 219 | 40 |  | Fixed | Roof | Roof
NJSTRE1545818595 |  | Transition Incentive Program | Perth Amboy | 8861 | 11 | 4.2 | Residential | Yes | Behind the Meter | Net-metered residential rooftop and canopy |  | None | Pro Custom Solar dba Momentum Solar | PSE&G | Accepted | 2020-10-27 | 2020-10-29 | 2021-10-30 | Enphase | IQ7Plus-72-2-US | Inverters | 290 |  | 12 |  |  | 0.97 |  | Outdoor | Roof
NJSTRE1545818595 |  | Transition Incentive Program | Perth Amboy | 8861 | 11 | 4.2 | Residential | Yes | Behind the Meter | Net-metered residential rooftop and canopy |  | None | Pro Custom Solar dba Momentum Solar | PSE&G | Accepted | 2020-10-27 | 2020-10-29 | 2021-10-30 | LG ELECTRONICS | LG 350N1C-V5 | Solar Panels |  | 0.35 | 4 | 289 | 23 |  | Fixed | Roof
NJSTRE1545818595 |  | Transition Incentive Program | Perth Amboy | 8861 | 11 | 4.2 | Residential | Yes | Behind the Meter | Net-metered residential rooftop and canopy |  | None | Pro Custom Solar dba Momentum Solar | PSE&G | Accepted | 2020-10-27 | 2020-10-29 | 2021-10-30 | LG ELECTRONICS | LG 350N1C-V5 | Solar Panels |  | 0.35 | 8 | 110 | 23 |  | Fixed | Roof
NJSTRE1545818596 |  | Transition Incentive Program | Lakewood | 8701 | 18 | 14.19 | Residential | No | Behind the Meter | Net-metered residential rooftop and canopy |  | None | Powerlutions | JCP&L | Accepted | 2020-10-27 | 2020-10-29 | 2021-10-30 | SolarEdge | SE10000H-US | Inverters | 10 |  | 1 |  |  | 0.99 |  | Outdoor | Near Meter
NJSTRE1545818596 |  | Transition Incentive Program | Lakewood | 8701 | 18 | 14.19 | Residential | No | Behind the Meter | Net-metered residential rooftop and canopy |  | None | Powerlutions | JCP&L | Accepted | 2020-10-27 | 2020-10-29 | 2021-10-30 | REC | 330NP | Solar Panels |  | 0.33 | 24 | 179 | 39 |  | Fixed | Roof
NJSTRE1545818596 |  | Transition Incentive Program | Lakewood | 8701 | 18 | 14.19 | Residential | No | Behind the Meter | Net-metered residential rooftop and canopy |  | None | Powerlutions | JCP&L | Accepted | 2020-10-27 | 2020-10-29 | 2021-10-30 | REC | 330NP | Solar Panels |  | 0.33 | 2 | 269 | 38 |  | Fixed | Roof
NJSTRE1545818596 |  | Transition Incentive Program | Lakewood | 8701 | 18 | 14.19 | Residential | No | Behind the Meter | Net-metered residential rooftop and canopy |  | None | Powerlutions | JCP&L | Accepted | 2020-10-27 | 2020-10-29 | 2021-10-30 | REC | 330NP | Solar Panels |  | 0.33 | 2 | 89 | 38 |  | Fixed | Roof
NJSTRE1545818596 |  | Transition Incentive Program | Lakewood | 8701 | 18 | 14.19 | Residential | No | Behind the Meter | Net-metered residential rooftop and canopy |  | None | Powerlutions | JCP&L | Accepted | 2020-10-27 | 2020-10-29 | 2021-10-30 | REC | 330NP | Solar Panels |  | 0.33 | 15 | 89 | 39 |  | Fixed | Roof
NJSTRE1545818600 |  | Transition Incentive Program | Lakewood | 8701 | 18 | 7.26 | Residential | No | Behind the Meter | Net-metered residential rooftop and canopy |  | None | Powerlutions | JCP&L | Accepted | 2020-10-27 | 2020-10-29 | 2021-10-30 | SolarEdge | SE6000H-US | Inverters | 6 |  | 1 |  |  | 0.99 |  | Outdoor | near meter
NJSTRE1545818600 |  | Transition Incentive Program | Lakewood | 8701 | 18 | 7.26 | Residential | No | Behind the Meter | Net-metered residential rooftop and canopy |  | None | Powerlutions | JCP&L | Accepted | 2020-10-27 | 2020-10-29 | 2021-10-30 | Axitec | AC-330MH/120S | Solar Panels |  | 0.33 | 2 | 17 | 114 |  | Fixed | Roof
NJSTRE1545818600 |  | Transition Incentive Program | Lakewood | 8701 | 18 | 7.26 | Residential | No | Behind the Meter | Net-metered residential rooftop and canopy |  | None | Powerlutions | JCP&L | Accepted | 2020-10-27 | 2020-10-29 | 2021-10-30 | Axitec | AC-330MH/120S | Solar Panels |  | 0.33 | 2 | 294 | 22 |  | Fixed | Roof
NJSTRE1545818600 |  | Transition Incentive Program | Lakewood | 8701 | 18 | 7.26 | Residential | No | Behind the Meter | Net-metered residential rooftop and canopy |  | None | Powerlutions | JCP&L | Accepted | 2020-10-27 | 2020-10-29 | 2021-10-30 | Axitec | AC-330MH/120S | Solar Panels |  | 0.33 | 2 | 114 | 22 |  | Fixed | Roof
NJSTRE1545818600 |  | Transition Incentive Program | Lakewood | 8701 | 18 | 7.26 | Residential | No | Behind the Meter | Net-metered residential rooftop and canopy |  | None | Powerlutions | JCP&L | Accepted | 2020-10-27 | 2020-10-29 | 2021-10-30 | Axitec | AC-330MH/120S | Solar Panels |  | 0.33 | 14 | 204 | 35 |  | Fixed | Roof
NJSTRE1545818600 |  | Transition Incentive Program | Lakewood | 8701 | 18 | 7.26 | Residential | No | Behind the Meter | Net-metered residential rooftop and canopy |  | None | Powerlutions | JCP&L | Accepted | 2020-10-27 | 2020-10-29 | 2021-10-30 | Axitec | AC-330MH/120S | Solar Panels |  | 0.33 | 2 | 294 | 17 |  | Fixed | Roof
NJSTRE1545818604 |  | Transition Incentive Program | Swedesboro | 8085 | 15 | 10.39 | Residential | Yes | Behind the Meter | Net-metered residential rooftop and canopy |  | None | Vision Solar LLC | AC Electric | Accepted | 2020-10-27 | 2020-10-29 | 2021-10-30 | ENPHASE | IQ7-60-2-US | Inverters | 0.24 |  | 31 |  |  | 0.96 |  | Other | behind each panel
NJSTRE1545818604 |  | Transition Incentive Program | Swedesboro | 8085 | 15 | 10.39 | Residential | Yes | Behind the Meter | Net-metered residential rooftop and canopy |  | None | Vision Solar LLC | AC Electric | Accepted | 2020-10-27 | 2020-10-29 | 2021-10-30 | HANWHA Q-CELLS | Q.PEAK DUO-G6+ 335 | Solar Panels |  | 0.335 | 3 | 153 | 20 |  | Fixed | Roof
NJSTRE1545818604 |  | Transition Incentive Program | Swedesboro | 8085 | 15 | 10.39 | Residential | Yes | Behind the Meter | Net-metered residential rooftop and canopy |  | None | Vision Solar LLC | AC Electric | Accepted | 2020-10-27 | 2020-10-29 | 2021-10-30 | HANWHA Q-CELLS | Q.PEAK DUO-G6+ 335 | Solar Panels |  | 0.335 | 10 | 245 | 20 |  | Fixed | Roof
NJSTRE1545818604 |  | Transition Incentive Program | Swedesboro | 8085 | 15 | 10.39 | Residential | Yes | Behind the Meter | Net-metered residential rooftop and canopy |  | None | Vision Solar LLC | AC Electric | Accepted | 2020-10-27 | 2020-10-29 | 2021-10-30 | HANWHA Q-CELLS | Q.PEAK DUO-G6+ 335 | Solar Panels |  | 0.335 | 10 | 65 | 20 |  | Fixed | Roof
NJSTRE1545818604 |  | Transition Incentive Program | Swedesboro | 8085 | 15 | 10.39 | Residential | Yes | Behind the Meter | Net-metered residential rooftop and canopy |  | None | Vision Solar LLC | AC Electric | Accepted | 2020-10-27 | 2020-10-29 | 2021-10-30 | HANWHA Q-CELLS | Q.PEAK DUO-G6+ 335 | Solar Panels |  | 0.335 | 8 | 153 | 26 |  | Fixed | Roof
NJSTRE1545818616 |  | Transition Incentive Program | Saddle Brook | 7663 | 7 | 8.84 | Residential | Yes | Behind the Meter | Net-metered residential rooftop and canopy |  | None | Trinity Solar | PSE&G | Accepted | 2020-10-27 | 2020-10-29 | 2021-10-30 | Solar Edge | SE7600 | Inverters | 7600 |  | 1 |  |  | 0.97 |  | Outside | side of home
NJSTRE1545818616 |  | Transition Incentive Program | Saddle Brook | 7663 | 7 | 8.84 | Residential | Yes | Behind the Meter | Net-metered residential rooftop and canopy |  | None | Trinity Solar | PSE&G | Accepted | 2020-10-27 | 2020-10-29 | 2021-10-30 | Hanwha | Q.PEAK DUO BLK-G6 340 | Solar Panels |  | 0.34 | 7 | 251 | 19 |  | Fixed | Roof
NJSTRE1545818616 |  | Transition Incentive Program | Saddle Brook | 7663 | 7 | 8.84 | Residential | Yes | Behind the Meter | Net-metered residential rooftop and canopy |  | None | Trinity Solar | PSE&G | Accepted | 2020-10-27 | 2020-10-29 | 2021-10-30 | Hanwha | Q.PEAK DUO BLK-G6 340 | Solar Panels |  | 0.34 | 3 | 71 | 22 |  | Fixed | Roof
NJSTRE1545818616 |  | Transition Incentive Program | Saddle Brook | 7663 | 7 | 8.84 | Residential | Yes | Behind the Meter | Net-metered residential rooftop and canopy |  | None | Trinity Solar | PSE&G | Accepted | 2020-10-27 | 2020-10-29 | 2021-10-30 | Hanwha | Q.PEAK DUO BLK-G6 340 | Solar Panels |  | 0.34 | 4 | 161 | 22 |  | Fixed | Roof
NJSTRE1545818616 |  | Transition Incentive Program | Saddle Brook | 7663 | 7 | 8.84 | Residential | Yes | Behind the Meter | Net-metered residential rooftop and canopy |  | None | Trinity Solar | PSE&G | Accepted | 2020-10-27 | 2020-10-29 | 2021-10-30 | Hanwha | Q.PEAK DUO BLK-G6 340 | Solar Panels |  | 0.34 | 12 | 162 | 22 |  | Fixed | Roof
NJSTRE1545818617 |  | Transition Incentive Program | Montville | 7045 | 3 | 22.05 | Residential | Yes | Behind the Meter | Net-metered residential rooftop and canopy |  | None | Freedom Forever New Jersey, LLC | JCP&L | Accepted | 2020-11-04 | 2020-11-04 | 2021-11-04 | Solar Edge | SE7600H-US [SI1] RGM | Inverters | 32 |  | 1 |  |  | 0.99 |  | Outdoor | N/A
NJSTRE1545818617 |  | Transition Incentive Program | Montville | 7045 | 3 | 22.05 | Residential | Yes | Behind the Meter | Net-metered residential rooftop and canopy |  | None | Freedom Forever New Jersey, LLC | JCP&L | Accepted | 2020-11-04 | 2020-11-04 | 2021-11-04 | Solar Edge | SE10000H-US [SI1] RGM | Inverters | 42 |  | 1 |  |  | 0.99 |  | Outdoor | N/A
NJSTRE1545818617 |  | Transition Incentive Program | Montville | 7045 | 3 | 22.05 | Residential | Yes | Behind the Meter | Net-metered residential rooftop and canopy |  | None | Freedom Forever New Jersey, LLC | JCP&L | Accepted | 2020-11-04 | 2020-11-04 | 2021-11-04 | Longi | LR6-60HPB-315M | Solar Panels |  | 0.315 | 6 | 272 | 23 |  | Fixed | Roof | Roof
NJSTRE1545818617 |  | Transition Incentive Program | Montville | 7045 | 3 | 22.05 | Residential | Yes | Behind the Meter | Net-metered residential rooftop and canopy |  | None | Freedom Forever New Jersey, LLC | JCP&L | Accepted | 2020-11-04 | 2020-11-04 | 2021-11-04 | Longi | LR6-60HPB-315M | Solar Panels |  | 0.315 | 11 | 272 | 34 |  | Fixed | Roof | Roof
NJSTRE1545818617 |  | Transition Incentive Program | Montville | 7045 | 3 | 22.05 | Residential | Yes | Behind the Meter | Net-metered residential rooftop and canopy |  | None | Freedom Forever New Jersey, LLC | JCP&L | Accepted | 2020-11-04 | 2020-11-04 | 2021-11-04 | Longi | LR6-60HPB-315M | Solar Panels |  | 0.315 | 8 | 272 | 34 |  | Fixed | Roof | Roof
NJSTRE1545818617 |  | Transition Incentive Program | Montville | 7045 | 3 | 22.05 | Residential | Yes | Behind the Meter | Net-metered residential rooftop and canopy |  | None | Freedom Forever New Jersey, LLC | JCP&L | Accepted | 2020-11-04 | 2020-11-04 | 2021-11-04 | Longi | LR6-60HPB-315M | Solar Panels |  | 0.315 | 8 | 182 | 34 |  | Fixed | Roof | Roof
NJSTRE1545818617 |  | Transition Incentive Program | Montville | 7045 | 3 | 22.05 | Residential | Yes | Behind the Meter | Net-metered residential rooftop and canopy |  | None | Freedom Forever New Jersey, LLC | JCP&L | Accepted | 2020-11-04 | 2020-11-04 | 2021-11-04 | Longi | LR6-60HPB-315M | Solar Panels |  | 0.315 | 9 | 2 | 34 |  | Fixed | Roof | Roof
NJSTRE1545818617 |  | Transition Incentive Program | Montville | 7045 | 3 | 22.05 | Residential | Yes | Behind the Meter | Net-metered residential rooftop and canopy |  | None | Freedom Forever New Jersey, LLC | JCP&L | Accepted | 2020-11-04 | 2020-11-04 | 2021-11-04 | Longi | LR6-60HPB-315M | Solar Panels |  | 0.315 | 28 | 92 | 34 |  | Fixed | Roof | Roof
NJSTRE1545818618 |  | Transition Incentive Program | TOMS RIVER | 8753 | 18 | 2.93 | Residential | No | Behind the Meter | Net-metered residential rooftop and canopy |  | None | Infinity Solar Systems | JCP&L | Accepted | 2020-10-27 | 2020-10-29 | 2021-10-30 | ENPHASE | IQ7PLUS-72-X-US | Inverters | 290 |  | 9 |  |  | 0.97 |  | Outside | MICROINVERTERS
NJSTRE1545818618 |  | Transition Incentive Program | TOMS RIVER | 8753 | 18 | 2.93 | Residential | No | Behind the Meter | Net-metered residential rooftop and canopy |  | None | Infinity Solar Systems | JCP&L | Accepted | 2020-10-27 | 2020-10-29 | 2021-10-30 | CANADIAN SOLAR | CS1H-325-MS | Solar Panels |  | 0.325 | 5 | 230 | 25 |  | Fixed | Roof
NJSTRE1545818618 |  | Transition Incentive Program | TOMS RIVER | 8753 | 18 | 2.93 | Residential | No | Behind the Meter | Net-metered residential rooftop and canopy |  | None | Infinity Solar Systems | JCP&L | Accepted | 2020-10-27 | 2020-10-29 | 2021-10-30 | CANADIAN SOLAR | CS1H-325-MS | Solar Panels |  | 0.325 | 4 | 140 | 25 |  | Fixed | Roof
NJSTRE1545818620 |  | Transition Incentive Program | Trenton | 8619 | 12 | 6.3 | Residential | Yes | Behind the Meter | Net-metered residential rooftop and canopy |  | None | Pro Custom Solar dba Momentum Solar | PSE&G | Accepted | 2020-10-27 | 2020-10-30 | 2021-10-30 | Enphase | IQ7Plus-72-2-US | Inverters | 290 |  | 18 |  |  | 0.97 |  | Outdoor | Roof
NJSTRE1545818620 |  | Transition Incentive Program | Trenton | 8619 | 12 | 6.3 | Residential | Yes | Behind the Meter | Net-metered residential rooftop and canopy |  | None | Pro Custom Solar dba Momentum Solar | PSE&G | Accepted | 2020-10-27 | 2020-10-30 | 2021-10-30 | LG ELECTRONICS | LG 350N1C-V5 | Solar Panels |  | 0.35 | 6 | 327 | 41 |  | Fixed | Roof
NJSTRE1545818620 |  | Transition Incentive Program | Trenton | 8619 | 12 | 6.3 | Residential | Yes | Behind the Meter | Net-metered residential rooftop and canopy |  | None | Pro Custom Solar dba Momentum Solar | PSE&G | Accepted | 2020-10-27 | 2020-10-30 | 2021-10-30 | LG ELECTRONICS | LG 350N1C-V5 | Solar Panels |  | 0.35 | 12 | 147 | 40 |  | Fixed | Roof
NJSTRE1545818629 |  | Transition Incentive Program | Somerset | 8873 | 5 | 8.51 | Residential | No | Behind the Meter | Net-metered residential rooftop and canopy |  | None | Skyline Solar LLC | PSE&G | Accepted | 2020-10-29 | 2020-10-30 | 2021-10-30 | ENPHASE | IQ7-60-2-US | Inverters | 240 |  | 27 |  |  | 0.97 |  | Outdoor | ROOF
NJSTRE1545818629 |  | Transition Incentive Program | Somerset | 8873 | 5 | 8.51 | Residential | No | Behind the Meter | Net-metered residential rooftop and canopy |  | None | Skyline Solar LLC | PSE&G | Accepted | 2020-10-29 | 2020-10-30 | 2021-10-30 | HANWHA | Q.PEAK CUP BLK-G5 | Solar Panels |  | 0.315 | 27 | 199 | 23 |  | Fixed | Roof
NJSTRE1545818703 |  | Transition Incentive Program | Southampton Township, | 8088 | 13 | 8.4 | Residential | Yes | Behind the Meter | Net-metered residential rooftop and canopy |  | None | Pro Custom Solar dba Momentum Solar | PSE&G | Accepted | 2020-10-27 | 2020-10-29 | 2021-10-30 | Enphase | IQ7Plus-72-2-US | Inverters | 290 |  | 24 |  |  | 0.97 |  | Outdoor | Roof
NJSTRE1545818703 |  | Transition Incentive Program | Southampton Township, | 8088 | 13 | 8.4 | Residential | Yes | Behind the Meter | Net-metered residential rooftop and canopy |  | None | Pro Custom Solar dba Momentum Solar | PSE&G | Accepted | 2020-10-27 | 2020-10-29 | 2021-10-30 | LG ELECTRONICS | LG 350N1C-V5 | Solar Panels |  | 0.35 | 24 | 204 | 7 |  | Fixed | Roof
NJSTRE1545818754 |  | Transition Incentive Program | Montgomery TWP | 8502 | 5 | 9.18 | Residential | Yes | Behind the Meter | Net-metered residential rooftop and canopy |  | None | Tesla Energy Operations Inc. | PSE&G | Accepted | 2020-10-27 | 2020-10-30 | 2021-10-30 | Tesla | AC Powerwall 2.0 | Electric Storage Battery |  |  | 2 |  |  |  | Lithium Ion |  | Inside garage
NJSTRE1545818754 |  | Transition Incentive Program | Montgomery TWP | 8502 | 5 | 9.18 | Residential | Yes | Behind the Meter | Net-metered residential rooftop and canopy |  | None | Tesla Energy Operations Inc. | PSE&G | Accepted | 2020-10-27 | 2020-10-30 | 2021-10-30 | SolarEdge Technologies | SE7600H-US [240V] | Inverters | 7600 |  | 1 |  |  | 0.99 |  | Outside | Outside
NJSTRE1545818754 |  | Transition Incentive Program | Montgomery TWP | 8502 | 5 | 9.18 | Residential | Yes | Behind the Meter | Net-metered residential rooftop and canopy |  | None | Tesla Energy Operations Inc. | PSE&G | Accepted | 2020-10-27 | 2020-10-30 | 2021-10-30 | Hanwha Q-CELLS | Q.Peak DUO BLK-G6+ 340 | Solar Panels |  | 0.34 | 15 | 109 | 40 |  | Fixed | Roof
NJSTRE1545818754 |  | Transition Incentive Program | Montgomery TWP | 8502 | 5 | 9.18 | Residential | Yes | Behind the Meter | Net-metered residential rooftop and canopy |  | None | Tesla Energy Operations Inc. | PSE&G | Accepted | 2020-10-27 | 2020-10-30 | 2021-10-30 | Hanwha Q-CELLS | Q.Peak DUO BLK-G6+ 340 | Solar Panels |  | 0.34 | 12 | 199 | 35 |  | Fixed | Roof
NJSTRE1545818837 |  | Transition Incentive Program | Haddon Township | 8107 | 14 | 4.08 | Residential | No | Behind the Meter | Net-metered residential rooftop and canopy |  | None | EMT Renewables | PSE&G | Accepted | 2020-10-27 | 2020-10-29 | 2021-10-30 | Enphase | IQ7+-72-2-US | Inverters | 290 |  | 12 |  |  | 0.97 |  | Outside | under panels
NJSTRE1545818837 |  | Transition Incentive Program | Haddon Township | 8107 | 14 | 4.08 | Residential | No | Behind the Meter | Net-metered residential rooftop and canopy |  | None | EMT Renewables | PSE&G | Accepted | 2020-10-27 | 2020-10-29 | 2021-10-30 | Hanwha | Q-Cells Q.Peak DUO-G6 340 | Solar Panels |  | 0.34 | 12 | 154 | 2 |  | Fixed | Roof
NJSTRE1545818903 |  | Transition Incentive Program | Lakewood | 8701 | 18 | 12.68 | Residential | No | Behind the Meter | Net-metered residential rooftop and canopy |  | None | Powerlutions | JCP&L | Accepted | 2020-10-27 | 2020-10-29 | 2021-10-30 | Solaredge | SE10000H-US | Inverters | 10 |  | 1 |  |  | 0.99 |  | Outdoor | Near Meter
NJSTRE1545818903 |  | Transition Incentive Program | Lakewood | 8701 | 18 | 12.68 | Residential | No | Behind the Meter | Net-metered residential rooftop and canopy |  | None | Powerlutions | JCP&L | Accepted | 2020-10-27 | 2020-10-29 | 2021-10-30 | Trina | TSM-325 DD06M.05 | Solar Panels |  | 0.325 | 19 | 7 | 17 |  | Fixed | Roof
NJSTRE1545818903 |  | Transition Incentive Program | Lakewood | 8701 | 18 | 12.68 | Residential | No | Behind the Meter | Net-metered residential rooftop and canopy |  | None | Powerlutions | JCP&L | Accepted | 2020-10-27 | 2020-10-29 | 2021-10-30 | Trina | TSM-325 DD06M.05 | Solar Panels |  | 0.325 | 20 | 187 | 32 |  | Fixed | Roof
NJSTRE1545818909 |  | Transition Incentive Program | Frenchtown | 8825 | 4 | 6.8 | Residential | Yes | Behind the Meter | Net-metered residential rooftop and canopy |  | None | Trinity Solar | JCP&L | Accepted | 2020-10-27 | 2020-10-30 | 2021-10-30 | Solar Edge | SE6000H-US | Inverters | 6000 |  | 1 |  |  | 0.97 |  | Outside | side of home
NJSTRE1545818909 |  | Transition Incentive Program | Frenchtown | 8825 | 4 | 6.8 | Residential | Yes | Behind the Meter | Net-metered residential rooftop and canopy |  | None | Trinity Solar | JCP&L | Accepted | 2020-10-27 | 2020-10-30 | 2021-10-30 | Hanwha 340 | Q.PEAK DUO BLK-G6 340 | Solar Panels |  | 0.34 | 20 | 128 | 18 |  | Fixed | Roof
NJSTRE1545819258 |  | Transition Incentive Program | Trenton | 8690 | 12 | 8.05 | Residential | Yes | Behind the Meter | Net-metered residential rooftop and canopy |  | None | Pro Custom Solar dba Momentum Solar | PSE&G | Accepted | 2020-10-27 | 2020-10-30 | 2021-10-30 | Enphase | IQ7Plus-72-2-US | Inverters | 290 |  | 23 |  |  | 0.97 |  | Outdoor | Roof
NJSTRE1545819258 |  | Transition Incentive Program | Trenton | 8690 | 12 | 8.05 | Residential | Yes | Behind the Meter | Net-metered residential rooftop and canopy |  | None | Pro Custom Solar dba Momentum Solar | PSE&G | Accepted | 2020-10-27 | 2020-10-30 | 2021-10-30 | LG ELECTRONICS | LG 350N1C-V5 | Solar Panels |  | 0.35 | 16 | 239 | 23 |  | Fixed | Roof
NJSTRE1545819258 |  | Transition Incentive Program | Trenton | 8690 | 12 | 8.05 | Residential | Yes | Behind the Meter | Net-metered residential rooftop and canopy |  | None | Pro Custom Solar dba Momentum Solar | PSE&G | Accepted | 2020-10-27 | 2020-10-30 | 2021-10-30 | LG ELECTRONICS | LG 350N1C-V5 | Solar Panels |  | 0.35 | 4 | 149 | 15 |  | Fixed | Roof
NJSTRE1545819258 |  | Transition Incentive Program | Trenton | 8690 | 12 | 8.05 | Residential | Yes | Behind the Meter | Net-metered residential rooftop and canopy |  | None | Pro Custom Solar dba Momentum Solar | PSE&G | Accepted | 2020-10-27 | 2020-10-30 | 2021-10-30 | LG ELECTRONICS | LG 350N1C-V5 | Solar Panels |  | 0.35 | 3 | 240 | 16 |  | Fixed | Roof
NJSTRE1545819358 |  | Transition Incentive Program | Kinnelon | 7405 | 3 | 4.08 | Residential | Yes | Behind the Meter | Net-metered residential rooftop and canopy |  | None | Tesla Energy Operations Inc. | JCP&L | Accepted | 2020-10-27 | 2020-10-29 | 2021-10-30 | Tesla | AC Powerwall 2.0 | Electric Storage Battery |  |  | 3 |  |  |  | Lithium Ion |  | Outside
NJSTRE1545819358 |  | Transition Incentive Program | Kinnelon | 7405 | 3 | 4.08 | Residential | Yes | Behind the Meter | Net-metered residential rooftop and canopy |  | None | Tesla Energy Operations Inc. | JCP&L | Accepted | 2020-10-27 | 2020-10-29 | 2021-10-30 | SolarEdge Technologies | SE3800H-US [240V] | Inverters | 3800 |  | 1 |  |  | 0.99 |  | Outside | Outside
NJSTRE1545819358 |  | Transition Incentive Program | Kinnelon | 7405 | 3 | 4.08 | Residential | Yes | Behind the Meter | Net-metered residential rooftop and canopy |  | None | Tesla Energy Operations Inc. | JCP&L | Accepted | 2020-10-27 | 2020-10-29 | 2021-10-30 | Hanwha Q-CELLS | Q.Peak DUO BLK-G6+ 340 | Solar Panels |  | 0.34 | 7 | 117 | 32 |  | Fixed | Roof
NJSTRE1545819358 |  | Transition Incentive Program | Kinnelon | 7405 | 3 | 4.08 | Residential | Yes | Behind the Meter | Net-metered residential rooftop and canopy |  | None | Tesla Energy Operations Inc. | JCP&L | Accepted | 2020-10-27 | 2020-10-29 | 2021-10-30 | Hanwha Q-CELLS | Q.Peak DUO BLK-G6+ 340 | Solar Panels |  | 0.34 | 5 | 117 | 32 |  | Fixed | Roof
NJSTRE1545819581 |  | Transition Incentive Program | BAYONNE | 7002 | 8 | 10.4 | Residential | No | Behind the Meter | Net-metered residential rooftop and canopy |  | None | Infinity Solar Systems | PSE&G | Accepted | 2020-10-27 | 2020-10-29 | 2021-10-30 | ENPHASE | IQ7PLUS-72-X-US | Inverters | 290 |  | 32 |  |  | 0.97 |  | Outside | MICROINVERTERS
NJSTRE1545819581 |  | Transition Incentive Program | BAYONNE | 7002 | 8 | 10.4 | Residential | No | Behind the Meter | Net-metered residential rooftop and canopy |  | None | Infinity Solar Systems | PSE&G | Accepted | 2020-10-27 | 2020-10-29 | 2021-10-30 | CANADIAN SOLAR | CS1H-325-MS | Solar Panels |  | 0.325 | 21 | 122 | 35 |  | Fixed | Roof
NJSTRE1545819581 |  | Transition Incentive Program | BAYONNE | 7002 | 8 | 10.4 | Residential | No | Behind the Meter | Net-metered residential rooftop and canopy |  | None | Infinity Solar Systems | PSE&G | Accepted | 2020-10-27 | 2020-10-29 | 2021-10-30 | CANADIAN SOLAR | CS1H-325-MS | Solar Panels |  | 0.325 | 9 | 302 | 10 |  | Fixed | Roof
NJSTRE1545819581 |  | Transition Incentive Program | BAYONNE | 7002 | 8 | 10.4 | Residential | No | Behind the Meter | Net-metered residential rooftop and canopy |  | None | Infinity Solar Systems | PSE&G | Accepted | 2020-10-27 | 2020-10-29 | 2021-10-30 | CANADIAN SOLAR | CS1H-325-MS | Solar Panels |  | 0.325 | 2 | 302 | 35 |  | Fixed | Roof
NJSTRE1545820626 |  | Transition Incentive Program | CHERRY HILL | 8034 | 14 | 9.28 | Residential | No | Behind the Meter | Net-metered residential rooftop and canopy |  | None | Orbit Energy & Power, LLC | PSE&G | Accepted | 2020-10-27 | 2020-10-29 | 2021-10-30 | ENPHASE ENERGY | IQ7-60-2-US | Inverters | 240 |  | 29 |  |  | 0.99 |  | Other | UNDER EACH PANEL
NJSTRE1545820626 |  | Transition Incentive Program | CHERRY HILL | 8034 | 14 | 9.28 | Residential | No | Behind the Meter | Net-metered residential rooftop and canopy |  | None | Orbit Energy & Power, LLC | PSE&G | Accepted | 2020-10-27 | 2020-10-29 | 2021-10-30 | HANWHA | Q PEAK CELLS 320W | Solar Panels |  | 0.32 | 6 | 52 | 20 |  | Fixed | Roof
NJSTRE1545820626 |  | Transition Incentive Program | CHERRY HILL | 8034 | 14 | 9.28 | Residential | No | Behind the Meter | Net-metered residential rooftop and canopy |  | None | Orbit Energy & Power, LLC | PSE&G | Accepted | 2020-10-27 | 2020-10-29 | 2021-10-30 | HANWHA | Q PEAK CELLS 320W | Solar Panels |  | 0.32 | 11 | 142 | 26 |  | Fixed | Roof
NJSTRE1545820626 |  | Transition Incentive Program | CHERRY HILL | 8034 | 14 | 9.28 | Residential | No | Behind the Meter | Net-metered residential rooftop and canopy |  | None | Orbit Energy & Power, LLC | PSE&G | Accepted | 2020-10-27 | 2020-10-29 | 2021-10-30 | HANWHA | Q PEAK CELLS 320W | Solar Panels |  | 0.32 | 12 | 232 | 20 |  | Fixed | Roof
NJSTRE1545820946 |  | Transition Incentive Program | Millville | 8332 | 20 | 11.2 | Residential | Yes | Behind the Meter | Net-metered residential rooftop and canopy |  | None | Pro Custom Solar dba Momentum Solar | AC Electric | Accepted | 2020-10-27 | 2020-10-30 | 2021-10-30 | Enphase | IQ7Plus-72-2-US | Inverters | 290 |  | 32 |  |  | 0.97 |  | Outdoor | Roof
NJSTRE1545820946 |  | Transition Incentive Program | Millville | 8332 | 20 | 11.2 | Residential | Yes | Behind the Meter | Net-metered residential rooftop and canopy |  | None | Pro Custom Solar dba Momentum Solar | AC Electric | Accepted | 2020-10-27 | 2020-10-30 | 2021-10-30 | LG ELECTRONICS | LG 350N1C-V5 | Solar Panels |  | 0.35 | 13 | 340 | 21 |  | Fixed | Roof
NJSTRE1545820946 |  | Transition Incentive Program | Millville | 8332 | 20 | 11.2 | Residential | Yes | Behind the Meter | Net-metered residential rooftop and canopy |  | None | Pro Custom Solar dba Momentum Solar | AC Electric | Accepted | 2020-10-27 | 2020-10-30 | 2021-10-30 | LG ELECTRONICS | LG 350N1C-V5 | Solar Panels |  | 0.35 | 19 | 160 | 22 |  | Fixed | Roof
NJSTRE1545821172 |  | Transition Incentive Program | Brick | 8724 | 18 | 56.21 | Commercial | No | Behind the Meter | Net-metered non-residential rooftop and canopy |  | None | Ampericon | JCP&L | Accepted | 2020-10-27 | 2020-10-30 | 2021-10-30 | EnPhase | IQ7 | Inverters | 290 |  | 146 |  |  | 0.965 |  | Other | Roof
NJSTRE1545821172 |  | Transition Incentive Program | Brick | 8724 | 18 | 56.21 | Commercial | No | Behind the Meter | Net-metered non-residential rooftop and canopy |  | None | Ampericon | JCP&L | Accepted | 2020-10-27 | 2020-10-30 | 2021-10-30 | Phono Solar | PS385M-24TH | Solar Panels |  | 0.385 | 73 | 222 | 10 |  | Fixed | Roof
NJSTRE1545821172 |  | Transition Incentive Program | Brick | 8724 | 18 | 56.21 | Commercial | No | Behind the Meter | Net-metered non-residential rooftop and canopy |  | None | Ampericon | JCP&L | Accepted | 2020-10-27 | 2020-10-30 | 2021-10-30 | Phono Solar | PS385M-24TH | Solar Panels |  | 0.385 | 73 | 42 | 10 |  | Fixed | Roof
NJSTRE1545821468 |  | Transition Incentive Program | Highland Park Boro | 8904 | 11 | 8.16 | Residential | Yes | Behind the Meter | Net-metered residential rooftop and canopy |  | None | Tesla Energy Operations Inc. | PSE&G | Accepted | 2020-10-27 | 2020-10-29 | 2021-10-30 | Tesla | AC Powerwall 2.0 | Electric Storage Battery |  |  | 1 |  |  |  | Lithium Ion |  | Inside garage
NJSTRE1545821468 |  | Transition Incentive Program | Highland Park Boro | 8904 | 11 | 8.16 | Residential | Yes | Behind the Meter | Net-metered residential rooftop and canopy |  | None | Tesla Energy Operations Inc. | PSE&G | Accepted | 2020-10-27 | 2020-10-29 | 2021-10-30 | SolarEdge Technologies | SE7600H-US [240V] | Inverters | 7600 |  | 1 |  |  | 0.99 |  | Outside | Outside
NJSTRE1545821468 |  | Transition Incentive Program | Highland Park Boro | 8904 | 11 | 8.16 | Residential | Yes | Behind the Meter | Net-metered residential rooftop and canopy |  | None | Tesla Energy Operations Inc. | PSE&G | Accepted | 2020-10-27 | 2020-10-29 | 2021-10-30 | Hanwha Q-CELLS | Q.Peak DUO BLK-G6+ 340 | Solar Panels |  | 0.34 | 11 | 138 | 23 |  | Fixed | Roof
NJSTRE1545821468 |  | Transition Incentive Program | Highland Park Boro | 8904 | 11 | 8.16 | Residential | Yes | Behind the Meter | Net-metered residential rooftop and canopy |  | None | Tesla Energy Operations Inc. | PSE&G | Accepted | 2020-10-27 | 2020-10-29 | 2021-10-30 | Hanwha Q-CELLS | Q.Peak DUO BLK-G6+ 340 | Solar Panels |  | 0.34 | 13 | 318 | 23 |  | Fixed | Roof
NJSTRE1545821589 |  | Transition Incentive Program | Bergenfield | 7621 | 7 | 5.25 | Residential | Yes | Behind the Meter | Net-metered residential rooftop and canopy |  | None | Pro Custom Solar dba Momentum Solar | PSE&G | Accepted | 2020-10-27 | 2020-10-29 | 2021-10-30 | Enphase | IQ7Plus-72-2-US | Inverters | 290 |  | 15 |  |  | 0.97 |  | Outdoor | Roof
NJSTRE1545821589 |  | Transition Incentive Program | Bergenfield | 7621 | 7 | 5.25 | Residential | Yes | Behind the Meter | Net-metered residential rooftop and canopy |  | None | Pro Custom Solar dba Momentum Solar | PSE&G | Accepted | 2020-10-27 | 2020-10-29 | 2021-10-30 | LG ELECTRONICS | LG 350N1C-V5 | Solar Panels |  | 0.35 | 6 | 267 | 15 |  | Fixed | Roof
NJSTRE1545821589 |  | Transition Incentive Program | Bergenfield | 7621 | 7 | 5.25 | Residential | Yes | Behind the Meter | Net-metered residential rooftop and canopy |  | None | Pro Custom Solar dba Momentum Solar | PSE&G | Accepted | 2020-10-27 | 2020-10-29 | 2021-10-30 | LG ELECTRONICS | LG 350N1C-V5 | Solar Panels |  | 0.35 | 5 | 87 | 14 |  | Fixed | Roof
NJSTRE1545821589 |  | Transition Incentive Program | Bergenfield | 7621 | 7 | 5.25 | Residential | Yes | Behind the Meter | Net-metered residential rooftop and canopy |  | None | Pro Custom Solar dba Momentum Solar | PSE&G | Accepted | 2020-10-27 | 2020-10-29 | 2021-10-30 | LG ELECTRONICS | LG 350N1C-V5 | Solar Panels |  | 0.35 | 4 | 267 | 22 |  | Fixed | Roof
NJSTRE1545822910 |  | Transition Incentive Program | Blairstown | 7825 | 2 | 12.6 | Municipality | Yes | Behind the Meter | Net-metered residential rooftop and canopy |  | None | Pro Custom Solar dba Momentum Solar | JCP&L | Accepted | 2020-10-27 | 2020-10-30 | 2021-10-30 | Enphase | IQ7Plus-72-2-US | Inverters | 290 |  | 36 |  |  | 0.97 |  | Outdoor | Roof
NJSTRE1545822910 |  | Transition Incentive Program | Blairstown | 7825 | 2 | 12.6 | Municipality | Yes | Behind the Meter | Net-metered residential rooftop and canopy |  | None | Pro Custom Solar dba Momentum Solar | JCP&L | Accepted | 2020-10-27 | 2020-10-30 | 2021-10-30 | LG ELECTRONICS | LG 350N1C-V5 | Solar Panels |  | 0.35 | 8 | 308 | 34 |  | Fixed | Roof
NJSTRE1545822910 |  | Transition Incentive Program | Blairstown | 7825 | 2 | 12.6 | Municipality | Yes | Behind the Meter | Net-metered residential rooftop and canopy |  | None | Pro Custom Solar dba Momentum Solar | JCP&L | Accepted | 2020-10-27 | 2020-10-30 | 2021-10-30 | LG ELECTRONICS | LG 350N1C-V5 | Solar Panels |  | 0.35 | 17 | 128 | 34 |  | Fixed | Roof
NJSTRE1545822910 |  | Transition Incentive Program | Blairstown | 7825 | 2 | 12.6 | Municipality | Yes | Behind the Meter | Net-metered residential rooftop and canopy |  | None | Pro Custom Solar dba Momentum Solar | JCP&L | Accepted | 2020-10-27 | 2020-10-30 | 2021-10-30 | LG ELECTRONICS | LG 350N1C-V5 | Solar Panels |  | 0.35 | 11 | 218 | 39 |  | Fixed | Roof
NJSTRE1545824257 |  | Transition Incentive Program | Toms River | 8753 | 18 | 5.25 | Residential | Yes | Behind the Meter | Net-metered residential rooftop and canopy |  | None | Pro Custom Solar dba Momentum Solar | JCP&L | Accepted | 2020-10-27 | 2020-10-30 | 2021-10-30 | Enphase | IQ7Plus-72-2-US | Inverters | 290 |  | 15 |  |  | 0.97 |  | Outdoor | Roof
NJSTRE1545824257 |  | Transition Incentive Program | Toms River | 8753 | 18 | 5.25 | Residential | Yes | Behind the Meter | Net-metered residential rooftop and canopy |  | None | Pro Custom Solar dba Momentum Solar | JCP&L | Accepted | 2020-10-27 | 2020-10-30 | 2021-10-30 | LG ELECTRONICS | LG 350N1C-V5 | Solar Panels |  | 0.35 | 9 | 189 | 20 |  | Fixed | Roof
NJSTRE1545824257 |  | Transition Incentive Program | Toms River | 8753 | 18 | 5.25 | Residential | Yes | Behind the Meter | Net-metered residential rooftop and canopy |  | None | Pro Custom Solar dba Momentum Solar | JCP&L | Accepted | 2020-10-27 | 2020-10-30 | 2021-10-30 | LG ELECTRONICS | LG 350N1C-V5 | Solar Panels |  | 0.35 | 6 | 9 | 20 |  | Fixed | Roof
NJSTRE1545826456 |  | Transition Incentive Program | EDISON | 8817 | 11 | 6.3 | Residential | Yes | Behind the Meter | Net-metered residential rooftop and canopy |  | None | Pro Custom Solar dba Momentum Solar | PSE&G | Accepted | 2020-10-27 | 2020-10-30 | 2021-10-30 | Enphase | IQ7Plus-72-2-US | Inverters | 290 |  | 18 |  |  | 0.97 |  | Outdoor | Roof
NJSTRE1545826456 |  | Transition Incentive Program | EDISON | 8817 | 11 | 6.3 | Residential | Yes | Behind the Meter | Net-metered residential rooftop and canopy |  | None | Pro Custom Solar dba Momentum Solar | PSE&G | Accepted | 2020-10-27 | 2020-10-30 | 2021-10-30 | LG ELECTRONICS | LG 350N1C-V5 | Solar Panels |  | 0.35 | 10 | 175 | 26 |  | Fixed | Roof
NJSTRE1545826456 |  | Transition Incentive Program | EDISON | 8817 | 11 | 6.3 | Residential | Yes | Behind the Meter | Net-metered residential rooftop and canopy |  | None | Pro Custom Solar dba Momentum Solar | PSE&G | Accepted | 2020-10-27 | 2020-10-30 | 2021-10-30 | LG ELECTRONICS | LG 350N1C-V5 | Solar Panels |  | 0.35 | 8 | 265 | 41 |  | Fixed | Roof
NJSTRE1545826461 |  | Transition Incentive Program | Woodbridge Twp | 8830 | 11 | 11.06 | Residential | Yes | Behind the Meter | Net-metered residential rooftop and canopy |  | None | Bright Planet Solar | PSE&G | Accepted | 2020-10-27 | 2020-10-30 | 2021-10-30 | SOLAR EDGE | SE10000H-USRGM | Inverters | 10000 |  | 1 |  |  | 0.98 |  | Outdoor | OUTSIDE
NJSTRE1545826461 |  | Transition Incentive Program | Woodbridge Twp | 8830 | 11 | 11.06 | Residential | Yes | Behind the Meter | Net-metered residential rooftop and canopy |  | None | Bright Planet Solar | PSE&G | Accepted | 2020-10-27 | 2020-10-30 | 2021-10-30 | LG | LG335N 1C-A5 | Solar Panels |  | 0.335 | 11 | 285 | 26 |  | Fixed | Roof
NJSTRE1545826461 |  | Transition Incentive Program | Woodbridge Twp | 8830 | 11 | 11.06 | Residential | Yes | Behind the Meter | Net-metered residential rooftop and canopy |  | None | Bright Planet Solar | PSE&G | Accepted | 2020-10-27 | 2020-10-30 | 2021-10-30 | LG | LG335N 1C-A5 | Solar Panels |  | 0.335 | 3 | 14 | 26 |  | Fixed | Roof
NJSTRE1545826461 |  | Transition Incentive Program | Woodbridge Twp | 8830 | 11 | 11.06 | Residential | Yes | Behind the Meter | Net-metered residential rooftop and canopy |  | None | Bright Planet Solar | PSE&G | Accepted | 2020-10-27 | 2020-10-30 | 2021-10-30 | LG | LG335N 1C-A5 | Solar Panels |  | 0.335 | 12 | 103 | 26 |  | Fixed | Roof
NJSTRE1545826461 |  | Transition Incentive Program | Woodbridge Twp | 8830 | 11 | 11.06 | Residential | Yes | Behind the Meter | Net-metered residential rooftop and canopy |  | None | Bright Planet Solar | PSE&G | Accepted | 2020-10-27 | 2020-10-30 | 2021-10-30 | LG | LG335N 1C-A5 | Solar Panels |  | 0.335 | 7 | 193 | 26 |  | Fixed | Roof
NJSTRE1545826831 |  | Transition Incentive Program | Galloway | 8201 | 19 | 6.37 | Residential | Yes | Behind the Meter | Net-metered residential rooftop and canopy |  | None | Bright Planet Solar | AC Electric | Accepted | 2020-10-27 | 2020-10-30 | 2021-10-30 | SOLAR EDGE | SE5000H-USRGM | Inverters | 5000 |  | 1 |  |  | 0.98 |  | Outdoor | OUTSIDE
NJSTRE1545826831 |  | Transition Incentive Program | Galloway | 8201 | 19 | 6.37 | Residential | Yes | Behind the Meter | Net-metered residential rooftop and canopy |  | None | Bright Planet Solar | AC Electric | Accepted | 2020-10-27 | 2020-10-30 | 2021-10-30 | LG | LG335N 1C-A5 | Solar Panels |  | 0.335 | 16 | 180 | 26 |  | Fixed | Roof
NJSTRE1545826831 |  | Transition Incentive Program | Galloway | 8201 | 19 | 6.37 | Residential | Yes | Behind the Meter | Net-metered residential rooftop and canopy |  | None | Bright Planet Solar | AC Electric | Accepted | 2020-10-27 | 2020-10-30 | 2021-10-30 | LG | LG335N 1C-A5 | Solar Panels |  | 0.335 | 3 | 270 | 26 |  | Fixed | Roof
NJSTRE1545827177 |  | Transition Incentive Program | Franklin TWP SOM | 8823 | 5 | 8.16 | Residential | Yes | Behind the Meter | Net-metered residential rooftop and canopy |  | None | Tesla Energy Operations Inc. | PSE&G | Accepted | 2020-10-27 | 2020-10-30 | 2021-10-30 | SolarEdge Technologies | SE7600H-US | Inverters | 7600 |  | 1 |  |  | 0.99 |  | Other | Outdoor
NJSTRE1545827177 |  | Transition Incentive Program | Franklin TWP SOM | 8823 | 5 | 8.16 | Residential | Yes | Behind the Meter | Net-metered residential rooftop and canopy |  | None | Tesla Energy Operations Inc. | PSE&G | Accepted | 2020-10-27 | 2020-10-30 | 2021-10-30 | Hanwha Q CELLS | Q.Peak DUO BLK-G6+ 340 | Solar Panels |  | 0.34 | 18 | 28 | 36 |  | Fixed | Roof
NJSTRE1545827177 |  | Transition Incentive Program | Franklin TWP SOM | 8823 | 5 | 8.16 | Residential | Yes | Behind the Meter | Net-metered residential rooftop and canopy |  | None | Tesla Energy Operations Inc. | PSE&G | Accepted | 2020-10-27 | 2020-10-30 | 2021-10-30 | Hanwha Q CELLS | Q.Peak DUO BLK-G6+ 340 | Solar Panels |  | 0.34 | 6 | 208 | 36 |  | Fixed | Roof
NJSTRE1545827511 |  | Transition Incentive Program | River Edge | 7661 | 7 | 10.44 | Residential | No | Behind the Meter | Net-metered residential rooftop and canopy |  | None | Seabright Solar | PSE&G | Accepted | 2020-10-27 | 2020-10-30 | 2021-10-30 | Enphase | IQ7XS-96-ACM-US | Inverters | 0.315 |  | 29 |  |  | 0.99 |  | Outside | Roof
NJSTRE1545827511 |  | Transition Incentive Program | River Edge | 7661 | 7 | 10.44 | Residential | No | Behind the Meter | Net-metered residential rooftop and canopy |  | None | Seabright Solar | PSE&G | Accepted | 2020-10-27 | 2020-10-30 | 2021-10-30 | Sunpower | SPR-X22-360 | Solar Panels |  | 0.36 | 24 | 181 | 35 |  | Fixed | Roof
NJSTRE1545827511 |  | Transition Incentive Program | River Edge | 7661 | 7 | 10.44 | Residential | No | Behind the Meter | Net-metered residential rooftop and canopy |  | None | Seabright Solar | PSE&G | Accepted | 2020-10-27 | 2020-10-30 | 2021-10-30 | Sunpower | SPR-X22-360 | Solar Panels |  | 0.36 | 5 | 1 | 35 |  | Fixed | Roof
NJSTRE1545828623 |  | Transition Incentive Program | CHERRY HILL | 8002 | 14 | 8.45 | Residential | Yes | Behind the Meter | Net-metered residential rooftop and canopy |  | None | Sunbound Solar | PSE&G | Accepted | 2020-10-28 | 2020-10-30 | 2021-10-30 | ENPHASE | IQ7-60-2-US | Inverters | 240 |  | 26 |  |  | 0.976 |  | Outdoor | Under Module
NJSTRE1545828623 |  | Transition Incentive Program | CHERRY HILL | 8002 | 14 | 8.45 | Residential | Yes | Behind the Meter | Net-metered residential rooftop and canopy |  | None | Sunbound Solar | PSE&G | Accepted | 2020-10-28 | 2020-10-30 | 2021-10-30 | HANWHA | Q-CELL Q-PEAK DUO-G5 325 | Solar Panels |  | 0.325 | 7 | 221 | 30 |  | Fixed | Roof
NJSTRE1545828623 |  | Transition Incentive Program | CHERRY HILL | 8002 | 14 | 8.45 | Residential | Yes | Behind the Meter | Net-metered residential rooftop and canopy |  | None | Sunbound Solar | PSE&G | Accepted | 2020-10-28 | 2020-10-30 | 2021-10-30 | HANWHA | Q-CELL Q.PEAK DUO-G5 325 | Solar Panels |  | 0.325 | 9 | 41 | 30 |  | Fixed | Roof
NJSTRE1545828623 |  | Transition Incentive Program | CHERRY HILL | 8002 | 14 | 8.45 | Residential | Yes | Behind the Meter | Net-metered residential rooftop and canopy |  | None | Sunbound Solar | PSE&G | Accepted | 2020-10-28 | 2020-10-30 | 2021-10-30 | HANWHA | Q-CELL Q-PEAK DUO-G5 325 | Solar Panels |  | 0.325 | 6 | 41 | 30 |  | Fixed | Roof
NJSTRE1545828623 |  | Transition Incentive Program | CHERRY HILL | 8002 | 14 | 8.45 | Residential | Yes | Behind the Meter | Net-metered residential rooftop and canopy |  | None | Sunbound Solar | PSE&G | Accepted | 2020-10-28 | 2020-10-30 | 2021-10-30 | HANWHA | Q-CELL Q-PEAK DUO-G5 325 | Solar Panels |  | 0.325 | 4 | 221 | 30 |  | Fixed | Roof
NJSTRE1545834765 |  | Transition Incentive Program | Randolph | 7869 | 3 | 999.75 | Commercial | No | Behind the Meter | Net-metered non-residential rooftop and canopy |  | None | Amergy Solar Inc | JCP&L | Accepted | 2020-10-28 | 2020-10-30 | 2021-10-30 | SOLIS | SOLIS 100K-US | Inverters | 100000 |  | 8 |  |  | 0.98 |  | Outdoor | ON THE WALL
NJSTRE1545834765 |  | Transition Incentive Program | Randolph | 7869 | 3 | 999.75 | Commercial | No | Behind the Meter | Net-metered non-residential rooftop and canopy |  | None | Amergy Solar Inc | JCP&L | Accepted | 2020-10-28 | 2020-10-30 | 2021-10-30 | LONGI LR4-72HPH | LONGI430W | Solar Panels |  | 0.43 | 895 | 319 | 20 |  | Fixed | Roof
NJSTRE1545834765 |  | Transition Incentive Program | Randolph | 7869 | 3 | 999.75 | Commercial | No | Behind the Meter | Net-metered non-residential rooftop and canopy |  | None | Amergy Solar Inc | JCP&L | Accepted | 2020-10-28 | 2020-10-30 | 2021-10-30 | LONGI LR4-72HPH | LONGI430W | Solar Panels |  | 0.43 | 1430 | 139 | 20 |  | Fixed | Roof
NJSTRE1545834766 |  | Transition Incentive Program | Franklinville | 8322 | 15 | 7.88 | Residential | No | Behind the Meter | Net-metered residential rooftop and canopy |  | None | Suntuity Solar LLC | AC Electric | Accepted | 2020-10-28 | 2020-10-30 | 2021-10-30 | Enphase Energy | IQ7-60-2-US | Inverters | 240 |  | 25 |  |  | 0.97 |  | Outdoor | Behind the PV Modules
NJSTRE1545834766 |  | Transition Incentive Program | Franklinville | 8322 | 15 | 7.88 | Residential | No | Behind the Meter | Net-metered residential rooftop and canopy |  | None | Suntuity Solar LLC | AC Electric | Accepted | 2020-10-28 | 2020-10-30 | 2021-10-30 | Longi | LR6-60HPB-315M | Solar Panels |  | 0.315 | 25 | 91 | 23 |  | Fixed | Roof
NJSTRE1545834767 |  | Transition Incentive Program | Sicklerville | 8081 | 14 | 11.55 | Residential | No | Behind the Meter | Net-metered residential rooftop and canopy |  | None | Suntuity Solar LLC | AC Electric | Accepted | 2020-10-28 | 2020-10-30 | 2021-10-30 | Enphase Energy | IQ7-60-2-US | Inverters | 240 |  | 33 |  |  | 0.97 |  | Outdoor | Behind the PV Modules
NJSTRE1545834767 |  | Transition Incentive Program | Sicklerville | 8081 | 14 | 11.55 | Residential | No | Behind the Meter | Net-metered residential rooftop and canopy |  | None | Suntuity Solar LLC | AC Electric | Accepted | 2020-10-28 | 2020-10-30 | 2021-10-30 | Longi | LR6-60HPB-315M | Solar Panels |  | 0.35 | 20 | 158 | 23 |  | Fixed | Roof
NJSTRE1545834767 |  | Transition Incentive Program | Sicklerville | 8081 | 14 | 11.55 | Residential | No | Behind the Meter | Net-metered residential rooftop and canopy |  | None | Suntuity Solar LLC | AC Electric | Accepted | 2020-10-28 | 2020-10-30 | 2021-10-30 | Longi | LR6-60HPB-315M | Solar Panels |  | 0.35 | 13 | 338 | 23 |  | Fixed | Roof
NJSTRE1545834768 |  | Transition Incentive Program | Edgewood | 8242 | 21 | 9.8 | Residential | No | Behind the Meter | Net-metered residential rooftop and canopy |  | None | Suntuity Solar LLC | AC Electric | Accepted | 2020-10-28 | 2020-10-30 | 2021-10-30 | Enphase Energy | IQ7-60-2-US | Inverters | 240 |  | 28 |  |  | 0.97 |  | Outdoor | Behind the PV Modules
NJSTRE1545834768 |  | Transition Incentive Program | Edgewood | 8242 | 21 | 9.8 | Residential | No | Behind the Meter | Net-metered residential rooftop and canopy |  | None | Suntuity Solar LLC | AC Electric | Accepted | 2020-10-28 | 2020-10-30 | 2021-10-30 | Longi | LR6-60HPB-315M | Solar Panels |  | 0.35 | 20 | 217 | 19 |  | Fixed | Roof
NJSTRE1545834768 |  | Transition Incentive Program | Edgewood | 8242 | 21 | 9.8 | Residential | No | Behind the Meter | Net-metered residential rooftop and canopy |  | None | Suntuity Solar LLC | AC Electric | Accepted | 2020-10-28 | 2020-10-30 | 2021-10-30 | Longi | LR6-60HPB-315M | Solar Panels |  | 0.35 | 8 | 37 | 19 |  | Fixed | Roof
NJSTRE1545834769 |  | Transition Incentive Program | WILLINGBORO | 8046 | 13 | 7.25 | Residential | Yes | Behind the Meter | Net-metered residential rooftop and canopy |  | None | Suntuity Solar LLC | PSE&G | Accepted | 2020-10-28 | 2020-10-30 | 2021-10-30 | Enphase Energy | IQ7-60-2-US | Inverters | 240 |  | 23 |  |  | 0.97 |  | Outdoor | Behind the PV Modules
NJSTRE1545834769 |  | Transition Incentive Program | WILLINGBORO | 8046 | 13 | 7.25 | Residential | Yes | Behind the Meter | Net-metered residential rooftop and canopy |  | None | Suntuity Solar LLC | PSE&G | Accepted | 2020-10-28 | 2020-10-30 | 2021-10-30 | Longi | LR6-60HPB-315M | Solar Panels |  | 0.315 | 15 | 266 | 26 |  | Fixed | Roof
NJSTRE1545834769 |  | Transition Incentive Program | WILLINGBORO | 8046 | 13 | 7.25 | Residential | Yes | Behind the Meter | Net-metered residential rooftop and canopy |  | None | Suntuity Solar LLC | PSE&G | Accepted | 2020-10-28 | 2020-10-30 | 2021-10-30 | Longi | LR6-60HPB-315M | Solar Panels |  | 0.315 | 8 | 86 | 26 |  | Fixed | Roof
NJSTRE1545834770 |  | Transition Incentive Program | Sussex | 7461 | 1 | 5.36 | Residential | Yes | Behind the Meter | Net-metered residential rooftop and canopy |  | None | Suntuity Solar LLC | JCP&L | Accepted | 2020-10-28 | 2020-10-30 | 2021-10-30 | Enphase Energy | IQ7-60-2-US | Inverters | 240 |  | 17 |  |  | 0.97 |  | Outdoor | Behind the PV Modules
NJSTRE1545834770 |  | Transition Incentive Program | Sussex | 7461 | 1 | 5.36 | Residential | Yes | Behind the Meter | Net-metered residential rooftop and canopy |  | None | Suntuity Solar LLC | JCP&L | Accepted | 2020-10-28 | 2020-10-30 | 2021-10-30 | Longi | LR6-60HPB-315M | Solar Panels |  | 0.315 | 5 | 296 | 32 |  | Fixed | Roof
NJSTRE1545834770 |  | Transition Incentive Program | Sussex | 7461 | 1 | 5.36 | Residential | Yes | Behind the Meter | Net-metered residential rooftop and canopy |  | None | Suntuity Solar LLC | JCP&L | Accepted | 2020-10-28 | 2020-10-30 | 2021-10-30 | Longi | LR6-60HPB-315M | Solar Panels |  | 0.315 | 12 | 116 | 32 |  | Fixed | Roof
NJSTRE1545834773 |  | Transition Incentive Program | SEA ISLE CITY | 8243 | 21 | 6.93 | Residential | No | Behind the Meter | Net-metered residential rooftop and canopy |  | None | Suntuity Solar LLC | AC Electric | Accepted | 2020-10-28 | 2020-10-30 | 2021-10-30 | GENERAC | APK00014-X7602 | Electric Storage Battery |  |  | 3 |  |  |  | Lithium Ion |  | outside
NJSTRE1545834773 |  | Transition Incentive Program | SEA ISLE CITY | 8243 | 21 | 6.93 | Residential | No | Behind the Meter | Net-metered residential rooftop and canopy |  | None | Suntuity Solar LLC | AC Electric | Accepted | 2020-10-28 | 2020-10-30 | 2021-10-30 | Enphase Energy | IQ7-60-2-US | Inverters | 240 |  | 22 |  |  | 0.97 |  | Outdoor | Behind the PV Modules
NJSTRE1545834773 |  | Transition Incentive Program | SEA ISLE CITY | 8243 | 21 | 6.93 | Residential | No | Behind the Meter | Net-metered residential rooftop and canopy |  | None | Suntuity Solar LLC | AC Electric | Accepted | 2020-10-28 | 2020-10-30 | 2021-10-30 | Longi | LR6-60HPB-315M | Solar Panels |  | 0.315 | 22 | 119 | 16 |  | Fixed | Roof
NJSTRE1545834774 |  | Transition Incentive Program | Linwood | 8221 | 19 | 10.4 | Residential | No | Behind the Meter | Net-metered residential rooftop and canopy |  | None | Suntuity Solar LLC | AC Electric | Accepted | 2020-10-28 | 2020-10-30 | 2021-10-30 | Enphase Energy | IQ7-60-2-US | Inverters | 240 |  | 33 |  |  | 0.97 |  | Outdoor | Behind the PV Modules
NJSTRE1545834774 |  | Transition Incentive Program | Linwood | 8221 | 19 | 10.4 | Residential | No | Behind the Meter | Net-metered residential rooftop and canopy |  | None | Suntuity Solar LLC | AC Electric | Accepted | 2020-10-28 | 2020-10-30 | 2021-10-30 | Longi | LR6-60HPB-315M | Solar Panels |  | 0.315 | 22 | 266 | 27 |  | Fixed | Roof
NJSTRE1545834774 |  | Transition Incentive Program | Linwood | 8221 | 19 | 10.4 | Residential | No | Behind the Meter | Net-metered residential rooftop and canopy |  | None | Suntuity Solar LLC | AC Electric | Accepted | 2020-10-28 | 2020-10-30 | 2021-10-30 | Longi | LR6-60HPB-315M | Solar Panels |  | 0.315 | 11 | 86 | 27 |  | Fixed | Roof
NJSTRE1545834775 |  | Transition Incentive Program | BEVERLY CITY | 8010 | 13 | 4.73 | Residential | Yes | Behind the Meter | Net-metered residential rooftop and canopy |  | None | Suntuity Solar LLC | PSE&G | Accepted | 2020-10-28 | 2020-10-30 | 2021-10-30 | Enphase Energy | IQ7-60-2-US | Inverters | 240 |  | 15 |  |  | 0.97 |  | Outdoor | Behind the PV Modules
NJSTRE1545834775 |  | Transition Incentive Program | BEVERLY CITY | 8010 | 13 | 4.73 | Residential | Yes | Behind the Meter | Net-metered residential rooftop and canopy |  | None | Suntuity Solar LLC | PSE&G | Accepted | 2020-10-28 | 2020-10-30 | 2021-10-30 | Longi | LR6-60HPB-315M | Solar Panels |  | 0.315 | 15 | 152 | 24 |  | Fixed | Roof
NJSTRE1545834776 |  | Transition Incentive Program | Hammonton | 8037 | 19 | 5.99 | Residential | Yes | Behind the Meter | Net-metered residential rooftop and canopy |  | None | Suntuity Solar LLC | AC Electric | Accepted | 2020-10-28 | 2020-12-03 | 2021-12-03 | Enphase Energy | IQ7-60-2-US | Inverters | 240 |  | 19 |  |  | 0.97 |  | Outdoor | Behind the PV Modules
NJSTRE1545834776 |  | Transition Incentive Program | Hammonton | 8037 | 19 | 5.99 | Residential | Yes | Behind the Meter | Net-metered residential rooftop and canopy |  | None | Suntuity Solar LLC | AC Electric | Accepted | 2020-10-28 | 2020-12-03 | 2021-12-03 | Longi | LR6-60HPB-315M | Solar Panels |  | 0.315 | 19 | 157 | 34 |  | Fixed | Roof
NJSTRE1545834777 |  | Transition Incentive Program | WILLINGBORO | 8046 | 13 | 4.1 | Residential | Yes | Behind the Meter | Net-metered residential rooftop and canopy |  | None | Suntuity Solar LLC | PSE&G | Accepted | 2020-10-28 | 2020-10-30 | 2021-10-30 | Enphase Energy | IQ7-60-2-US | Inverters | 240 |  | 13 |  |  | 0.97 |  | Outdoor | Behind the PV Modules
NJSTRE1545834777 |  | Transition Incentive Program | WILLINGBORO | 8046 | 13 | 4.1 | Residential | Yes | Behind the Meter | Net-metered residential rooftop and canopy |  | None | Suntuity Solar LLC | PSE&G | Accepted | 2020-10-28 | 2020-10-30 | 2021-10-30 | Longi | LR6-60HPB-315M | Solar Panels |  | 0.315 | 13 | 199 | 20 |  | Fixed | Roof
NJSTRE1545834782 |  | Transition Incentive Program | Stockholm | 7460 | 1 | 890.96 | Commercial | No | Behind the Meter | Net-metered non-residential rooftop and canopy |  | None | Amergy Solar Inc | JCP&L | Accepted | 2020-10-28 | 2020-10-30 | 2021-10-30 | SOLIS | SOLIS 100K-US | Inverters | 100000 |  | 8 |  |  | 0.98 |  | Indoor | on the wall
NJSTRE1545834782 |  | Transition Incentive Program | Stockholm | 7460 | 1 | 890.96 | Commercial | No | Behind the Meter | Net-metered non-residential rooftop and canopy |  | None | Amergy Solar Inc | JCP&L | Accepted | 2020-10-28 | 2020-10-30 | 2021-10-30 | LONGI LR4-72HP | LONGI430W | Solar Panels |  | 0.43 | 1033 | 10 | 5 |  | Fixed | Roof
NJSTRE1545834782 |  | Transition Incentive Program | Stockholm | 7460 | 1 | 890.96 | Commercial | No | Behind the Meter | Net-metered non-residential rooftop and canopy |  | None | Amergy Solar Inc | JCP&L | Accepted | 2020-10-28 | 2020-10-30 | 2021-10-30 | LONGI LR4-72HP | LONGI430W | Solar Panels |  | 0.43 | 1039 | 190 | 5 |  | Fixed | Roof
NJSTRE1545835142 |  | Transition Incentive Program | Glassboro | 8028 | 15 | 8.84 | Residential | No | Behind the Meter | Net-metered residential rooftop and canopy |  | None | Vision Solar LLC | AC Electric | Accepted | 2020-10-28 | 2020-10-30 | 2021-10-30 | ENPHASE | IQ7-60-2-US | Inverters | 0.24 |  | 26 |  |  | 0.96 |  | Other | BEHIND EACH PANEL
NJSTRE1545835142 |  | Transition Incentive Program | Glassboro | 8028 | 15 | 8.84 | Residential | No | Behind the Meter | Net-metered residential rooftop and canopy |  | None | Vision Solar LLC | AC Electric | Accepted | 2020-10-28 | 2020-10-30 | 2021-10-30 | HANWHA Q-CELLS | Q.PEAK DUO-G6+ 335 | Solar Panels |  | 0.34 | 6 | 39 | 24 |  | Fixed | Roof
NJSTRE1545835142 |  | Transition Incentive Program | Glassboro | 8028 | 15 | 8.84 | Residential | No | Behind the Meter | Net-metered residential rooftop and canopy |  | None | Vision Solar LLC | AC Electric | Accepted | 2020-10-28 | 2020-10-30 | 2021-10-30 | HANWHA Q-CELLS | Q.PEAK DUO-G6+ 335 | Solar Panels |  | 0.34 | 3 | 130 | 24 |  | Fixed | Roof
NJSTRE1545835142 |  | Transition Incentive Program | Glassboro | 8028 | 15 | 8.84 | Residential | No | Behind the Meter | Net-metered residential rooftop and canopy |  | None | Vision Solar LLC | AC Electric | Accepted | 2020-10-28 | 2020-10-30 | 2021-10-30 | HANWHA Q-CELLS | Q.PEAK DUO-G6+ 335 | Solar Panels |  | 0.34 | 6 | 39 | 24 |  | Fixed | Roof
NJSTRE1545835142 |  | Transition Incentive Program | Glassboro | 8028 | 15 | 8.84 | Residential | No | Behind the Meter | Net-metered residential rooftop and canopy |  | None | Vision Solar LLC | AC Electric | Accepted | 2020-10-28 | 2020-10-30 | 2021-10-30 | HANWHA Q-CELLS | Q.PEAK DUO-G6+ 335 | Solar Panels |  | 0.34 | 11 | 219 | 24 |  | Fixed | Roof
NJSTRE1545835335 |  | Transition Incentive Program | Wall Twp | 7727 | 17 | 374.8 | Commercial | No | Behind the Meter | Net-metered non-residential rooftop and canopy |  | None | Amergy Solar Inc | JCP&L | Accepted | 2020-10-28 | 2020-10-30 | 2021-10-30 | SOLIS | SOLIS 100K-US | Inverters | 100000 |  | 3 |  |  | 0.98 |  | Outdoor | on the wall
NJSTRE1545835335 |  | Transition Incentive Program | Wall Twp | 7727 | 17 | 374.8 | Commercial | No | Behind the Meter | Net-metered non-residential rooftop and canopy |  | None | Amergy Solar Inc | JCP&L | Accepted | 2020-10-28 | 2020-10-30 | 2021-10-30 | ASTRONERGY CHSM72M | ASTRONERGY 400W | Solar Panels |  | 0.4 | 475 | 233 | 20 |  | Fixed | Roof
NJSTRE1545835335 |  | Transition Incentive Program | Wall Twp | 7727 | 17 | 374.8 | Commercial | No | Behind the Meter | Net-metered non-residential rooftop and canopy |  | None | Amergy Solar Inc | JCP&L | Accepted | 2020-10-28 | 2020-10-30 | 2021-10-30 | ASTRONERGY CHSM72M | ASTRONERGY 400W | Solar Panels |  | 0.4 | 462 | 53 | 20 |  | Fixed | Roof
NJSTRE1545836063 |  | Transition Incentive Program | FRANKLINVILLE | 8322 | 15 | 10.24 | Residential | No | Behind the Meter | Net-metered residential rooftop and canopy |  | None | Orbit Energy & Power, LLC | AC Electric | Accepted | 2020-10-28 | 2020-10-30 | 2021-10-30 | ENPHASE ENERGY | IQ7-60-2-US | Inverters | 240 |  | 32 |  |  | 0.99 |  | Other | UNDER EACH PANEL
NJSTRE1545836063 |  | Transition Incentive Program | FRANKLINVILLE | 8322 | 15 | 10.24 | Residential | No | Behind the Meter | Net-metered residential rooftop and canopy |  | None | Orbit Energy & Power, LLC | AC Electric | Accepted | 2020-10-28 | 2020-10-30 | 2021-10-30 | HANWHA | Q PEAK CELLS 320W | Solar Panels |  | 0.32 | 20 | 221 | 32 |  | Fixed | Roof
NJSTRE1545836063 |  | Transition Incentive Program | FRANKLINVILLE | 8322 | 15 | 10.24 | Residential | No | Behind the Meter | Net-metered residential rooftop and canopy |  | None | Orbit Energy & Power, LLC | AC Electric | Accepted | 2020-10-28 | 2020-10-30 | 2021-10-30 | HANHWA | Q PEAK CELLS 320W | Solar Panels |  | 0.32 | 12 | 221 | 32 |  | Fixed | Roof
NJSTRE1545836118 |  | Transition Incentive Program | Newark | 7114 | 9 | 8.16 | Residential | No | Behind the Meter | Net-metered residential rooftop and canopy |  | None | Trinity Solar | PSE&G | Accepted | 2020-10-28 | 2020-10-30 | 2021-10-30 | SOLAR EDGE | SE7600H-US | Inverters | 7600 |  | 1 |  |  | 0.97 |  | Outside | SIDE OF HOME
NJSTRE1545836118 |  | Transition Incentive Program | Newark | 7114 | 9 | 8.16 | Residential | No | Behind the Meter | Net-metered residential rooftop and canopy |  | None | Trinity Solar | PSE&G | Accepted | 2020-10-28 | 2020-10-30 | 2021-10-30 | HANWHA 340 (Q.PEAK DUO BLK-G6 340) | HANWHA 340 (Q.PEAK DUO BLK-G6 340) | Solar Panels |  | 0.34 | 24 | 20 | 25 |  | Fixed | Roof
NJSTRE1545836430 |  | Transition Incentive Program | Robbinsville | 8691 | 12 | 12.24 | Residential | No | Behind the Meter | Net-metered residential rooftop and canopy |  | None | Tesla Energy Operations Inc. | JCP&L | Accepted | 2020-10-28 | 2020-10-30 | 2021-10-30 | Tesla | AC Powerwall 2.0 | Electric Storage Battery |  |  | 1 |  |  |  | Lithium Ion |  | Inside garage
NJSTRE1545836430 |  | Transition Incentive Program | Robbinsville | 8691 | 12 | 12.24 | Residential | No | Behind the Meter | Net-metered residential rooftop and canopy |  | None | Tesla Energy Operations Inc. | JCP&L | Accepted | 2020-10-28 | 2020-10-30 | 2021-10-30 | SolarEdge Technologies | SE7600H-US [240V] | Inverters | 7600 |  | 1 |  |  | 0.99 |  | Outside | Outside
NJSTRE1545836430 |  | Transition Incentive Program | Robbinsville | 8691 | 12 | 12.24 | Residential | No | Behind the Meter | Net-metered residential rooftop and canopy |  | None | Tesla Energy Operations Inc. | JCP&L | Accepted | 2020-10-28 | 2020-10-30 | 2021-10-30 | SolarEdge Technologies | SE3800H-US [240V] | Inverters | 3800 |  | 1 |  |  | 0.99 |  | Outside | Outside
NJSTRE1545836430 |  | Transition Incentive Program | Robbinsville | 8691 | 12 | 12.24 | Residential | No | Behind the Meter | Net-metered residential rooftop and canopy |  | None | Tesla Energy Operations Inc. | JCP&L | Accepted | 2020-10-28 | 2020-10-30 | 2021-10-30 | Hanwha Q-CELLS | Q.Peak DUO BLK-G6+ 340 | Solar Panels |  | 0.34 | 27 | 79 | 34 |  | Fixed | Roof
NJSTRE1545836430 |  | Transition Incentive Program | Robbinsville | 8691 | 12 | 12.24 | Residential | No | Behind the Meter | Net-metered residential rooftop and canopy |  | None | Tesla Energy Operations Inc. | JCP&L | Accepted | 2020-10-28 | 2020-10-30 | 2021-10-30 | Hanwha Q-CELLS | Q.Peak DUO BLK-G6+ 340 | Solar Panels |  | 0.34 | 9 | 259 | 34 |  | Fixed | Roof
NJSTRE1545836514 |  | Transition Incentive Program | Hamilton Township | 8610 | 12 | 7.14 | Residential | Yes | Behind the Meter | Net-metered residential rooftop and canopy |  | None | Trinity Solar | PSE&G | Accepted | 2020-10-28 | 2020-10-30 | 2021-10-30 | Solar Edge | SE6000 | Inverters | 6000 |  | 1 |  |  | 0.97 |  | Outside | side of home
NJSTRE1545836514 |  | Transition Incentive Program | Hamilton Township | 8610 | 12 | 7.14 | Residential | Yes | Behind the Meter | Net-metered residential rooftop and canopy |  | None | Trinity Solar | PSE&G | Accepted | 2020-10-28 | 2020-10-30 | 2021-10-30 | Hanwha | Q.PEAK DUO BLK-G6 340 | Solar Panels |  | 0.34 | 11 | 141 | 45 |  | Fixed | Roof
NJSTRE1545836514 |  | Transition Incentive Program | Hamilton Township | 8610 | 12 | 7.14 | Residential | Yes | Behind the Meter | Net-metered residential rooftop and canopy |  | None | Trinity Solar | PSE&G | Accepted | 2020-10-28 | 2020-10-30 | 2021-10-30 | Hanwha | Q.PEAK DUO BLK-G6 340 | Solar Panels |  | 0.34 | 6 | 141 | 14 |  | Fixed | Roof
NJSTRE1545836514 |  | Transition Incentive Program | Hamilton Township | 8610 | 12 | 7.14 | Residential | Yes | Behind the Meter | Net-metered residential rooftop and canopy |  | None | Trinity Solar | PSE&G | Accepted | 2020-10-28 | 2020-10-30 | 2021-10-30 | Hanwha | Q.PEAK DUO BLK-G6 340 | Solar Panels |  | 0.34 | 4 | 231 | 45 |  | Fixed | Roof
NJSTRE1545836681 |  | Transition Incentive Program | Erial | 8081 | 14 | 11.9 | Residential | No | Behind the Meter | Net-metered residential rooftop and canopy |  | None | Green Power Energy | AC Electric | Accepted | 2020-10-28 | 2020-10-30 | 2021-10-30 | Enphase Energy | IQ7PLUS-72-2-US (240V) | Inverters | 290 |  | 35 |  |  | 0.975 |  | Outside | next to meter
NJSTRE1545836681 |  | Transition Incentive Program | Erial | 8081 | 14 | 11.9 | Residential | No | Behind the Meter | Net-metered residential rooftop and canopy |  | None | Green Power Energy | AC Electric | Accepted | 2020-10-28 | 2020-10-30 | 2021-10-30 | Hanwha | Q.PEAK DUO BLK-G6+ 340 | Solar Panels |  | 0.34 | 8 | 93 | 35 |  | Fixed | Roof
NJSTRE1545836681 |  | Transition Incentive Program | Erial | 8081 | 14 | 11.9 | Residential | No | Behind the Meter | Net-metered residential rooftop and canopy |  | None | Green Power Energy | AC Electric | Accepted | 2020-10-28 | 2020-10-30 | 2021-10-30 | Hanwha | Q.PEAK DUO BLK-G6+ 340 | Solar Panels |  | 0.34 | 15 | 273 | 35 |  | Fixed | Roof
NJSTRE1545836681 |  | Transition Incentive Program | Erial | 8081 | 14 | 11.9 | Residential | No | Behind the Meter | Net-metered residential rooftop and canopy |  | None | Green Power Energy | AC Electric | Accepted | 2020-10-28 | 2020-10-30 | 2021-10-30 | Hanwha | Q.PEAK DUO BLK-G6+ 340 | Solar Panels |  | 0.34 | 12 | 273 | 35 |  | Fixed | Roof
NJSTRE1545836915 |  | Transition Incentive Program | Edison Township | 8820 | 11 | 7.2 | Residential | No | Behind the Meter | Net-metered residential rooftop and canopy |  | None | Green Power Energy | PSE&G | Accepted | 2020-10-28 | 2020-10-30 | 2021-10-30 | Solar Edge | SE10000H-US (240V) | Inverters | 10000 |  | 1 |  |  | 0.97 |  | Outside | next to meter
NJSTRE1545836915 |  | Transition Incentive Program | Edison Township | 8820 | 11 | 7.2 | Residential | No | Behind the Meter | Net-metered residential rooftop and canopy |  | None | Green Power Energy | PSE&G | Accepted | 2020-10-28 | 2020-10-30 | 2021-10-30 | LG Electronics | LG360N1C-N5 | Solar Panels |  | 0.36 | 19 | 161 | 30 |  | Fixed | Roof
NJSTRE1545836915 |  | Transition Incentive Program | Edison Township | 8820 | 11 | 7.2 | Residential | No | Behind the Meter | Net-metered residential rooftop and canopy |  | None | Green Power Energy | PSE&G | Accepted | 2020-10-28 | 2020-10-30 | 2021-10-30 | LG Electronics | LG360N1C-N5 | Solar Panels |  | 0.36 | 1 | 251 | 40 |  | Fixed | Roof
NJSTRE1545836989 |  | Transition Incentive Program | Hillsborough TWP | 8844 | 5 | 10.2 | Residential | Yes | Behind the Meter | Net-metered residential rooftop and canopy |  | None | Tesla Energy Operations Inc. | PSE&G | Accepted | 2020-10-28 | 2020-10-30 | 2021-10-30 | Tesla | AC Powerwall 2.0 | Electric Storage Battery |  |  | 2 |  |  |  | Lithium Ion |  | Inside garage
NJSTRE1545836989 |  | Transition Incentive Program | Hillsborough TWP | 8844 | 5 | 10.2 | Residential | Yes | Behind the Meter | Net-metered residential rooftop and canopy |  | None | Tesla Energy Operations Inc. | PSE&G | Accepted | 2020-10-28 | 2020-10-30 | 2021-10-30 | SolarEdge Technologies | SE10000H-US [240V] | Inverters | 10000 |  | 1 |  |  | 0.99 |  | Outside | Outside
NJSTRE1545836989 |  | Transition Incentive Program | Hillsborough TWP | 8844 | 5 | 10.2 | Residential | Yes | Behind the Meter | Net-metered residential rooftop and canopy |  | None | Tesla Energy Operations Inc. | PSE&G | Accepted | 2020-10-28 | 2020-10-30 | 2021-10-30 | Hanwha Q-CELLS | Q.Peak DUO BLK-G6+ 340 | Solar Panels |  | 0.34 | 6 | 193 | 23 |  | Fixed | Roof
NJSTRE1545836989 |  | Transition Incentive Program | Hillsborough TWP | 8844 | 5 | 10.2 | Residential | Yes | Behind the Meter | Net-metered residential rooftop and canopy |  | None | Tesla Energy Operations Inc. | PSE&G | Accepted | 2020-10-28 | 2020-10-30 | 2021-10-30 | Hanwha Q-CELLS | Q.Peak DUO BLK-G6+ 340 | Solar Panels |  | 0.34 | 9 | 13 | 23 |  | Fixed | Roof
NJSTRE1545836989 |  | Transition Incentive Program | Hillsborough TWP | 8844 | 5 | 10.2 | Residential | Yes | Behind the Meter | Net-metered residential rooftop and canopy |  | None | Tesla Energy Operations Inc. | PSE&G | Accepted | 2020-10-28 | 2020-10-30 | 2021-10-30 | Hanwha Q-CELLS | Q.Peak DUO BLK-G6+ 340 | Solar Panels |  | 0.34 | 15 | 103 | 18 |  | Fixed | Roof
NJSTRE1545837189 |  | Transition Incentive Program | Edison | 8817 | 11 | 5.7 | Residential | Yes | Behind the Meter | Net-metered residential rooftop and canopy |  | None | Vision Solar LLC | PSE&G | Accepted | 2020-10-28 | 2020-10-30 | 2021-10-30 | ENPHASE | IQ7-60-2-US | Inverters | 0.24 |  | 17 |  |  | 0.96 |  | Other | BEHIND EACH PANEL
NJSTRE1545837189 |  | Transition Incentive Program | Edison | 8817 | 11 | 5.7 | Residential | Yes | Behind the Meter | Net-metered residential rooftop and canopy |  | None | Vision Solar LLC | PSE&G | Accepted | 2020-10-28 | 2020-10-30 | 2021-10-30 | HANWHA Q-CELLS | Q.PEAK DUO-G6+ 335 | Solar Panels |  | 0.335 | 13 | 227 | 18 |  | Fixed | Roof
NJSTRE1545837189 |  | Transition Incentive Program | Edison | 8817 | 11 | 5.7 | Residential | Yes | Behind the Meter | Net-metered residential rooftop and canopy |  | None | Vision Solar LLC | PSE&G | Accepted | 2020-10-28 | 2020-10-30 | 2021-10-30 | HANWHA Q-CELLS | Q.PEAK DUO-G6+ 335 | Solar Panels |  | 0.335 | 4 | 137 | 28 |  | Fixed | Roof
NJSTRE1545837955 |  | Transition Incentive Program | Newark | 7103 | 9 | 4.36 | Residential | Yes | Behind the Meter | Net-metered residential rooftop and canopy |  | None | Vision Solar LLC | PSE&G | Accepted | 2020-10-28 | 2020-10-30 | 2021-10-30 | ENPHASE | IQ7-60-2-US | Inverters | 0.24 |  | 13 |  |  | 0.96 |  | Other | BEHIND EACH PANEL
NJSTRE1545837955 |  | Transition Incentive Program | Newark | 7103 | 9 | 4.36 | Residential | Yes | Behind the Meter | Net-metered residential rooftop and canopy |  | None | Vision Solar LLC | PSE&G | Accepted | 2020-10-28 | 2020-10-30 | 2021-10-30 | HANWHA Q-CELLS | Q.PEAK DUO-G6+ 335 | Solar Panels |  | 0.335 | 13 | 196 | 30 |  | Fixed | Roof
NJSTRE1545837961 |  | Transition Incentive Program | CHERRY HILL | 8003 | 14 | 9.05 | Residential | Yes | Behind the Meter | Net-metered residential rooftop and canopy |  | None | Trinity Solar | PSE&G | Accepted | 2020-10-28 | 2020-10-30 | 2021-10-30 | Solar Edge | SE7600H-US000BNC4 | Inverters | 7600 |  | 1 |  |  | 0.97 |  | Outdoor | side of home
NJSTRE1545837961 |  | Transition Incentive Program | CHERRY HILL | 8003 | 14 | 9.05 | Residential | Yes | Behind the Meter | Net-metered residential rooftop and canopy |  | None | Trinity Solar | PSE&G | Accepted | 2020-10-28 | 2020-10-30 | 2021-10-30 | HANWHA | Q.PEAK DUO BLK-G6 335 | Solar Panels |  | 0.335 | 15 | 184 | 28 |  | Fixed | Roof
NJSTRE1545837961 |  | Transition Incentive Program | CHERRY HILL | 8003 | 14 | 9.05 | Residential | Yes | Behind the Meter | Net-metered residential rooftop and canopy |  | None | Trinity Solar | PSE&G | Accepted | 2020-10-28 | 2020-10-30 | 2021-10-30 | HANWHA | Q.PEAK DUO BLK-G6 335 | Solar Panels |  | 0.335 | 12 | 4 | 23 |  | Fixed | Roof
NJSTRE1545839348 |  | Transition Incentive Program | MARLTON | 8053 | 13 | 10.54 | Residential | No | Behind the Meter | Net-metered residential rooftop and canopy |  | None | Vision Solar LLC | PSE&G | Accepted | 2020-10-28 | 2020-10-30 | 2021-10-30 | ENPHASE | IQ7-60-2-US | Inverters | 0.24 |  | 31 |  |  | 0.96 |  | Other | BEHIND EACH PANEL
NJSTRE1545839348 |  | Transition Incentive Program | MARLTON | 8053 | 13 | 10.54 | Residential | No | Behind the Meter | Net-metered residential rooftop and canopy |  | None | Vision Solar LLC | PSE&G | Accepted | 2020-10-28 | 2020-10-30 | 2021-10-30 | HANWHA Q-CELLS | Q.PEAK DUO BLK-G6+ 340 | Solar Panels |  | 0.34 | 21 | 223 | 30 |  | Fixed | Roof
NJSTRE1545839348 |  | Transition Incentive Program | MARLTON | 8053 | 13 | 10.54 | Residential | No | Behind the Meter | Net-metered residential rooftop and canopy |  | None | Vision Solar LLC | PSE&G | Accepted | 2020-10-28 | 2020-10-30 | 2021-10-30 | HANWHA Q-CELLS | Q.PEAK DUO BLK-G6+ 340 | Solar Panels |  | 0.34 | 4 | 223 | 14 |  | Fixed | Roof
NJSTRE1545839348 |  | Transition Incentive Program | MARLTON | 8053 | 13 | 10.54 | Residential | No | Behind the Meter | Net-metered residential rooftop and canopy |  | None | Vision Solar LLC | PSE&G | Accepted | 2020-10-28 | 2020-10-30 | 2021-10-30 | HANWHA Q-CELLS | Q.PEAK DUO BLK-G6+ 340 | Solar Panels |  | 0.34 | 6 | 133 | 35 |  | Fixed | Roof
NJSTRE1545839678 |  | Transition Incentive Program | Little Egg Harbor Township | 8087 | 18 | 5.1 | Residential | Yes | Behind the Meter | Net-metered residential rooftop and canopy |  | None | Trinity Solar | AC Electric | Accepted | 2020-10-28 | 2020-10-30 | 2021-10-30 | SOLAR EDGE | SE3800H-US | Inverters | 3800 |  | 1 |  |  | 0.97 |  | Outside | SIDE OF HOME
NJSTRE1545839678 |  | Transition Incentive Program | Little Egg Harbor Township | 8087 | 18 | 5.1 | Residential | Yes | Behind the Meter | Net-metered residential rooftop and canopy |  | None | Trinity Solar | AC Electric | Accepted | 2020-10-28 | 2020-10-30 | 2021-10-30 | HANWHA 340 (Q.PEAK DUO BLK-G6 340) | HANWHA 340 (Q.PEAK DUO BLK-G6 340) | Solar Panels |  | 0.34 | 15 | 238 | 19 |  | Fixed | Roof
NJSTRE1545839731 |  | Transition Incentive Program | Toms River | 8757 | 18 | 5.76 | Residential | Yes | Behind the Meter | Net-metered residential rooftop and canopy |  | None | Trinity Solar | JCP&L | Accepted | 2020-10-28 | 2020-10-30 | 2021-10-30 | SOLAR EDGE | SE5000H-US | Inverters | 5000 |  | 1 |  |  | 0.97 |  | Outdoor | SIDE OF HOME
NJSTRE1545839731 |  | Transition Incentive Program | Toms River | 8757 | 18 | 5.76 | Residential | Yes | Behind the Meter | Net-metered residential rooftop and canopy |  | None | Trinity Solar | JCP&L | Accepted | 2020-10-28 | 2020-10-30 | 2021-10-30 | HANWHA 320 (Q.PEAK DUO BLK-G5 320) | HANWHA 320 (Q.PEAK DUO BLK-G5 320) | Solar Panels |  | 0.32 | 18 | 258 | 20 |  | Fixed | Roof
NJSTRE1545839733 |  | Transition Incentive Program | Egg Harbor City | 8215 | 19 | 8.85 | Residential | Yes | Behind the Meter | Net-metered residential rooftop and canopy |  | None | Sunrun Installation Services, Inc. | AC Electric | Accepted | 2020-10-28 | 2020-10-30 | 2021-10-30 | Enphase Energy | IQ7-60-x-US (240V) | Inverters | 240 |  | 29 |  |  | 0.96 |  | Outdoor | Rooftop
NJSTRE1545839733 |  | Transition Incentive Program | Egg Harbor City | 8215 | 19 | 8.85 | Residential | Yes | Behind the Meter | Net-metered residential rooftop and canopy |  | None | Sunrun Installation Services, Inc. | AC Electric | Accepted | 2020-10-28 | 2020-10-30 | 2021-10-30 | LONGi Green Energy Technology Co Ltd | LR6-60HPB-305M | Solar Panels |  | 0.305 | 6 | 333 | 6 |  | Fixed | Roof
NJSTRE1545839733 |  | Transition Incentive Program | Egg Harbor City | 8215 | 19 | 8.85 | Residential | Yes | Behind the Meter | Net-metered residential rooftop and canopy |  | None | Sunrun Installation Services, Inc. | AC Electric | Accepted | 2020-10-28 | 2020-10-30 | 2021-10-30 | LONGi Green Energy Technology Co Ltd | LR6-60HPB-305M | Solar Panels |  | 0.305 | 12 | 333 | 20 |  | Fixed | Roof
NJSTRE1545839733 |  | Transition Incentive Program | Egg Harbor City | 8215 | 19 | 8.85 | Residential | Yes | Behind the Meter | Net-metered residential rooftop and canopy |  | None | Sunrun Installation Services, Inc. | AC Electric | Accepted | 2020-10-28 | 2020-10-30 | 2021-10-30 | LONGi Green Energy Technology Co Ltd | LR6-60HPB-305M | Solar Panels |  | 0.305 | 11 | 154 | 24 |  | Fixed | Roof
NJSTRE1545839739 |  | Transition Incentive Program | BELLEVILLE | 7109 | 9 | 11.2 | Residential | Yes | Behind the Meter | Net-metered residential rooftop and canopy |  | None | Vivint Solar Developer, LLC | PSE&G | Accepted | 2020-10-30 | 2020-10-30 | 2021-10-30 | Solar Edge | SE7600H-USS | Inverters | 7600 |  | 1 |  |  | 0.992 |  | Outdoor | Near the Utility Meter
NJSTRE1545839739 |  | Transition Incentive Program | BELLEVILLE | 7109 | 9 | 11.2 | Residential | Yes | Behind the Meter | Net-metered residential rooftop and canopy |  | None | Vivint Solar Developer, LLC | PSE&G | Accepted | 2020-10-30 | 2020-10-30 | 2021-10-30 | JINKO SOLAR | JKM320M-60HBL | Solar Panels |  | 0.32 | 10 | 308 | 22 |  | Fixed | Roof
NJSTRE1545839739 |  | Transition Incentive Program | BELLEVILLE | 7109 | 9 | 11.2 | Residential | Yes | Behind the Meter | Net-metered residential rooftop and canopy |  | None | Vivint Solar Developer, LLC | PSE&G | Accepted | 2020-10-30 | 2020-10-30 | 2021-10-30 | JINKO SOLAR | JKM320M-60HBL | Solar Panels |  | 0.32 | 11 | 218 | 22 |  | Fixed | Roof
NJSTRE1545839739 |  | Transition Incentive Program | BELLEVILLE | 7109 | 9 | 11.2 | Residential | Yes | Behind the Meter | Net-metered residential rooftop and canopy |  | None | Vivint Solar Developer, LLC | PSE&G | Accepted | 2020-10-30 | 2020-10-30 | 2021-10-30 | JINKO SOLAR | JKM320M-60HBL | Solar Panels |  | 0.32 | 8 | 128 | 22 |  | Fixed | Roof
NJSTRE1545839739 |  | Transition Incentive Program | BELLEVILLE | 7109 | 9 | 11.2 | Residential | Yes | Behind the Meter | Net-metered residential rooftop and canopy |  | None | Vivint Solar Developer, LLC | PSE&G | Accepted | 2020-10-30 | 2020-10-30 | 2021-10-30 | JINKO SOLAR | JKM320M-60HBL | Solar Panels |  | 0.32 | 6 | 128 | 22 |  | Fixed | Roof
NJSTRE1545839766 |  | Transition Incentive Program | Hamilton Township | 8690 | 12 | 11.88 | Residential | No | Behind the Meter | Net-metered residential rooftop and canopy |  | None | Sunrun Installation Services, Inc. | PSE&G | Accepted | 2020-10-28 | 2020-10-30 | 2021-10-30 | Tesla | Powerwall 2 AC | Electric Storage Battery |  |  | 2 |  |  |  | Lithium Ion |  | outside
NJSTRE1545839766 |  | Transition Incentive Program | Hamilton Township | 8690 | 12 | 11.88 | Residential | No | Behind the Meter | Net-metered residential rooftop and canopy |  | None | Sunrun Installation Services, Inc. | PSE&G | Accepted | 2020-10-28 | 2020-10-30 | 2021-10-30 | Delta Electronics | M10-TL-US | Inverters | 10000 |  | 1 |  |  | 0.96 |  | Outdoor | Next To Meter
NJSTRE1545839766 |  | Transition Incentive Program | Hamilton Township | 8690 | 12 | 11.88 | Residential | No | Behind the Meter | Net-metered residential rooftop and canopy |  | None | Sunrun Installation Services, Inc. | PSE&G | Accepted | 2020-10-28 | 2020-10-30 | 2021-10-30 | LG Electronics | LG330N1C-A5 | Solar Panels |  | 0.33 | 13 | 140 | 27 |  | Fixed | Roof
NJSTRE1545839766 |  | Transition Incentive Program | Hamilton Township | 8690 | 12 | 11.88 | Residential | No | Behind the Meter | Net-metered residential rooftop and canopy |  | None | Sunrun Installation Services, Inc. | PSE&G | Accepted | 2020-10-28 | 2020-10-30 | 2021-10-30 | LG Electronics | LG330N1C-A5 | Solar Panels |  | 0.33 | 18 | 230 | 27 |  | Fixed | Roof
NJSTRE1545839766 |  | Transition Incentive Program | Hamilton Township | 8690 | 12 | 11.88 | Residential | No | Behind the Meter | Net-metered residential rooftop and canopy |  | None | Sunrun Installation Services, Inc. | PSE&G | Accepted | 2020-10-28 | 2020-10-30 | 2021-10-30 | LG Electronics | LG330N1C-A5 | Solar Panels |  | 0.33 | 5 | 140 | 18 |  | Fixed | Roof
NJSTRE1545839846 |  | Transition Incentive Program | Hamilton | 8619 | 12 | 18.2 | Commercial | No | Behind the Meter | Net-metered non-residential rooftop and canopy |  | None | Reliable Power and Solar | PSE&G | Accepted | 2020-10-28 | 2020-10-30 | 2021-10-30 | Enphase | IQ7 | Inverters | 240 |  | 56 |  |  | 0.97 |  | Outdoor | roof
NJSTRE1545839846 |  | Transition Incentive Program | Hamilton | 8619 | 12 | 18.2 | Commercial | No | Behind the Meter | Net-metered non-residential rooftop and canopy |  | None | Reliable Power and Solar | PSE&G | Accepted | 2020-10-28 | 2020-10-30 | 2021-10-30 | Trina | tsmdd05 | Solar Panels |  | 0.325 | 56 | 207 | 5 |  | Fixed | Roof | roof
NJSTRE1545839867 |  | Transition Incentive Program | Freehold | 7728 | 17 | 8.5 | Residential | No | Behind the Meter | Net-metered residential rooftop and canopy |  | None | Trinity Solar | JCP&L | Accepted | 2020-10-28 | 2020-10-30 | 2021-10-30 | Solar Edge | SE7600 | Inverters | 7600 |  | 1 |  |  | 0.97 |  | Outside | side of home
NJSTRE1545839867 |  | Transition Incentive Program | Freehold | 7728 | 17 | 8.5 | Residential | No | Behind the Meter | Net-metered residential rooftop and canopy |  | None | Trinity Solar | JCP&L | Accepted | 2020-10-28 | 2020-10-30 | 2021-10-30 | Hanwha 340 | Q.PEAK DUO BLK-G6 340 | Solar Panels |  | 0.34 | 17 | 154 | 20 |  | Fixed | Roof
NJSTRE1545839867 |  | Transition Incentive Program | Freehold | 7728 | 17 | 8.5 | Residential | No | Behind the Meter | Net-metered residential rooftop and canopy |  | None | Trinity Solar | JCP&L | Accepted | 2020-10-28 | 2020-10-30 | 2021-10-30 | Hanwha 340 | Q.PEAK DUO BLK-G6 340 | Solar Panels |  | 0.34 | 8 | 154 | 20 |  | Fixed | Roof
NJSTRE1545839877 |  | Transition Incentive Program | Columbus | 8022 | 13 | 9.1 | Residential | No | Behind the Meter | Net-metered residential rooftop and canopy |  | None | SunnyMac LLC | PSE&G | Accepted | 2020-10-28 | 2020-10-30 | 2021-10-30 | Solaredge | SE7600H-US | Inverters | 7600 |  | 1 |  |  | 0.99 |  | Outdoor | Next to Meter
NJSTRE1545839877 |  | Transition Incentive Program | Columbus | 8022 | 13 | 9.1 | Residential | No | Behind the Meter | Net-metered residential rooftop and canopy |  | None | SunnyMac LLC | PSE&G | Accepted | 2020-10-28 | 2020-10-30 | 2021-10-30 | REC | TwinPeak 2 Mono | Solar Panels |  | 0.325 | 15 | 185 | 27 |  | Fixed | Roof
NJSTRE1545839877 |  | Transition Incentive Program | Columbus | 8022 | 13 | 9.1 | Residential | No | Behind the Meter | Net-metered residential rooftop and canopy |  | None | SunnyMac LLC | PSE&G | Accepted | 2020-10-28 | 2020-10-30 | 2021-10-30 | REC | TwinPeak 2 Mono | Solar Panels |  | 0.325 | 6 | 275 | 40 |  | Fixed | Roof
NJSTRE1545839877 |  | Transition Incentive Program | Columbus | 8022 | 13 | 9.1 | Residential | No | Behind the Meter | Net-metered residential rooftop and canopy |  | None | SunnyMac LLC | PSE&G | Accepted | 2020-10-28 | 2020-10-30 | 2021-10-30 | REC | TwinPeak 2 Mono | Solar Panels |  | 0.325 | 7 | 184 | 21 |  | Fixed | Roof
NJSTRE1545842825 |  | Transition Incentive Program | Elizabeth City | 7201 | 10 | 11.38 | Residential | No | Behind the Meter | Net-metered residential rooftop and canopy |  | None | SunnyMac LLC | PSE&G | Accepted | 2020-10-28 | 2020-10-30 | 2021-10-30 | Solaredge | SE10000H-US | Inverters | 10000 |  | 1 |  |  | 0.99 |  | Outside | Next to MEter
NJSTRE1545842825 |  | Transition Incentive Program | Elizabeth City | 7201 | 10 | 11.38 | Residential | No | Behind the Meter | Net-metered residential rooftop and canopy |  | None | SunnyMac LLC | PSE&G | Accepted | 2020-10-28 | 2020-10-30 | 2021-10-30 | REC | TwinPeak 2 Mono | Solar Panels |  | 0.325 | 15 | 193 | 15 |  | Fixed | Roof
NJSTRE1545842825 |  | Transition Incentive Program | Elizabeth City | 7201 | 10 | 11.38 | Residential | No | Behind the Meter | Net-metered residential rooftop and canopy |  | None | SunnyMac LLC | PSE&G | Accepted | 2020-10-28 | 2020-10-30 | 2021-10-30 | REC | TwinPeak 2 MOno | Solar Panels |  | 0.325 | 20 | 13 | 26 |  | Fixed | Roof
NJSTRE1545842835 |  | Transition Incentive Program | Hackensack City | 7601 | 7 | 13.64 | Residential | No | Behind the Meter | Net-metered residential rooftop and canopy |  | None | Bright Planet Solar | PSE&G | Accepted | 2020-10-28 | 2020-10-30 | 2021-10-30 | SOLAR EDGE | SE10000H-USRGM | Inverters | 10000 |  | 1 |  |  | 0.98 |  | Outdoor | OUTSIDE
NJSTRE1545842835 |  | Transition Incentive Program | Hackensack City | 7601 | 7 | 13.64 | Residential | No | Behind the Meter | Net-metered residential rooftop and canopy |  | None | Bright Planet Solar | PSE&G | Accepted | 2020-10-28 | 2020-10-30 | 2021-10-30 | HANWHA Q-CELLS | Q.PEAK DUO BLK-G5 310W | Solar Panels |  | 0.31 | 28 | 127 | 36 |  | Fixed | Roof
NJSTRE1545842835 |  | Transition Incentive Program | Hackensack City | 7601 | 7 | 13.64 | Residential | No | Behind the Meter | Net-metered residential rooftop and canopy |  | None | Bright Planet Solar | PSE&G | Accepted | 2020-10-28 | 2020-10-30 | 2021-10-30 | HANWHA Q-CELLS | Q.PEAK DUO BLK-G5 310W | Solar Panels |  | 0.31 | 16 | 307 | 36 |  | Fixed | Roof
NJSTRE1545842842 |  | Transition Incentive Program | Margate City | 8402 | 19 | 5.85 | Residential | Yes | Behind the Meter | Net-metered residential rooftop and canopy |  | None | Sun Up Zero Down | AC Electric | Accepted | 2020-10-28 | 2020-10-30 | 2021-10-30 | Enphase | X-IQ-AM1-240-3 | Meters |  |  | 1 |  |  |  | Yes | Outdoor
NJSTRE1545842842 |  | Transition Incentive Program | Margate City | 8402 | 19 | 5.85 | Residential | Yes | Behind the Meter | Net-metered residential rooftop and canopy |  | None | Sun Up Zero Down | AC Electric | Accepted | 2020-10-28 | 2020-10-30 | 2021-10-30 | Enphase | IQ7-60-2-US | Inverters | 240 |  | 18 |  |  | 0.976 |  | Outside | behind panel
NJSTRE1545842842 |  | Transition Incentive Program | Margate City | 8402 | 19 | 5.85 | Residential | Yes | Behind the Meter | Net-metered residential rooftop and canopy |  | None | Sun Up Zero Down | AC Electric | Accepted | 2020-10-28 | 2020-10-30 | 2021-10-30 | Trina | TSM-DD06M.05(II) 325 | Solar Panels |  | 0.325 | 18 | 233 | 23 |  | Fixed | Roof
NJSTRE1545842851 |  | Transition Incentive Program | Ewing | 8628 | 12 | 10.24 | Residential | No | Behind the Meter | Net-metered residential rooftop and canopy |  | None | Exact Solar | PSE&G | Accepted | 2020-10-28 | 2020-10-30 | 2021-10-30 | Enphase | IQ7 | Inverters | 240 |  | 32 |  |  | 0.976 |  | Outdoor | under panels
NJSTRE1545842851 |  | Transition Incentive Program | Ewing | 8628 | 12 | 10.24 | Residential | No | Behind the Meter | Net-metered residential rooftop and canopy |  | None | Exact Solar | PSE&G | Accepted | 2020-10-28 | 2020-10-30 | 2021-10-30 | Axitec | AC-320MH/120SB | Solar Panels |  | 0.32 | 8 | 134 | 25 |  | Fixed | Roof
NJSTRE1545842851 |  | Transition Incentive Program | Ewing | 8628 | 12 | 10.24 | Residential | No | Behind the Meter | Net-metered residential rooftop and canopy |  | None | Exact Solar | PSE&G | Accepted | 2020-10-28 | 2020-10-30 | 2021-10-30 | Axitec | AC-320MH/120SB | Solar Panels |  | 0.32 | 24 | 223 | 23 |  | Fixed | Roof
NJSTRE1545842861 |  | Transition Incentive Program | Elizabeth City | 7201 | 10 | 4.23 | Residential | No | Behind the Meter | Net-metered residential rooftop and canopy |  | None | SunnyMac LLC | PSE&G | Accepted | 2020-10-28 | 2020-10-30 | 2021-10-30 | Solaredge | SE3800H-US | Inverters | 3800 |  | 1 |  |  | 0.99 |  | Outdoor | Next to Meter
NJSTRE1545842861 |  | Transition Incentive Program | Elizabeth City | 7201 | 10 | 4.23 | Residential | No | Behind the Meter | Net-metered residential rooftop and canopy |  | None | SunnyMac LLC | PSE&G | Accepted | 2020-10-28 | 2020-10-30 | 2021-10-30 | REC | TwinPeak 2 Mono | Solar Panels |  | 0.325 | 13 | 193 | 26 |  | Fixed | Roof
NJSTRE1545842862 |  | Transition Incentive Program | Mays Landing | 8330 | 19 | 16.17 | Residential | No | Behind the Meter | Net-metered residential rooftop and canopy |  | None | Sun Up Zero Down | AC Electric | Accepted | 2020-10-28 | 2020-10-30 | 2021-10-30 | enphase | X-IQ-AM1-240-3 | Meters |  |  | 1 |  |  |  | Yes | Outdoor
NJSTRE1545842862 |  | Transition Incentive Program | Mays Landing | 8330 | 19 | 16.17 | Residential | No | Behind the Meter | Net-metered residential rooftop and canopy |  | None | Sun Up Zero Down | AC Electric | Accepted | 2020-10-28 | 2020-10-30 | 2021-10-30 | Enphase | IQ7-60-2-US | Inverters | 240 |  | 49 |  |  | 0.976 |  | Outside | behind panel
NJSTRE1545842862 |  | Transition Incentive Program | Mays Landing | 8330 | 19 | 16.17 | Residential | No | Behind the Meter | Net-metered residential rooftop and canopy |  | None | Sun Up Zero Down | AC Electric | Accepted | 2020-10-28 | 2020-10-30 | 2021-10-30 | REC | REC330TP3M | Solar Panels |  | 0.33 | 12 | 222 | 18 |  | Fixed | Roof
NJSTRE1545842862 |  | Transition Incentive Program | Mays Landing | 8330 | 19 | 16.17 | Residential | No | Behind the Meter | Net-metered residential rooftop and canopy |  | None | Sun Up Zero Down | AC Electric | Accepted | 2020-10-28 | 2020-10-30 | 2021-10-30 | REC | REC330TP3M | Solar Panels |  | 0.33 | 37 | 222 | 32 |  | Fixed | Roof
NJSTRE1545842868 |  | Transition Incentive Program | Closter | 7624 | 7 | 12.96 | Residential | No | Behind the Meter | Net-metered residential rooftop and canopy |  | None | Green Power Energy | Orange Rockland Electric | Accepted | 2020-10-28 | 2020-10-30 | 2021-10-30 | Enphase Energy | IQ7PLUS-72-2-US (240V) | Inverters | 290 |  | 36 |  |  | 0.975 |  | Outside | next to meter
NJSTRE1545842868 |  | Transition Incentive Program | Closter | 7624 | 7 | 12.96 | Residential | No | Behind the Meter | Net-metered residential rooftop and canopy |  | None | Green Power Energy | Orange Rockland Electric | Accepted | 2020-10-28 | 2020-10-30 | 2021-10-30 | LG Electronics | LG360Q1K-V5 | Solar Panels |  | 0.36 | 8 | 180 | 20 |  | Fixed | Roof
NJSTRE1545842868 |  | Transition Incentive Program | Closter | 7624 | 7 | 12.96 | Residential | No | Behind the Meter | Net-metered residential rooftop and canopy |  | None | Green Power Energy | Orange Rockland Electric | Accepted | 2020-10-28 | 2020-10-30 | 2021-10-30 | LG Electronics | LG360Q1K-V5 | Solar Panels |  | 0.36 | 10 | 180 | 20 |  | Fixed | Roof
NJSTRE1545842868 |  | Transition Incentive Program | Closter | 7624 | 7 | 12.96 | Residential | No | Behind the Meter | Net-metered residential rooftop and canopy |  | None | Green Power Energy | Orange Rockland Electric | Accepted | 2020-10-28 | 2020-10-30 | 2021-10-30 | LG Electronics | LG360Q1K-V5 | Solar Panels |  | 0.36 | 18 | 180 | 20 |  | Fixed | Roof
NJSTRE1545842884 |  | Transition Incentive Program | Pine Hill | 8021 | 14 | 19.38 | Residential | No | Behind the Meter | Net-metered residential rooftop and canopy |  | None | Maier Solar Engineering dba Solar Me | AC Electric | Accepted | 2020-10-28 | 2020-10-30 | 2021-10-30 | Enphase | IQ7+ | Inverters | 290 |  | 57 |  |  | 0.96 |  | Outdoor | Next to meter
NJSTRE1545842884 |  | Transition Incentive Program | Pine Hill | 8021 | 14 | 19.38 | Residential | No | Behind the Meter | Net-metered residential rooftop and canopy |  | None | Maier Solar Engineering dba Solar Me | AC Electric | Accepted | 2020-10-28 | 2020-10-30 | 2021-10-30 | Hanwha | Q.CELL DUO BLK-G6 340W | Solar Panels |  | 0.34 | 7 | 237 | 10 |  | Fixed | Roof
NJSTRE1545842884 |  | Transition Incentive Program | Pine Hill | 8021 | 14 | 19.38 | Residential | No | Behind the Meter | Net-metered residential rooftop and canopy |  | None | Maier Solar Engineering dba Solar Me | AC Electric | Accepted | 2020-10-28 | 2020-10-30 | 2021-10-30 | Hanwha | Q.CELL DUO BLK-G6 340W | Solar Panels |  | 0.34 | 38 | 237 | 10 |  | Fixed | Roof
NJSTRE1545842884 |  | Transition Incentive Program | Pine Hill | 8021 | 14 | 19.38 | Residential | No | Behind the Meter | Net-metered residential rooftop and canopy |  | None | Maier Solar Engineering dba Solar Me | AC Electric | Accepted | 2020-10-28 | 2020-10-30 | 2021-10-30 | Hanwha | Q.CELL DUO BLK-G6 340W | Solar Panels |  | 0.34 | 12 | 237 | 40 |  | Fixed | Roof
NJSTRE1545842905 |  | Transition Incentive Program | Jackson | 8527 | 18 | 15.93 | Residential | No | Behind the Meter | Net-metered residential rooftop and canopy |  | None | Powerlutions | JCP&L | Accepted | 2020-10-28 | 2020-10-30 | 2021-10-30 | Solaredge | SE6000H-US | Inverters | 12 |  | 2 |  |  | 0.99 |  | Outdoor | Near Meter
NJSTRE1545842905 |  | Transition Incentive Program | Jackson | 8527 | 18 | 15.93 | Residential | No | Behind the Meter | Net-metered residential rooftop and canopy |  | None | Powerlutions | JCP&L | Accepted | 2020-10-28 | 2020-10-30 | 2021-10-30 | Trina | TSM-325 DD06M.05 | Solar Panels |  | 0.325 | 8 | 104 | 38 |  | Fixed | Roof
NJSTRE1545842905 |  | Transition Incentive Program | Jackson | 8527 | 18 | 15.93 | Residential | No | Behind the Meter | Net-metered residential rooftop and canopy |  | None | Powerlutions | JCP&L | Accepted | 2020-10-28 | 2020-10-30 | 2021-10-30 | Trina | TSM-325 DD06M.05 | Solar Panels |  | 0.325 | 18 | 194 | 34 |  | Fixed | Roof
NJSTRE1545842905 |  | Transition Incentive Program | Jackson | 8527 | 18 | 15.93 | Residential | No | Behind the Meter | Net-metered residential rooftop and canopy |  | None | Powerlutions | JCP&L | Accepted | 2020-10-28 | 2020-10-30 | 2021-10-30 | Trina | TSM-325 DD06M.05 | Solar Panels |  | 0.325 | 19 | 194 | 33 |  | Fixed | Roof
NJSTRE1545842905 |  | Transition Incentive Program | Jackson | 8527 | 18 | 15.93 | Residential | No | Behind the Meter | Net-metered residential rooftop and canopy |  | None | Powerlutions | JCP&L | Accepted | 2020-10-28 | 2020-10-30 | 2021-10-30 | Trina | TSM-325 DD06M.05 | Solar Panels |  | 0.325 | 4 | 284 | 38 |  | Fixed | Roof
NJSTRE1545842906 |  | Transition Incentive Program | Robbinsville Township | 8691 | 12 | 9.45 | Residential | No | Behind the Meter | Net-metered residential rooftop and canopy |  | None | Seabright Solar | PSE&G | Accepted | 2020-10-28 | 2020-10-30 | 2021-10-30 | Sunpower | PVS 6 | Meters |  |  | 1 |  |  |  | Yes | Indoor
NJSTRE1545842906 |  | Transition Incentive Program | Robbinsville Township | 8691 | 12 | 9.45 | Residential | No | Behind the Meter | Net-metered residential rooftop and canopy |  | None | Seabright Solar | PSE&G | Accepted | 2020-10-28 | 2020-10-30 | 2021-10-30 | Enphase | IQ7XS-96-ACM-US | Inverters | 0.315 |  | 27 |  |  | 0.99 |  | Outside | Roof
NJSTRE1545842906 |  | Transition Incentive Program | Robbinsville Township | 8691 | 12 | 9.45 | Residential | No | Behind the Meter | Net-metered residential rooftop and canopy |  | None | Seabright Solar | PSE&G | Accepted | 2020-10-28 | 2020-10-30 | 2021-10-30 | Sunpower | SPR-X21-350 | Solar Panels |  | 0.35 | 5 | 134 | 37 |  | Fixed | Roof
NJSTRE1545842906 |  | Transition Incentive Program | Robbinsville Township | 8691 | 12 | 9.45 | Residential | No | Behind the Meter | Net-metered residential rooftop and canopy |  | None | Seabright Solar | PSE&G | Accepted | 2020-10-28 | 2020-10-30 | 2021-10-30 | Sunpower | SPR-X21-350 | Solar Panels |  | 0.35 | 10 | 224 | 30 |  | Fixed | Roof
NJSTRE1545842906 |  | Transition Incentive Program | Robbinsville Township | 8691 | 12 | 9.45 | Residential | No | Behind the Meter | Net-metered residential rooftop and canopy |  | None | Seabright Solar | PSE&G | Accepted | 2020-10-28 | 2020-10-30 | 2021-10-30 | Sunpower | SPR-X21-350 | Solar Panels |  | 0.35 | 12 | 224 | 30 |  | Fixed | Roof
NJSTRE1545842926 |  | Transition Incentive Program | Hamilton | 8609 | 12 | 3.96 | Residential | Yes | Behind the Meter | Net-metered residential rooftop and canopy |  | None | Posigen NJ LLC | PSE&G | Accepted | 2020-10-28 | 2020-10-30 | 2021-10-30 | SolarEdge | SE3800H-US | Inverters | 3800 |  | 1 |  |  | 0.99 |  | Outside | within ten feet of meter
NJSTRE1545842926 |  | Transition Incentive Program | Hamilton | 8609 | 12 | 3.96 | Residential | Yes | Behind the Meter | Net-metered residential rooftop and canopy |  | None | Posigen NJ LLC | PSE&G | Accepted | 2020-10-28 | 2020-10-30 | 2021-10-30 | Silfab | SIL330HL | Solar Panels |  | 0.33 | 12 | 128218 | 31 |  | Fixed | Roof
NJSTRE1545842936 |  | Transition Incentive Program | Westampton | 8060 | 13 | 6.46 | Residential | Yes | Behind the Meter | Net-metered residential rooftop and canopy |  | None | Trinity Solar | PSE&G | Accepted | 2020-10-28 | 2020-10-30 | 2021-10-30 | SOLAR EDGE | SE5000H-US | Inverters | 5000 |  | 1 |  |  | 0.97 |  | Outdoor | SIDE OF HOME
NJSTRE1545842936 |  | Transition Incentive Program | Westampton | 8060 | 13 | 6.46 | Residential | Yes | Behind the Meter | Net-metered residential rooftop and canopy |  | None | Trinity Solar | PSE&G | Accepted | 2020-10-28 | 2020-10-30 | 2021-10-30 | HANWHA 340 (Q.PEAK DUO BLK-G6 340)` | HANWHA 340 (Q.PEAK DUO BLK-G6 340) | Solar Panels |  | 0.34 | 4 | 249 | 23 |  | Fixed | Roof
NJSTRE1545842936 |  | Transition Incentive Program | Westampton | 8060 | 13 | 6.46 | Residential | Yes | Behind the Meter | Net-metered residential rooftop and canopy |  | None | Trinity Solar | PSE&G | Accepted | 2020-10-28 | 2020-10-30 | 2021-10-30 | HANWHA 340 (Q.PEAK DUO BLK-G6 340) | HANWHA 340 (Q.PEAK DUO BLK-G6 340) | Solar Panels |  | 0.34 | 15 | 159 | 26 |  | Fixed | Roof
NJSTRE1545842950 |  | Transition Incentive Program | Parsippany | 7054 | 3 | 7.48 | Residential | No | Behind the Meter | Net-metered residential rooftop and canopy |  | None | Tesla Energy Operations Inc. | JCP&L | Accepted | 2020-10-28 | 2020-10-30 | 2021-10-30 | Tesla | AC Powerwall 2.0 | Electric Storage Battery |  |  | 2 |  |  |  | Lithium Ion |  | Inside garage
NJSTRE1545842950 |  | Transition Incentive Program | Parsippany | 7054 | 3 | 7.48 | Residential | No | Behind the Meter | Net-metered residential rooftop and canopy |  | None | Tesla Energy Operations Inc. | JCP&L | Accepted | 2020-10-28 | 2020-10-30 | 2021-10-30 | SolarEdge Technologies | SE7600H-US [240V] | Inverters | 7600 |  | 1 |  |  | 0.99 |  | Indoor | Inside garage
NJSTRE1545842950 |  | Transition Incentive Program | Parsippany | 7054 | 3 | 7.48 | Residential | No | Behind the Meter | Net-metered residential rooftop and canopy |  | None | Tesla Energy Operations Inc. | JCP&L | Accepted | 2020-10-28 | 2020-10-30 | 2021-10-30 | Hanwha Q-CELLS | Q.Peak DUO BLK-G6+ 340 | Solar Panels |  | 0.34 | 8 | 143 | 37 |  | Fixed | Roof
NJSTRE1545842950 |  | Transition Incentive Program | Parsippany | 7054 | 3 | 7.48 | Residential | No | Behind the Meter | Net-metered residential rooftop and canopy |  | None | Tesla Energy Operations Inc. | JCP&L | Accepted | 2020-10-28 | 2020-10-30 | 2021-10-30 | Hanwha Q-CELLS | Q.Peak DUO BLK-G6+ 340 | Solar Panels |  | 0.34 | 14 | 233 | 37 |  | Fixed | Roof
NJSTRE1545842957 |  | Transition Incentive Program | Egg Harbor City | 8215 | 19 | 9.6 | Residential | Yes | Behind the Meter | Net-metered residential rooftop and canopy |  | None | Posigen NJ LLC | AC Electric | Accepted | 2020-10-28 | 2020-10-30 | 2021-10-30 | SolarEdge | SE10000H-US | Inverters | 10000 |  | 1 |  |  | 0.99 |  | Outside | within ten feet of meter
NJSTRE1545842957 |  | Transition Incentive Program | Egg Harbor City | 8215 | 19 | 9.6 | Residential | Yes | Behind the Meter | Net-metered residential rooftop and canopy |  | None | Posigen NJ LLC | AC Electric | Accepted | 2020-10-28 | 2020-10-30 | 2021-10-30 | Hanwha Q-Cells | Q.PEAK DUO-G5 320 | Solar Panels |  | 0.32 | 30 | 131 | 38 |  | Fixed | Roof
NJSTRE1545842964 |  | Transition Incentive Program | Margate City | 8403 | 19 | 2.94 | Residential | Yes | Behind the Meter | Net-metered residential rooftop and canopy |  | None | Seabright Solar | AC Electric | Accepted | 2020-11-16 | 2020-11-17 | 2021-11-17 | Enphase | IQ7XS-96-ACM-US | Inverters | 0.315 |  | 9 |  |  | 0.99 |  | Outside | Roof
NJSTRE1545842964 |  | Transition Incentive Program | Margate City | 8403 | 19 | 2.94 | Residential | Yes | Behind the Meter | Net-metered residential rooftop and canopy |  | None | Seabright Solar | AC Electric | Accepted | 2020-11-16 | 2020-11-17 | 2021-11-17 | Sunpower | SPR-E20-327 | Solar Panels |  | 0.327 | 9 | 323 | 4 |  | Fixed | Roof
NJSTRE1545842967 |  | Transition Incentive Program | Williamstown | 8094 | 15 | 3.9 | Residential | Yes | Behind the Meter | Net-metered residential rooftop and canopy |  | None | SunnyMac LLC | AC Electric | Accepted | 2020-10-28 | 2020-11-10 | 2021-11-10 | Solaredge | SE3000H-US | Inverters | 3000 |  | 1 |  |  | 0.99 |  | Outside | Next to to Meter
NJSTRE1545842967 |  | Transition Incentive Program | Williamstown | 8094 | 15 | 3.9 | Residential | Yes | Behind the Meter | Net-metered residential rooftop and canopy |  | None | SunnyMac LLC | AC Electric | Accepted | 2020-10-28 | 2020-11-10 | 2021-11-10 | REC | TwinPeak 2 Mono | Solar Panels |  | 0.325 | 12 | 224 | 26 |  | Fixed | Roof
NJSTRE1545842972 |  | Transition Incentive Program | Egg Harbor City | 8215 | 19 | 9.6 | Residential | Yes | Behind the Meter | Net-metered residential rooftop and canopy |  | None | Posigen NJ LLC | AC Electric | Accepted | 2020-10-28 | 2020-10-30 | 2021-10-30 | SolarEdge | SE10000H-US | Inverters | 10000 |  | 1 |  |  | 0.99 |  | Outside | within ten feet of meter
NJSTRE1545842972 |  | Transition Incentive Program | Egg Harbor City | 8215 | 19 | 9.6 | Residential | Yes | Behind the Meter | Net-metered residential rooftop and canopy |  | None | Posigen NJ LLC | AC Electric | Accepted | 2020-10-28 | 2020-10-30 | 2021-10-30 | Hanwha Q-Cells | Q.PEAK DUO-G5 320 | Solar Panels |  | 0.32 | 30 | 41221 | 19 |  | Fixed | Roof
NJSTRE1545842983 |  | Transition Incentive Program | Jackson | 8527 | 18 | 12.35 | Residential | No | Behind the Meter | Net-metered residential rooftop and canopy |  | None | Powerlutions | JCP&L | Accepted | 2020-10-28 | 2020-10-30 | 2021-10-30 | Solaredge | SE10000H-US | Inverters | 10 |  | 1 |  |  | 0.99 |  | Outdoor | Near Meter
NJSTRE1545842983 |  | Transition Incentive Program | Jackson | 8527 | 18 | 12.35 | Residential | No | Behind the Meter | Net-metered residential rooftop and canopy |  | None | Powerlutions | JCP&L | Accepted | 2020-10-28 | 2020-10-30 | 2021-10-30 | Trina | TSM-325 DD06M.05 | Solar Panels |  | 0.325 | 32 | 194 | 30 |  | Fixed | Roof
NJSTRE1545842983 |  | Transition Incentive Program | Jackson | 8527 | 18 | 12.35 | Residential | No | Behind the Meter | Net-metered residential rooftop and canopy |  | None | Powerlutions | JCP&L | Accepted | 2020-10-28 | 2020-10-30 | 2021-10-30 | Trina | TSM-325 DD06M.05 | Solar Panels |  | 0.325 | 3 | 284 | 40 |  | Fixed | Roof
NJSTRE1545842983 |  | Transition Incentive Program | Jackson | 8527 | 18 | 12.35 | Residential | No | Behind the Meter | Net-metered residential rooftop and canopy |  | None | Powerlutions | JCP&L | Accepted | 2020-10-28 | 2020-10-30 | 2021-10-30 | Trina | TSM-325 DD06M.05 | Solar Panels |  | 0.325 | 3 | 104 | 40 |  | Fixed | Roof
NJSTRE1545842986 |  | Transition Incentive Program | Moorestown Twp | 8057 | 13 | 5.53 | Residential | Yes | Behind the Meter | Net-metered residential rooftop and canopy |  | None | SunnyMac LLC | PSE&G | Accepted | 2020-10-28 | 2020-10-30 | 2021-10-30 | Solaredge | SE5000H-US | Inverters | 5000 |  | 1 |  |  | 0.99 |  | Outdoor | Next to Meter
NJSTRE1545842986 |  | Transition Incentive Program | Moorestown Twp | 8057 | 13 | 5.53 | Residential | Yes | Behind the Meter | Net-metered residential rooftop and canopy |  | None | SunnyMac LLC | PSE&G | Accepted | 2020-10-28 | 2020-10-30 | 2021-10-30 | REC | TwinPeak 2 Mono | Solar Panels |  | 0.325 | 17 | 149 | 23 |  | Fixed | Roof
NJSTRE1545842991 |  | Transition Incentive Program | BARGAINTOWN | 8234 | 19 | 9.6 | Residential | Yes | Behind the Meter | Net-metered residential rooftop and canopy |  | None | Sunbound Solar | AC Electric | Accepted | 2020-10-28 | 2020-10-30 | 2021-10-30 | ENPHASE | IQ7-60-2-US | Inverters | 240 |  | 30 |  |  | 0.976 |  | Outdoor | Under Module
NJSTRE1545842991 |  | Transition Incentive Program | BARGAINTOWN | 8234 | 19 | 9.6 | Residential | Yes | Behind the Meter | Net-metered residential rooftop and canopy |  | None | Sunbound Solar | AC Electric | Accepted | 2020-10-28 | 2020-10-30 | 2021-10-30 | HANWHA | Q-CELL Q.PEAK DUO-G5 320 | Solar Panels |  | 0.32 | 7 | 150 | 30 |  | Fixed | Roof
NJSTRE1545842991 |  | Transition Incentive Program | BARGAINTOWN | 8234 | 19 | 9.6 | Residential | Yes | Behind the Meter | Net-metered residential rooftop and canopy |  | None | Sunbound Solar | AC Electric | Accepted | 2020-10-28 | 2020-10-30 | 2021-10-30 | HANWHA | Q-CELL Q.PEAK DUO-G5 320 | Solar Panels |  | 0.32 | 23 | 150 | 30 |  | Fixed | Roof
NJSTRE1545842993 |  | Transition Incentive Program | Hillsdale | 7642 | 7 | 12.58 | Residential | No | Behind the Meter | Net-metered residential rooftop and canopy |  | None | Maier Solar Engineering dba Solar Me | PSE&G | Accepted | 2020-10-28 | 2020-10-30 | 2021-10-30 | Enphase | IQ7+ | Inverters | 290 |  | 37 |  |  | 0.96 |  | Outdoor | Next to meter
NJSTRE1545842993 |  | Transition Incentive Program | Hillsdale | 7642 | 7 | 12.58 | Residential | No | Behind the Meter | Net-metered residential rooftop and canopy |  | None | Maier Solar Engineering dba Solar Me | PSE&G | Accepted | 2020-10-28 | 2020-10-30 | 2021-10-30 | Hanwha | Q.CELL DUO BLK-G6 340W | Solar Panels |  | 0.34 | 13 | 262 | 20 |  | Fixed | Roof
NJSTRE1545842993 |  | Transition Incentive Program | Hillsdale | 7642 | 7 | 12.58 | Residential | No | Behind the Meter | Net-metered residential rooftop and canopy |  | None | Maier Solar Engineering dba Solar Me | PSE&G | Accepted | 2020-10-28 | 2020-10-30 | 2021-10-30 | Hanwha | Q.CELL DUO BLK-G6 340W | Solar Panels |  | 0.34 | 3 | 172 | 20 |  | Fixed | Roof
NJSTRE1545842993 |  | Transition Incentive Program | Hillsdale | 7642 | 7 | 12.58 | Residential | No | Behind the Meter | Net-metered residential rooftop and canopy |  | None | Maier Solar Engineering dba Solar Me | PSE&G | Accepted | 2020-10-28 | 2020-10-30 | 2021-10-30 | Hanwha | Q.CELL DUO BLK-G6 340W | Solar Panels |  | 0.34 | 12 | 172 | 23 |  | Fixed | Roof
NJSTRE1545842993 |  | Transition Incentive Program | Hillsdale | 7642 | 7 | 12.58 | Residential | No | Behind the Meter | Net-metered residential rooftop and canopy |  | None | Maier Solar Engineering dba Solar Me | PSE&G | Accepted | 2020-10-28 | 2020-10-30 | 2021-10-30 | Hanwha | Q.CELL DUO BLK-G6 340W | Solar Panels |  | 0.34 | 9 | 172 | 23 |  | Fixed | Roof
NJSTRE1545842997 |  | Transition Incentive Program | MOUNT HOLLY | 8060 | 13 | 7.48 | Residential | Yes | Behind the Meter | Net-metered residential rooftop and canopy |  | None | Trinity Solar | PSE&G | Accepted | 2020-10-28 | 2020-10-30 | 2021-10-30 | Solar Edge | SE6000H-US000BNC4 | Inverters | 6000 |  | 1 |  |  | 0.97 |  | Outdoor | side of home
NJSTRE1545842997 |  | Transition Incentive Program | MOUNT HOLLY | 8060 | 13 | 7.48 | Residential | Yes | Behind the Meter | Net-metered residential rooftop and canopy |  | None | Trinity Solar | PSE&G | Accepted | 2020-10-28 | 2020-10-30 | 2021-10-30 | HANWHA | Q.PEAK DUO BLK-G6 340 | Solar Panels |  | 0.34 | 13 | 254 | 25 |  | Fixed | Roof
NJSTRE1545842997 |  | Transition Incentive Program | MOUNT HOLLY | 8060 | 13 | 7.48 | Residential | Yes | Behind the Meter | Net-metered residential rooftop and canopy |  | None | Trinity Solar | PSE&G | Accepted | 2020-10-28 | 2020-10-30 | 2021-10-30 | HANWHA | Q.PEAK DUO BLK-G6 340 | Solar Panels |  | 0.34 | 9 | 74 | 25 |  | Fixed | Roof
NJSTRE1545843007 |  | Transition Incentive Program | Edison TWP | 8820 | 11 | 16.32 | Residential | Yes | Behind the Meter | Net-metered residential rooftop and canopy |  | None | Tesla Energy Operations Inc. | PSE&G | Accepted | 2020-10-28 | 2020-10-30 | 2021-10-30 | Tesla | AC Powerwall 2.0 | Electric Storage Battery |  |  | 4 |  |  |  | Lithium Ion |  | Inside
NJSTRE1545843007 |  | Transition Incentive Program | Edison TWP | 8820 | 11 | 16.32 | Residential | Yes | Behind the Meter | Net-metered residential rooftop and canopy |  | None | Tesla Energy Operations Inc. | PSE&G | Accepted | 2020-10-28 | 2020-10-30 | 2021-10-30 | SolarEdge Technologies | SE7600H-US [240V] | Inverters | 7600 |  | 2 |  |  | 0.99 |  | Outside | Outside
NJSTRE1545843007 |  | Transition Incentive Program | Edison TWP | 8820 | 11 | 16.32 | Residential | Yes | Behind the Meter | Net-metered residential rooftop and canopy |  | None | Tesla Energy Operations Inc. | PSE&G | Accepted | 2020-10-28 | 2020-10-30 | 2021-10-30 | Hanwha Q-CELLS | Q.Peak DUO BLK-G6+ 340 | Solar Panels |  | 0.34 | 3 | 87 | 14 |  | Fixed | Roof
NJSTRE1545843007 |  | Transition Incentive Program | Edison TWP | 8820 | 11 | 16.32 | Residential | Yes | Behind the Meter | Net-metered residential rooftop and canopy |  | None | Tesla Energy Operations Inc. | PSE&G | Accepted | 2020-10-28 | 2020-10-30 | 2021-10-30 | Hanwha Q-CELLS | Q.Peak DUO BLK-G6+ 340 | Solar Panels |  | 0.34 | 5 | 357 | 27 |  | Fixed | Roof
NJSTRE1545843007 |  | Transition Incentive Program | Edison TWP | 8820 | 11 | 16.32 | Residential | Yes | Behind the Meter | Net-metered residential rooftop and canopy |  | None | Tesla Energy Operations Inc. | PSE&G | Accepted | 2020-10-28 | 2020-10-30 | 2021-10-30 | Hanwha Q-CELLS | Q.Peak DUO BLK-G6+ 340 | Solar Panels |  | 0.34 | 12 | 177 | 25 |  | Fixed | Roof
NJSTRE1545843007 |  | Transition Incentive Program | Edison TWP | 8820 | 11 | 16.32 | Residential | Yes | Behind the Meter | Net-metered residential rooftop and canopy |  | None | Tesla Energy Operations Inc. | PSE&G | Accepted | 2020-10-28 | 2020-10-30 | 2021-10-30 | Hanwha Q-CELLS | Q.Peak DUO BLK-G6+ 340 | Solar Panels |  | 0.34 | 13 | 357 | 25 |  | Fixed | Roof
NJSTRE1545843007 |  | Transition Incentive Program | Edison TWP | 8820 | 11 | 16.32 | Residential | Yes | Behind the Meter | Net-metered residential rooftop and canopy |  | None | Tesla Energy Operations Inc. | PSE&G | Accepted | 2020-10-28 | 2020-10-30 | 2021-10-30 | Hanwha Q-CELLS | Q.Peak DUO BLK-G6+ 340 | Solar Panels |  | 0.34 | 15 | 177 | 27 |  | Fixed | Roof
NJSTRE1545843013 |  | Transition Incentive Program | BELLEVILLE | 7109 | 9 | 4.16 | Residential | Yes | Behind the Meter | Net-metered residential rooftop and canopy |  | None | Vivint Solar Developer, LLC | PSE&G | Accepted | 2020-10-30 | 2020-11-03 | 2021-11-03 | Solar Edge | SE3800H-US | Inverters | 3800 |  | 1 |  |  | 0.992 |  | Outdoor | Near the Utility Meter
NJSTRE1545843013 |  | Transition Incentive Program | BELLEVILLE | 7109 | 9 | 4.16 | Residential | Yes | Behind the Meter | Net-metered residential rooftop and canopy |  | None | Vivint Solar Developer, LLC | PSE&G | Accepted | 2020-10-30 | 2020-11-03 | 2021-11-03 | JINKO SOLAR | JKM320M-60HBL | Solar Panels |  | 0.32 | 5 | 107 | 37 |  | Fixed | Roof
NJSTRE1545843013 |  | Transition Incentive Program | BELLEVILLE | 7109 | 9 | 4.16 | Residential | Yes | Behind the Meter | Net-metered residential rooftop and canopy |  | None | Vivint Solar Developer, LLC | PSE&G | Accepted | 2020-10-30 | 2020-11-03 | 2021-11-03 | JINKO SOLAR | JKM320M-60HBL | Solar Panels |  | 0.32 | 3 | 197 | 16 |  | Fixed | Roof
NJSTRE1545843013 |  | Transition Incentive Program | BELLEVILLE | 7109 | 9 | 4.16 | Residential | Yes | Behind the Meter | Net-metered residential rooftop and canopy |  | None | Vivint Solar Developer, LLC | PSE&G | Accepted | 2020-10-30 | 2020-11-03 | 2021-11-03 | JINKO SOLAR | JKM320M-60HBL | Solar Panels |  | 0.32 | 5 | 197 | 10 |  | Fixed | Roof
NJSTRE1545843017 |  | Transition Incentive Program | Piscataway | 8854 | 11 | 10.73 | Residential | No | Behind the Meter | Net-metered residential rooftop and canopy |  | None | Whitman Construction, LLC | PSE&G | Accepted | 2020-10-28 | 2020-10-30 | 2021-10-30 | enphase energy | iq7plus-72-2-us | Inverters | 295 |  | 29 |  |  | 0.975 |  | Outdoor | microinverters located under modules
NJSTRE1545843017 |  | Transition Incentive Program | Piscataway | 8854 | 11 | 10.73 | Residential | No | Behind the Meter | Net-metered residential rooftop and canopy |  | None | Whitman Construction, LLC | PSE&G | Accepted | 2020-10-28 | 2020-10-30 | 2021-10-30 | solaria power | xt 370r pd | Solar Panels |  | 0.37 | 23 | 178 | 21 |  | Fixed | Roof
NJSTRE1545843017 |  | Transition Incentive Program | Piscataway | 8854 | 11 | 10.73 | Residential | No | Behind the Meter | Net-metered residential rooftop and canopy |  | None | Whitman Construction, LLC | PSE&G | Accepted | 2020-10-28 | 2020-10-30 | 2021-10-30 | solaria power | xt 370r pd | Solar Panels |  | 0.37 | 6 | 178 | 20 |  | Fixed | Roof
NJSTRE1545843027 |  | Transition Incentive Program | Ringwood | 7456 | 6 | 14.96 | Residential | No | Behind the Meter | Net-metered residential rooftop and canopy |  | None | Green Power Energy | JCP&L | Accepted | 2020-10-28 | 2020-10-30 | 2021-10-30 | SolarEdge | SE10000H-US (240V) | Inverters | 10000 |  | 1 |  |  | 0.97 |  | Outside | next to meter
NJSTRE1545843027 |  | Transition Incentive Program | Ringwood | 7456 | 6 | 14.96 | Residential | No | Behind the Meter | Net-metered residential rooftop and canopy |  | None | Green Power Energy | JCP&L | Accepted | 2020-10-28 | 2020-10-30 | 2021-10-30 | SolarEdge | SE5000H-US (240V) | Inverters | 5000 |  | 1 |  |  | 0.97 |  | Outside | next to meter
NJSTRE1545843027 |  | Transition Incentive Program | Ringwood | 7456 | 6 | 14.96 | Residential | No | Behind the Meter | Net-metered residential rooftop and canopy |  | None | Green Power Energy | JCP&L | Accepted | 2020-10-28 | 2020-10-30 | 2021-10-30 | Hanwha | Q.PEAK DUO BLK-G6+ 340 | Solar Panels |  | 0.34 | 27 | 99 | 35 |  | Fixed | Roof
NJSTRE1545843027 |  | Transition Incentive Program | Ringwood | 7456 | 6 | 14.96 | Residential | No | Behind the Meter | Net-metered residential rooftop and canopy |  | None | Green Power Energy | JCP&L | Accepted | 2020-10-28 | 2020-10-30 | 2021-10-30 | Hanwha | Q.PEAK DUO BLK-G6+ 340 | Solar Panels |  | 0.34 | 17 | 275 | 15 |  | Fixed | Roof
NJSTRE1545843032 |  | Transition Incentive Program | MILLVILLE | 8332 | 20 | 3.85 | Residential | No | Behind the Meter | Net-metered residential rooftop and canopy |  | None | Pro Custom Solar dba Momentum Solar | AC Electric | Accepted | 2020-10-28 | 2020-10-30 | 2021-10-30 | Enphase | IQ7PLUS-72-2-US | Inverters | 290 |  | 11 |  |  | 0.97 |  | Outdoor | Roof
NJSTRE1545843032 |  | Transition Incentive Program | MILLVILLE | 8332 | 20 | 3.85 | Residential | No | Behind the Meter | Net-metered residential rooftop and canopy |  | None | Pro Custom Solar dba Momentum Solar | AC Electric | Accepted | 2020-10-28 | 2020-10-30 | 2021-10-30 | LG | LG 350N1C-V5 | Solar Panels |  | 0.35 | 11 | 134 | 15 |  | Fixed | Roof
NJSTRE1545843037 |  | Transition Incentive Program | Egg Harbor Township | 8234 | 19 | 20.48 | Residential | Yes | Behind the Meter | Net-metered residential rooftop and canopy |  | None | SunnyMac LLC | AC Electric | Accepted | 2020-10-28 | 2020-10-30 | 2021-10-30 | Solaredge | SE10000H-US | Inverters | 10000 |  | 1 |  |  | 0.99 |  | Outdoor | Next to Meter
NJSTRE1545843037 |  | Transition Incentive Program | Egg Harbor Township | 8234 | 19 | 20.48 | Residential | Yes | Behind the Meter | Net-metered residential rooftop and canopy |  | None | SunnyMac LLC | AC Electric | Accepted | 2020-10-28 | 2020-10-30 | 2021-10-30 | Solaredge | SE6000H-US | Inverters | 6000 |  | 1 |  |  | 0.99 |  | Outdoor | Next to Meter
NJSTRE1545843037 |  | Transition Incentive Program | Egg Harbor Township | 8234 | 19 | 20.48 | Residential | Yes | Behind the Meter | Net-metered residential rooftop and canopy |  | None | SunnyMac LLC | AC Electric | Accepted | 2020-10-28 | 2020-10-30 | 2021-10-30 | REC | TwinPeak 2 Mono | Solar Panels |  | 0.325 | 9 | 157 | 9 |  | Fixed | Roof
NJSTRE1545843037 |  | Transition Incentive Program | Egg Harbor Township | 8234 | 19 | 20.48 | Residential | Yes | Behind the Meter | Net-metered residential rooftop and canopy |  | None | SunnyMac LLC | AC Electric | Accepted | 2020-10-28 | 2020-10-30 | 2021-10-30 | REC | TwinPeak 2 Mono | Solar Panels |  | 0.325 | 21 | 337 | 23 |  | Fixed | Roof
NJSTRE1545843037 |  | Transition Incentive Program | Egg Harbor Township | 8234 | 19 | 20.48 | Residential | Yes | Behind the Meter | Net-metered residential rooftop and canopy |  | None | SunnyMac LLC | AC Electric | Accepted | 2020-10-28 | 2020-10-30 | 2021-10-30 | REC | TwinPeak 2 Mono | Solar Panels |  | 0.325 | 33 | 157 | 23 |  | Fixed | Roof
NJSTRE1545843048 |  | Transition Incentive Program | Trenton | 8690 | 12 | 11.55 | Residential | Yes | Behind the Meter | Net-metered residential rooftop and canopy |  | None | Pro Custom Solar dba Momentum Solar | PSE&G | Accepted | 2020-10-28 | 2020-10-30 | 2021-10-30 | Enphase | IQ7PLUS-72-2-US | Inverters | 290 |  | 33 |  |  | 0.97 |  | Outdoor | Roof
NJSTRE1545843048 |  | Transition Incentive Program | Trenton | 8690 | 12 | 11.55 | Residential | Yes | Behind the Meter | Net-metered residential rooftop and canopy |  | None | Pro Custom Solar dba Momentum Solar | PSE&G | Accepted | 2020-10-28 | 2020-10-30 | 2021-10-30 | LG | LG 350N1C-V5 | Solar Panels |  | 0.35 | 6 | 193 | 20 |  | Fixed | Roof
NJSTRE1545843048 |  | Transition Incentive Program | Trenton | 8690 | 12 | 11.55 | Residential | Yes | Behind the Meter | Net-metered residential rooftop and canopy |  | None | Pro Custom Solar dba Momentum Solar | PSE&G | Accepted | 2020-10-28 | 2020-10-30 | 2021-10-30 | LG | LG 350N1C-V5 | Solar Panels |  | 0.35 | 21 | 193 | 17 |  | Fixed | Roof
NJSTRE1545843048 |  | Transition Incentive Program | Trenton | 8690 | 12 | 11.55 | Residential | Yes | Behind the Meter | Net-metered residential rooftop and canopy |  | None | Pro Custom Solar dba Momentum Solar | PSE&G | Accepted | 2020-10-28 | 2020-10-30 | 2021-10-30 | LG | LG 350N1C-V5 | Solar Panels |  | 0.35 | 6 | 283 | 22 |  | Fixed | Roof
NJSTRE1545843057 |  | Transition Incentive Program | Barnegat | 8005 | 18 | 9.52 | Residential | No | Behind the Meter | Net-metered residential rooftop and canopy |  | None | Maier Solar Engineering dba Solar Me | AC Electric | Accepted | 2020-10-28 | 2020-10-30 | 2021-10-30 | Enphase | IQ7+ | Inverters | 290 |  | 28 |  |  | 0.96 |  | Outside | Next to meter
NJSTRE1545843057 |  | Transition Incentive Program | Barnegat | 8005 | 18 | 9.52 | Residential | No | Behind the Meter | Net-metered residential rooftop and canopy |  | None | Maier Solar Engineering dba Solar Me | AC Electric | Accepted | 2020-10-28 | 2020-10-30 | 2021-10-30 | Hanwha | Q.CELL DUO BLK-G6 340W | Solar Panels |  | 0.34 | 28 | 198 | 34 |  | Fixed | Roof
NJSTRE1545843093 |  | Transition Incentive Program | Trenton | 8690 | 12 | 8.75 | Residential | Yes | Behind the Meter | Net-metered residential rooftop and canopy |  | None | Pro Custom Solar dba Momentum Solar | PSE&G | Accepted | 2020-10-28 | 2020-10-30 | 2021-10-30 | Enphase | IQ7PLUS-72-2-US | Inverters | 290 |  | 25 |  |  | 0.97 |  | Outdoor | Roof
NJSTRE1545843093 |  | Transition Incentive Program | Trenton | 8690 | 12 | 8.75 | Residential | Yes | Behind the Meter | Net-metered residential rooftop and canopy |  | None | Pro Custom Solar dba Momentum Solar | PSE&G | Accepted | 2020-10-28 | 2020-10-30 | 2021-10-30 | LG | LG 350N1C-V5 | Solar Panels |  | 0.35 | 18 | 269 | 39 |  | Fixed | Roof
NJSTRE1545843093 |  | Transition Incentive Program | Trenton | 8690 | 12 | 8.75 | Residential | Yes | Behind the Meter | Net-metered residential rooftop and canopy |  | None | Pro Custom Solar dba Momentum Solar | PSE&G | Accepted | 2020-10-28 | 2020-10-30 | 2021-10-30 | LG | LG 350N1C-V5 | Solar Panels |  | 0.35 | 7 | 89 | 40 |  | Fixed | Roof
NJSTRE1545843098 |  | Transition Incentive Program | Mount Laurel | 8054 | 13 | 10.73 | Residential | Yes | Behind the Meter | Net-metered residential rooftop and canopy |  | None | SunnyMac LLC | PSE&G | Accepted | 2020-10-28 | 2020-11-04 | 2021-11-04 | Solaredge | SE10000H-US | Inverters | 10000 |  | 1 |  |  | 0.99 |  | Outdoor | Next to Meter
NJSTRE1545843098 |  | Transition Incentive Program | Mount Laurel | 8054 | 13 | 10.73 | Residential | Yes | Behind the Meter | Net-metered residential rooftop and canopy |  | None | SunnyMac LLC | PSE&G | Accepted | 2020-10-28 | 2020-11-04 | 2021-11-04 | REC | TwinPeak 2 Mono | Solar Panels |  | 0.325 | 12 | 206 | 25 |  | Fixed | Roof
NJSTRE1545843098 |  | Transition Incentive Program | Mount Laurel | 8054 | 13 | 10.73 | Residential | Yes | Behind the Meter | Net-metered residential rooftop and canopy |  | None | SunnyMac LLC | PSE&G | Accepted | 2020-10-28 | 2020-11-04 | 2021-11-04 | REC | TwinPeak 2 Mono | Solar Panels |  | 0.325 | 21 | 116 | 23 |  | Fixed | Roof
NJSTRE1545843110 |  | Transition Incentive Program | Bergenfield | 7621 | 7 | 6.65 | Residential | Yes | Behind the Meter | Net-metered residential rooftop and canopy |  | None | Pro Custom Solar dba Momentum Solar | PSE&G | Accepted | 2020-10-28 | 2020-10-30 | 2021-10-30 | Enphase | IQ7PLUS-72-2-US | Inverters | 290 |  | 19 |  |  | 0.97 |  | Outdoor | Roof
NJSTRE1545843110 |  | Transition Incentive Program | Bergenfield | 7621 | 7 | 6.65 | Residential | Yes | Behind the Meter | Net-metered residential rooftop and canopy |  | None | Pro Custom Solar dba Momentum Solar | PSE&G | Accepted | 2020-10-28 | 2020-10-30 | 2021-10-30 | LG | LG 350N1C-V5 | Solar Panels |  | 0.35 | 8 | 90 | 38 |  | Fixed | Roof
NJSTRE1545843110 |  | Transition Incentive Program | Bergenfield | 7621 | 7 | 6.65 | Residential | Yes | Behind the Meter | Net-metered residential rooftop and canopy |  | None | Pro Custom Solar dba Momentum Solar | PSE&G | Accepted | 2020-10-28 | 2020-10-30 | 2021-10-30 | LG | LG 350N1C-V5 | Solar Panels |  | 0.35 | 11 | 270 | 19 |  | Fixed | Roof
NJSTRE1545843115 |  | Transition Incentive Program | Flemington | 8822 | 4 | 11.22 | Residential | No | Behind the Meter | Net-metered residential rooftop and canopy |  | None | Green Power Energy | JCP&L | Accepted | 2020-10-28 | 2020-10-30 | 2021-10-30 | Enphase Energy | IQ7PLUS-72-2-US (240V) | Inverters | 290 |  | 34 |  |  | 0.975 |  | Outside | next to meter
NJSTRE1545843115 |  | Transition Incentive Program | Flemington | 8822 | 4 | 11.22 | Residential | No | Behind the Meter | Net-metered residential rooftop and canopy |  | None | Green Power Energy | JCP&L | Accepted | 2020-10-28 | 2020-10-30 | 2021-10-30 | LG Electronics | LG330N1K-V5 | Solar Panels |  | 0.33 | 12 | 145 | 30 |  | Fixed | Roof
NJSTRE1545843115 |  | Transition Incentive Program | Flemington | 8822 | 4 | 11.22 | Residential | No | Behind the Meter | Net-metered residential rooftop and canopy |  | None | Green Power Energy | JCP&L | Accepted | 2020-10-28 | 2020-10-30 | 2021-10-30 | LG Electronics | LG330N1K-V5 | Solar Panels |  | 0.33 | 6 | 235 | 30 |  | Fixed | Roof
NJSTRE1545843115 |  | Transition Incentive Program | Flemington | 8822 | 4 | 11.22 | Residential | No | Behind the Meter | Net-metered residential rooftop and canopy |  | None | Green Power Energy | JCP&L | Accepted | 2020-10-28 | 2020-10-30 | 2021-10-30 | LG Electronics | LG330N1K-V5 | Solar Panels |  | 0.33 | 8 | 53 | 30 |  | Fixed | Roof
NJSTRE1545843115 |  | Transition Incentive Program | Flemington | 8822 | 4 | 11.22 | Residential | No | Behind the Meter | Net-metered residential rooftop and canopy |  | None | Green Power Energy | JCP&L | Accepted | 2020-10-28 | 2020-10-30 | 2021-10-30 | LG Electronics | LG330N1K-V5 | Solar Panels |  | 0.33 | 8 | 233 | 30 |  | Fixed | Roof
NJSTRE1545843128 |  | Transition Incentive Program | Willingboro | 8046 | 13 | 3.02 | Residential | Yes | Behind the Meter | Net-metered residential rooftop and canopy |  | None | Vision Solar LLC | PSE&G | Accepted | 2020-10-28 | 2020-10-30 | 2021-10-30 | ENPHASE | IQ7-60-2-US | Inverters | 0.24 |  | 9 |  |  | 0.96 |  | Other | BEHIND EACH PANEL
NJSTRE1545843128 |  | Transition Incentive Program | Willingboro | 8046 | 13 | 3.02 | Residential | Yes | Behind the Meter | Net-metered residential rooftop and canopy |  | None | Vision Solar LLC | PSE&G | Accepted | 2020-10-28 | 2020-10-30 | 2021-10-30 | HANWHA Q-CELLS | Q.PEAK DUO-G6+ 335 | Solar Panels |  | 0.335 | 9 | 274 | 27 |  | Fixed | Roof
NJSTRE1545843131 |  | Transition Incentive Program | MT LAUREL TOWNSHIP | 8054 | 13 | 8.96 | Residential | Yes | Behind the Meter | Net-metered residential rooftop and canopy |  | None | Trinity Solar | PSE&G | Accepted | 2020-10-28 | 2020-10-30 | 2021-10-30 | Solar Edge | SE7600H-US000BNC4 | Inverters | 7600 |  | 1 |  |  | 0.97 |  | Outdoor | side of home
NJSTRE1545843131 |  | Transition Incentive Program | MT LAUREL TOWNSHIP | 8054 | 13 | 8.96 | Residential | Yes | Behind the Meter | Net-metered residential rooftop and canopy |  | None | Trinity Solar | PSE&G | Accepted | 2020-10-28 | 2020-10-30 | 2021-10-30 | HANWHA | Q.PEAK DUO BLK-G5 320 | Solar Panels |  | 0.32 | 4 | 242 | 20 |  | Fixed | Roof
NJSTRE1545843131 |  | Transition Incentive Program | MT LAUREL TOWNSHIP | 8054 | 13 | 8.96 | Residential | Yes | Behind the Meter | Net-metered residential rooftop and canopy |  | None | Trinity Solar | PSE&G | Accepted | 2020-10-28 | 2020-10-30 | 2021-10-30 | HANWHA | Q.PEAK DUO BLK-G5 320 | Solar Panels |  | 0.32 | 5 | 62 | 20 |  | Fixed | Roof
NJSTRE1545843131 |  | Transition Incentive Program | MT LAUREL TOWNSHIP | 8054 | 13 | 8.96 | Residential | Yes | Behind the Meter | Net-metered residential rooftop and canopy |  | None | Trinity Solar | PSE&G | Accepted | 2020-10-28 | 2020-10-30 | 2021-10-30 | HANWHA | Q.PEAK DUO BLK-G5 320 | Solar Panels |  | 0.32 | 19 | 154 | 20 |  | Fixed | Roof
NJSTRE1545843137 |  | Transition Incentive Program | Somerset | 8873 | 5 | 296 | Commercial | Yes | Behind the Meter | Net-metered non-residential rooftop and canopy |  | None | Ampericon | PSE&G | Accepted | 2020-10-28 | 2020-11-04 | 2021-11-04 | Chint CPS | CPS SCA36KTL-DO/US-480 | Inverters | 3600 |  | 7 |  |  | 0.965 |  | Other | Roof
NJSTRE1545843137 |  | Transition Incentive Program | Somerset | 8873 | 5 | 296 | Commercial | Yes | Behind the Meter | Net-metered non-residential rooftop and canopy |  | None | Ampericon | PSE&G | Accepted | 2020-10-28 | 2020-11-04 | 2021-11-04 | Boviet | BVM6612ML-400 | Solar Panels |  | 0.37 | 400 | 270 | 10 |  | Fixed | Roof
NJSTRE1545843137 |  | Transition Incentive Program | Somerset | 8873 | 5 | 296 | Commercial | Yes | Behind the Meter | Net-metered non-residential rooftop and canopy |  | None | Ampericon | PSE&G | Accepted | 2020-10-28 | 2020-11-04 | 2021-11-04 | Boviet | BVM6612ML-400 | Solar Panels |  | 0.37 | 400 | 90 | 10 |  | Fixed | Roof
NJSTRE1545843141 |  | Transition Incentive Program | Belle Mead | 8502 | 5 | 10.44 | Residential | No | Behind the Meter | Net-metered residential rooftop and canopy |  | None | Pro Custom Solar dba Momentum Solar | PSE&G | Accepted | 2020-10-28 | 2020-10-30 | 2021-10-30 | Enphase | IQ7PLUS-72-2-US | Inverters | 290 |  | 29 |  |  | 0.97 |  | Outdoor | Roof
NJSTRE1545843141 |  | Transition Incentive Program | Belle Mead | 8502 | 5 | 10.44 | Residential | No | Behind the Meter | Net-metered residential rooftop and canopy |  | None | Pro Custom Solar dba Momentum Solar | PSE&G | Accepted | 2020-10-28 | 2020-10-30 | 2021-10-30 | REC Solar | REC360AA Black | Solar Panels |  | 0.36 | 5 | 153 | 37 |  | Fixed | Roof
NJSTRE1545843141 |  | Transition Incentive Program | Belle Mead | 8502 | 5 | 10.44 | Residential | No | Behind the Meter | Net-metered residential rooftop and canopy |  | None | Pro Custom Solar dba Momentum Solar | PSE&G | Accepted | 2020-10-28 | 2020-10-30 | 2021-10-30 | REC Solar | REC360AA Black | Solar Panels |  | 0.36 | 16 | 244 | 34 |  | Fixed | Roof
NJSTRE1545843141 |  | Transition Incentive Program | Belle Mead | 8502 | 5 | 10.44 | Residential | No | Behind the Meter | Net-metered residential rooftop and canopy |  | None | Pro Custom Solar dba Momentum Solar | PSE&G | Accepted | 2020-10-28 | 2020-10-30 | 2021-10-30 | REC Solar | REC360AA Black | Solar Panels |  | 0.36 | 8 | 334 | 37 |  | Fixed | Roof
NJSTRE1545843147 |  | Transition Incentive Program | Woodstown | 8098 | 16 | 10.5 | Residential | No | Behind the Meter | Net-metered residential rooftop and canopy |  | None | Seabright Solar | AC Electric | Accepted | 2020-10-28 | 2020-10-30 | 2021-10-30 | Sunpower | PVS 6 | Meters |  |  | 1 |  |  |  | Yes | Outdoor
NJSTRE1545843147 |  | Transition Incentive Program | Woodstown | 8098 | 16 | 10.5 | Residential | No | Behind the Meter | Net-metered residential rooftop and canopy |  | None | Seabright Solar | AC Electric | Accepted | 2020-10-28 | 2020-10-30 | 2021-10-30 | Enphase | IQ7XS-96-ACM-US | Inverters | 0.315 |  | 30 |  |  | 0.99 |  | Outside | Roof
NJSTRE1545843147 |  | Transition Incentive Program | Woodstown | 8098 | 16 | 10.5 | Residential | No | Behind the Meter | Net-metered residential rooftop and canopy |  | None | Seabright Solar | AC Electric | Accepted | 2020-10-28 | 2020-10-30 | 2021-10-30 | Sunpower | SPR-X21-350 | Solar Panels |  | 0.35 | 12 | 137 | 37 |  | Fixed | Roof
NJSTRE1545843147 |  | Transition Incentive Program | Woodstown | 8098 | 16 | 10.5 | Residential | No | Behind the Meter | Net-metered residential rooftop and canopy |  | None | Seabright Solar | AC Electric | Accepted | 2020-10-28 | 2020-10-30 | 2021-10-30 | Sunpower | SPR-X21-350 | Solar Panels |  | 0.35 | 10 | 137 | 37 |  | Fixed | Roof
NJSTRE1545843147 |  | Transition Incentive Program | Woodstown | 8098 | 16 | 10.5 | Residential | No | Behind the Meter | Net-metered residential rooftop and canopy |  | None | Seabright Solar | AC Electric | Accepted | 2020-10-28 | 2020-10-30 | 2021-10-30 | Sunpower | SPR-X21-350 | Solar Panels |  | 0.35 | 8 | 145 | 40 |  | Fixed | Roof
NJSTRE1545843150 |  | Transition Incentive Program | East Rutherford | 7073 | 7 | 4.76 | Residential | No | Behind the Meter | Net-metered residential rooftop and canopy |  | None | Maier Solar Engineering dba Solar Me | PSE&G | Accepted | 2020-10-28 | 2020-10-30 | 2021-10-30 | Enphase | IQ7+ | Inverters | 290 |  | 14 |  |  | 0.96 |  | Outdoor | Next to meter
NJSTRE1545843150 |  | Transition Incentive Program | East Rutherford | 7073 | 7 | 4.76 | Residential | No | Behind the Meter | Net-metered residential rooftop and canopy |  | None | Maier Solar Engineering dba Solar Me | PSE&G | Accepted | 2020-10-28 | 2020-10-30 | 2021-10-30 | Hanwha | Q.CELL DUO BLK-G6 340W | Solar Panels |  | 0.34 | 14 | 217 | 27 |  | Fixed | Roof
NJSTRE1545843184 |  | Transition Incentive Program | Piscataway | 8854 | 11 | 12.95 | Residential | Yes | Behind the Meter | Net-metered residential rooftop and canopy |  | None | Pro Custom Solar dba Momentum Solar | PSE&G | Accepted | 2020-10-28 | 2020-10-30 | 2021-10-30 | Enphase | IQ7PLUS-72-2-US | Inverters | 290 |  | 37 |  |  | 0.97 |  | Outdoor | Roof
NJSTRE1545843184 |  | Transition Incentive Program | Piscataway | 8854 | 11 | 12.95 | Residential | Yes | Behind the Meter | Net-metered residential rooftop and canopy |  | None | Pro Custom Solar dba Momentum Solar | PSE&G | Accepted | 2020-10-28 | 2020-10-30 | 2021-10-30 | LG | LG 350N1C-V5 | Solar Panels |  | 0.35 | 17 | 155 | 20 |  | Fixed | Roof
NJSTRE1545843184 |  | Transition Incentive Program | Piscataway | 8854 | 11 | 12.95 | Residential | Yes | Behind the Meter | Net-metered residential rooftop and canopy |  | None | Pro Custom Solar dba Momentum Solar | PSE&G | Accepted | 2020-10-28 | 2020-10-30 | 2021-10-30 | LG | LG 350N1C-V5 | Solar Panels |  | 0.35 | 5 | 335 | 18 |  | Fixed | Roof
NJSTRE1545843184 |  | Transition Incentive Program | Piscataway | 8854 | 11 | 12.95 | Residential | Yes | Behind the Meter | Net-metered residential rooftop and canopy |  | None | Pro Custom Solar dba Momentum Solar | PSE&G | Accepted | 2020-10-28 | 2020-10-30 | 2021-10-30 | LG | LG 350N1C-V5 | Solar Panels |  | 0.35 | 15 | 154 | 19 |  | Fixed | Roof
NJSTRE1545843191 |  | Transition Incentive Program | UNION | 7083 | 10 | 6.08 | Residential | Yes | Behind the Meter | Net-metered residential rooftop and canopy |  | None | Vivint Solar Developer, LLC | PSE&G | Accepted | 2020-10-30 | 2020-11-04 | 2021-11-04 | Solar Edge | SE7600H-US | Inverters | 7600 |  | 1 |  |  | 0.992 |  | Outdoor | Near the Utility Meter
NJSTRE1545843191 |  | Transition Incentive Program | UNION | 7083 | 10 | 6.08 | Residential | Yes | Behind the Meter | Net-metered residential rooftop and canopy |  | None | Vivint Solar Developer, LLC | PSE&G | Accepted | 2020-10-30 | 2020-11-04 | 2021-11-04 | JINKO SOLAR | JKM320M-60HBL | Solar Panels |  | 0.32 | 3 | 112 | 22 |  | Fixed | Roof
NJSTRE1545843191 |  | Transition Incentive Program | UNION | 7083 | 10 | 6.08 | Residential | Yes | Behind the Meter | Net-metered residential rooftop and canopy |  | None | Vivint Solar Developer, LLC | PSE&G | Accepted | 2020-10-30 | 2020-11-04 | 2021-11-04 | JINKO SOLAR | JKM320M-60HBL | Solar Panels |  | 0.32 | 3 | 292 | 22 |  | Fixed | Roof
NJSTRE1545843191 |  | Transition Incentive Program | UNION | 7083 | 10 | 6.08 | Residential | Yes | Behind the Meter | Net-metered residential rooftop and canopy |  | None | Vivint Solar Developer, LLC | PSE&G | Accepted | 2020-10-30 | 2020-11-04 | 2021-11-04 | JINKO SOLAR | JKM320M-60HBL | Solar Panels |  | 0.32 | 13 | 292 | 42 |  | Fixed | Roof
NJSTRE1545843195 |  | Transition Incentive Program | Lawrence Township | 8311 | 20 | 7.15 | Residential | No | Behind the Meter | Net-metered residential rooftop and canopy |  | None | EMT Renewables | AC Electric | Accepted | 2020-10-28 | 2020-10-30 | 2021-10-30 | Enphase | IQ7-60-2-US | Inverters | 240 |  | 22 |  |  | 0.96 |  | Outside | under panels
NJSTRE1545843195 |  | Transition Incentive Program | Lawrence Township | 8311 | 20 | 7.15 | Residential | No | Behind the Meter | Net-metered residential rooftop and canopy |  | None | EMT Renewables | AC Electric | Accepted | 2020-10-28 | 2020-10-30 | 2021-10-30 | Trina | TSM-325-DD06M.05(II) | Solar Panels |  | 0.325 | 5 | 358 | 5 |  | Fixed | Roof
NJSTRE1545843195 |  | Transition Incentive Program | Lawrence Township | 8311 | 20 | 7.15 | Residential | No | Behind the Meter | Net-metered residential rooftop and canopy |  | None | EMT Renewables | AC Electric | Accepted | 2020-10-28 | 2020-10-30 | 2021-10-30 | Trina | TSM-325-DD06M.05(II) | Solar Panels |  | 0.325 | 7 | 88 | 39 |  | Fixed | Roof
NJSTRE1545843195 |  | Transition Incentive Program | Lawrence Township | 8311 | 20 | 7.15 | Residential | No | Behind the Meter | Net-metered residential rooftop and canopy |  | None | EMT Renewables | AC Electric | Accepted | 2020-10-28 | 2020-10-30 | 2021-10-30 | Trina | TSM-325-DD06M.05(II) | Solar Panels |  | 0.325 | 10 | 268 | 39 |  | Fixed | Roof
NJSTRE1545843205 |  | Transition Incentive Program | WILLIAMSTOWN | 8094 | 15 | 5.95 | Residential | Yes | Behind the Meter | Net-metered residential rooftop and canopy |  | None | Pro Custom Solar dba Momentum Solar | AC Electric | Accepted | 2020-10-28 | 2020-10-30 | 2021-10-30 | Enphase | IQ7PLUS-72-2-US | Inverters | 290 |  | 17 |  |  | 0.97 |  | Outdoor | Roof
NJSTRE1545843205 |  | Transition Incentive Program | WILLIAMSTOWN | 8094 | 15 | 5.95 | Residential | Yes | Behind the Meter | Net-metered residential rooftop and canopy |  | None | Pro Custom Solar dba Momentum Solar | AC Electric | Accepted | 2020-10-28 | 2020-10-30 | 2021-10-30 | LG | LG 350N1C-V5 | Solar Panels |  | 0.35 | 13 | 272 | 27 |  | Fixed | Roof
NJSTRE1545843205 |  | Transition Incentive Program | WILLIAMSTOWN | 8094 | 15 | 5.95 | Residential | Yes | Behind the Meter | Net-metered residential rooftop and canopy |  | None | Pro Custom Solar dba Momentum Solar | AC Electric | Accepted | 2020-10-28 | 2020-10-30 | 2021-10-30 | LG | LG 350N1C-V5 | Solar Panels |  | 0.35 | 4 | 273 | 18 |  | Fixed | Roof
NJSTRE1545843221 |  | Transition Incentive Program | East Rutherford | 7073 | 7 | 5.44 | Residential | No | Behind the Meter | Net-metered residential rooftop and canopy |  | None | Maier Solar Engineering dba Solar Me | PSE&G | Accepted | 2020-10-28 | 2020-11-04 | 2021-11-04 | Enphase | IQ7+ | Inverters | 290 |  | 16 |  |  | 0.96 |  | Outdoor | Next to meter
NJSTRE1545843221 |  | Transition Incentive Program | East Rutherford | 7073 | 7 | 5.44 | Residential | No | Behind the Meter | Net-metered residential rooftop and canopy |  | None | Maier Solar Engineering dba Solar Me | PSE&G | Accepted | 2020-10-28 | 2020-11-04 | 2021-11-04 | Hanwha | Q.CELL DUO BLK-G6 340W | Solar Panels |  | 0.34 | 16 | 127 | 27 |  | Fixed | Roof
NJSTRE1545843227 |  | Transition Incentive Program | Bayville | 8721 | 18 | 16.32 | Residential | No | Behind the Meter | Net-metered residential rooftop and canopy |  | None | NJ Solar Power, LLC | JCP&L | Accepted | 2020-10-28 | 2020-10-30 | 2021-10-30 | Solaredge | SE7600H-US | Inverters | 7600 |  | 1 |  |  | 0.99 |  | Outdoor | garage
NJSTRE1545843227 |  | Transition Incentive Program | Bayville | 8721 | 18 | 16.32 | Residential | No | Behind the Meter | Net-metered residential rooftop and canopy |  | None | NJ Solar Power, LLC | JCP&L | Accepted | 2020-10-28 | 2020-10-30 | 2021-10-30 | SolarEdge | SE6000H-US | Inverters | 6000 |  | 1 |  |  | 0.99 |  | Outdoor | garage
NJSTRE1545843227 |  | Transition Incentive Program | Bayville | 8721 | 18 | 16.32 | Residential | No | Behind the Meter | Net-metered residential rooftop and canopy |  | None | NJ Solar Power, LLC | JCP&L | Accepted | 2020-10-28 | 2020-10-30 | 2021-10-30 | panasonic | VBHN340SA17 | Solar Panels |  | 0.34 | 4 | 156 | 37 |  | Fixed | Roof
NJSTRE1545843227 |  | Transition Incentive Program | Bayville | 8721 | 18 | 16.32 | Residential | No | Behind the Meter | Net-metered residential rooftop and canopy |  | None | NJ Solar Power, LLC | JCP&L | Accepted | 2020-10-28 | 2020-10-30 | 2021-10-30 | panasonic | VBHN340SA17 | Solar Panels |  | 0.34 | 16 | 246 | 37 |  | Fixed | Roof
NJSTRE1545843227 |  | Transition Incentive Program | Bayville | 8721 | 18 | 16.32 | Residential | No | Behind the Meter | Net-metered residential rooftop and canopy |  | None | NJ Solar Power, LLC | JCP&L | Accepted | 2020-10-28 | 2020-10-30 | 2021-10-30 | panasonic | VBHN340SA17 | Solar Panels |  | 0.34 | 28 | 66 | 37 |  | Fixed | Roof
NJSTRE1545843230 |  | Transition Incentive Program | Haddon Twp. | 8059 | 14 | 106.88 | Commercial | No | Behind the Meter | Net-metered non-residential rooftop and canopy |  | None | Advanced Renewable Solutions | PSE&G | Accepted | 2020-10-28 | 2020-10-30 | 2021-10-30 | ENPHASE | IQ7 PLUS-72-2-US | Inverters | 96860 |  | 334 |  |  | 0.975 |  | Outdoor | Micro-inverters are mounted to the underside of every s
NJSTRE1545843230 |  | Transition Incentive Program | Haddon Twp. | 8059 | 14 | 106.88 | Commercial | No | Behind the Meter | Net-metered non-residential rooftop and canopy |  | None | Advanced Renewable Solutions | PSE&G | Accepted | 2020-10-28 | 2020-10-30 | 2021-10-30 | TRINA SOLAR | TSM-320PD14 | Solar Panels |  | 0.32 | 80 | 185 | 13 |  | Fixed | Roof
NJSTRE1545843230 |  | Transition Incentive Program | Haddon Twp. | 8059 | 14 | 106.88 | Commercial | No | Behind the Meter | Net-metered non-residential rooftop and canopy |  | None | Advanced Renewable Solutions | PSE&G | Accepted | 2020-10-28 | 2020-10-30 | 2021-10-30 | TRINA SOLAR | TSM-320PD14 | Solar Panels |  | 0.32 | 120 | 185 | 13 |  | Fixed | Roof | Micro-Inverters are mounted to the Underside of every s
NJSTRE1545843230 |  | Transition Incentive Program | Haddon Twp. | 8059 | 14 | 106.88 | Commercial | No | Behind the Meter | Net-metered non-residential rooftop and canopy |  | None | Advanced Renewable Solutions | PSE&G | Accepted | 2020-10-28 | 2020-10-30 | 2021-10-30 | TRINA SOLAR | TSM-320PD14 | Solar Panels |  | 0.32 | 134 | 185 | 13 |  | Double Axis | Roof
NJSTRE1545843242 |  | Transition Incentive Program | West New York | 7093 | 8 | 2.88 | Residential | Yes | Behind the Meter | Net-metered residential rooftop and canopy |  | None | Vivint Solar Developer, LLC | PSE&G | Accepted | 2020-10-30 | 2020-11-03 | 2021-11-03 | Solar Edge | SE3800H-US | Inverters | 3800 |  | 1 |  |  | 0.992 |  | Outdoor | Near the Utility Meter
NJSTRE1545843242 |  | Transition Incentive Program | West New York | 7093 | 8 | 2.88 | Residential | Yes | Behind the Meter | Net-metered residential rooftop and canopy |  | None | Vivint Solar Developer, LLC | PSE&G | Accepted | 2020-10-30 | 2020-11-03 | 2021-11-03 | JINKO SOLAR | JKM320M-60HBL | Solar Panels |  | 0.32 | 9 | 122 | 4 |  | Fixed | Roof
NJSTRE1545843249 |  | Transition Incentive Program | Pitman | 8071 | 15 | 14.72 | Residential | Yes | Behind the Meter | Net-metered residential rooftop and canopy |  | None | Seabright Solar | AC Electric | Accepted | 2020-10-28 | 2020-10-30 | 2021-10-30 | Enphase | IQ7XS-96-ACM-US | Inverters | 0.315 |  | 45 |  |  | 0.99 |  | Outside | Roof
NJSTRE1545843249 |  | Transition Incentive Program | Pitman | 8071 | 15 | 14.72 | Residential | Yes | Behind the Meter | Net-metered residential rooftop and canopy |  | None | Seabright Solar | AC Electric | Accepted | 2020-10-28 | 2020-10-30 | 2021-10-30 | Sunpower | SPR-E20-327 | Solar Panels |  | 0.327 | 29 | 175 | 39 |  | Fixed | Roof
NJSTRE1545843249 |  | Transition Incentive Program | Pitman | 8071 | 15 | 14.72 | Residential | Yes | Behind the Meter | Net-metered residential rooftop and canopy |  | None | Seabright Solar | AC Electric | Accepted | 2020-10-28 | 2020-10-30 | 2021-10-30 | Sunpower | SPR-E20-327 | Solar Panels |  | 0.327 | 3 | 175 | 30 |  | Fixed | Roof
NJSTRE1545843249 |  | Transition Incentive Program | Pitman | 8071 | 15 | 14.72 | Residential | Yes | Behind the Meter | Net-metered residential rooftop and canopy |  | None | Seabright Solar | AC Electric | Accepted | 2020-10-28 | 2020-10-30 | 2021-10-30 | Sunpower | SPR-E20-327 | Solar Panels |  | 0.327 | 3 | 175 | 30 |  | Fixed | Roof
NJSTRE1545843249 |  | Transition Incentive Program | Pitman | 8071 | 15 | 14.72 | Residential | Yes | Behind the Meter | Net-metered residential rooftop and canopy |  | None | Seabright Solar | AC Electric | Accepted | 2020-10-28 | 2020-10-30 | 2021-10-30 | Sunpower | SPR-E20-327 | Solar Panels |  | 0.327 | 10 | 175 | 10 |  | Fixed | Roof
NJSTRE1545843260 |  | Transition Incentive Program | SEWELL | 8080 | 15 | 16.32 | Residential | No | Behind the Meter | Net-metered residential rooftop and canopy |  | ACE2 | Orbit Energy & Power, LLC | AC Electric | Accepted | 2020-10-28 | 2020-10-30 | 2021-10-30 | ENPHASE ENERGY | IQ7-60-2-US | Inverters | 240 |  | 51 |  |  | 0.99 |  | Other | UNDER EACH PANEL
NJSTRE1545843260 |  | Transition Incentive Program | SEWELL | 8080 | 15 | 16.32 | Residential | No | Behind the Meter | Net-metered residential rooftop and canopy |  | ACE2 | Orbit Energy & Power, LLC | AC Electric | Accepted | 2020-10-28 | 2020-10-30 | 2021-10-30 | HANWHA | Q PEAK CELLS 320W | Solar Panels |  | 0.32 | 15 | 158 | 26 |  | Fixed | Roof
NJSTRE1545843260 |  | Transition Incentive Program | SEWELL | 8080 | 15 | 16.32 | Residential | No | Behind the Meter | Net-metered residential rooftop and canopy |  | ACE2 | Orbit Energy & Power, LLC | AC Electric | Accepted | 2020-10-28 | 2020-10-30 | 2021-10-30 | HANWHA | Q PEAK CELLS 320W | Solar Panels |  | 0.32 | 20 | 68 | 26 |  | Fixed | Roof
NJSTRE1545843260 |  | Transition Incentive Program | SEWELL | 8080 | 15 | 16.32 | Residential | No | Behind the Meter | Net-metered residential rooftop and canopy |  | ACE2 | Orbit Energy & Power, LLC | AC Electric | Accepted | 2020-10-28 | 2020-10-30 | 2021-10-30 | HANWHA | Q PEAK CELLS 320W | Solar Panels |  | 0.32 | 16 | 338 | 26 |  | Fixed | Roof
NJSTRE1545843270 |  | Transition Incentive Program | UNION CITY | 7087 | 8 | 3.84 | Residential | Yes | Behind the Meter | Net-metered residential rooftop and canopy |  | None | Vivint Solar Developer, LLC | PSE&G | Accepted | 2020-10-30 | 2020-11-04 | 2021-11-04 | Solar Edge | SE3800H-US | Inverters | 3800 |  | 1 |  |  | 0.992 |  | Outdoor | Near the Utility Meter
NJSTRE1545843270 |  | Transition Incentive Program | UNION CITY | 7087 | 8 | 3.84 | Residential | Yes | Behind the Meter | Net-metered residential rooftop and canopy |  | None | Vivint Solar Developer, LLC | PSE&G | Accepted | 2020-10-30 | 2020-11-04 | 2021-11-04 | JINKO SOLAR | JKM320M-60HBL | Solar Panels |  | 0.32 | 3 | 31 | 19 |  | Fixed | Roof
NJSTRE1545843270 |  | Transition Incentive Program | UNION CITY | 7087 | 8 | 3.84 | Residential | Yes | Behind the Meter | Net-metered residential rooftop and canopy |  | None | Vivint Solar Developer, LLC | PSE&G | Accepted | 2020-10-30 | 2020-11-04 | 2021-11-04 | JINKO SOLAR | JKM320M-60HBL | Solar Panels |  | 0.32 | 9 | 211 | 19 |  | Fixed | Roof
NJSTRE1545843284 |  | Transition Incentive Program | Washington TWP MER | 8691 | 12 | 14.62 | Residential | No | Behind the Meter | Net-metered residential rooftop and canopy |  | None | Tesla Energy Operations Inc. | PSE&G | Accepted | 2020-10-28 | 2020-10-30 | 2021-10-30 | SolarEdge Technologies | SE7600H-US [240V] | Inverters | 7600 |  | 2 |  |  | 0.99 |  | Outside | Outside
NJSTRE1545843284 |  | Transition Incentive Program | Washington TWP MER | 8691 | 12 | 14.62 | Residential | No | Behind the Meter | Net-metered residential rooftop and canopy |  | None | Tesla Energy Operations Inc. | PSE&G | Accepted | 2020-10-28 | 2020-10-30 | 2021-10-30 | Hanwha Q-CELLS | Q.Peak DUO BLK-G6+ 340 | Solar Panels |  | 0.34 | 29 | 287 | 34 |  | Fixed | Roof
NJSTRE1545843284 |  | Transition Incentive Program | Washington TWP MER | 8691 | 12 | 14.62 | Residential | No | Behind the Meter | Net-metered residential rooftop and canopy |  | None | Tesla Energy Operations Inc. | PSE&G | Accepted | 2020-10-28 | 2020-10-30 | 2021-10-30 | Hanwha Q-CELLS | Q.Peak DUO BLK-G6+ 340 | Solar Panels |  | 0.34 | 4 | 107 | 34 |  | Fixed | Roof
NJSTRE1545843284 |  | Transition Incentive Program | Washington TWP MER | 8691 | 12 | 14.62 | Residential | No | Behind the Meter | Net-metered residential rooftop and canopy |  | None | Tesla Energy Operations Inc. | PSE&G | Accepted | 2020-10-28 | 2020-10-30 | 2021-10-30 | Hanwha Q-CELLS | Q.Peak DUO BLK-G6+ 340 | Solar Panels |  | 0.34 | 4 | 107 | 34 |  | Fixed | Roof
NJSTRE1545843284 |  | Transition Incentive Program | Washington TWP MER | 8691 | 12 | 14.62 | Residential | No | Behind the Meter | Net-metered residential rooftop and canopy |  | None | Tesla Energy Operations Inc. | PSE&G | Accepted | 2020-10-28 | 2020-10-30 | 2021-10-30 | Hanwha Q-CELLS | Q.Peak DUO BLK-G6+ 340 | Solar Panels |  | 0.34 | 6 | 107 | 34 |  | Fixed | Roof
NJSTRE1545843290 |  | Transition Incentive Program | East Rutherford | 7073 | 7 | 3.4 | Residential | No | Behind the Meter | Net-metered residential rooftop and canopy |  | None | Maier Solar Engineering dba Solar Me | PSE&G | Accepted | 2020-10-28 | 2020-11-04 | 2021-11-04 | Enphase | IQ7+ | Inverters | 290 |  | 10 |  |  | 0.96 |  | Outdoor | Next to meter
NJSTRE1545843290 |  | Transition Incentive Program | East Rutherford | 7073 | 7 | 3.4 | Residential | No | Behind the Meter | Net-metered residential rooftop and canopy |  | None | Maier Solar Engineering dba Solar Me | PSE&G | Accepted | 2020-10-28 | 2020-11-04 | 2021-11-04 | Hanwha | Q.CELL DUO BLK G6-340W | Solar Panels |  | 0.34 | 10 | 217 | 27 |  | Fixed | Roof
NJSTRE1545843304 |  | Transition Incentive Program | Jackson | 8527 | 18 | 14.72 | Residential | Yes | Behind the Meter | Net-metered residential rooftop and canopy |  | None | Vivint Solar Developer, LLC | JCP&L | Accepted | 2020-10-30 | 2020-11-04 | 2021-11-04 | Solar Edge | SE3800H-US | Inverters | 3800 |  | 1 |  |  | 0.992 |  | Outdoor | Near the Utility Meter
NJSTRE1545843304 |  | Transition Incentive Program | Jackson | 8527 | 18 | 14.72 | Residential | Yes | Behind the Meter | Net-metered residential rooftop and canopy |  | None | Vivint Solar Developer, LLC | JCP&L | Accepted | 2020-10-30 | 2020-11-04 | 2021-11-04 | Solar Edge | SE7600H-US | Inverters | 7600 |  | 1 |  |  | 0.992 |  | Outdoor | Near the Utility Meter
NJSTRE1545843304 |  | Transition Incentive Program | Jackson | 8527 | 18 | 14.72 | Residential | Yes | Behind the Meter | Net-metered residential rooftop and canopy |  | None | Vivint Solar Developer, LLC | JCP&L | Accepted | 2020-10-30 | 2020-11-04 | 2021-11-04 | JINKO SOLAR | JKM320M-60HBL | Solar Panels |  | 0.32 | 14 | 201 | 34 |  | Fixed | Roof
NJSTRE1545843304 |  | Transition Incentive Program | Jackson | 8527 | 18 | 14.72 | Residential | Yes | Behind the Meter | Net-metered residential rooftop and canopy |  | None | Vivint Solar Developer, LLC | JCP&L | Accepted | 2020-10-30 | 2020-11-04 | 2021-11-04 | JINKO SOLAR | JKM320M-60HBL | Solar Panels |  | 0.32 | 12 | 21 | 34 |  | Fixed | Roof
NJSTRE1545843304 |  | Transition Incentive Program | Jackson | 8527 | 18 | 14.72 | Residential | Yes | Behind the Meter | Net-metered residential rooftop and canopy |  | None | Vivint Solar Developer, LLC | JCP&L | Accepted | 2020-10-30 | 2020-11-04 | 2021-11-04 | JINKO SOLAR | JKM320M-60HBL | Solar Panels |  | 0.32 | 10 | 201 | 34 |  | Fixed | Roof
NJSTRE1545843304 |  | Transition Incentive Program | Jackson | 8527 | 18 | 14.72 | Residential | Yes | Behind the Meter | Net-metered residential rooftop and canopy |  | None | Vivint Solar Developer, LLC | JCP&L | Accepted | 2020-10-30 | 2020-11-04 | 2021-11-04 | JINKO SOLAR | JKM320M-60HBL | Solar Panels |  | 0.32 | 10 | 21 | 34 |  | Fixed | Roof
NJSTRE1545843306 |  | Transition Incentive Program | East Rutherford | 7073 | 7 | 5.78 | Residential | No | Behind the Meter | Net-metered residential rooftop and canopy |  | None | Maier Solar Engineering dba Solar Me | PSE&G | Accepted | 2020-10-28 | 2020-11-04 | 2021-11-04 | Enphase | IQ7+ | Inverters | 290 |  | 17 |  |  | 0.96 |  | Outdoor | Next to meter
NJSTRE1545843306 |  | Transition Incentive Program | East Rutherford | 7073 | 7 | 5.78 | Residential | No | Behind the Meter | Net-metered residential rooftop and canopy |  | None | Maier Solar Engineering dba Solar Me | PSE&G | Accepted | 2020-10-28 | 2020-11-04 | 2021-11-04 | Hanwha | Q.CELL DUO BLK-G6 340W | Solar Panels |  | 0.34 | 17 | 217 | 27 |  | Fixed | Roof
NJSTRE1545843360 |  | Transition Incentive Program | East Rutherford | 7073 | 7 | 4.42 | Residential | No | Behind the Meter | Net-metered residential rooftop and canopy |  | None | Maier Solar Engineering dba Solar Me | PSE&G | Accepted | 2020-10-28 | 2020-10-30 | 2021-10-30 | Enphase | IQ7+ | Inverters | 290 |  | 13 |  |  | 0.96 |  | Outdoor | Next to meter
NJSTRE1545843360 |  | Transition Incentive Program | East Rutherford | 7073 | 7 | 4.42 | Residential | No | Behind the Meter | Net-metered residential rooftop and canopy |  | None | Maier Solar Engineering dba Solar Me | PSE&G | Accepted | 2020-10-28 | 2020-10-30 | 2021-10-30 | Hanwha | Q.CELL DUO BLK-G6 340W | Solar Panels |  | 0.34 | 13 | 217 | 20 |  | Fixed | Roof
NJSTRE1545843794 |  | Transition Incentive Program | MATAWAN | 7747 | 17 | 7.04 | Residential | Yes | Behind the Meter | Net-metered residential rooftop and canopy |  | None | Vivint Solar Developer, LLC | JCP&L | Accepted | 2020-10-30 | 2020-11-04 | 2021-11-04 | Solar Edge | SE7600H-US | Inverters | 7600 |  | 1 |  |  | 0.992 |  | Outdoor | Near the Utility Meter
NJSTRE1545843794 |  | Transition Incentive Program | MATAWAN | 7747 | 17 | 7.04 | Residential | Yes | Behind the Meter | Net-metered residential rooftop and canopy |  | None | Vivint Solar Developer, LLC | JCP&L | Accepted | 2020-10-30 | 2020-11-04 | 2021-11-04 | JINKO SOLAR | JKM320M-60HBL | Solar Panels |  | 0.32 | 14 | 183 | 25 |  | Fixed | Roof
NJSTRE1545843794 |  | Transition Incentive Program | MATAWAN | 7747 | 17 | 7.04 | Residential | Yes | Behind the Meter | Net-metered residential rooftop and canopy |  | None | Vivint Solar Developer, LLC | JCP&L | Accepted | 2020-10-30 | 2020-11-04 | 2021-11-04 | JINKO SOLAR | JKM320M-60HBL | Solar Panels |  | 0.32 | 8 | 3 | 23 |  | Fixed | Roof
NJSTRE1545844224 |  | Transition Incentive Program | POINT PLEASANT BEACH | 8742 | 18 | 5.12 | Residential | Yes | Behind the Meter | Net-metered residential rooftop and canopy |  | None | Vivint Solar Developer, LLC | JCP&L | Accepted | 2020-10-29 | 2020-10-30 | 2021-10-30 | Solar Edge | SE3800H-USS | Inverters | 3800 |  | 1 |  |  | 0.992 |  | Outdoor | Near the Utility Meter
NJSTRE1545844224 |  | Transition Incentive Program | POINT PLEASANT BEACH | 8742 | 18 | 5.12 | Residential | Yes | Behind the Meter | Net-metered residential rooftop and canopy |  | None | Vivint Solar Developer, LLC | JCP&L | Accepted | 2020-10-29 | 2020-10-30 | 2021-10-30 | JINKO SOLAR | JKM320M-60HBL | Solar Panels |  | 0.32 | 5 | 268 | 27 |  | Fixed | Roof
NJSTRE1545844224 |  | Transition Incentive Program | POINT PLEASANT BEACH | 8742 | 18 | 5.12 | Residential | Yes | Behind the Meter | Net-metered residential rooftop and canopy |  | None | Vivint Solar Developer, LLC | JCP&L | Accepted | 2020-10-29 | 2020-10-30 | 2021-10-30 | JINKO SOLAR | JKM320M-60HBL | Solar Panels |  | 0.32 | 3 | 178 | 27 |  | Fixed | Roof
NJSTRE1545844224 |  | Transition Incentive Program | POINT PLEASANT BEACH | 8742 | 18 | 5.12 | Residential | Yes | Behind the Meter | Net-metered residential rooftop and canopy |  | None | Vivint Solar Developer, LLC | JCP&L | Accepted | 2020-10-29 | 2020-10-30 | 2021-10-30 | JINKO SOLAR | JKM320M-60HBL | Solar Panels |  | 0.32 | 4 | 88 | 27 |  | Fixed | Roof
NJSTRE1545844224 |  | Transition Incentive Program | POINT PLEASANT BEACH | 8742 | 18 | 5.12 | Residential | Yes | Behind the Meter | Net-metered residential rooftop and canopy |  | None | Vivint Solar Developer, LLC | JCP&L | Accepted | 2020-10-29 | 2020-10-30 | 2021-10-30 | JINKO SOLAR | JKM320M-60HBL | Solar Panels |  | 0.32 | 4 | 88 | 2 |  | Fixed | Roof
NJSTRE1545845015 |  | Transition Incentive Program | NEPTUNE | 7753 | 17 | 5.44 | Residential | Yes | Behind the Meter | Net-metered residential rooftop and canopy |  | None | Vivint Solar Developer, LLC | JCP&L | Accepted | 2020-10-29 | 2020-10-30 | 2021-10-30 | Solar Edge | SE3800H-US | Inverters | 3800 |  | 1 |  |  | 0.992 |  | Outdoor | Near the Utility Meter
NJSTRE1545845015 |  | Transition Incentive Program | NEPTUNE | 7753 | 17 | 5.44 | Residential | Yes | Behind the Meter | Net-metered residential rooftop and canopy |  | None | Vivint Solar Developer, LLC | JCP&L | Accepted | 2020-10-29 | 2020-10-30 | 2021-10-30 | JINKO SOLAR | JKM320M-60HBL | Solar Panels |  | 0.32 | 17 | 34 | 30 |  | Fixed | Roof
NJSTRE1545851164 |  | Transition Incentive Program | Wall Twp | 7727 | 17 | 819.2 | Commercial | No | Behind the Meter | Net-metered non-residential rooftop and canopy |  | None | Amergy Solar Inc | JCP&L | Accepted | 2020-10-29 | 2020-10-30 | 2021-10-30 | SOLIS | SOLIS 100K-US | Inverters | 100000 |  | 6 |  |  | 0.98 |  | Outdoor | ON THE WALL
NJSTRE1545851164 |  | Transition Incentive Program | Wall Twp | 7727 | 17 | 819.2 | Commercial | No | Behind the Meter | Net-metered non-residential rooftop and canopy |  | None | Amergy Solar Inc | JCP&L | Accepted | 2020-10-29 | 2020-10-30 | 2021-10-30 | ASTRONERGY | ASTRONERGY CHSM72M 400W | Solar Panels |  | 0.4 | 1120 | 233 | 20 |  | Fixed | Roof
NJSTRE1545851164 |  | Transition Incentive Program | Wall Twp | 7727 | 17 | 819.2 | Commercial | No | Behind the Meter | Net-metered non-residential rooftop and canopy |  | None | Amergy Solar Inc | JCP&L | Accepted | 2020-10-29 | 2020-10-30 | 2021-10-30 | ASTRONERGY | ASTRONERGY CHSM72M 400W | Solar Panels |  | 0.4 | 928 | 233 | 20 |  | Fixed | Roof
NJSTRE1545851165 |  | Transition Incentive Program | TOMS RIVER | 8757 | 18 | 10.4 | Residential | No | Behind the Meter | Net-metered residential rooftop and canopy |  | None | Suntuity Solar LLC | JCP&L | Accepted | 2020-10-29 | 2020-11-02 | 2021-11-02 | Enphase Energy | IQ7-60-2-US | Inverters | 240 |  | 33 |  |  | 0.97 |  | Outdoor | Behind the PV Modules
NJSTRE1545851165 |  | Transition Incentive Program | TOMS RIVER | 8757 | 18 | 10.4 | Residential | No | Behind the Meter | Net-metered residential rooftop and canopy |  | None | Suntuity Solar LLC | JCP&L | Accepted | 2020-10-29 | 2020-11-02 | 2021-11-02 | Longi | LR6-60HPB-315M | Solar Panels |  | 0.315 | 6 | 257 | 10 |  | Fixed | Roof
NJSTRE1545851165 |  | Transition Incentive Program | TOMS RIVER | 8757 | 18 | 10.4 | Residential | No | Behind the Meter | Net-metered residential rooftop and canopy |  | None | Suntuity Solar LLC | JCP&L | Accepted | 2020-10-29 | 2020-11-02 | 2021-11-02 | Longi | LR6-60HPB-315M | Solar Panels |  | 0.315 | 4 | 77 | 20 |  | Fixed | Roof
NJSTRE1545851165 |  | Transition Incentive Program | TOMS RIVER | 8757 | 18 | 10.4 | Residential | No | Behind the Meter | Net-metered residential rooftop and canopy |  | None | Suntuity Solar LLC | JCP&L | Accepted | 2020-10-29 | 2020-11-02 | 2021-11-02 | Longi | LR6-60HPB-315M | Solar Panels |  | 0.315 | 3 | 257 | 20 |  | Fixed | Roof
NJSTRE1545851165 |  | Transition Incentive Program | TOMS RIVER | 8757 | 18 | 10.4 | Residential | No | Behind the Meter | Net-metered residential rooftop and canopy |  | None | Suntuity Solar LLC | JCP&L | Accepted | 2020-10-29 | 2020-11-02 | 2021-11-02 | Longi | LR6-60HPB-315M | Solar Panels |  | 0.315 | 5 | 167 | 23 |  | Fixed | Roof
NJSTRE1545851165 |  | Transition Incentive Program | TOMS RIVER | 8757 | 18 | 10.4 | Residential | No | Behind the Meter | Net-metered residential rooftop and canopy |  | None | Suntuity Solar LLC | JCP&L | Accepted | 2020-10-29 | 2020-11-02 | 2021-11-02 | Longi | LR6-60HPB-315M | Solar Panels |  | 0.315 | 8 | 347 | 23 |  | Fixed | Roof
NJSTRE1545851165 |  | Transition Incentive Program | TOMS RIVER | 8757 | 18 | 10.4 | Residential | No | Behind the Meter | Net-metered residential rooftop and canopy |  | None | Suntuity Solar LLC | JCP&L | Accepted | 2020-10-29 | 2020-11-02 | 2021-11-02 | Longi | LR6-60HPB-315M | Solar Panels |  | 0.315 | 4 | 257 | 20 |  | Fixed | Roof
NJSTRE1545851165 |  | Transition Incentive Program | TOMS RIVER | 8757 | 18 | 10.4 | Residential | No | Behind the Meter | Net-metered residential rooftop and canopy |  | None | Suntuity Solar LLC | JCP&L | Accepted | 2020-10-29 | 2020-11-02 | 2021-11-02 | Longi | LR6-60HPB-315M | Solar Panels |  | 0.315 | 3 | 77 | 20 |  | Fixed | Roof
NJSTRE1545851166 |  | Transition Incentive Program | WILLINGBORO | 8046 | 13 | 8.05 | Residential | No | Behind the Meter | Net-metered residential rooftop and canopy |  | None | Suntuity Solar LLC | PSE&G | Accepted | 2020-10-29 | 2020-11-02 | 2021-11-02 | Enphase Energy | IQ7-60-2-US | Inverters | 240 |  | 23 |  |  | 0.97 |  | Outdoor | Behind the PV Modules
NJSTRE1545851166 |  | Transition Incentive Program | WILLINGBORO | 8046 | 13 | 8.05 | Residential | No | Behind the Meter | Net-metered residential rooftop and canopy |  | None | Suntuity Solar LLC | PSE&G | Accepted | 2020-10-29 | 2020-11-02 | 2021-11-02 | Longi | LR4-60HPB-350M | Solar Panels |  | 0.35 | 10 | 194 | 28 |  | Fixed | Roof
NJSTRE1545851166 |  | Transition Incentive Program | WILLINGBORO | 8046 | 13 | 8.05 | Residential | No | Behind the Meter | Net-metered residential rooftop and canopy |  | None | Suntuity Solar LLC | PSE&G | Accepted | 2020-10-29 | 2020-11-02 | 2021-11-02 | Longi | LR4-60HPB-350M | Solar Panels |  | 0.35 | 5 | 14 | 18 |  | Fixed | Roof
NJSTRE1545851166 |  | Transition Incentive Program | WILLINGBORO | 8046 | 13 | 8.05 | Residential | No | Behind the Meter | Net-metered residential rooftop and canopy |  | None | Suntuity Solar LLC | PSE&G | Accepted | 2020-10-29 | 2020-11-02 | 2021-11-02 | Longi | LR4-60HPB-350M | Solar Panels |  | 0.35 | 8 | 104 | 18 |  | Fixed | Roof
NJSTRE1545851167 |  | Transition Incentive Program | SPOTSWOOD | 8884 | 11 | 6.93 | Residential | No | Behind the Meter | Net-metered residential rooftop and canopy |  | None | Suntuity Solar LLC | JCP&L | Accepted | 2020-10-29 | 2020-11-02 | 2021-11-02 | Enphase Energy | IQ7-60-2-US | Inverters | 240 |  | 22 |  |  | 0.97 |  | Outdoor | Behind the PV Modules
NJSTRE1545851167 |  | Transition Incentive Program | SPOTSWOOD | 8884 | 11 | 6.93 | Residential | No | Behind the Meter | Net-metered residential rooftop and canopy |  | None | Suntuity Solar LLC | JCP&L | Accepted | 2020-10-29 | 2020-11-02 | 2021-11-02 | Longi | LR6-60HPB-315M | Solar Panels |  | 0.315 | 16 | 244 | 36 |  | Fixed | Roof
NJSTRE1545851167 |  | Transition Incentive Program | SPOTSWOOD | 8884 | 11 | 6.93 | Residential | No | Behind the Meter | Net-metered residential rooftop and canopy |  | None | Suntuity Solar LLC | JCP&L | Accepted | 2020-10-29 | 2020-11-02 | 2021-11-02 | Longi | LR6-60HPB-315M | Solar Panels |  | 0.315 | 6 | 44 | 36 |  | Fixed | Roof
NJSTRE1545851168 |  | Transition Incentive Program | PISCATAWAY | 8854 | 11 | 8.82 | Residential | Yes | Behind the Meter | Net-metered residential rooftop and canopy |  | None | Suntuity Solar LLC | PSE&G | Accepted | 2020-10-29 | 2020-10-30 | 2021-10-30 | Enphase Energy | IQ7-60-2-US | Inverters | 240 |  | 28 |  |  | 0.97 |  | Outdoor | Behind the PV Modules
NJSTRE1545851168 |  | Transition Incentive Program | PISCATAWAY | 8854 | 11 | 8.82 | Residential | Yes | Behind the Meter | Net-metered residential rooftop and canopy |  | None | Suntuity Solar LLC | PSE&G | Accepted | 2020-10-29 | 2020-10-30 | 2021-10-30 | Longi | LR6-60HPB-315M | Solar Panels |  | 0.315 | 20 | 176 | 29 |  | Fixed | Roof
NJSTRE1545851168 |  | Transition Incentive Program | PISCATAWAY | 8854 | 11 | 8.82 | Residential | Yes | Behind the Meter | Net-metered residential rooftop and canopy |  | None | Suntuity Solar LLC | PSE&G | Accepted | 2020-10-29 | 2020-10-30 | 2021-10-30 | Longi | LR6-60HPB-315M | Solar Panels |  | 0.315 | 8 | 356 | 29 |  | Fixed | Roof
NJSTRE1545851170 |  | Transition Incentive Program | WAYNE | 7470 | 6 | 7.25 | Residential | Yes | Behind the Meter | Net-metered residential rooftop and canopy |  | None | Suntuity Solar LLC | JCP&L | Accepted | 2020-10-29 | 2020-10-30 | 2021-10-30 | Enphase Energy | IQ7-60-2-US | Inverters | 240 |  | 23 |  |  | 0.97 |  | Outdoor | Behind the PV Modules
NJSTRE1545851170 |  | Transition Incentive Program | WAYNE | 7470 | 6 | 7.25 | Residential | Yes | Behind the Meter | Net-metered residential rooftop and canopy |  | None | Suntuity Solar LLC | JCP&L | Accepted | 2020-10-29 | 2020-10-30 | 2021-10-30 | Longi | LR6-60HPB-315M | Solar Panels |  | 0.315 | 10 | 160 | 36 |  | Fixed | Roof
NJSTRE1545851170 |  | Transition Incentive Program | WAYNE | 7470 | 6 | 7.25 | Residential | Yes | Behind the Meter | Net-metered residential rooftop and canopy |  | None | Suntuity Solar LLC | JCP&L | Accepted | 2020-10-29 | 2020-10-30 | 2021-10-30 | Longi | LR6-60HPB-315M | Solar Panels |  | 0.315 | 10 | 250 | 30 |  | Fixed | Roof
NJSTRE1545851170 |  | Transition Incentive Program | WAYNE | 7470 | 6 | 7.25 | Residential | Yes | Behind the Meter | Net-metered residential rooftop and canopy |  | None | Suntuity Solar LLC | JCP&L | Accepted | 2020-10-29 | 2020-10-30 | 2021-10-30 | Longi | LR6-60HPB-315M | Solar Panels |  | 0.315 | 3 | 70 | 30 |  | Fixed | Roof
NJSTRE1545851171 |  | Transition Incentive Program | Cherry Hill | 8034 | 14 | 7.56 | Residential | Yes | Behind the Meter | Net-metered residential rooftop and canopy |  | None | Suntuity Solar LLC | PSE&G | Accepted | 2020-10-29 | 2020-11-02 | 2021-11-02 | Enphase Energy | IQ7-60-2-US | Inverters | 240 |  | 24 |  |  | 0.97 |  | Outdoor | Behind the PV Modules
NJSTRE1545851171 |  | Transition Incentive Program | Cherry Hill | 8034 | 14 | 7.56 | Residential | Yes | Behind the Meter | Net-metered residential rooftop and canopy |  | None | Suntuity Solar LLC | PSE&G | Accepted | 2020-10-29 | 2020-11-02 | 2021-11-02 | Longi | LR6-60HPB-315M | Solar Panels |  | 0.315 | 24 | 107 | 31 |  | Fixed | Roof
NJSTRE1545851178 |  | Transition Incentive Program | Princeton | 8540 | 12 | 18.36 | Residential | No | Behind the Meter | Net-metered residential rooftop and canopy |  | None | Exact Solar | PSE&G | Accepted | 2020-10-29 | 2020-10-30 | 2021-10-30 | Enphase | IQ7 | Inverters | 240 |  | 54 |  |  | 0.976 |  | Outdoor | Under Solar Panel
NJSTRE1545851178 |  | Transition Incentive Program | Princeton | 8540 | 12 | 18.36 | Residential | No | Behind the Meter | Net-metered residential rooftop and canopy |  | None | Exact Solar | PSE&G | Accepted | 2020-10-29 | 2020-10-30 | 2021-10-30 | LG | LG340N1K-L5 | Solar Panels |  | 0.34 | 11 | 117 | 15 |  | Fixed | Roof
NJSTRE1545851178 |  | Transition Incentive Program | Princeton | 8540 | 12 | 18.36 | Residential | No | Behind the Meter | Net-metered residential rooftop and canopy |  | None | Exact Solar | PSE&G | Accepted | 2020-10-29 | 2020-10-30 | 2021-10-30 | LG | LG340N1K-L5 | Solar Panels |  | 0.34 | 35 | 207 | 15 |  | Fixed | Roof
NJSTRE1545851178 |  | Transition Incentive Program | Princeton | 8540 | 12 | 18.36 | Residential | No | Behind the Meter | Net-metered residential rooftop and canopy |  | None | Exact Solar | PSE&G | Accepted | 2020-10-29 | 2020-10-30 | 2021-10-30 | LG | LG340N1K-L5 | Solar Panels |  | 0.34 | 8 | 207 | 15 |  | Fixed | Roof
NJSTRE1545851202 |  | Transition Incentive Program | Toms River | 8755 | 18 | 4.76 | Residential | Yes | Behind the Meter | Net-metered residential rooftop and canopy |  | None | Trinity Solar | JCP&L | Accepted | 2020-10-29 | 2020-11-04 | 2021-11-04 | Solar Edge | SE3800H-US | Inverters | 3800 |  | 1 |  |  | 0.97 |  | Outdoor | side of home
NJSTRE1545851202 |  | Transition Incentive Program | Toms River | 8755 | 18 | 4.76 | Residential | Yes | Behind the Meter | Net-metered residential rooftop and canopy |  | None | Trinity Solar | JCP&L | Accepted | 2020-10-29 | 2020-11-04 | 2021-11-04 | Hanwha 340 | Q.PEAK DUO BLK-G6 340 | Solar Panels |  | 0.34 | 14 | 181 | 30 |  | Fixed | Roof
NJSTRE1545852013 |  | Transition Incentive Program | Willingboro | 8046 | 13 | 7.04 | Residential | Yes | Behind the Meter | Net-metered residential rooftop and canopy |  | None | Vision Solar LLC | PSE&G | Accepted | 2020-10-29 | 2020-11-04 | 2021-11-04 | ENPHASE | IQ7-60-2-US | Inverters | 0.24 |  | 21 |  |  | 0.96 |  | Other | behind each panel
NJSTRE1545852013 |  | Transition Incentive Program | Willingboro | 8046 | 13 | 7.04 | Residential | Yes | Behind the Meter | Net-metered residential rooftop and canopy |  | None | Vision Solar LLC | PSE&G | Accepted | 2020-10-29 | 2020-11-04 | 2021-11-04 | HANWHA Q-CELLS | Q.PEAK DUO-G6+ 335 | Solar Panels |  | 0.335 | 12 | 93 | 30 |  | Fixed | Roof
NJSTRE1545852013 |  | Transition Incentive Program | Willingboro | 8046 | 13 | 7.04 | Residential | Yes | Behind the Meter | Net-metered residential rooftop and canopy |  | None | Vision Solar LLC | PSE&G | Accepted | 2020-10-29 | 2020-11-04 | 2021-11-04 | HANWHA Q-CELLS | Q.PEAK DUO-G6+ 335 | Solar Panels |  | 0.335 | 9 | 273 | 30 |  | Fixed | Roof
NJSTRE1545852270 |  | Transition Incentive Program | Waretown | 8758 | 18 | 8.84 | Residential | Yes | Behind the Meter | Net-metered residential rooftop and canopy |  | None | Trinity Solar | JCP&L | Accepted | 2020-10-29 | 2020-10-30 | 2021-10-30 | SOLAR EDGE | SE7600H-US | Inverters | 7600 |  | 1 |  |  | 0.97 |  | Outside | SIDE OF HOME
NJSTRE1545852270 |  | Transition Incentive Program | Waretown | 8758 | 18 | 8.84 | Residential | Yes | Behind the Meter | Net-metered residential rooftop and canopy |  | None | Trinity Solar | JCP&L | Accepted | 2020-10-29 | 2020-10-30 | 2021-10-30 | HANWHA 340 (Q.PEAK DUO BLK-G6 340) | HANWHA 340 (Q.PEAK DUO BLK-G6 340) | Solar Panels |  | 0.34 | 6 | 208 | 23 |  | Fixed | Roof
NJSTRE1545852270 |  | Transition Incentive Program | Waretown | 8758 | 18 | 8.84 | Residential | Yes | Behind the Meter | Net-metered residential rooftop and canopy |  | None | Trinity Solar | JCP&L | Accepted | 2020-10-29 | 2020-10-30 | 2021-10-30 | HANWHA 340 (Q.PEAK DUO BLK-G6 340) | HANWHA 340 (Q.PEAK DUO BLK-G6 340) | Solar Panels |  | 0.34 | 15 | 118 | 23 |  | Fixed | Roof
NJSTRE1545852270 |  | Transition Incentive Program | Waretown | 8758 | 18 | 8.84 | Residential | Yes | Behind the Meter | Net-metered residential rooftop and canopy |  | None | Trinity Solar | JCP&L | Accepted | 2020-10-29 | 2020-10-30 | 2021-10-30 | HANWHA 340 (Q.PEAK DUO BLK-G6 340) | HANWHA 340 (Q.PEAK DUO BLK-G6 340) | Solar Panels |  | 0.34 | 5 | 298 | 23 |  | Fixed | Roof
NJSTRE1545852751 |  | Transition Incentive Program | PLAINFIELD | 7062 | 10 | 5.12 | Residential | Yes | Behind the Meter | Net-metered residential rooftop and canopy |  | None | Vivint Solar Developer, LLC | PSE&G | Accepted | 2020-10-29 | 2020-11-04 | 2021-11-04 | Solar Edge | SE3800H-USS | Inverters | 3800 |  | 1 |  |  | 0.992 |  | Outdoor | Near the Utility Meter
NJSTRE1545852751 |  | Transition Incentive Program | PLAINFIELD | 7062 | 10 | 5.12 | Residential | Yes | Behind the Meter | Net-metered residential rooftop and canopy |  | None | Vivint Solar Developer, LLC | PSE&G | Accepted | 2020-10-29 | 2020-11-04 | 2021-11-04 | JINKO SOLAR | JKM320M-60HBL | Solar Panels |  | 0.32 | 9 | 140 | 34 |  | Fixed | Roof
NJSTRE1545852751 |  | Transition Incentive Program | PLAINFIELD | 7062 | 10 | 5.12 | Residential | Yes | Behind the Meter | Net-metered residential rooftop and canopy |  | None | Vivint Solar Developer, LLC | PSE&G | Accepted | 2020-10-29 | 2020-11-04 | 2021-11-04 | JINKO SOLAR | JKM320M-60HBL | Solar Panels |  | 0.32 | 7 | 320 | 34 |  | Fixed | Roof
NJSTRE1545853127 |  | Transition Incentive Program | Totowa | 7512 | 6 | 9.36 | Residential | No | Behind the Meter | Net-metered residential rooftop and canopy |  | None | SunnyMac LLC | PSE&G | Accepted | 2020-10-29 | 2020-11-04 | 2021-11-04 | Solaredge | SE7600H-US | Inverters | 7600 |  | 1 |  |  | 0.99 |  | Outdoor | Next to Meter
NJSTRE1545853127 |  | Transition Incentive Program | Totowa | 7512 | 6 | 9.36 | Residential | No | Behind the Meter | Net-metered residential rooftop and canopy |  | None | SunnyMac LLC | PSE&G | Accepted | 2020-10-29 | 2020-11-04 | 2021-11-04 | REC | 360AA-BLK | Solar Panels |  | 0.36 | 20 | 34 | 213 |  | Fixed | Roof
NJSTRE1545853127 |  | Transition Incentive Program | Totowa | 7512 | 6 | 9.36 | Residential | No | Behind the Meter | Net-metered residential rooftop and canopy |  | None | SunnyMac LLC | PSE&G | Accepted | 2020-10-29 | 2020-11-04 | 2021-11-04 | REC | 360AA-BLK | Solar Panels |  | 0.36 | 6 | 123 | 34 |  | Fixed | Roof
NJSTRE1545853685 |  | Transition Incentive Program | Princeton | 8540 | 12 | 12.24 | Residential | No | Behind the Meter | Net-metered residential rooftop and canopy |  | None | Exact Solar | PSE&G | Accepted | 2020-10-29 | 2020-11-04 | 2021-11-04 | SolarEdge | SE3000H | Inverters | 3000 |  | 1 |  |  | 0.99 |  | Indoor | Near Meter
NJSTRE1545853685 |  | Transition Incentive Program | Princeton | 8540 | 12 | 12.24 | Residential | No | Behind the Meter | Net-metered residential rooftop and canopy |  | None | Exact Solar | PSE&G | Accepted | 2020-10-29 | 2020-11-04 | 2021-11-04 | SolarEdge | SE7600H | Inverters | 7600 |  | 1 |  |  | 0.99 |  | Indoor | Near meter
NJSTRE1545853685 |  | Transition Incentive Program | Princeton | 8540 | 12 | 12.24 | Residential | No | Behind the Meter | Net-metered residential rooftop and canopy |  | None | Exact Solar | PSE&G | Accepted | 2020-10-29 | 2020-11-04 | 2021-11-04 | LG | LG250N1C-N5 | Solar Panels |  | 0.36 | 4 | 69 | 28 |  | Fixed | Roof
NJSTRE1545853685 |  | Transition Incentive Program | Princeton | 8540 | 12 | 12.24 | Residential | No | Behind the Meter | Net-metered residential rooftop and canopy |  | None | Exact Solar | PSE&G | Accepted | 2020-10-29 | 2020-11-04 | 2021-11-04 | LG | LG250N1C-N5 | Solar Panels |  | 0.36 | 16 | 339 | 30 |  | Fixed | Roof
NJSTRE1545853685 |  | Transition Incentive Program | Princeton | 8540 | 12 | 12.24 | Residential | No | Behind the Meter | Net-metered residential rooftop and canopy |  | None | Exact Solar | PSE&G | Accepted | 2020-10-29 | 2020-11-04 | 2021-11-04 | LG | LG250N1C-N5 | Solar Panels |  | 0.36 | 4 | 249 | 28 |  | Fixed | Roof
NJSTRE1545853685 |  | Transition Incentive Program | Princeton | 8540 | 12 | 12.24 | Residential | No | Behind the Meter | Net-metered residential rooftop and canopy |  | None | Exact Solar | PSE&G | Accepted | 2020-10-29 | 2020-11-04 | 2021-11-04 | LG | LG250N1C-N5 | Solar Panels |  | 0.36 | 2 | 249 | 28 |  | Fixed | Roof
NJSTRE1545853685 |  | Transition Incentive Program | Princeton | 8540 | 12 | 12.24 | Residential | No | Behind the Meter | Net-metered residential rooftop and canopy |  | None | Exact Solar | PSE&G | Accepted | 2020-10-29 | 2020-11-04 | 2021-11-04 | LG | LG250N1C-N5 | Solar Panels |  | 0.36 | 8 | 159 | 30 |  | Fixed | Roof
NJSTRE1545853686 |  | Transition Incentive Program | Morristown | 7960 | 3 | 603 | Commercial | Yes | Behind the Meter | Net-metered non-residential ground mount |  | None | Green Energy Construction & Consulting | JCP&L | Accepted | 2020-10-29 | 2020-11-04 | 2021-11-04 | MeteoControl | E51C2 | Meters | 120 |  | 1 |  |  |  | Yes | Outdoor
NJSTRE1545853686 |  | Transition Incentive Program | Morristown | 7960 | 3 | 603 | Commercial | Yes | Behind the Meter | Net-metered non-residential ground mount |  | None | Green Energy Construction & Consulting | JCP&L | Accepted | 2020-10-29 | 2020-11-04 | 2021-11-04 | CPS | SCA60KTL-DO/480 | Inverters | 60000 |  | 4 |  |  | 0.98 |  | Outdoor | rack mounted at ground level
NJSTRE1545853686 |  | Transition Incentive Program | Morristown | 7960 | 3 | 603 | Commercial | Yes | Behind the Meter | Net-metered non-residential ground mount |  | None | Green Energy Construction & Consulting | JCP&L | Accepted | 2020-10-29 | 2020-11-04 | 2021-11-04 | GCL | M6/72H | Solar Panels |  | 0.75 | 804 | 204 | 25 |  | Fixed | Ground
NJSTRE1545853807 |  | Transition Incentive Program | Monrie | 8831 | 11 | 16.65 | Residential | No | Behind the Meter | Net-metered residential rooftop and canopy |  | None | Whitman Construction, LLC | JCP&L | Accepted | 2020-10-29 | 2020-11-04 | 2021-11-04 | enphase energy | iq7plus-72-2-us | Inverters | 295 |  | 45 |  |  | 0.975 |  | Outdoor | microinverters located under modules
NJSTRE1545853807 |  | Transition Incentive Program | Monrie | 8831 | 11 | 16.65 | Residential | No | Behind the Meter | Net-metered residential rooftop and canopy |  | None | Whitman Construction, LLC | JCP&L | Accepted | 2020-10-29 | 2020-11-04 | 2021-11-04 | solaria power | xt 370r pd | Solar Panels |  | 0.37 | 5 | 16 | 35 |  | Fixed | Roof
NJSTRE1545853807 |  | Transition Incentive Program | Monrie | 8831 | 11 | 16.65 | Residential | No | Behind the Meter | Net-metered residential rooftop and canopy |  | None | Whitman Construction, LLC | JCP&L | Accepted | 2020-10-29 | 2020-11-04 | 2021-11-04 | solaria power | xt 370r pd | Solar Panels |  | 0.37 | 26 | 196 | 35 |  | Fixed | Roof
NJSTRE1545853807 |  | Transition Incentive Program | Monrie | 8831 | 11 | 16.65 | Residential | No | Behind the Meter | Net-metered residential rooftop and canopy |  | None | Whitman Construction, LLC | JCP&L | Accepted | 2020-10-29 | 2020-11-04 | 2021-11-04 | solaria power | xt 370r pd | Solar Panels |  | 0.37 | 5 | 196 | 35 |  | Fixed | Roof
NJSTRE1545853807 |  | Transition Incentive Program | Monrie | 8831 | 11 | 16.65 | Residential | No | Behind the Meter | Net-metered residential rooftop and canopy |  | None | Whitman Construction, LLC | JCP&L | Accepted | 2020-10-29 | 2020-11-04 | 2021-11-04 | solaria power | xt 370r pd | Solar Panels |  | 0.37 | 9 | 16 | 35 |  | Fixed | Roof
NJSTRE1545854649 |  | Transition Incentive Program | SOMERDALE | 8083 | 14 | 7.36 | Residential | Yes | Behind the Meter | Net-metered residential rooftop and canopy |  | None | Vivint Solar Developer, LLC | PSE&G | Accepted | 2020-10-29 | 2020-11-04 | 2021-11-04 | Solar Edge | SE7600H-USS | Inverters | 7600 |  | 1 |  |  | 0.992 |  | Outdoor | Near the Utility Meter
NJSTRE1545854649 |  | Transition Incentive Program | SOMERDALE | 8083 | 14 | 7.36 | Residential | Yes | Behind the Meter | Net-metered residential rooftop and canopy |  | None | Vivint Solar Developer, LLC | PSE&G | Accepted | 2020-10-29 | 2020-11-04 | 2021-11-04 | JINKO SOLAR | JKM320M-60HBL | Solar Panels |  | 0.32 | 14 | 207 | 29 |  | Fixed | Roof
NJSTRE1545854649 |  | Transition Incentive Program | SOMERDALE | 8083 | 14 | 7.36 | Residential | Yes | Behind the Meter | Net-metered residential rooftop and canopy |  | None | Vivint Solar Developer, LLC | PSE&G | Accepted | 2020-10-29 | 2020-11-04 | 2021-11-04 | JINKO SOLAR | JKM320M-60HBL | Solar Panels |  | 0.32 | 9 | 207 | 29 |  | Fixed | Roof
NJSTRE1545856168 |  | Transition Incentive Program | TOMS RIVER | 8757 | 18 | 3.84 | Residential | Yes | Behind the Meter | Net-metered residential rooftop and canopy |  | None | Vivint Solar Developer, LLC | JCP&L | Accepted | 2020-10-29 | 2020-11-04 | 2021-11-04 | Solar Edge | SE3800H-USS | Inverters | 3800 |  | 1 |  |  | 0.992 |  | Outdoor | Near the Utility Meter
NJSTRE1545856168 |  | Transition Incentive Program | TOMS RIVER | 8757 | 18 | 3.84 | Residential | Yes | Behind the Meter | Net-metered residential rooftop and canopy |  | None | Vivint Solar Developer, LLC | JCP&L | Accepted | 2020-10-29 | 2020-11-04 | 2021-11-04 | JINKO SOLAR | JKM320M-60HBL | Solar Panels |  | 0.32 | 6 | 238 | 19 |  | Fixed | Roof
NJSTRE1545856168 |  | Transition Incentive Program | TOMS RIVER | 8757 | 18 | 3.84 | Residential | Yes | Behind the Meter | Net-metered residential rooftop and canopy |  | None | Vivint Solar Developer, LLC | JCP&L | Accepted | 2020-10-29 | 2020-11-04 | 2021-11-04 | JINKO SOLAR | JKM320M-60HBL | Solar Panels |  | 0.32 | 6 | 58 | 19 |  | Fixed | Roof
NJSTRE1545856207 |  | Transition Incentive Program | Greenwich Township | 8027 | 15 | 11.88 | Residential | Yes | Behind the Meter | Net-metered residential rooftop and canopy |  | None | Sunrun Installation Services, Inc. | AC Electric | Accepted | 2020-10-29 | 2020-11-04 | 2021-11-04 | LG Chem | RESU 10H SEG | Electric Storage Battery |  |  | 1 |  |  |  | Lithium Ion |  | outside
NJSTRE1545856207 |  | Transition Incentive Program | Greenwich Township | 8027 | 15 | 11.88 | Residential | Yes | Behind the Meter | Net-metered residential rooftop and canopy |  | None | Sunrun Installation Services, Inc. | AC Electric | Accepted | 2020-10-29 | 2020-11-04 | 2021-11-04 | Delta Electronics | E6-TL-US | Inverters | 6000 |  | 1 |  |  | 0.96 |  | Outdoor | Next To Meter
NJSTRE1545856207 |  | Transition Incentive Program | Greenwich Township | 8027 | 15 | 11.88 | Residential | Yes | Behind the Meter | Net-metered residential rooftop and canopy |  | None | Sunrun Installation Services, Inc. | AC Electric | Accepted | 2020-10-29 | 2020-11-04 | 2021-11-04 | Delta Electronics | M4-TL-US | Inverters | 4000 |  | 1 |  |  | 0.96 |  | Outdoor | Next To Meter
NJSTRE1545856207 |  | Transition Incentive Program | Greenwich Township | 8027 | 15 | 11.88 | Residential | Yes | Behind the Meter | Net-metered residential rooftop and canopy |  | None | Sunrun Installation Services, Inc. | AC Electric | Accepted | 2020-10-29 | 2020-11-04 | 2021-11-04 | LG Electronics | LG360Q1C-A5 | Solar Panels |  | 0.36 | 11 | 355 | 19 |  | Fixed | Roof
NJSTRE1545856207 |  | Transition Incentive Program | Greenwich Township | 8027 | 15 | 11.88 | Residential | Yes | Behind the Meter | Net-metered residential rooftop and canopy |  | None | Sunrun Installation Services, Inc. | AC Electric | Accepted | 2020-10-29 | 2020-11-04 | 2021-11-04 | LG Electronics | LG360Q1C-A5 | Solar Panels |  | 0.36 | 5 | 355 | 19 |  | Fixed | Roof
NJSTRE1545856207 |  | Transition Incentive Program | Greenwich Township | 8027 | 15 | 11.88 | Residential | Yes | Behind the Meter | Net-metered residential rooftop and canopy |  | None | Sunrun Installation Services, Inc. | AC Electric | Accepted | 2020-10-29 | 2020-11-04 | 2021-11-04 | LG Electronics | LG360Q1C-A5 | Solar Panels |  | 0.36 | 9 | 175 | 18 |  | Fixed | Roof
NJSTRE1545856207 |  | Transition Incentive Program | Greenwich Township | 8027 | 15 | 11.88 | Residential | Yes | Behind the Meter | Net-metered residential rooftop and canopy |  | None | Sunrun Installation Services, Inc. | AC Electric | Accepted | 2020-10-29 | 2020-11-04 | 2021-11-04 | LG Electronics | LG360Q1C-A5 | Solar Panels |  | 0.36 | 8 | 175 | 18 |  | Fixed | Roof
NJSTRE1545857047 |  | Transition Incentive Program | MARLTON | 8053 | 13 | 7.82 | Residential | No | Behind the Meter | Net-metered residential rooftop and canopy |  | None | Trinity Solar | PSE&G | Accepted | 2020-10-29 | 2020-11-04 | 2021-11-04 | Solar Edge | SE6000H-US000BNC4 | Inverters | 6000 |  | 1 |  |  | 0.97 |  | Outdoor | side of home
NJSTRE1545857047 |  | Transition Incentive Program | MARLTON | 8053 | 13 | 7.82 | Residential | No | Behind the Meter | Net-metered residential rooftop and canopy |  | None | Trinity Solar | PSE&G | Accepted | 2020-10-29 | 2020-11-04 | 2021-11-04 | HANWHA | Q.PEAK DUO BLK-G6 340 | Solar Panels |  | 0.34 | 8 | 157 | 30 |  | Fixed | Roof
NJSTRE1545857047 |  | Transition Incentive Program | MARLTON | 8053 | 13 | 7.82 | Residential | No | Behind the Meter | Net-metered residential rooftop and canopy |  | None | Trinity Solar | PSE&G | Accepted | 2020-10-29 | 2020-11-04 | 2021-11-04 | HANWHA | Q.PEAK DUO BLK-G6 340 | Solar Panels |  | 0.34 | 11 | 247 | 23 |  | Fixed | Roof
NJSTRE1545857047 |  | Transition Incentive Program | MARLTON | 8053 | 13 | 7.82 | Residential | No | Behind the Meter | Net-metered residential rooftop and canopy |  | None | Trinity Solar | PSE&G | Accepted | 2020-10-29 | 2020-11-04 | 2021-11-04 | HANWHA | Q.PEAK DUO BLK-G6 340 | Solar Panels |  | 0.34 | 4 | 156 | 37 |  | Fixed | Roof
NJSTRE1545857242 |  | Transition Incentive Program | Cape May Court House | 8210 | 21 | 3.06 | Residential | Yes | Behind the Meter | Net-metered residential rooftop and canopy |  | None | Trinity Solar | AC Electric | Accepted | 2020-10-29 | 2020-11-04 | 2021-11-04 | Solar Edge | SE3000H-US | Inverters | 3000 |  | 1 |  |  | 0.97 |  | Outside | side of home
NJSTRE1545857242 |  | Transition Incentive Program | Cape May Court House | 8210 | 21 | 3.06 | Residential | Yes | Behind the Meter | Net-metered residential rooftop and canopy |  | None | Trinity Solar | AC Electric | Accepted | 2020-10-29 | 2020-11-04 | 2021-11-04 | Hanwha 340 | Q.PEAK DUO BLK-G6 340 | Solar Panels |  | 0.34 | 9 | 199 | 20 |  | Fixed | Roof
NJSTRE1545857663 |  | Transition Incentive Program | Mount Laurel Twp | 8054 | 13 | 9.75 | Residential | Yes | Behind the Meter | Net-metered residential rooftop and canopy |  | None | SunnyMac LLC | PSE&G | Accepted | 2020-10-29 | 2020-11-04 | 2021-11-04 | Solaredge | SE7600H-US | Inverters | 7600 |  | 1 |  |  | 0.99 |  | Outdoor | Next To Meter
NJSTRE1545857663 |  | Transition Incentive Program | Mount Laurel Twp | 8054 | 13 | 9.75 | Residential | Yes | Behind the Meter | Net-metered residential rooftop and canopy |  | None | SunnyMac LLC | PSE&G | Accepted | 2020-10-29 | 2020-11-04 | 2021-11-04 | REC | TwinPeak 2 Mono | Solar Panels |  | 0.325 | 30 | 224 | 18 |  | Fixed | Roof
NJSTRE1545858238 |  | Transition Incentive Program | Edison TWP | 8817 | 11 | 8.16 | Residential | No | Behind the Meter | Net-metered residential rooftop and canopy |  | None | Tesla Energy Operations Inc. | PSE&G | Accepted | 2020-10-29 | 2020-11-04 | 2021-11-04 | Tesla | AC Powerwall 2.0 | Electric Storage Battery |  |  | 2 |  |  |  | Lithium Ion |  | Inside
NJSTRE1545858238 |  | Transition Incentive Program | Edison TWP | 8817 | 11 | 8.16 | Residential | No | Behind the Meter | Net-metered residential rooftop and canopy |  | None | Tesla Energy Operations Inc. | PSE&G | Accepted | 2020-10-29 | 2020-11-04 | 2021-11-04 | SolarEdge Technologies | SE7600H-US [240V] | Inverters | 7600 |  | 1 |  |  | 0.99 |  | Indoor | Inside
NJSTRE1545858238 |  | Transition Incentive Program | Edison TWP | 8817 | 11 | 8.16 | Residential | No | Behind the Meter | Net-metered residential rooftop and canopy |  | None | Tesla Energy Operations Inc. | PSE&G | Accepted | 2020-10-29 | 2020-11-04 | 2021-11-04 | Hanwha Q-CELLS | Q.Peak DUO BLK-G6+ 340 | Solar Panels |  | 0.34 | 12 | 328 | 20 |  | Fixed | Roof
NJSTRE1545858238 |  | Transition Incentive Program | Edison TWP | 8817 | 11 | 8.16 | Residential | No | Behind the Meter | Net-metered residential rooftop and canopy |  | None | Tesla Energy Operations Inc. | PSE&G | Accepted | 2020-10-29 | 2020-11-04 | 2021-11-04 | Hanwha Q-CELLS | Q.Peak DUO BLK-G6+ 340 | Solar Panels |  | 0.34 | 12 | 146 | 20 |  | Fixed | Roof
NJSTRE1545858908 |  | Transition Incentive Program | Wayne | 7470 | 6 | 9.76 | Residential | Yes | Behind the Meter | Net-metered residential rooftop and canopy |  | None | Sunrun Installation Services, Inc. | PSE&G | Accepted | 2020-10-29 | 2020-11-04 | 2021-11-04 | Enphase Energy | IQ7-60-x-US (240V) | Inverters | 240 |  | 32 |  |  | 0.96 |  | Outdoor | Rooftop
NJSTRE1545858908 |  | Transition Incentive Program | Wayne | 7470 | 6 | 9.76 | Residential | Yes | Behind the Meter | Net-metered residential rooftop and canopy |  | None | Sunrun Installation Services, Inc. | PSE&G | Accepted | 2020-10-29 | 2020-11-04 | 2021-11-04 | LONGi Green Energy Technology Co Ltd | LR6-60HPB-305M | Solar Panels |  | 0.305 | 28 | 289 | 23 |  | Fixed | Roof
NJSTRE1545858908 |  | Transition Incentive Program | Wayne | 7470 | 6 | 9.76 | Residential | Yes | Behind the Meter | Net-metered residential rooftop and canopy |  | None | Sunrun Installation Services, Inc. | PSE&G | Accepted | 2020-10-29 | 2020-11-04 | 2021-11-04 | LONGi Green Energy Technology Co Ltd | LR6-60HPB-305M | Solar Panels |  | 0.305 | 4 | 199 | 23 |  | Fixed | Roof
NJSTRE1545858922 |  | Transition Incentive Program | UNION CITY | 7087 | 8 | 4.8 | Residential | Yes | Behind the Meter | Net-metered residential rooftop and canopy |  | None | Vivint Solar Developer, LLC | PSE&G | Accepted | 2020-10-30 | 2020-11-05 | 2021-11-05 | Solar Edge | SE3800H-US | Inverters | 3800 |  | 1 |  |  | 0.992 |  | Outdoor | Near the Utility Meter
NJSTRE1545858922 |  | Transition Incentive Program | UNION CITY | 7087 | 8 | 4.8 | Residential | Yes | Behind the Meter | Net-metered residential rooftop and canopy |  | None | Vivint Solar Developer, LLC | PSE&G | Accepted | 2020-10-30 | 2020-11-05 | 2021-11-05 | Jinko Solar | JKM320M-60HBL | Solar Panels |  | 0.32 | 15 | 115 | 18 |  | Fixed | Roof
NJSTRE1545858943 |  | Transition Incentive Program | Morristown | 7960 | 3 | 15.04 | Residential | Yes | Behind the Meter | Net-metered residential rooftop and canopy |  | None | Vivint Solar Developer, LLC | JCP&L | Accepted | 2020-10-30 | 2020-11-04 | 2021-11-04 | Solar Edge | SE7600H-USS | Inverters | 7600 |  | 1 |  |  | 0.992 |  | Outdoor | Near the Utility Meter
NJSTRE1545858943 |  | Transition Incentive Program | Morristown | 7960 | 3 | 15.04 | Residential | Yes | Behind the Meter | Net-metered residential rooftop and canopy |  | None | Vivint Solar Developer, LLC | JCP&L | Accepted | 2020-10-30 | 2020-11-04 | 2021-11-04 | Solar Edge | SE3800H-USS | Inverters | 3800 |  | 1 |  |  | 0.992 |  | Outdoor | Near the Utility Meter
NJSTRE1545858943 |  | Transition Incentive Program | Morristown | 7960 | 3 | 15.04 | Residential | Yes | Behind the Meter | Net-metered residential rooftop and canopy |  | None | Vivint Solar Developer, LLC | JCP&L | Accepted | 2020-10-30 | 2020-11-04 | 2021-11-04 | HANWHA SOLAR | Q.PEAK DUO BLK-G5 320W | Solar Panels |  | 0.32 | 6 | 216 | 40 |  | Fixed | Roof
NJSTRE1545858943 |  | Transition Incentive Program | Morristown | 7960 | 3 | 15.04 | Residential | Yes | Behind the Meter | Net-metered residential rooftop and canopy |  | None | Vivint Solar Developer, LLC | JCP&L | Accepted | 2020-10-30 | 2020-11-04 | 2021-11-04 | HANWHA SOLAR | Q.PEAK DUO BLK-G5 320W | Solar Panels |  | 0.32 | 33 | 126 | 40 |  | Fixed | Roof
NJSTRE1545858943 |  | Transition Incentive Program | Morristown | 7960 | 3 | 15.04 | Residential | Yes | Behind the Meter | Net-metered residential rooftop and canopy |  | None | Vivint Solar Developer, LLC | JCP&L | Accepted | 2020-10-30 | 2020-11-04 | 2021-11-04 | HANWHA SOLAR | Q.PEAK DUO BLK-G5 320W | Solar Panels |  | 0.32 | 8 | 126 | 40 |  | Fixed | Roof
NJSTRE1545858978 |  | Transition Incentive Program | AUDUBON BORO | 8106 | 14 | 10.56 | Residential | Yes | Behind the Meter | Net-metered residential rooftop and canopy |  | None | Sunbound Solar | PSE&G | Accepted | 2020-10-29 | 2020-11-04 | 2021-11-04 | ENPHASE | IQ7-60-2-US | Inverters | 240 |  | 33 |  |  | 0.976 |  | Outdoor | Under Module
NJSTRE1545858978 |  | Transition Incentive Program | AUDUBON BORO | 8106 | 14 | 10.56 | Residential | Yes | Behind the Meter | Net-metered residential rooftop and canopy |  | None | Sunbound Solar | PSE&G | Accepted | 2020-10-29 | 2020-11-04 | 2021-11-04 | HANWHA | Q-CELL Q.PEAK DUO-G5 320 | Solar Panels |  | 0.32 | 18 | 140 | 10 |  | Fixed | Roof
NJSTRE1545858978 |  | Transition Incentive Program | AUDUBON BORO | 8106 | 14 | 10.56 | Residential | Yes | Behind the Meter | Net-metered residential rooftop and canopy |  | None | Sunbound Solar | PSE&G | Accepted | 2020-10-29 | 2020-11-04 | 2021-11-04 | HANWHA | Q-CELL Q.PEAK DUA-G5 320 | Solar Panels |  | 0.32 | 15 | 320 | 35 |  | Fixed | Roof
NJSTRE1545859516 |  | Transition Incentive Program | Bridgewater TWP | 8807 | 5 | 7.82 | Residential | Yes | Behind the Meter | Net-metered residential rooftop and canopy |  | None | Tesla Energy Operations Inc. | PSE&G | Accepted | 2020-10-29 | 2020-11-04 | 2021-11-04 | Tesla | AC Powerwall 2.0 | Electric Storage Battery |  |  | 2 |  |  |  | Lithium Ion |  | Inside garage
NJSTRE1545859516 |  | Transition Incentive Program | Bridgewater TWP | 8807 | 5 | 7.82 | Residential | Yes | Behind the Meter | Net-metered residential rooftop and canopy |  | None | Tesla Energy Operations Inc. | PSE&G | Accepted | 2020-10-29 | 2020-11-04 | 2021-11-04 | SolarEdge Technologies | SE7600H-US [240V] | Inverters | 7600 |  | 1 |  |  | 0.99 |  | Outside | Outside
NJSTRE1545859516 |  | Transition Incentive Program | Bridgewater TWP | 8807 | 5 | 7.82 | Residential | Yes | Behind the Meter | Net-metered residential rooftop and canopy |  | None | Tesla Energy Operations Inc. | PSE&G | Accepted | 2020-10-29 | 2020-11-04 | 2021-11-04 | Hanwha Q-CELLS | Q.Peak DUO BLK-G6+ 340 | Solar Panels |  | 0.34 | 13 | 145 | 30 |  | Fixed | Roof
NJSTRE1545859516 |  | Transition Incentive Program | Bridgewater TWP | 8807 | 5 | 7.82 | Residential | Yes | Behind the Meter | Net-metered residential rooftop and canopy |  | None | Tesla Energy Operations Inc. | PSE&G | Accepted | 2020-10-29 | 2020-11-04 | 2021-11-04 | Hanwha Q-CELLS | Q.Peak DUO BLK-G6+ 340 | Solar Panels |  | 0.34 | 6 | 235 | 40 |  | Fixed | Roof
NJSTRE1545859516 |  | Transition Incentive Program | Bridgewater TWP | 8807 | 5 | 7.82 | Residential | Yes | Behind the Meter | Net-metered residential rooftop and canopy |  | None | Tesla Energy Operations Inc. | PSE&G | Accepted | 2020-10-29 | 2020-11-04 | 2021-11-04 | Hanwha Q-CELLS | Q.Peak DUO BLK-G6+ 340 | Solar Panels |  | 0.34 | 4 | 55 | 40 |  | Fixed | Roof
NJSTRE1545859614 |  | Transition Incentive Program | Brick Township | 8724 | 18 | 14.03 | Residential | Yes | Behind the Meter | Net-metered residential rooftop and canopy |  | None | Sunrun Installation Services, Inc. | JCP&L | Accepted | 2020-10-29 | 2020-11-04 | 2021-11-04 | Enphase Energy | IQ7-60-x-US (240V) | Inverters | 240 |  | 46 |  |  | 0.96 |  | Outdoor | Rooftop
NJSTRE1545859614 |  | Transition Incentive Program | Brick Township | 8724 | 18 | 14.03 | Residential | Yes | Behind the Meter | Net-metered residential rooftop and canopy |  | None | Sunrun Installation Services, Inc. | JCP&L | Accepted | 2020-10-29 | 2020-11-04 | 2021-11-04 | LONGi Green Energy Technology Co Ltd | LR6-60HPB-305M | Solar Panels |  | 0.305 | 19 | 270 | 23 |  | Fixed | Roof
NJSTRE1545859614 |  | Transition Incentive Program | Brick Township | 8724 | 18 | 14.03 | Residential | Yes | Behind the Meter | Net-metered residential rooftop and canopy |  | None | Sunrun Installation Services, Inc. | JCP&L | Accepted | 2020-10-29 | 2020-11-04 | 2021-11-04 | LONGi Green Energy Technology Co Ltd | LR6-60HPB-305M | Solar Panels |  | 0.305 | 4 | 90 | 22 |  | Fixed | Roof
NJSTRE1545859614 |  | Transition Incentive Program | Brick Township | 8724 | 18 | 14.03 | Residential | Yes | Behind the Meter | Net-metered residential rooftop and canopy |  | None | Sunrun Installation Services, Inc. | JCP&L | Accepted | 2020-10-29 | 2020-11-04 | 2021-11-04 | LONGi Green Energy Technology Co Ltd | LR6-60HPB-305M | Solar Panels |  | 0.305 | 10 | 180 | 23 |  | Fixed | Roof
NJSTRE1545859614 |  | Transition Incentive Program | Brick Township | 8724 | 18 | 14.03 | Residential | Yes | Behind the Meter | Net-metered residential rooftop and canopy |  | None | Sunrun Installation Services, Inc. | JCP&L | Accepted | 2020-10-29 | 2020-11-04 | 2021-11-04 | LONGi Green Energy Technology Co Ltd | LR6-60HPB-305M | Solar Panels |  | 0.305 | 13 | 360 | 22 |  | Fixed | Roof
NJSTRE1545859615 |  | Transition Incentive Program | Lakewood | 8701 | 18 | 6.83 | Residential | No | Behind the Meter | Net-metered residential rooftop and canopy |  | None | Powerlutions | JCP&L | Accepted | 2020-10-29 | 2020-11-04 | 2021-11-04 | SolarEdge | SE6000H-US | Inverters | 6 |  | 1 |  |  | 0.99 |  | Outdoor | Near Meter
NJSTRE1545859615 |  | Transition Incentive Program | Lakewood | 8701 | 18 | 6.83 | Residential | No | Behind the Meter | Net-metered residential rooftop and canopy |  | None | Powerlutions | JCP&L | Accepted | 2020-10-29 | 2020-11-04 | 2021-11-04 | Trina | TSM-325 DD06M.05 | Solar Panels |  | 0.325 | 19 | 222 | 29 |  | Fixed | Roof
NJSTRE1545859615 |  | Transition Incentive Program | Lakewood | 8701 | 18 | 6.83 | Residential | No | Behind the Meter | Net-metered residential rooftop and canopy |  | None | Powerlutions | JCP&L | Accepted | 2020-10-29 | 2020-11-04 | 2021-11-04 | Trina | TSM-325 DD06M.05 | Solar Panels |  | 0.325 | 2 | 132 | 42 |  | Fixed | Roof
NJSTRE1545859645 |  | Transition Incentive Program | Somerset | 8873 | 5 | 14.4 | Residential | Yes | Behind the Meter | Net-metered residential rooftop and canopy |  | None | Vivint Solar Developer, LLC | PSE&G | Accepted | 2020-10-29 | 2020-11-04 | 2021-11-04 | Solar Edge | SE7600H-USS | Inverters | 7600 |  | 1 |  |  | 0.992 |  | Outdoor | Near the Utility Meter
NJSTRE1545859645 |  | Transition Incentive Program | Somerset | 8873 | 5 | 14.4 | Residential | Yes | Behind the Meter | Net-metered residential rooftop and canopy |  | None | Vivint Solar Developer, LLC | PSE&G | Accepted | 2020-10-29 | 2020-11-04 | 2021-11-04 | Solar Edge | SE3800H-US | Inverters | 3800 |  | 1 |  |  | 0.992 |  | Outdoor | Near the Utility Meter
NJSTRE1545859645 |  | Transition Incentive Program | Somerset | 8873 | 5 | 14.4 | Residential | Yes | Behind the Meter | Net-metered residential rooftop and canopy |  | None | Vivint Solar Developer, LLC | PSE&G | Accepted | 2020-10-29 | 2020-11-04 | 2021-11-04 | JINKO SOLAR | JKM320M-60HBL | Solar Panels |  | 0.32 | 35 | 309 | 19 |  | Fixed | Roof
NJSTRE1545859645 |  | Transition Incentive Program | Somerset | 8873 | 5 | 14.4 | Residential | Yes | Behind the Meter | Net-metered residential rooftop and canopy |  | None | Vivint Solar Developer, LLC | PSE&G | Accepted | 2020-10-29 | 2020-11-04 | 2021-11-04 | JINKO SOLAR | JKM320M-60HBL | Solar Panels |  | 0.32 | 10 | 129 | 19 |  | Fixed | Roof
NJSTRE1545859654 |  | Transition Incentive Program | Wayne | 7470 | 6 | 7.68 | Residential | Yes | Behind the Meter | Net-metered residential rooftop and canopy |  | None | Vivint Solar Developer, LLC | PSE&G | Accepted | 2020-10-29 | 2020-11-04 | 2021-11-04 | Solar Edge | SE7600H-USS | Inverters | 7600 |  | 1 |  |  | 0.992 |  | Outdoor | Near the Utility Meter
NJSTRE1545859654 |  | Transition Incentive Program | Wayne | 7470 | 6 | 7.68 | Residential | Yes | Behind the Meter | Net-metered residential rooftop and canopy |  | None | Vivint Solar Developer, LLC | PSE&G | Accepted | 2020-10-29 | 2020-11-04 | 2021-11-04 | Jinko Solar | JKM320M-60HBL | Solar Panels |  | 0.32 | 12 | 169 | 26 |  | Fixed | Roof
NJSTRE1545859654 |  | Transition Incentive Program | Wayne | 7470 | 6 | 7.68 | Residential | Yes | Behind the Meter | Net-metered residential rooftop and canopy |  | None | Vivint Solar Developer, LLC | PSE&G | Accepted | 2020-10-29 | 2020-11-04 | 2021-11-04 | Jinko Solar | JKM320M-60HBL | Solar Panels |  | 0.32 | 12 | 169 | 26 |  | Fixed | Roof
NJSTRE1545859655 |  | Transition Incentive Program | Lakewood | 8701 | 18 | 12.03 | Residential | No | Behind the Meter | Net-metered residential rooftop and canopy |  | None | Powerlutions | JCP&L | Accepted | 2020-10-29 | 2020-11-04 | 2021-11-04 | SolarEdge | SE10000H-US | Inverters | 10 |  | 1 |  |  | 0.99 |  | Outdoor | Near Meter
NJSTRE1545859655 |  | Transition Incentive Program | Lakewood | 8701 | 18 | 12.03 | Residential | No | Behind the Meter | Net-metered residential rooftop and canopy |  | None | Powerlutions | JCP&L | Accepted | 2020-10-29 | 2020-11-04 | 2021-11-04 | Trina | TSM-325 DD06M.05 | Solar Panels |  | 0.325 | 5 | 187 | 41 |  | Fixed | Roof
NJSTRE1545859655 |  | Transition Incentive Program | Lakewood | 8701 | 18 | 12.03 | Residential | No | Behind the Meter | Net-metered residential rooftop and canopy |  | None | Powerlutions | JCP&L | Accepted | 2020-10-29 | 2020-11-04 | 2021-11-04 | Trina | TSM-325 DD06M.05 | Solar Panels |  | 0.325 | 10 | 187 | 24 |  | Fixed | Roof
NJSTRE1545859655 |  | Transition Incentive Program | Lakewood | 8701 | 18 | 12.03 | Residential | No | Behind the Meter | Net-metered residential rooftop and canopy |  | None | Powerlutions | JCP&L | Accepted | 2020-10-29 | 2020-11-04 | 2021-11-04 | Trina | TSM-325 DD06M.05 | Solar Panels |  | 0.325 | 22 | 97 | 39 |  | Fixed | Roof
NJSTRE1545859667 |  | Transition Incentive Program | South Brunswick | 8852 | 11 | 13.44 | Residential | Yes | Behind the Meter | Net-metered residential rooftop and canopy |  | None | Solar Energy World | PSE&G | Accepted | 2020-10-29 | 2020-11-04 | 2021-11-04 | Solar Edge | SE6000H-USRGM | Inverters | 6000 |  | 2 |  |  | 0.983 |  | Outdoor | near meter
NJSTRE1545859667 |  | Transition Incentive Program | South Brunswick | 8852 | 11 | 13.44 | Residential | Yes | Behind the Meter | Net-metered residential rooftop and canopy |  | None | Solar Energy World | PSE&G | Accepted | 2020-10-29 | 2020-11-04 | 2021-11-04 | Hanwha Q-cells | Q.PEAK DUO BLK-G5 | Solar Panels |  | 0.32 | 3 | 256 | 40 |  | Fixed | Roof
NJSTRE1545859667 |  | Transition Incentive Program | South Brunswick | 8852 | 11 | 13.44 | Residential | Yes | Behind the Meter | Net-metered residential rooftop and canopy |  | None | Solar Energy World | PSE&G | Accepted | 2020-10-29 | 2020-11-04 | 2021-11-04 | Hanwha Q-Cells | Q.PEAK DUO BLK-G5 | Solar Panels |  | 0.32 | 3 | 77 | 40 |  | Fixed | Roof
NJSTRE1545859667 |  | Transition Incentive Program | South Brunswick | 8852 | 11 | 13.44 | Residential | Yes | Behind the Meter | Net-metered residential rooftop and canopy |  | None | Solar Energy World | PSE&G | Accepted | 2020-10-29 | 2020-11-04 | 2021-11-04 | Hanwha Q-Cells | Q.PEAK DUO BLK-G5 | Solar Panels |  | 0.32 | 18 | 166 | 34 |  | Fixed | Roof
NJSTRE1545859667 |  | Transition Incentive Program | South Brunswick | 8852 | 11 | 13.44 | Residential | Yes | Behind the Meter | Net-metered residential rooftop and canopy |  | None | Solar Energy World | PSE&G | Accepted | 2020-10-29 | 2020-11-04 | 2021-11-04 | Hanwha Q-cells | Q.PEAK DUO BLK-G5 | Solar Panels |  | 0.32 | 18 | 166 | 34 |  | Fixed | Roof
NJSTRE1545859677 |  | Transition Incentive Program | Westfield | 7090 | 10 | 4.76 | Residential | Yes | Behind the Meter | Net-metered residential rooftop and canopy |  | None | Trinity Solar | PSE&G | Accepted | 2020-10-29 | 2020-11-04 | 2021-11-04 | Solar Edge | SE3800H-US | Inverters | 3800 |  | 1 |  |  | 0.97 |  | Outside | side of home
NJSTRE1545859677 |  | Transition Incentive Program | Westfield | 7090 | 10 | 4.76 | Residential | Yes | Behind the Meter | Net-metered residential rooftop and canopy |  | None | Trinity Solar | PSE&G | Accepted | 2020-10-29 | 2020-11-04 | 2021-11-04 | Hanwha 340 | Q.PEAK DUO BLK-G6 340 | Solar Panels |  | 0.34 | 9 | 217 | 49 |  | Fixed | Roof
NJSTRE1545859677 |  | Transition Incentive Program | Westfield | 7090 | 10 | 4.76 | Residential | Yes | Behind the Meter | Net-metered residential rooftop and canopy |  | None | Trinity Solar | PSE&G | Accepted | 2020-10-29 | 2020-11-04 | 2021-11-04 | Hanwha 340 | Q.PEAK DUO BLK-G6 340 | Solar Panels |  | 0.34 | 5 | 217 | 49 |  | Fixed | Roof
NJSTRE1545859679 |  | Transition Incentive Program | Bordentown | 8505 | 13 | 3.66 | Residential | No | Behind the Meter | Net-metered residential rooftop and canopy |  | None | Sunrun Installation Services, Inc. | PSE&G | Accepted | 2020-10-29 | 2020-11-04 | 2021-11-04 | Enphase Energy | IQ7-60-x-US (240V) | Inverters | 240 |  | 12 |  |  | 0.96 |  | Outdoor | Rooftop
NJSTRE1545859679 |  | Transition Incentive Program | Bordentown | 8505 | 13 | 3.66 | Residential | No | Behind the Meter | Net-metered residential rooftop and canopy |  | None | Sunrun Installation Services, Inc. | PSE&G | Accepted | 2020-10-29 | 2020-11-04 | 2021-11-04 | LONGi Green Energy Technology Co Ltd | LR6-60HPB-305M | Solar Panels |  | 0.305 | 12 | 214 | 29 |  | Fixed | Roof
NJSTRE1545859685 |  | Transition Incentive Program | Edison TWP | 8820 | 11 | 11.22 | Residential | Yes | Behind the Meter | Net-metered residential rooftop and canopy |  | None | Tesla Energy Operations Inc. | PSE&G | Accepted | 2020-10-29 | 2020-11-04 | 2021-11-04 | SolarEdge Technologies | SE10000H-US [240V] | Inverters | 10000 |  | 1 |  |  | 0.99 |  | Outside | Outside
NJSTRE1545859685 |  | Transition Incentive Program | Edison TWP | 8820 | 11 | 11.22 | Residential | Yes | Behind the Meter | Net-metered residential rooftop and canopy |  | None | Tesla Energy Operations Inc. | PSE&G | Accepted | 2020-10-29 | 2020-11-04 | 2021-11-04 | Hanwha Q-CELLS | Q.Peak DUO BLK-G6+ 340 | Solar Panels |  | 0.34 | 4 | 126 | 37 |  | Fixed | Roof
NJSTRE1545859685 |  | Transition Incentive Program | Edison TWP | 8820 | 11 | 11.22 | Residential | Yes | Behind the Meter | Net-metered residential rooftop and canopy |  | None | Tesla Energy Operations Inc. | PSE&G | Accepted | 2020-10-29 | 2020-11-04 | 2021-11-04 | Hanwha Q-CELLS | Q.Peak DUO BLK-G6+ 340 | Solar Panels |  | 0.34 | 29 | 308 | 27 |  | Fixed | Roof
NJSTRE1545859691 |  | Transition Incentive Program | Englewood | 7631 | 7 | 4.8 | Residential | Yes | Behind the Meter | Net-metered residential rooftop and canopy |  | None | Vivint Solar Developer, LLC | PSE&G | Accepted | 2020-10-29 | 2020-11-04 | 2021-11-04 | Solar Edge | SE3800H-USS | Inverters | 3800 |  | 1 |  |  | 0.992 |  | Outdoor | Near the Utility Meter
NJSTRE1545859691 |  | Transition Incentive Program | Englewood | 7631 | 7 | 4.8 | Residential | Yes | Behind the Meter | Net-metered residential rooftop and canopy |  | None | Vivint Solar Developer, LLC | PSE&G | Accepted | 2020-10-29 | 2020-11-04 | 2021-11-04 | Jinko Solar | JKM320M-60HBL | Solar Panels |  | 0.32 | 15 | 173 | 40 |  | Fixed | Roof
NJSTRE1545859697 |  | Transition Incentive Program | Palmyra | 8065 | 13 | 11.56 | Residential | Yes | Behind the Meter | Net-metered residential rooftop and canopy |  | None | Trinity Solar | PSE&G | Accepted | 2020-10-29 | 2020-11-04 | 2021-11-04 | Solar Edge | SE10000 | Inverters | 10000 |  | 1 |  |  | 0.97 |  | Outside | side of home
NJSTRE1545859697 |  | Transition Incentive Program | Palmyra | 8065 | 13 | 11.56 | Residential | Yes | Behind the Meter | Net-metered residential rooftop and canopy |  | None | Trinity Solar | PSE&G | Accepted | 2020-10-29 | 2020-11-04 | 2021-11-04 | Hanwha | Q.PEAK DUO BLK-G6 340 | Solar Panels |  | 0.34 | 6 | 31 | 20 |  | Fixed | Roof
NJSTRE1545859697 |  | Transition Incentive Program | Palmyra | 8065 | 13 | 11.56 | Residential | Yes | Behind the Meter | Net-metered residential rooftop and canopy |  | None | Trinity Solar | PSE&G | Accepted | 2020-10-29 | 2020-11-04 | 2021-11-04 | Hanwha | Q.PEAK DUO BLK-G6 340 | Solar Panels |  | 0.34 | 5 | 122 | 21 |  | Fixed | Roof
NJSTRE1545859697 |  | Transition Incentive Program | Palmyra | 8065 | 13 | 11.56 | Residential | Yes | Behind the Meter | Net-metered residential rooftop and canopy |  | None | Trinity Solar | PSE&G | Accepted | 2020-10-29 | 2020-11-04 | 2021-11-04 | Hanwha | Q.PEAK DUO BLK-G6 340 | Solar Panels |  | 0.34 | 13 | 211 | 20 |  | Fixed | Roof
NJSTRE1545859697 |  | Transition Incentive Program | Palmyra | 8065 | 13 | 11.56 | Residential | Yes | Behind the Meter | Net-metered residential rooftop and canopy |  | None | Trinity Solar | PSE&G | Accepted | 2020-10-29 | 2020-11-04 | 2021-11-04 | Hanwha | Q.PEAK DUO BLK-G6 340 | Solar Panels |  | 0.34 | 10 | 122 | 36 |  | Fixed | Roof
NJSTRE1545859706 |  | Transition Incentive Program | Perth Amboy | 8861 | 11 | 6.72 | Residential | Yes | Behind the Meter | Net-metered residential rooftop and canopy |  | None | Vivint Solar Developer, LLC | PSE&G | Accepted | 2020-11-05 | 2020-11-06 | 2021-11-06 | Solar Edge | SE7600H-USS | Inverters | 7600 |  | 1 |  |  | 0.992 |  | Outdoor | Near the Utility Meter
NJSTRE1545859706 |  | Transition Incentive Program | Perth Amboy | 8861 | 11 | 6.72 | Residential | Yes | Behind the Meter | Net-metered residential rooftop and canopy |  | None | Vivint Solar Developer, LLC | PSE&G | Accepted | 2020-11-05 | 2020-11-06 | 2021-11-06 | JINKO SOLAR | JKM320M-60HBL | Solar Panels |  | 0.32 | 21 | 14 | 24 |  | Fixed | Roof
NJSTRE1545859709 |  | Transition Incentive Program | Orange City | 7050 | 9 | 11.16 | Residential | Yes | Behind the Meter | Net-metered residential rooftop and canopy |  | None | Bright Planet Solar | PSE&G | Accepted | 2020-10-29 | 2020-11-04 | 2021-11-04 | SOLAR EDGE | SE10000H-USRGM | Inverters | 10000 |  | 1 |  |  | 0.98 |  | Outdoor | OUTSIDE
NJSTRE1545859709 |  | Transition Incentive Program | Orange City | 7050 | 9 | 11.16 | Residential | Yes | Behind the Meter | Net-metered residential rooftop and canopy |  | None | Bright Planet Solar | PSE&G | Accepted | 2020-10-29 | 2020-11-04 | 2021-11-04 | HANWHA Q-CELLS | Q.PEAK DUO BLK-G5 310W | Solar Panels |  | 0.31 | 18 | 130 | 22 |  | Fixed | Roof
NJSTRE1545859709 |  | Transition Incentive Program | Orange City | 7050 | 9 | 11.16 | Residential | Yes | Behind the Meter | Net-metered residential rooftop and canopy |  | None | Bright Planet Solar | PSE&G | Accepted | 2020-10-29 | 2020-11-04 | 2021-11-04 | HANWHA Q-CELLS | Q.PEAK DUO BLK-G5 310W | Solar Panels |  | 0.31 | 18 | 311 | 22 |  | Fixed | Roof
NJSTRE1545859712 |  | Transition Incentive Program | Mount Laurel Twp | 8054 | 13 | 13.6 | Residential | Yes | Behind the Meter | Net-metered residential rooftop and canopy |  | None | SunnyMac LLC | PSE&G | Accepted | 2020-10-29 | 2020-11-04 | 2021-11-04 | Solaredge | SE10000H-US | Inverters | 10000 |  | 1 |  |  | 0.99 |  | Outdoor | Next to Meter
NJSTRE1545859712 |  | Transition Incentive Program | Mount Laurel Twp | 8054 | 13 | 13.6 | Residential | Yes | Behind the Meter | Net-metered residential rooftop and canopy |  | None | SunnyMac LLC | PSE&G | Accepted | 2020-10-29 | 2020-11-04 | 2021-11-04 | Hanwha | Q Peak Duo | Solar Panels |  | 0.34 | 20 | 201 | 45 |  | Fixed | Roof
NJSTRE1545859712 |  | Transition Incentive Program | Mount Laurel Twp | 8054 | 13 | 13.6 | Residential | Yes | Behind the Meter | Net-metered residential rooftop and canopy |  | None | SunnyMac LLC | PSE&G | Accepted | 2020-10-29 | 2020-11-04 | 2021-11-04 | Hanwha | Q Peak Duo | Solar Panels |  | 0.34 | 18 | 111 | 34 |  | Fixed | Roof
NJSTRE1545859712 |  | Transition Incentive Program | Mount Laurel Twp | 8054 | 13 | 13.6 | Residential | Yes | Behind the Meter | Net-metered residential rooftop and canopy |  | None | SunnyMac LLC | PSE&G | Accepted | 2020-10-29 | 2020-11-04 | 2021-11-04 | Hanwha | Q Peak Duo | Solar Panels |  | 0.34 | 2 | 201 | 45 |  | Fixed | Roof
NJSTRE1545859714 |  | Transition Incentive Program | SAYREVILLE | 8872 | 11 | 5.44 | Residential | Yes | Behind the Meter | Net-metered residential rooftop and canopy |  | None | Trinity Solar | JCP&L | Accepted | 2020-10-29 | 2020-11-04 | 2021-11-04 | Solar Edge | SE5000H-US000BNC4 | Inverters | 5000 |  | 1 |  |  | 0.97 |  | Outdoor | side of home
NJSTRE1545859714 |  | Transition Incentive Program | SAYREVILLE | 8872 | 11 | 5.44 | Residential | Yes | Behind the Meter | Net-metered residential rooftop and canopy |  | None | Trinity Solar | JCP&L | Accepted | 2020-10-29 | 2020-11-04 | 2021-11-04 | HANWHA | Q.PEAK DUO BLK-G6 340 | Solar Panels |  | 0.34 | 16 | 172 | 40 |  | Fixed | Roof
NJSTRE1545859718 |  | Transition Incentive Program | Matawan | 7747 | 17 | 6.65 | Residential | Yes | Behind the Meter | Net-metered residential rooftop and canopy |  | None | Pro Custom Solar dba Momentum Solar | JCP&L | Accepted | 2020-10-29 | 2020-11-04 | 2021-11-04 | Enphase | IQ7Plus-72-2-US | Inverters | 290 |  | 19 |  |  | 0.97 |  | Outdoor | Roof
NJSTRE1545859718 |  | Transition Incentive Program | Matawan | 7747 | 17 | 6.65 | Residential | Yes | Behind the Meter | Net-metered residential rooftop and canopy |  | None | Pro Custom Solar dba Momentum Solar | JCP&L | Accepted | 2020-10-29 | 2020-11-04 | 2021-11-04 | LG ELECTRONICS | LG 350N1C-V5 | Solar Panels |  | 0.35 | 11 | 126 | 39 |  | Fixed | Roof
NJSTRE1545859718 |  | Transition Incentive Program | Matawan | 7747 | 17 | 6.65 | Residential | Yes | Behind the Meter | Net-metered residential rooftop and canopy |  | None | Pro Custom Solar dba Momentum Solar | JCP&L | Accepted | 2020-10-29 | 2020-11-04 | 2021-11-04 | LG ELECTRONICS | LG 350N1C-V5 | Solar Panels |  | 0.35 | 8 | 216 | 26 |  | Fixed | Roof
NJSTRE1545859725 |  | Transition Incentive Program | Howell Township | 7731 | 17 | 11.22 | Residential | Yes | Behind the Meter | Net-metered residential rooftop and canopy |  | None | Trinity Solar | JCP&L | Accepted | 2020-10-29 | 2020-11-04 | 2021-11-04 | SolarEdge | SE10000H-US | Inverters | 10000 |  | 1 |  |  | 0.97 |  | Outside | side of home
NJSTRE1545859725 |  | Transition Incentive Program | Howell Township | 7731 | 17 | 11.22 | Residential | Yes | Behind the Meter | Net-metered residential rooftop and canopy |  | None | Trinity Solar | JCP&L | Accepted | 2020-10-29 | 2020-11-04 | 2021-11-04 | Hanwha 340 | Q.PEAK DUO BLK-G6 340 | Solar Panels |  | 0.34 | 18 | 139 | 34 |  | Fixed | Roof
NJSTRE1545859725 |  | Transition Incentive Program | Howell Township | 7731 | 17 | 11.22 | Residential | Yes | Behind the Meter | Net-metered residential rooftop and canopy |  | None | Trinity Solar | JCP&L | Accepted | 2020-10-29 | 2020-11-04 | 2021-11-04 | Hanwha 340 | Q.PEAK DUO BLK-G6 340 | Solar Panels |  | 0.34 | 15 | 139 | 33 |  | Fixed | Roof
NJSTRE1545859731 |  | Transition Incentive Program | Leonia | 7605 | 7 | 3.96 | Residential | Yes | Behind the Meter | Net-metered residential rooftop and canopy |  | None | Posigen NJ LLC | PSE&G | Accepted | 2020-10-29 | 2020-11-04 | 2021-11-04 | SolarEdge | SE3800H-US | Inverters | 3800 |  | 1 |  |  | 0.99 |  | Outside | within ten feet of meter
NJSTRE1545859731 |  | Transition Incentive Program | Leonia | 7605 | 7 | 3.96 | Residential | Yes | Behind the Meter | Net-metered residential rooftop and canopy |  | None | Posigen NJ LLC | PSE&G | Accepted | 2020-10-29 | 2020-11-04 | 2021-11-04 | Silfab | SIL330HL | Solar Panels |  | 0.33 | 12 | 125 | 30 |  | Fixed | Roof
NJSTRE1545859745 |  | Transition Incentive Program | Elizabeth | 7201 | 10 | 2.88 | Residential | Yes | Behind the Meter | Net-metered residential rooftop and canopy |  | None | Trinity Solar | PSE&G | Accepted | 2020-10-29 | 2020-11-04 | 2021-11-04 | SOLAR EDGE | SE3000H-US | Inverters | 3000 |  | 1 |  |  | 0.97 |  | Outside | SIDE OF HOME
NJSTRE1545859745 |  | Transition Incentive Program | Elizabeth | 7201 | 10 | 2.88 | Residential | Yes | Behind the Meter | Net-metered residential rooftop and canopy |  | None | Trinity Solar | PSE&G | Accepted | 2020-10-29 | 2020-11-04 | 2021-11-04 | HANWHA 320 (Q.PEAK DUO BLK-G5 320) | HANWHA 320 (Q.PEAK DUO BLK-G5 320) | Solar Panels |  | 0.32 | 9 | 209 | 34 |  | Fixed | Roof
NJSTRE1545859746 |  | Transition Incentive Program | Moorestown Twp | 8057 | 13 | 11.05 | Residential | Yes | Behind the Meter | Net-metered residential rooftop and canopy |  | None | SunnyMac LLC | PSE&G | Accepted | 2020-10-29 | 2020-11-04 | 2021-11-04 | Solaredge | SE10000H-US | Inverters | 10000 |  | 1 |  |  | 0.99 |  | Outdoor | Next to Meter
NJSTRE1545859746 |  | Transition Incentive Program | Moorestown Twp | 8057 | 13 | 11.05 | Residential | Yes | Behind the Meter | Net-metered residential rooftop and canopy |  | None | SunnyMac LLC | PSE&G | Accepted | 2020-10-29 | 2020-11-04 | 2021-11-04 | REC | Twinpeak 2 Mono | Solar Panels |  | 0.325 | 23 | 170 | 23 |  | Fixed | Roof
NJSTRE1545859746 |  | Transition Incentive Program | Moorestown Twp | 8057 | 13 | 11.05 | Residential | Yes | Behind the Meter | Net-metered residential rooftop and canopy |  | None | SunnyMac LLC | PSE&G | Accepted | 2020-10-29 | 2020-11-04 | 2021-11-04 | REC | TwinPeak 2 Mono | Solar Panels |  | 0.325 | 6 | 170 | 23 |  | Fixed | Roof
NJSTRE1545859746 |  | Transition Incentive Program | Moorestown Twp | 8057 | 13 | 11.05 | Residential | Yes | Behind the Meter | Net-metered residential rooftop and canopy |  | None | SunnyMac LLC | PSE&G | Accepted | 2020-10-29 | 2020-11-04 | 2021-11-04 | REC | TwinPeak 2 Mono | Solar Panels |  | 0.325 | 5 | 260 | 23 |  | Fixed | Roof
NJSTRE1545859763 |  | Transition Incentive Program | Elizabeth | 7201 | 10 | 403.69 | Commercial | Yes | Behind the Meter | Net-metered non-residential rooftop and canopy |  | None | EnterSolar, LLC | PSE&G | Accepted | 2020-10-29 | 2020-11-04 | 2021-11-04 | SolarEdge | SE100KUS | Inverters | 100000 |  | 3 |  |  | 0.985 |  | Outside | Roof
NJSTRE1545859763 |  | Transition Incentive Program | Elizabeth | 7201 | 10 | 403.69 | Commercial | Yes | Behind the Meter | Net-metered non-residential rooftop and canopy |  | None | EnterSolar, LLC | PSE&G | Accepted | 2020-10-29 | 2020-11-04 | 2021-11-04 | JA Solar | JAM72S09-395 | Solar Panels |  | 0.395 | 1022 | 208 | 10 |  | Fixed | Roof | 440662
NJSTRE1545859765 |  | Transition Incentive Program | PATTERSON | 7524 | 6 | 4.76 | Residential | No | Behind the Meter | Net-metered residential rooftop and canopy |  | None | Vision Solar LLC | PSE&G | Accepted | 2020-10-29 | 2020-11-04 | 2021-11-04 | ENPHASE | IQ7-60-2-US | Inverters | 0.24 |  | 14 |  |  | 0.96 |  | Other | BEHIND EACH PANEL
NJSTRE1545859765 |  | Transition Incentive Program | PATTERSON | 7524 | 6 | 4.76 | Residential | No | Behind the Meter | Net-metered residential rooftop and canopy |  | None | Vision Solar LLC | PSE&G | Accepted | 2020-10-29 | 2020-11-04 | 2021-11-04 | HANWHA Q-CELLS | Q.PEAK DUO BLK-G6 340 | Solar Panels |  | 0.34 | 4 | 223 | 34 |  | Fixed | Roof
NJSTRE1545859765 |  | Transition Incentive Program | PATTERSON | 7524 | 6 | 4.76 | Residential | No | Behind the Meter | Net-metered residential rooftop and canopy |  | None | Vision Solar LLC | PSE&G | Accepted | 2020-10-29 | 2020-11-04 | 2021-11-04 | HANWHA Q-CELLS | Q.PEAK DUO BLK-G6 340 | Solar Panels |  | 0.34 | 8 | 43 | 34 |  | Fixed | Roof
NJSTRE1545859765 |  | Transition Incentive Program | PATTERSON | 7524 | 6 | 4.76 | Residential | No | Behind the Meter | Net-metered residential rooftop and canopy |  | None | Vision Solar LLC | PSE&G | Accepted | 2020-10-29 | 2020-11-04 | 2021-11-04 | HANWHA Q-CELLS | Q.PEAK DUO BLK-G6 340 | Solar Panels |  | 0.34 | 2 | 313 | 20 |  | Fixed | Roof
NJSTRE1545859792 |  | Transition Incentive Program | Audubon | 8106 | 14 | 4.16 | Residential | Yes | Behind the Meter | Net-metered residential rooftop and canopy |  | None | Vivint Solar Developer, LLC | PSE&G | Accepted | 2020-10-29 | 2020-11-04 | 2021-11-04 | Solar Edge | SE3800H-US | Inverters | 3800 |  | 1 |  |  | 0.992 |  | Outdoor | Near the Utility Meter
NJSTRE1545859792 |  | Transition Incentive Program | Audubon | 8106 | 14 | 4.16 | Residential | Yes | Behind the Meter | Net-metered residential rooftop and canopy |  | None | Vivint Solar Developer, LLC | PSE&G | Accepted | 2020-10-29 | 2020-11-04 | 2021-11-04 | JINKO SOLAR | JKM320M-60HL | Solar Panels |  | 0.32 | 5 | 231 | 35 |  | Fixed | Roof
NJSTRE1545859792 |  | Transition Incentive Program | Audubon | 8106 | 14 | 4.16 | Residential | Yes | Behind the Meter | Net-metered residential rooftop and canopy |  | None | Vivint Solar Developer, LLC | PSE&G | Accepted | 2020-10-29 | 2020-11-04 | 2021-11-04 | JINKO SOLAR | JKM320M-60HBL | Solar Panels |  | 0.32 | 8 | 51 | 35 |  | Fixed | Roof
NJSTRE1545859804 |  | Transition Incentive Program | Deptford | 8096 | 15 | 7.82 | Residential | No | Behind the Meter | Net-metered residential rooftop and canopy |  | None | Vision Solar LLC | PSE&G | Accepted | 2020-10-29 | 2020-11-04 | 2021-11-04 | ENPHASE | IQ7-60-2-US | Inverters | 0.24 |  | 23 |  |  | 0.96 |  | Other | BEHIND EACH PANEL
NJSTRE1545859804 |  | Transition Incentive Program | Deptford | 8096 | 15 | 7.82 | Residential | No | Behind the Meter | Net-metered residential rooftop and canopy |  | None | Vision Solar LLC | PSE&G | Accepted | 2020-10-29 | 2020-11-04 | 2021-11-04 | HANWHA Q-CELLS | Q.PEAK DUO BLK-G6 340 | Solar Panels |  | 0.34 | 12 | 128 | 23 |  | Fixed | Roof
NJSTRE1545859804 |  | Transition Incentive Program | Deptford | 8096 | 15 | 7.82 | Residential | No | Behind the Meter | Net-metered residential rooftop and canopy |  | None | Vision Solar LLC | PSE&G | Accepted | 2020-10-29 | 2020-11-04 | 2021-11-04 | HANWHA Q-CELLS | Q.PEAK DUO BLK-G6 340 | Solar Panels |  | 0.34 | 11 | 308 | 23 |  | Fixed | Roof
NJSTRE1545859816 |  | Transition Incentive Program | BURLINGTON, | 8016 | 13 | 14.4 | Residential | Yes | Behind the Meter | Net-metered residential rooftop and canopy |  | None | Sunbound Solar | PSE&G | Accepted | 2020-10-29 | 2020-11-04 | 2021-11-04 | ENPHASE | IQ7-60-2-US | Inverters | 240 |  | 45 |  |  | 0.976 |  | Outdoor | Under Module
NJSTRE1545859816 |  | Transition Incentive Program | BURLINGTON, | 8016 | 13 | 14.4 | Residential | Yes | Behind the Meter | Net-metered residential rooftop and canopy |  | None | Sunbound Solar | PSE&G | Accepted | 2020-10-29 | 2020-11-04 | 2021-11-04 | HANWHA | Q-CELL Q.PEAK DUO-G5 320 | Solar Panels |  | 0.32 | 21 | 346 | 23 |  | Fixed | Roof
NJSTRE1545859816 |  | Transition Incentive Program | BURLINGTON, | 8016 | 13 | 14.4 | Residential | Yes | Behind the Meter | Net-metered residential rooftop and canopy |  | None | Sunbound Solar | PSE&G | Accepted | 2020-10-29 | 2020-11-04 | 2021-11-04 | HANWHA | Q-CELL Q.PEAK DUO-G5 320 | Solar Panels |  | 0.32 | 24 | 186 | 23 |  | Fixed | Roof
NJSTRE1545859838 |  | Transition Incentive Program | Elizabeth | 7201 | 10 | 1596.2 | Commercial | Yes | Behind the Meter | Net-metered non-residential rooftop and canopy |  | None | EnterSolar, LLC | PSE&G | Accepted | 2020-10-29 | 2020-11-04 | 2021-11-04 | SolerEdge | SE100KUS | Inverters | 100000 |  | 12 |  |  | 0.985 |  | Outside | Roof
NJSTRE1545859838 |  | Transition Incentive Program | Elizabeth | 7201 | 10 | 1596.2 | Commercial | Yes | Behind the Meter | Net-metered non-residential rooftop and canopy |  | None | EnterSolar, LLC | PSE&G | Accepted | 2020-10-29 | 2020-11-04 | 2021-11-04 | JA Solar | JAM72S09-395 | Solar Panels |  | 0.395 | 4041 | 208 | 10 |  | Fixed | Roof
NJSTRE1545859840 |  | Transition Incentive Program | Oaklyn | 8107 | 14 | 6.08 | Residential | Yes | Behind the Meter | Net-metered residential rooftop and canopy |  | None | Vivint Solar Developer, LLC | PSE&G | Accepted | 2020-10-29 | 2020-11-04 | 2021-11-04 | Solar Edge | SE7600H-US | Inverters | 7600 |  | 1 |  |  | 0.992 |  | Outdoor | Near the Utility Meter
NJSTRE1545859840 |  | Transition Incentive Program | Oaklyn | 8107 | 14 | 6.08 | Residential | Yes | Behind the Meter | Net-metered residential rooftop and canopy |  | None | Vivint Solar Developer, LLC | PSE&G | Accepted | 2020-10-29 | 2020-11-04 | 2021-11-04 | JINKO SOLAR | JKM320M-60HL | Solar Panels |  | 0.32 | 19 | 194 | 35 |  | Fixed | Roof
NJSTRE1545859846 |  | Transition Incentive Program | South Brunswick Twp | 8810 | 11 | 9 | Residential | No | Behind the Meter | Net-metered residential rooftop and canopy |  | None | SunnyMac LLC | PSE&G | Accepted | 2020-10-29 | 2020-11-04 | 2021-11-04 | Solaredge | SE7600H-US | Inverters | 7600 |  | 1 |  |  | 0.99 |  | Outdoor | Next to Meter
NJSTRE1545859846 |  | Transition Incentive Program | South Brunswick Twp | 8810 | 11 | 9 | Residential | No | Behind the Meter | Net-metered residential rooftop and canopy |  | None | SunnyMac LLC | PSE&G | Accepted | 2020-10-29 | 2020-11-04 | 2021-11-04 | REC | 360AA-Blk | Solar Panels |  | 0.36 | 4 | 208 | 43 |  | Fixed | Roof
NJSTRE1545859846 |  | Transition Incentive Program | South Brunswick Twp | 8810 | 11 | 9 | Residential | No | Behind the Meter | Net-metered residential rooftop and canopy |  | None | SunnyMac LLC | PSE&G | Accepted | 2020-10-29 | 2020-11-04 | 2021-11-04 | REC | 360AA-Blk | Solar Panels |  | 0.36 | 6 | 298 | 30 |  | Fixed | Roof
NJSTRE1545859846 |  | Transition Incentive Program | South Brunswick Twp | 8810 | 11 | 9 | Residential | No | Behind the Meter | Net-metered residential rooftop and canopy |  | None | SunnyMac LLC | PSE&G | Accepted | 2020-10-29 | 2020-11-04 | 2021-11-04 | REC | 360AA-Blk | Solar Panels |  | 0.36 | 15 | 118 | 30 |  | Fixed | Roof
NJSTRE1545859854 |  | Transition Incentive Program | Bergenfield Boro | 7621 | 7 | 8.51 | Residential | Yes | Behind the Meter | Net-metered residential rooftop and canopy |  | None | Bright Planet Solar | PSE&G | Accepted | 2020-10-29 | 2020-11-04 | 2021-11-04 | SOLAR EDGE | SE7600H-USRGM | Inverters | 7600 |  | 1 |  |  | 0.98 |  | Outdoor | OUTSIDE
NJSTRE1545859854 |  | Transition Incentive Program | Bergenfield Boro | 7621 | 7 | 8.51 | Residential | Yes | Behind the Meter | Net-metered residential rooftop and canopy |  | None | Bright Planet Solar | PSE&G | Accepted | 2020-10-29 | 2020-11-04 | 2021-11-04 | SUNPOWER | SPRX22-370 | Solar Panels |  | 0.37 | 10 | 94 | 42 |  | Fixed | Roof
NJSTRE1545859854 |  | Transition Incentive Program | Bergenfield Boro | 7621 | 7 | 8.51 | Residential | Yes | Behind the Meter | Net-metered residential rooftop and canopy |  | None | Bright Planet Solar | PSE&G | Accepted | 2020-10-29 | 2020-11-04 | 2021-11-04 | SUNPOWER | SPRX22-370 | Solar Panels |  | 0.37 | 13 | 275 | 42 |  | Fixed | Roof
NJSTRE1545859859 |  | Transition Incentive Program | Hamilton TWP MER | 8690 | 12 | 12.24 | Residential | No | Behind the Meter | Net-metered residential rooftop and canopy |  | None | Tesla Energy Operations Inc. | PSE&G | Accepted | 2020-10-29 | 2020-11-04 | 2021-11-04 | Tesla | AC Powerwall 2.0 | Electric Storage Battery |  |  | 2 |  |  |  | Lithium Ion |  | Outside
NJSTRE1545859859 |  | Transition Incentive Program | Hamilton TWP MER | 8690 | 12 | 12.24 | Residential | No | Behind the Meter | Net-metered residential rooftop and canopy |  | None | Tesla Energy Operations Inc. | PSE&G | Accepted | 2020-10-29 | 2020-11-04 | 2021-11-04 | SolarEdge Technologies | SE11400H-US [240V] | Inverters | 11400 |  | 1 |  |  | 0.99 |  | Outside | Outside
NJSTRE1545859859 |  | Transition Incentive Program | Hamilton TWP MER | 8690 | 12 | 12.24 | Residential | No | Behind the Meter | Net-metered residential rooftop and canopy |  | None | Tesla Energy Operations Inc. | PSE&G | Accepted | 2020-10-29 | 2020-11-04 | 2021-11-04 | Hanwha Q-CELLS | Q.Peak DUO BLK-G6+ 340 | Solar Panels |  | 0.34 | 8 | 310 | 20 |  | Fixed | Roof
NJSTRE1545859859 |  | Transition Incentive Program | Hamilton TWP MER | 8690 | 12 | 12.24 | Residential | No | Behind the Meter | Net-metered residential rooftop and canopy |  | None | Tesla Energy Operations Inc. | PSE&G | Accepted | 2020-10-29 | 2020-11-04 | 2021-11-04 | Hanwha Q-CELLS | Q.Peak DUO BLK-G6+ 340 | Solar Panels |  | 0.34 | 16 | 130 | 20 |  | Fixed | Roof
NJSTRE1545859859 |  | Transition Incentive Program | Hamilton TWP MER | 8690 | 12 | 12.24 | Residential | No | Behind the Meter | Net-metered residential rooftop and canopy |  | None | Tesla Energy Operations Inc. | PSE&G | Accepted | 2020-10-29 | 2020-11-04 | 2021-11-04 | Hanwha Q-CELLS | Q.Peak DUO BLK-G6+ 340 | Solar Panels |  | 0.34 | 12 | 130 | 20 |  | Fixed | Roof
NJSTRE1545859866 |  | Transition Incentive Program | Freehold | 7728 | 17 | 2.88 | Residential | Yes | Behind the Meter | Net-metered residential rooftop and canopy |  | None | Vivint Solar Developer, LLC | JCP&L | Accepted | 2020-10-29 | 2020-11-04 | 2021-11-04 | Solar Edge | SE3800H-US | Inverters | 3800 |  | 1 |  |  | 0.992 |  | Outdoor | Near the Utility Meter
NJSTRE1545859866 |  | Transition Incentive Program | Freehold | 7728 | 17 | 2.88 | Residential | Yes | Behind the Meter | Net-metered residential rooftop and canopy |  | None | Vivint Solar Developer, LLC | JCP&L | Accepted | 2020-10-29 | 2020-11-04 | 2021-11-04 | JINKO SOLAR | JKM320M-60HBL | Solar Panels |  | 0.32 | 9 | 21 | 22 |  | Fixed | Roof
NJSTRE1545859873 |  | Transition Incentive Program | Margate City | 8402 | 19 | 4.55 | Residential | Yes | Behind the Meter | Net-metered residential rooftop and canopy |  | None | Pro Custom Solar dba Momentum Solar | AC Electric | Accepted | 2020-10-29 | 2020-11-04 | 2021-11-04 | Enphase | IQ7Plus-72-2-US | Inverters | 290 |  | 13 |  |  | 0.97 |  | Outdoor | Roof
NJSTRE1545859873 |  | Transition Incentive Program | Margate City | 8402 | 19 | 4.55 | Residential | Yes | Behind the Meter | Net-metered residential rooftop and canopy |  | None | Pro Custom Solar dba Momentum Solar | AC Electric | Accepted | 2020-10-29 | 2020-11-04 | 2021-11-04 | LG ELECTRONICS | LG 350N1C-V5 | Solar Panels |  | 0.35 | 4 | 144 | 22 |  | Fixed | Roof
NJSTRE1545859873 |  | Transition Incentive Program | Margate City | 8402 | 19 | 4.55 | Residential | Yes | Behind the Meter | Net-metered residential rooftop and canopy |  | None | Pro Custom Solar dba Momentum Solar | AC Electric | Accepted | 2020-10-29 | 2020-11-04 | 2021-11-04 | LG ELECTRONICS | LG 350N1C-V5 | Solar Panels |  | 0.35 | 3 | 145 | 23 |  | Fixed | Roof
NJSTRE1545859873 |  | Transition Incentive Program | Margate City | 8402 | 19 | 4.55 | Residential | Yes | Behind the Meter | Net-metered residential rooftop and canopy |  | None | Pro Custom Solar dba Momentum Solar | AC Electric | Accepted | 2020-10-29 | 2020-11-04 | 2021-11-04 | LG ELECTRONICS | LG 350N1C-V5 | Solar Panels |  | 0.35 | 6 | 144 | 27 |  | Fixed | Roof
NJSTRE1545859874 |  | Transition Incentive Program | Elizabeth | 7201 | 10 | 2.56 | Residential | Yes | Behind the Meter | Net-metered residential rooftop and canopy |  | None | Trinity Solar | PSE&G | Accepted | 2020-10-29 | 2020-11-04 | 2021-11-04 | SOLAR EDGE | SE3000H-US | Inverters | 3000 |  | 1 |  |  | 0.97 |  | Outside | SIDE OF HOME
NJSTRE1545859874 |  | Transition Incentive Program | Elizabeth | 7201 | 10 | 2.56 | Residential | Yes | Behind the Meter | Net-metered residential rooftop and canopy |  | None | Trinity Solar | PSE&G | Accepted | 2020-10-29 | 2020-11-04 | 2021-11-04 | HANWHA 320 (Q.PEAK DUO BLK-G5 320) | HANWHA 320 (Q.PEAK DUO BLK-G5 320) | Solar Panels |  | 0.32 | 8 | 209 | 34 |  | Fixed | Roof
NJSTRE1545859876 |  | Transition Incentive Program | Monroeville | 8343 | 16 | 16.65 | Residential | No | Behind the Meter | Net-metered residential rooftop and canopy |  | None | Whitman Construction, LLC | AC Electric | Accepted | 2020-10-29 | 2020-11-04 | 2021-11-04 | enphase energy | iq7plus-72-2-us | Inverters | 295 |  | 45 |  |  | 0.975 |  | Outdoor | miroinverters located under modules
NJSTRE1545859876 |  | Transition Incentive Program | Monroeville | 8343 | 16 | 16.65 | Residential | No | Behind the Meter | Net-metered residential rooftop and canopy |  | None | Whitman Construction, LLC | AC Electric | Accepted | 2020-10-29 | 2020-11-04 | 2021-11-04 | solaria power | xt 370r pd | Solar Panels |  | 0.37 | 16 | 119 | 23 |  | Fixed | Roof
NJSTRE1545859876 |  | Transition Incentive Program | Monroeville | 8343 | 16 | 16.65 | Residential | No | Behind the Meter | Net-metered residential rooftop and canopy |  | None | Whitman Construction, LLC | AC Electric | Accepted | 2020-10-29 | 2020-11-04 | 2021-11-04 | solaria power | xt 370r pd | Solar Panels |  | 0.37 | 21 | 209 | 20 |  | Fixed | Roof
NJSTRE1545859876 |  | Transition Incentive Program | Monroeville | 8343 | 16 | 16.65 | Residential | No | Behind the Meter | Net-metered residential rooftop and canopy |  | None | Whitman Construction, LLC | AC Electric | Accepted | 2020-10-29 | 2020-11-04 | 2021-11-04 | solaria power | xt 370r pd | Solar Panels |  | 0.37 | 8 | 299 | 23 |  | Fixed | Roof
NJSTRE1545860051 |  | Transition Incentive Program | Paramus Boro | 7652 | 7 | 8.99 | Residential | Yes | Behind the Meter | Net-metered residential rooftop and canopy |  | None | Bright Planet Solar | PSE&G | Accepted | 2020-10-29 | 2020-11-04 | 2021-11-04 | SOLAR EDGE | SE7600H-USRGM | Inverters | 7600 |  | 1 |  |  | 0.98 |  | Outdoor | OUTSIDE
NJSTRE1545860051 |  | Transition Incentive Program | Paramus Boro | 7652 | 7 | 8.99 | Residential | Yes | Behind the Meter | Net-metered residential rooftop and canopy |  | None | Bright Planet Solar | PSE&G | Accepted | 2020-10-29 | 2020-11-04 | 2021-11-04 | HANWHA Q-CELLS | Q.PEAK DUO BLK-G5 310W | Solar Panels |  | 0.31 | 5 | 15 | 22 |  | Fixed | Roof
NJSTRE1545860051 |  | Transition Incentive Program | Paramus Boro | 7652 | 7 | 8.99 | Residential | Yes | Behind the Meter | Net-metered residential rooftop and canopy |  | None | Bright Planet Solar | PSE&G | Accepted | 2020-10-29 | 2020-11-04 | 2021-11-04 | HANWHA Q-CELLS | Q.PEAK DUO BLK-G5 310W | Solar Panels |  | 0.31 | 10 | 289 | 22 |  | Fixed | Roof
NJSTRE1545860051 |  | Transition Incentive Program | Paramus Boro | 7652 | 7 | 8.99 | Residential | Yes | Behind the Meter | Net-metered residential rooftop and canopy |  | None | Bright Planet Solar | PSE&G | Accepted | 2020-10-29 | 2020-11-04 | 2021-11-04 | HANWHA Q-CELLS | Q.PEAK DUO BLK-G5 310W | Solar Panels |  | 0.31 | 6 | 20 | 33 |  | Fixed | Roof
NJSTRE1545860051 |  | Transition Incentive Program | Paramus Boro | 7652 | 7 | 8.99 | Residential | Yes | Behind the Meter | Net-metered residential rooftop and canopy |  | None | Bright Planet Solar | PSE&G | Accepted | 2020-10-29 | 2020-11-04 | 2021-11-04 | HANWHA Q-CELLS | Q.PEAK DUO BLK-G5 310W | Solar Panels |  | 0.31 | 8 | 108 | 22 |  | Fixed | Roof
NJSTRE1545860100 |  | Transition Incentive Program | Barnegat | 8005 | 18 | 8.88 | Residential | No | Behind the Meter | Net-metered residential rooftop and canopy |  | None | Whitman Construction, LLC | JCP&L | Accepted | 2020-10-29 | 2020-11-04 | 2021-11-04 | enphase energy | iq7plus-72-2-us | Inverters | 295 |  | 24 |  |  | 0.975 |  | Other | microinverters located under modules
NJSTRE1545860100 |  | Transition Incentive Program | Barnegat | 8005 | 18 | 8.88 | Residential | No | Behind the Meter | Net-metered residential rooftop and canopy |  | None | Whitman Construction, LLC | JCP&L | Accepted | 2020-10-29 | 2020-11-04 | 2021-11-04 | solaria power | xt 370r pd | Solar Panels |  | 0.37 | 2 | 177 | 24 |  | Fixed | Roof
NJSTRE1545860100 |  | Transition Incentive Program | Barnegat | 8005 | 18 | 8.88 | Residential | No | Behind the Meter | Net-metered residential rooftop and canopy |  | None | Whitman Construction, LLC | JCP&L | Accepted | 2020-10-29 | 2020-11-04 | 2021-11-04 | solaria power | xt 370r pd | Solar Panels |  | 0.37 | 9 | 87 | 20 |  | Fixed | Roof
NJSTRE1545860100 |  | Transition Incentive Program | Barnegat | 8005 | 18 | 8.88 | Residential | No | Behind the Meter | Net-metered residential rooftop and canopy |  | None | Whitman Construction, LLC | JCP&L | Accepted | 2020-10-29 | 2020-11-04 | 2021-11-04 | solaria power | xt 370r pd | Solar Panels |  | 0.37 | 9 | 177 | 20 |  | Fixed | Roof
NJSTRE1545860100 |  | Transition Incentive Program | Barnegat | 8005 | 18 | 8.88 | Residential | No | Behind the Meter | Net-metered residential rooftop and canopy |  | None | Whitman Construction, LLC | JCP&L | Accepted | 2020-10-29 | 2020-11-04 | 2021-11-04 | solaria power | xt 370r pd | Solar Panels |  | 0.37 | 4 | 177 | 12 |  | Fixed | Roof
NJSTRE1545860111 |  | Transition Incentive Program | South Plainfield Boro | 7080 | 11 | 6.5 | Residential | Yes | Behind the Meter | Net-metered residential rooftop and canopy |  | None | SunnyMac LLC | PSE&G | Accepted | 2020-10-29 | 2020-11-04 | 2021-11-04 | Solaredge | SE5000H-US | Inverters | 5000 |  | 1 |  |  | 0.99 |  | Outside | Next to Meter
NJSTRE1545860111 |  | Transition Incentive Program | South Plainfield Boro | 7080 | 11 | 6.5 | Residential | Yes | Behind the Meter | Net-metered residential rooftop and canopy |  | None | SunnyMac LLC | PSE&G | Accepted | 2020-10-29 | 2020-11-04 | 2021-11-04 | REC | TwinPeak 2 Mono | Solar Panels |  | 0.325 | 20 | 131 | 23 |  | Fixed | Roof
NJSTRE1545860121 |  | Transition Incentive Program | Hawthorne | 7506 | 6 | 9.8 | Residential | Yes | Behind the Meter | Net-metered residential rooftop and canopy |  | None | Pro Custom Solar dba Momentum Solar | PSE&G | Accepted | 2020-10-29 | 2020-11-04 | 2021-11-04 | Enphase | IQ7Plus-72-2-US | Inverters | 290 |  | 28 |  |  | 0.97 |  | Outdoor | Roof
NJSTRE1545860121 |  | Transition Incentive Program | Hawthorne | 7506 | 6 | 9.8 | Residential | Yes | Behind the Meter | Net-metered residential rooftop and canopy |  | None | Pro Custom Solar dba Momentum Solar | PSE&G | Accepted | 2020-10-29 | 2020-11-04 | 2021-11-04 | LG ELECTRONICS | LG 350N1C-V5 | Solar Panels |  | 0.35 | 28 | 263 | 4 |  | Fixed | Roof
NJSTRE1545860127 |  | Transition Incentive Program | WEST NEW YORK | 7093 | 8 | 10.56 | Residential | Yes | Behind the Meter | Net-metered residential rooftop and canopy |  | None | Vivint Solar Developer, LLC | PSE&G | Accepted | 2020-10-29 | 2020-11-04 | 2021-11-04 | Solar Edge | SE7600H-US | Inverters | 7600 |  | 1 |  |  | 0.992 |  | Outdoor | Near the Utility Meter
NJSTRE1545860127 |  | Transition Incentive Program | WEST NEW YORK | 7093 | 8 | 10.56 | Residential | Yes | Behind the Meter | Net-metered residential rooftop and canopy |  | None | Vivint Solar Developer, LLC | PSE&G | Accepted | 2020-10-29 | 2020-11-04 | 2021-11-04 | JINKO SOLAR | JKM320M-60HBL | Solar Panels |  | 0.32 | 33 | 212 | 3 |  | Fixed | Roof
NJSTRE1545860133 |  | Transition Incentive Program | Tinton Falls | 7724 | 17 | 8.28 | Residential | No | Behind the Meter | Net-metered residential rooftop and canopy |  | None | SEA BRIGHT SOLAR, LLC | JCP&L | Accepted | 2020-10-29 | 2020-11-04 | 2021-11-04 | SUNPOWER | SPR-X22-360-AC | Inverters | 320 |  | 23 |  |  | 0.96 |  | Outside | BENEATH ARRAY
NJSTRE1545860133 |  | Transition Incentive Program | Tinton Falls | 7724 | 17 | 8.28 | Residential | No | Behind the Meter | Net-metered residential rooftop and canopy |  | None | SEA BRIGHT SOLAR, LLC | JCP&L | Accepted | 2020-10-29 | 2020-11-04 | 2021-11-04 | SUNPOWER | SPR-X22-360-AC | Solar Panels |  | 0.36 | 11 | 235 | 29 |  | Fixed | Roof | SW
NJSTRE1545860133 |  | Transition Incentive Program | Tinton Falls | 7724 | 17 | 8.28 | Residential | No | Behind the Meter | Net-metered residential rooftop and canopy |  | None | SEA BRIGHT SOLAR, LLC | JCP&L | Accepted | 2020-10-29 | 2020-11-04 | 2021-11-04 | SUNPOWER | SPR-X22-360-AC | Solar Panels |  | 0.36 | 12 | 235 | 29 |  | Fixed | Roof | SW
NJSTRE1545860134 |  | Transition Incentive Program | Pennsauken | 8109 | 14 | 10.85 | Residential | Yes | Behind the Meter | Net-metered residential rooftop and canopy |  | None | Pro Custom Solar dba Momentum Solar | PSE&G | Accepted | 2020-10-29 | 2020-11-04 | 2021-11-04 | ENphase | IQ7Plus-72-2-US | Inverters | 290 |  | 31 |  |  | 0.97 |  | Outdoor | Roof
NJSTRE1545860134 |  | Transition Incentive Program | Pennsauken | 8109 | 14 | 10.85 | Residential | Yes | Behind the Meter | Net-metered residential rooftop and canopy |  | None | Pro Custom Solar dba Momentum Solar | PSE&G | Accepted | 2020-10-29 | 2020-11-04 | 2021-11-04 | LG ELECTRONICS | LG 350N1C-V5 | Solar Panels |  | 0.35 | 20 | 325 | 16 |  | Fixed | Roof
NJSTRE1545860134 |  | Transition Incentive Program | Pennsauken | 8109 | 14 | 10.85 | Residential | Yes | Behind the Meter | Net-metered residential rooftop and canopy |  | None | Pro Custom Solar dba Momentum Solar | PSE&G | Accepted | 2020-10-29 | 2020-11-04 | 2021-11-04 | LG ELECTRONICS | LG 350N1C-V5 | Solar Panels |  | 0.35 | 11 | 145 | 16 |  | Fixed | Roof
NJSTRE1545860176 |  | Transition Incentive Program | Englewood City | 7631 | 7 | 4.34 | Residential | Yes | Behind the Meter | Net-metered residential rooftop and canopy |  | None | Bright Planet Solar | PSE&G | Accepted | 2020-10-29 | 2020-11-04 | 2021-11-04 | SOLAR EDGE | SE3800H-USRGM | Inverters | 3800 |  | 1 |  |  | 0.98 |  | Outdoor | OUTSIDE
NJSTRE1545860176 |  | Transition Incentive Program | Englewood City | 7631 | 7 | 4.34 | Residential | Yes | Behind the Meter | Net-metered residential rooftop and canopy |  | None | Bright Planet Solar | PSE&G | Accepted | 2020-10-29 | 2020-11-04 | 2021-11-04 | HANWHA Q-CELLS | Q.PEAK DUO BLK-G5 310W | Solar Panels |  | 0.31 | 14 | 204 | 22 |  | Fixed | Roof
NJSTRE1545860178 |  | Transition Incentive Program | Milford | 8848 | 4 | 4.2 | Residential | No | Behind the Meter | Net-metered residential rooftop and canopy |  | None | Evoke Solar, Inc | JCP&L | Accepted | 2020-10-29 | 2020-11-04 | 2021-11-04 | SunPower | PVS6 | Meters |  |  | 1 |  |  |  | Yes
NJSTRE1545860178 |  | Transition Incentive Program | Milford | 8848 | 4 | 4.2 | Residential | No | Behind the Meter | Net-metered residential rooftop and canopy |  | None | Evoke Solar, Inc | JCP&L | Accepted | 2020-10-29 | 2020-11-04 | 2021-11-04 | SunPower | SPWR-A4 | Inverters | 366 |  | 10 |  |  | 0.97 |  | Outside | back of each panel
NJSTRE1545860178 |  | Transition Incentive Program | Milford | 8848 | 4 | 4.2 | Residential | No | Behind the Meter | Net-metered residential rooftop and canopy |  | None | Evoke Solar, Inc | JCP&L | Accepted | 2020-10-29 | 2020-11-04 | 2021-11-04 | SunPower | SPR-A420-G-AC | Solar Panels |  | 0.42 | 10 | 155 | 40 |  | Fixed | Roof
NJSTRE1545860189 |  | Transition Incentive Program | Bayville | 8721 | 18 | 6.3 | Residential | Yes | Behind the Meter | Net-metered residential rooftop and canopy |  | None | Pro Custom Solar dba Momentum Solar | JCP&L | Accepted | 2020-10-29 | 2020-11-04 | 2021-11-04 | Enphase | IQ7Plus-72-2-US | Inverters | 290 |  | 18 |  |  | 0.97 |  | Outdoor | Roof
NJSTRE1545860189 |  | Transition Incentive Program | Bayville | 8721 | 18 | 6.3 | Residential | Yes | Behind the Meter | Net-metered residential rooftop and canopy |  | None | Pro Custom Solar dba Momentum Solar | JCP&L | Accepted | 2020-10-29 | 2020-11-04 | 2021-11-04 | LG ELECTRONICS | LG 350N1C-V5 | Solar Panels |  | 0.35 | 18 | 274 | 20 |  | Fixed | Roof
NJSTRE1545860190 |  | Transition Incentive Program | Paulsboro | 7066 | 10 | 4.42 | Residential | No | Behind the Meter | Net-metered residential rooftop and canopy |  | None | Castle Energy, LLC | AC Electric | Accepted | 2020-10-29 | 2020-11-04 | 2021-11-04 | Enphase Energy | IQ7-60-2-US | Inverters | 240 |  | 13 |  |  | 0.967 |  | Outdoor | on the rooftop under each solar panel
NJSTRE1545860190 |  | Transition Incentive Program | Paulsboro | 7066 | 10 | 4.42 | Residential | No | Behind the Meter | Net-metered residential rooftop and canopy |  | None | Castle Energy, LLC | AC Electric | Accepted | 2020-10-29 | 2020-11-04 | 2021-11-04 | Hanwha Q-Cells | Q.Peak DUO BLK-G6 340 | Solar Panels |  | 0.34 | 13 | 121 | 18 |  | Fixed | Roof
NJSTRE1545860210 |  | Transition Incentive Program | Cedar Grove | 7009 | 9 | 8.05 | Residential | Yes | Behind the Meter | Net-metered residential rooftop and canopy |  | None | Pro Custom Solar dba Momentum Solar | PSE&G | Accepted | 2020-10-29 | 2020-11-04 | 2021-11-04 | Enphase | IQ7Plus-72-2-US | Inverters | 290 |  | 23 |  |  | 0.97 |  | Outdoor | Roof
NJSTRE1545860210 |  | Transition Incentive Program | Cedar Grove | 7009 | 9 | 8.05 | Residential | Yes | Behind the Meter | Net-metered residential rooftop and canopy |  | None | Pro Custom Solar dba Momentum Solar | PSE&G | Accepted | 2020-10-29 | 2020-11-04 | 2021-11-04 | LG ELECTRONICS | LG 350N1C-V5 | Solar Panels |  | 0.35 | 23 | 217 | 45 |  | Fixed | Roof
NJSTRE1545860224 |  | Transition Incentive Program | Galloway | 8205 | 19 | 10.54 | Residential | Yes | Behind the Meter | Net-metered residential rooftop and canopy |  | None | Castle Energy, LLC | AC Electric | Accepted | 2020-10-29 | 2020-11-04 | 2021-11-04 | Enphase Energy | IQ7-60-2-US | Inverters | 240 |  | 31 |  |  | 0.967 |  | Outdoor | on the rooftop under each solar panel
NJSTRE1545860224 |  | Transition Incentive Program | Galloway | 8205 | 19 | 10.54 | Residential | Yes | Behind the Meter | Net-metered residential rooftop and canopy |  | None | Castle Energy, LLC | AC Electric | Accepted | 2020-10-29 | 2020-11-04 | 2021-11-04 | Hanwha Q-Cells | Q.Peak DUO BLK-G6 340 | Solar Panels |  | 0.34 | 17 | 280 | 20 |  | Fixed | Roof
NJSTRE1545860224 |  | Transition Incentive Program | Galloway | 8205 | 19 | 10.54 | Residential | Yes | Behind the Meter | Net-metered residential rooftop and canopy |  | None | Castle Energy, LLC | AC Electric | Accepted | 2020-10-29 | 2020-11-04 | 2021-11-04 | Hanwha Q-Cells | Q.Peak DUO BLK-G6 340 | Solar Panels |  | 0.34 | 14 | 100 | 20 |  | Fixed | Roof
NJSTRE1545860256 |  | Transition Incentive Program | Holmdel | 7733 | 17 | 9.8 | Residential | Yes | Behind the Meter | Net-metered residential rooftop and canopy |  | None | Pro Custom Solar dba Momentum Solar | JCP&L | Accepted | 2020-10-29 | 2020-11-04 | 2021-11-04 | Enphase | IQ7Plus-72-2-US | Inverters | 290 |  | 28 |  |  | 0.97 |  | Outdoor | Roof
NJSTRE1545860256 |  | Transition Incentive Program | Holmdel | 7733 | 17 | 9.8 | Residential | Yes | Behind the Meter | Net-metered residential rooftop and canopy |  | None | Pro Custom Solar dba Momentum Solar | JCP&L | Accepted | 2020-10-29 | 2020-11-04 | 2021-11-04 | LG ELECTRONICS | LG 350N1C-V5 | Solar Panels |  | 0.35 | 10 | 4 | 19 |  | Fixed | Roof
NJSTRE1545860256 |  | Transition Incentive Program | Holmdel | 7733 | 17 | 9.8 | Residential | Yes | Behind the Meter | Net-metered residential rooftop and canopy |  | None | Pro Custom Solar dba Momentum Solar | JCP&L | Accepted | 2020-10-29 | 2020-11-04 | 2021-11-04 | LG ELECTRONICS | LG 350N1C-V5 | Solar Panels |  | 0.35 | 18 | 184 | 21 |  | Fixed | Roof
NJSTRE1545860267 |  | Transition Incentive Program | Franklin Lakes | 7417 | 7 | 11.2 | Residential | Yes | Behind the Meter | Net-metered residential rooftop and canopy |  | None | Pro Custom Solar dba Momentum Solar | Orange Rockland Electric | Accepted | 2020-10-29 | 2020-11-04 | 2021-11-04 | ENphase | IQ7Plus-72-2-US | Inverters | 290 |  | 32 |  |  | 0.97 |  | Outdoor | Roof
NJSTRE1545860267 |  | Transition Incentive Program | Franklin Lakes | 7417 | 7 | 11.2 | Residential | Yes | Behind the Meter | Net-metered residential rooftop and canopy |  | None | Pro Custom Solar dba Momentum Solar | Orange Rockland Electric | Accepted | 2020-10-29 | 2020-11-04 | 2021-11-04 | LG ELECTRONICS | LG 350N1C-V5 | Solar Panels |  | 0.35 | 3 | 286 | 35 |  | Fixed | Roof
NJSTRE1545860267 |  | Transition Incentive Program | Franklin Lakes | 7417 | 7 | 11.2 | Residential | Yes | Behind the Meter | Net-metered residential rooftop and canopy |  | None | Pro Custom Solar dba Momentum Solar | Orange Rockland Electric | Accepted | 2020-10-29 | 2020-11-04 | 2021-11-04 | LG ELECTRONICS | LG 350N1C-V5 | Solar Panels |  | 0.35 | 29 | 285 | 35 |  | Fixed | Roof
NJSTRE1545860459 |  | Transition Incentive Program | Elizabeth | 7206 | 10 | 10 | Residential | No | Behind the Meter | Net-metered residential rooftop and canopy |  | None | New Jersey Suntech | PSE&G | Accepted | 2020-10-29 | 2020-11-04 | 2021-11-04 | Solaredge | SE7600-US | Inverters | 7600 |  | 1 |  |  | 0.98 |  | Outdoor | Side of house
NJSTRE1545860459 |  | Transition Incentive Program | Elizabeth | 7206 | 10 | 10 | Residential | No | Behind the Meter | Net-metered residential rooftop and canopy |  | None | New Jersey Suntech | PSE&G | Accepted | 2020-10-29 | 2020-11-04 | 2021-11-04 | Hanwha | Q.Peak Duo 400 | Solar Panels |  | 0.4 | 25 | 153 | 27 |  | Fixed | Roof
NJSTRE1545861460 |  | Transition Incentive Program | Dumont | 7628 | 7 | 5.61 | Residential | Yes | Behind the Meter | Net-metered residential rooftop and canopy |  | None | Tesla Energy Operations, Inc. | PSE&G | Accepted | 2020-10-29 | 2020-11-04 | 2021-11-04 | Tesla Energy Operations, Inc. | AC Powerwall 2.0 | Electric Storage Battery |  |  | 2 |  |  |  | Lithium Ion |  | Inside in Garage
NJSTRE1545861460 |  | Transition Incentive Program | Dumont | 7628 | 7 | 5.61 | Residential | Yes | Behind the Meter | Net-metered residential rooftop and canopy |  | None | Tesla Energy Operations, Inc. | PSE&G | Accepted | 2020-10-29 | 2020-11-04 | 2021-11-04 | Delta Electronics | M8-TL-US [240V] | Inverters | 7680 |  | 1 |  |  | 0.975 |  | Outside | Outside
NJSTRE1545861460 |  | Transition Incentive Program | Dumont | 7628 | 7 | 5.61 | Residential | Yes | Behind the Meter | Net-metered residential rooftop and canopy |  | None | Tesla Energy Operations, Inc. | PSE&G | Accepted | 2020-10-29 | 2020-11-04 | 2021-11-04 | Tesla | SR60T1 | Solar Panels |  | 0.05845 | 16 | 95 | 23 |  | Fixed | Roof
NJSTRE1545861460 |  | Transition Incentive Program | Dumont | 7628 | 7 | 5.61 | Residential | Yes | Behind the Meter | Net-metered residential rooftop and canopy |  | None | Tesla Energy Operations, Inc. | PSE&G | Accepted | 2020-10-29 | 2020-11-04 | 2021-11-04 | Tesla | SR60T1 | Solar Panels |  | 0.05847 | 45 | 95 | 23 |  | Fixed | Roof
NJSTRE1545861460 |  | Transition Incentive Program | Dumont | 7628 | 7 | 5.61 | Residential | Yes | Behind the Meter | Net-metered residential rooftop and canopy |  | None | Tesla Energy Operations, Inc. | PSE&G | Accepted | 2020-10-29 | 2020-11-04 | 2021-11-04 | Tesla | SR60T1 | Solar Panels |  | 0.05847 | 35 | 275 | 23 |  | Fixed | Roof
NJSTRE1545862130 |  | Transition Incentive Program | Burlington | 8016 | 13 | 5.44 | Residential | Yes | Behind the Meter | Net-metered residential rooftop and canopy |  | None | Vivint Solar Developer, LLC | PSE&G | Accepted | 2020-10-30 | 2020-11-04 | 2021-11-04 | Solar Edge | SE3800H-US | Inverters | 3800 |  | 1 |  |  | 0.992 |  | Outdoor | Near the Utility Meter
NJSTRE1545862130 |  | Transition Incentive Program | Burlington | 8016 | 13 | 5.44 | Residential | Yes | Behind the Meter | Net-metered residential rooftop and canopy |  | None | Vivint Solar Developer, LLC | PSE&G | Accepted | 2020-10-30 | 2020-11-04 | 2021-11-04 | JINKO SOLAR | JKM320M-60HBL | Solar Panels |  | 0.32 | 7 | 78 | 23 |  | Fixed | Roof
NJSTRE1545862130 |  | Transition Incentive Program | Burlington | 8016 | 13 | 5.44 | Residential | Yes | Behind the Meter | Net-metered residential rooftop and canopy |  | None | Vivint Solar Developer, LLC | PSE&G | Accepted | 2020-10-30 | 2020-11-04 | 2021-11-04 | JINKO SOLAR | JKM320M-60HBL | Solar Panels |  | 0.32 | 10 | 78 | 23 |  | Fixed | Roof
NJSTRE1545862185 |  | Transition Incentive Program | Cherry Hill | 8034 | 14 | 7.75 | Residential | Yes | Behind the Meter | Net-metered residential rooftop and canopy |  | None | Sunrun Installation Services, Inc. | PSE&G | Accepted | 2020-10-29 | 2020-11-04 | 2021-11-04 | Enphase Energy | IQ7-60-x-US (240V) | Inverters | 240 |  | 25 |  |  | 0.96 |  | Outdoor | Rooftop
NJSTRE1545862185 |  | Transition Incentive Program | Cherry Hill | 8034 | 14 | 7.75 | Residential | Yes | Behind the Meter | Net-metered residential rooftop and canopy |  | None | Sunrun Installation Services, Inc. | PSE&G | Accepted | 2020-10-29 | 2020-11-04 | 2021-11-04 | LONGi Green Energy Technology Co Ltd | LR6-60HPB-310M | Solar Panels |  | 0.31 | 25 | 185 | 27 |  | Fixed | Roof
NJSTRE1545870667 |  | Transition Incentive Program | Newfoundland | 7435 | 6 | 5.04 | Residential | No | Behind the Meter | Net-metered residential rooftop and canopy |  | None | SunPower Corporation, Systems | JCP&L | Accepted | 2020-11-02 | 2020-11-06 | 2021-11-06 | SunPower | SPR-A420-G-AC | Inverters | 349 |  | 12 |  |  | 0.97 |  | Other | under each panel
NJSTRE1545870667 |  | Transition Incentive Program | Newfoundland | 7435 | 6 | 5.04 | Residential | No | Behind the Meter | Net-metered residential rooftop and canopy |  | None | SunPower Corporation, Systems | JCP&L | Accepted | 2020-11-02 | 2020-11-06 | 2021-11-06 | SunPower | SPR-A420-G-AC | Solar Panels |  | 0.42 | 2 | 183 | 20 |  | Fixed | Roof
NJSTRE1545870667 |  | Transition Incentive Program | Newfoundland | 7435 | 6 | 5.04 | Residential | No | Behind the Meter | Net-metered residential rooftop and canopy |  | None | SunPower Corporation, Systems | JCP&L | Accepted | 2020-11-02 | 2020-11-06 | 2021-11-06 | SunPower | SPR-A420-G-AC | Solar Panels |  | 0.42 | 2 | 183 | 20 |  | Fixed | Roof
NJSTRE1545870667 |  | Transition Incentive Program | Newfoundland | 7435 | 6 | 5.04 | Residential | No | Behind the Meter | Net-metered residential rooftop and canopy |  | None | SunPower Corporation, Systems | JCP&L | Accepted | 2020-11-02 | 2020-11-06 | 2021-11-06 | SunPower | SPR-A420-G-AC | Solar Panels |  | 0.42 | 8 | 183 | 20 |  | Fixed | Roof
NJSTRE1545870668 |  | Transition Incentive Program | Mount Laurel Township | 8054 | 13 | 6.97 | Residential | No | Behind the Meter | Net-metered residential rooftop and canopy |  | None | SunPower Corporation, Systems | PSE&G | Accepted | 2020-11-02 | 2020-11-06 | 2021-11-06 | SunPower | SPR-A410-G-AC | Inverters | 349 |  | 17 |  |  | 0.97 |  | Other | under each panel
NJSTRE1545870668 |  | Transition Incentive Program | Mount Laurel Township | 8054 | 13 | 6.97 | Residential | No | Behind the Meter | Net-metered residential rooftop and canopy |  | None | SunPower Corporation, Systems | PSE&G | Accepted | 2020-11-02 | 2020-11-06 | 2021-11-06 | SunPower | SPR-A410-G-AC | Solar Panels |  | 0.41 | 17 | 149 | 23 |  | Fixed | Roof
NJSTRE1545870669 |  | Transition Incentive Program | WAYNE | 7470 | 6 | 6.93 | Residential | Yes | Behind the Meter | Net-metered residential rooftop and canopy |  | None | Suntuity Solar LLC | PSE&G | Accepted | 2020-10-30 | 2020-11-04 | 2021-11-04 | Enphase Energy | IQ7-60-2-US | Inverters | 240 |  | 22 |  |  | 0.97 |  | Outdoor | Behind the PV Modules
NJSTRE1545870669 |  | Transition Incentive Program | WAYNE | 7470 | 6 | 6.93 | Residential | Yes | Behind the Meter | Net-metered residential rooftop and canopy |  | None | Suntuity Solar LLC | PSE&G | Accepted | 2020-10-30 | 2020-11-04 | 2021-11-04 | Longi | LR6-60HPB-315M | Solar Panels |  | 0.315 | 12 | 165 | 18 |  | Fixed | Roof
NJSTRE1545870669 |  | Transition Incentive Program | WAYNE | 7470 | 6 | 6.93 | Residential | Yes | Behind the Meter | Net-metered residential rooftop and canopy |  | None | Suntuity Solar LLC | PSE&G | Accepted | 2020-10-30 | 2020-11-04 | 2021-11-04 | Longi | LR6-60HPB-315M | Solar Panels |  | 0.315 | 10 | 165 | 18 |  | Fixed | Roof
NJSTRE1545870670 |  | Transition Incentive Program | MOUNT LAUREL | 8054 | 13 | 12.6 | Residential | Yes | Behind the Meter | Net-metered residential rooftop and canopy |  | None | Suntuity Solar LLC | PSE&G | Accepted | 2020-10-30 | 2020-11-04 | 2021-11-04 | Enphase Energy | IQ7-60-2-US | Inverters | 240 |  | 40 |  |  | 0.97 |  | Outdoor | Behind the PV Modules
NJSTRE1545870670 |  | Transition Incentive Program | MOUNT LAUREL | 8054 | 13 | 12.6 | Residential | Yes | Behind the Meter | Net-metered residential rooftop and canopy |  | None | Suntuity Solar LLC | PSE&G | Accepted | 2020-10-30 | 2020-11-04 | 2021-11-04 | Longi | LR6-60HPB-315M | Solar Panels |  | 0.315 | 22 | 141 | 23 |  | Fixed | Roof
NJSTRE1545870670 |  | Transition Incentive Program | MOUNT LAUREL | 8054 | 13 | 12.6 | Residential | Yes | Behind the Meter | Net-metered residential rooftop and canopy |  | None | Suntuity Solar LLC | PSE&G | Accepted | 2020-10-30 | 2020-11-04 | 2021-11-04 | Longi | LR6-60HPB-315M | Solar Panels |  | 0.315 | 18 | 321 | 23 |  | Fixed | Roof
NJSTRE1545870671 |  | Transition Incentive Program | Mount Laurel | 8054 | 13 | 10.4 | Residential | Yes | Behind the Meter | Net-metered residential rooftop and canopy |  | None | Suntuity Solar LLC | PSE&G | Accepted | 2020-10-30 | 2020-11-04 | 2021-11-04 | Enphase Energy | IQ7-60-2-US | Inverters | 240 |  | 33 |  |  | 0.97 |  | Outdoor | Behind the PV Modules
NJSTRE1545870671 |  | Transition Incentive Program | Mount Laurel | 8054 | 13 | 10.4 | Residential | Yes | Behind the Meter | Net-metered residential rooftop and canopy |  | None | Suntuity Solar LLC | PSE&G | Accepted | 2020-10-30 | 2020-11-04 | 2021-11-04 | Longi | LR6-60HPB-315M | Solar Panels |  | 0.315 | 6 | 51 | 23 |  | Fixed | Roof
NJSTRE1545870671 |  | Transition Incentive Program | Mount Laurel | 8054 | 13 | 10.4 | Residential | Yes | Behind the Meter | Net-metered residential rooftop and canopy |  | None | Suntuity Solar LLC | PSE&G | Accepted | 2020-10-30 | 2020-11-04 | 2021-11-04 | Longi | LR6-60HPB-315M | Solar Panels |  | 0.315 | 6 | 231 | 23 |  | Fixed | Roof
NJSTRE1545870671 |  | Transition Incentive Program | Mount Laurel | 8054 | 13 | 10.4 | Residential | Yes | Behind the Meter | Net-metered residential rooftop and canopy |  | None | Suntuity Solar LLC | PSE&G | Accepted | 2020-10-30 | 2020-11-04 | 2021-11-04 | Longi | LR6-60HPB-315M | Solar Panels |  | 0.315 | 21 | 141 | 23 |  | Fixed | Roof
NJSTRE1545870672 |  | Transition Incentive Program | Wayne | 7470 | 6 | 6.93 | Residential | Yes | Behind the Meter | Net-metered residential rooftop and canopy |  | None | Suntuity Solar LLC | PSE&G | Accepted | 2020-10-30 | 2020-11-04 | 2021-11-04 | Enphase Energy | IQ7-60-2-US | Inverters | 240 |  | 22 |  |  | 0.97 |  | Outdoor | Behind the PV Modules
NJSTRE1545870672 |  | Transition Incentive Program | Wayne | 7470 | 6 | 6.93 | Residential | Yes | Behind the Meter | Net-metered residential rooftop and canopy |  | None | Suntuity Solar LLC | PSE&G | Accepted | 2020-10-30 | 2020-11-04 | 2021-11-04 | Longi | LR6-60HPB-315M | Solar Panels |  | 0.315 | 6 | 183 | 28 |  | Fixed | Roof
NJSTRE1545870672 |  | Transition Incentive Program | Wayne | 7470 | 6 | 6.93 | Residential | Yes | Behind the Meter | Net-metered residential rooftop and canopy |  | None | Suntuity Solar LLC | PSE&G | Accepted | 2020-10-30 | 2020-11-04 | 2021-11-04 | Longi | LR6-60HPB-315M | Solar Panels |  | 0.315 | 16 | 93 | 31 |  | Fixed | Roof
NJSTRE1545870673 |  | Transition Incentive Program | Ventnor City | 8406 | 19 | 3.78 | Residential | No | Behind the Meter | Net-metered residential rooftop and canopy |  | None | Suntuity Solar LLC | AC Electric | Accepted | 2020-10-30 | 2020-11-04 | 2021-11-04 | Enphase Energy | IQ7-60-2-US | Inverters | 240 |  | 12 |  |  | 0.97 |  | Outdoor | Behind the PV Modules
NJSTRE1545870673 |  | Transition Incentive Program | Ventnor City | 8406 | 19 | 3.78 | Residential | No | Behind the Meter | Net-metered residential rooftop and canopy |  | None | Suntuity Solar LLC | AC Electric | Accepted | 2020-10-30 | 2020-11-04 | 2021-11-04 | Longi | LR6-60HPB-315M | Solar Panels |  | 0.315 | 12 | 238 | 20 |  | Fixed | Roof
NJSTRE1545870674 |  | Transition Incentive Program | Millville | 8332 | 20 | 5.67 | Residential | No | Behind the Meter | Net-metered residential rooftop and canopy |  | None | Suntuity Solar LLC | AC Electric | Accepted | 2020-10-30 | 2020-11-04 | 2021-11-04 | Enphase Energy | IQ7-60-2-US | Inverters | 240 |  | 18 |  |  | 0.97 |  | Outdoor | Behind the PV Modules
NJSTRE1545870674 |  | Transition Incentive Program | Millville | 8332 | 20 | 5.67 | Residential | No | Behind the Meter | Net-metered residential rooftop and canopy |  | None | Suntuity Solar LLC | AC Electric | Accepted | 2020-10-30 | 2020-11-04 | 2021-11-04 | Longi | LR4-60HPB-350M | Solar Panels |  | 0.315 | 16 | 182 | 20 |  | Fixed | Roof
NJSTRE1545870674 |  | Transition Incentive Program | Millville | 8332 | 20 | 5.67 | Residential | No | Behind the Meter | Net-metered residential rooftop and canopy |  | None | Suntuity Solar LLC | AC Electric | Accepted | 2020-10-30 | 2020-11-04 | 2021-11-04 | Longi | LR4-60HPB-350M | Solar Panels |  | 0.315 | 2 | 2 | 20 |  | Fixed | Roof
NJSTRE1545870675 |  | Transition Incentive Program | Woodbridge Township | 7001 | 11 | 9.77 | Residential | No | Behind the Meter | Net-metered residential rooftop and canopy |  | None | Suntuity Solar LLC | PSE&G | Accepted | 2020-10-30 | 2020-11-04 | 2021-11-04 | Enphase Energy | IQ7-60-2-US | Inverters | 240 |  | 31 |  |  | 0.97 |  | Outdoor | Behind the PV Modules
NJSTRE1545870675 |  | Transition Incentive Program | Woodbridge Township | 7001 | 11 | 9.77 | Residential | No | Behind the Meter | Net-metered residential rooftop and canopy |  | None | Suntuity Solar LLC | PSE&G | Accepted | 2020-10-30 | 2020-11-04 | 2021-11-04 | Longi | LR4-60HPB-350M | Solar Panels |  | 0.315 | 9 | 118 | 24 |  | Fixed | Roof
NJSTRE1545870675 |  | Transition Incentive Program | Woodbridge Township | 7001 | 11 | 9.77 | Residential | No | Behind the Meter | Net-metered residential rooftop and canopy |  | None | Suntuity Solar LLC | PSE&G | Accepted | 2020-10-30 | 2020-11-04 | 2021-11-04 | Longi | LR4-60HPB-350M | Solar Panels |  | 0.315 | 16 | 298 | 24 |  | Fixed | Roof
NJSTRE1545870675 |  | Transition Incentive Program | Woodbridge Township | 7001 | 11 | 9.77 | Residential | No | Behind the Meter | Net-metered residential rooftop and canopy |  | None | Suntuity Solar LLC | PSE&G | Accepted | 2020-10-30 | 2020-11-04 | 2021-11-04 | Longi | LR4-60HPB-350M | Solar Panels |  | 0.315 | 6 | 208 | 38 |  | Fixed | Roof
NJSTRE1545870676 |  | Transition Incentive Program | Clayton | 8312 | 15 | 7.88 | Residential | No | Behind the Meter | Net-metered residential rooftop and canopy |  | None | Suntuity Solar LLC | AC Electric | Accepted | 2020-10-30 | 2020-11-04 | 2021-11-04 | Enphase Energy | IQ7-60-2-US | Inverters | 240 |  | 25 |  |  | 0.97 |  | Outdoor | Behind the PV Modules
NJSTRE1545870676 |  | Transition Incentive Program | Clayton | 8312 | 15 | 7.88 | Residential | No | Behind the Meter | Net-metered residential rooftop and canopy |  | None | Suntuity Solar LLC | AC Electric | Accepted | 2020-10-30 | 2020-11-04 | 2021-11-04 | Longi | LR4-60HPB-350M | Solar Panels |  | 0.315 | 8 | 78 | 34 |  | Fixed | Roof
NJSTRE1545870676 |  | Transition Incentive Program | Clayton | 8312 | 15 | 7.88 | Residential | No | Behind the Meter | Net-metered residential rooftop and canopy |  | None | Suntuity Solar LLC | AC Electric | Accepted | 2020-10-30 | 2020-11-04 | 2021-11-04 | Longi | LR4-60HPB-350M | Solar Panels |  | 0.315 | 17 | 258 | 34 |  | Fixed | Roof
NJSTRE1545870677 |  | Transition Incentive Program | Williamstown | 8094 | 15 | 8.75 | Residential | No | Behind the Meter | Net-metered residential rooftop and canopy |  | None | Suntuity Solar LLC | AC Electric | Accepted | 2020-10-30 | 2020-11-04 | 2021-11-04 | Enphase Energy | IQ7-60-2-US | Inverters | 240 |  | 25 |  |  | 0.97 |  | Outdoor | Behind the PV Modules
NJSTRE1545870677 |  | Transition Incentive Program | Williamstown | 8094 | 15 | 8.75 | Residential | No | Behind the Meter | Net-metered residential rooftop and canopy |  | None | Suntuity Solar LLC | AC Electric | Accepted | 2020-10-30 | 2020-11-04 | 2021-11-04 | Longi | LR4-60HPB-350M | Solar Panels |  | 0.35 | 14 | 263 | 33 |  | Fixed | Roof
NJSTRE1545870677 |  | Transition Incentive Program | Williamstown | 8094 | 15 | 8.75 | Residential | No | Behind the Meter | Net-metered residential rooftop and canopy |  | None | Suntuity Solar LLC | AC Electric | Accepted | 2020-10-30 | 2020-11-04 | 2021-11-04 | Longi | LR4-60HPB-350M | Solar Panels |  | 0.35 | 11 | 173 | 41 |  | Fixed | Roof
NJSTRE1545870678 |  | Transition Incentive Program | Millville | 8332 | 20 | 5.36 | Residential | Yes | Behind the Meter | Net-metered residential rooftop and canopy |  | None | Suntuity Solar LLC | AC Electric | Accepted | 2020-10-30 | 2020-11-04 | 2021-11-04 | Enphase Energy | IQ7-60-2-US | Inverters | 240 |  | 17 |  |  | 0.97 |  | Outdoor | Behind the PV Modules
NJSTRE1545870678 |  | Transition Incentive Program | Millville | 8332 | 20 | 5.36 | Residential | Yes | Behind the Meter | Net-metered residential rooftop and canopy |  | None | Suntuity Solar LLC | AC Electric | Accepted | 2020-10-30 | 2020-11-04 | 2021-11-04 | Longi | LR4-60HPB-350M | Solar Panels |  | 0.315 | 17 | 229 | 18 |  | Fixed | Roof
NJSTRE1545870692 |  | Transition Incentive Program | Franklin Twp | 8873 | 5 | 13.26 | Residential | No | Behind the Meter | Net-metered residential rooftop and canopy |  | PSEG | Maier Solar Engineering dba Solar Me | PSE&G | Accepted | 2020-10-30 | 2020-11-04 | 2021-11-04 | Enphase | IQ7+ | Inverters | 290 |  | 39 |  |  | 0.96 |  | Outdoor | Next to meter
NJSTRE1545870692 |  | Transition Incentive Program | Franklin Twp | 8873 | 5 | 13.26 | Residential | No | Behind the Meter | Net-metered residential rooftop and canopy |  | PSEG | Maier Solar Engineering dba Solar Me | PSE&G | Accepted | 2020-10-30 | 2020-11-04 | 2021-11-04 | Hanwha | Q. CELL DUO BLK G6 340 | Solar Panels |  | 0.34 | 4 | 273 | 34 |  | Fixed | Roof
NJSTRE1545870692 |  | Transition Incentive Program | Franklin Twp | 8873 | 5 | 13.26 | Residential | No | Behind the Meter | Net-metered residential rooftop and canopy |  | PSEG | Maier Solar Engineering dba Solar Me | PSE&G | Accepted | 2020-10-30 | 2020-11-04 | 2021-11-04 | Hanwha | Q.CELL DUO BLK-G6 340W | Solar Panels |  | 0.34 | 23 | 183 | 34 |  | Fixed | Roof
NJSTRE1545870692 |  | Transition Incentive Program | Franklin Twp | 8873 | 5 | 13.26 | Residential | No | Behind the Meter | Net-metered residential rooftop and canopy |  | PSEG | Maier Solar Engineering dba Solar Me | PSE&G | Accepted | 2020-10-30 | 2020-11-04 | 2021-11-04 | Hanwha | Q.CELL DUO BLK G6 340W | Solar Panels |  | 0.34 | 5 | 183 | 34 |  | Fixed | Roof
NJSTRE1545870692 |  | Transition Incentive Program | Franklin Twp | 8873 | 5 | 13.26 | Residential | No | Behind the Meter | Net-metered residential rooftop and canopy |  | PSEG | Maier Solar Engineering dba Solar Me | PSE&G | Accepted | 2020-10-30 | 2020-11-04 | 2021-11-04 | Hanwha | Q.CELL DUO BLK G6 340W | Solar Panels |  | 0.34 | 7 | 273 | 34 |  | Fixed | Roof
NJSTRE1545870724 |  | Transition Incentive Program | South Brunswick TWP | 8852 | 11 | 9.86 | Residential | No | Behind the Meter | Net-metered residential rooftop and canopy |  | None | Tesla Energy Operations Inc. | PSE&G | Accepted | 2020-10-30 | 2020-11-04 | 2021-11-04 | SolarEdge Technologies | SE10000H-US [240V] | Inverters | 10000 |  | 1 |  |  | 0.99 |  | Outside | Outside
NJSTRE1545870724 |  | Transition Incentive Program | South Brunswick TWP | 8852 | 11 | 9.86 | Residential | No | Behind the Meter | Net-metered residential rooftop and canopy |  | None | Tesla Energy Operations Inc. | PSE&G | Accepted | 2020-10-30 | 2020-11-04 | 2021-11-04 | Hanwha Q-CELLS | Q.Peak DUO BLK-G6+ 340 | Solar Panels |  | 0.34 | 3 | 220 | 23 |  | Fixed | Roof
NJSTRE1545870724 |  | Transition Incentive Program | South Brunswick TWP | 8852 | 11 | 9.86 | Residential | No | Behind the Meter | Net-metered residential rooftop and canopy |  | None | Tesla Energy Operations Inc. | PSE&G | Accepted | 2020-10-30 | 2020-11-04 | 2021-11-04 | Hanwha Q-CELLS | Q.Peak DUO BLK-G6+ 340 | Solar Panels |  | 0.34 | 26 | 221 | 30 |  | Fixed | Roof
NJSTRE1545870728 |  | Transition Incentive Program | Cherry Hill | 8003 | 14 | 6.37 | Residential | Yes | Behind the Meter | Net-metered residential rooftop and canopy |  | None | Vision Solar LLC | PSE&G | Accepted | 2020-10-30 | 2020-11-04 | 2021-11-04 | ENPHASE | IQ7-60-2-US | Inverters | 0.24 |  | 19 |  |  | 0.96 |  | Other | BEHIND EACH PANEL
NJSTRE1545870728 |  | Transition Incentive Program | Cherry Hill | 8003 | 14 | 6.37 | Residential | Yes | Behind the Meter | Net-metered residential rooftop and canopy |  | None | Vision Solar LLC | PSE&G | Accepted | 2020-10-30 | 2020-11-04 | 2021-11-04 | HANWHA Q-CELLS | Q.PEAK DUO-G6+ 335 | Solar Panels |  | 0.335 | 19 | 241 | 26 |  | Fixed | Roof
NJSTRE1545870744 |  | Transition Incentive Program | Trenton | 8610 | 12 | 7.82 | Residential | Yes | Behind the Meter | Net-metered residential rooftop and canopy |  | None | Trinity Solar | PSE&G | Accepted | 2020-10-30 | 2020-11-04 | 2021-11-04 | Solar Edge | SE6000H-US000BNC4 | Inverters | 6000 |  | 1 |  |  | 0.97 |  | Outdoor | side of home
NJSTRE1545870744 |  | Transition Incentive Program | Trenton | 8610 | 12 | 7.82 | Residential | Yes | Behind the Meter | Net-metered residential rooftop and canopy |  | None | Trinity Solar | PSE&G | Accepted | 2020-10-30 | 2020-11-04 | 2021-11-04 | HANWHA | Q.PEAK DUO BLK-G6 340 | Solar Panels |  | 0.34 | 4 | 16 | 22 |  | Fixed | Roof
NJSTRE1545870744 |  | Transition Incentive Program | Trenton | 8610 | 12 | 7.82 | Residential | Yes | Behind the Meter | Net-metered residential rooftop and canopy |  | None | Trinity Solar | PSE&G | Accepted | 2020-10-30 | 2020-11-04 | 2021-11-04 | HANWHA | Q.PEAK DUO BLK-G6 340 | Solar Panels |  | 0.34 | 19 | 196 | 20 |  | Fixed | Roof
NJSTRE1545870755 |  | Transition Incentive Program | Mckee City | 8234 | 19 | 11.55 | Residential | No | Behind the Meter | Net-metered residential rooftop and canopy |  | None | Sun Up Zero Down | AC Electric | Accepted | 2020-10-30 | 2020-11-04 | 2021-11-04 | Hialeah | CL200 | Meters |  |  | 1 |  |  |  | Yes
NJSTRE1545870755 |  | Transition Incentive Program | Mckee City | 8234 | 19 | 11.55 | Residential | No | Behind the Meter | Net-metered residential rooftop and canopy |  | None | Sun Up Zero Down | AC Electric | Accepted | 2020-10-30 | 2020-11-04 | 2021-11-04 | Solaredge | SE10000H-US | Inverters | 10000 |  | 1 |  |  | 0.98 |  | Outside | next to utility meter
NJSTRE1545870755 |  | Transition Incentive Program | Mckee City | 8234 | 19 | 11.55 | Residential | No | Behind the Meter | Net-metered residential rooftop and canopy |  | None | Sun Up Zero Down | AC Electric | Accepted | 2020-10-30 | 2020-11-04 | 2021-11-04 | REC | REC330TP3M | Solar Panels |  | 0.33 | 35 | 126 | 45 |  | Fixed | Roof
NJSTRE1545870770 |  | Transition Incentive Program | Atlantic City | 8401 | 19 | 4.69 | Residential | Yes | Behind the Meter | Net-metered residential rooftop and canopy |  | None | Vision Solar LLC | PSE&G | Accepted | 2020-10-30 | 2020-11-04 | 2021-11-04 | ENPHASE | IQ7-60-2-US | Inverters | 0.24 |  | 14 |  |  | 0.96 |  | Other | BEHIND EACH PANEL
NJSTRE1545870770 |  | Transition Incentive Program | Atlantic City | 8401 | 19 | 4.69 | Residential | Yes | Behind the Meter | Net-metered residential rooftop and canopy |  | None | Vision Solar LLC | PSE&G | Accepted | 2020-10-30 | 2020-11-04 | 2021-11-04 | HANWHA Q-CELLS | Q.PEAK DUO-G6+ 335 | Solar Panels |  | 0.335 | 14 | 290 | 9 |  | Fixed | Roof
NJSTRE1545870771 |  | Transition Incentive Program | Lawrence Township | 8311 | 20 | 8.45 | Residential | Yes | Behind the Meter | Net-metered residential rooftop and canopy |  | None | EMT Renewables | AC Electric | Accepted | 2020-10-30 | 2020-11-04 | 2021-11-04 | Enphase | IQ7-60-2-US | Inverters | 240 |  | 26 |  |  | 0.97 |  | Outside | under panels
NJSTRE1545870771 |  | Transition Incentive Program | Lawrence Township | 8311 | 20 | 8.45 | Residential | Yes | Behind the Meter | Net-metered residential rooftop and canopy |  | None | EMT Renewables | AC Electric | Accepted | 2020-10-30 | 2020-11-04 | 2021-11-04 | Trina | TSM-325-DD06M.05(II) | Solar Panels |  | 0.325 | 21 | 178 | 5 |  | Fixed | Roof
NJSTRE1545870771 |  | Transition Incentive Program | Lawrence Township | 8311 | 20 | 8.45 | Residential | Yes | Behind the Meter | Net-metered residential rooftop and canopy |  | None | EMT Renewables | AC Electric | Accepted | 2020-10-30 | 2020-11-04 | 2021-11-04 | Trina | TSM-325-DD06M.05(II) | Solar Panels |  | 0.325 | 5 | 358 | 5 |  | Fixed | Roof
NJSTRE1545870783 |  | Transition Incentive Program | Englishtown | 7726 | 17 | 10.68 | Residential | Yes | Behind the Meter | Net-metered residential rooftop and canopy |  | None | Sunrun Installation Services, Inc. | JCP&L | Accepted | 2020-10-30 | 2020-11-04 | 2021-11-04 | Enphase Energy | IQ7-60-x-US (240V) | Inverters | 240 |  | 35 |  |  | 0.96 |  | Outdoor | Rooftop
NJSTRE1545870783 |  | Transition Incentive Program | Englishtown | 7726 | 17 | 10.68 | Residential | Yes | Behind the Meter | Net-metered residential rooftop and canopy |  | None | Sunrun Installation Services, Inc. | JCP&L | Accepted | 2020-10-30 | 2020-11-04 | 2021-11-04 | LONGi Green Energy Technology Co Ltd | LR6-60HPB-305M | Solar Panels |  | 0.305 | 8 | 172 | 23 |  | Fixed | Roof
NJSTRE1545870783 |  | Transition Incentive Program | Englishtown | 7726 | 17 | 10.68 | Residential | Yes | Behind the Meter | Net-metered residential rooftop and canopy |  | None | Sunrun Installation Services, Inc. | JCP&L | Accepted | 2020-10-30 | 2020-11-04 | 2021-11-04 | LONGi Green Energy Technology Co Ltd | LR6-60HPB-305M | Solar Panels |  | 0.305 | 14 | 263 | 23 |  | Fixed | Roof
NJSTRE1545870783 |  | Transition Incentive Program | Englishtown | 7726 | 17 | 10.68 | Residential | Yes | Behind the Meter | Net-metered residential rooftop and canopy |  | None | Sunrun Installation Services, Inc. | JCP&L | Accepted | 2020-10-30 | 2020-11-04 | 2021-11-04 | LONGi Green Energy Technology Co Ltd | LR6-60HPB-305M | Solar Panels |  | 0.305 | 13 | 83 | 23 |  | Fixed | Roof
NJSTRE1545870791 |  | Transition Incentive Program | Pennsauken Twp | 8110 | 14 | 15.04 | Residential | Yes | Behind the Meter | Net-metered residential rooftop and canopy |  | None | Sunbound Solar | PSE&G | Accepted | 2020-10-30 | 2020-11-04 | 2021-11-04 | ENPHASE | IQ7-60-2-US | Inverters | 240 |  | 47 |  |  | 0.976 |  | Outdoor | Under Module
NJSTRE1545870791 |  | Transition Incentive Program | Pennsauken Twp | 8110 | 14 | 15.04 | Residential | Yes | Behind the Meter | Net-metered residential rooftop and canopy |  | None | Sunbound Solar | PSE&G | Accepted | 2020-10-30 | 2020-11-04 | 2021-11-04 | HANWHA | Q-CELL Q.PEAK DUO-G5 320 | Solar Panels |  | 0.32 | 16 | 169 | 18 |  | Fixed | Roof
NJSTRE1545870791 |  | Transition Incentive Program | Pennsauken Twp | 8110 | 14 | 15.04 | Residential | Yes | Behind the Meter | Net-metered residential rooftop and canopy |  | None | Sunbound Solar | PSE&G | Accepted | 2020-10-30 | 2020-11-04 | 2021-11-04 | HANWHA | Q-CELL Q.PEAK DUO-G5 320 | Solar Panels |  | 0.32 | 31 | 349 | 18 |  | Fixed | Roof
NJSTRE1545870801 |  | Transition Incentive Program | Elizabeth | 7206 | 10 | 4.08 | Residential | No | Behind the Meter | Net-metered residential rooftop and canopy |  | None | Trinity Solar | PSE&G | Accepted | 2020-10-30 | 2020-11-04 | 2021-11-04 | Solar Edge | SE3800 | Inverters | 3800 |  | 1 |  |  | 0.97 |  | Outside | side of home
NJSTRE1545870801 |  | Transition Incentive Program | Elizabeth | 7206 | 10 | 4.08 | Residential | No | Behind the Meter | Net-metered residential rooftop and canopy |  | None | Trinity Solar | PSE&G | Accepted | 2020-10-30 | 2020-11-04 | 2021-11-04 | Hanwha | Q.PEAK DUO BLK-G6 340 | Solar Panels |  | 0.34 | 12 | 144 | 31 |  | Fixed | Roof
NJSTRE1545870802 |  | Transition Incentive Program | Princeton | 8540 | 12 | 12.54 | Residential | No | Behind the Meter | Net-metered residential rooftop and canopy |  | None | Exact Solar | PSE&G | Accepted | 2020-10-30 | 2020-11-04 | 2021-11-04 | SolarEdge | SE7600H | Inverters | 7600 |  | 1 |  |  | 0.99 |  | Outdoor | Next to meter
NJSTRE1545870802 |  | Transition Incentive Program | Princeton | 8540 | 12 | 12.54 | Residential | No | Behind the Meter | Net-metered residential rooftop and canopy |  | None | Exact Solar | PSE&G | Accepted | 2020-10-30 | 2020-11-04 | 2021-11-04 | AXITEC | AC-330MH/120S | Solar Panels |  | 0.33 | 16 | 220 | 40 |  | Fixed | Roof
NJSTRE1545870802 |  | Transition Incentive Program | Princeton | 8540 | 12 | 12.54 | Residential | No | Behind the Meter | Net-metered residential rooftop and canopy |  | None | Exact Solar | PSE&G | Accepted | 2020-10-30 | 2020-11-04 | 2021-11-04 | AXITEC | AC-330MH/120S | Solar Panels |  | 0.33 | 19 | 220 | 15 |  | Fixed | Roof
NJSTRE1545870802 |  | Transition Incentive Program | Princeton | 8540 | 12 | 12.54 | Residential | No | Behind the Meter | Net-metered residential rooftop and canopy |  | None | Exact Solar | PSE&G | Accepted | 2020-10-30 | 2020-11-04 | 2021-11-04 | AXITEC | AC-330MH/120S | Solar Panels |  | 0.33 | 3 | 130 | 40 |  | Fixed | Roof
NJSTRE1545870803 |  | Transition Incentive Program | Linden | 7036 | 10 | 9.86 | Residential | No | Behind the Meter | Net-metered residential rooftop and canopy |  | None | Public Service Solar | PSE&G | Accepted | 2020-10-30 | 2020-11-04 | 2021-11-04 | Enphase | IQ7+ | Inverters | 0.29 |  | 29 |  |  | 0.96 |  | Outdoor | under panels
NJSTRE1545870803 |  | Transition Incentive Program | Linden | 7036 | 10 | 9.86 | Residential | No | Behind the Meter | Net-metered residential rooftop and canopy |  | None | Public Service Solar | PSE&G | Accepted | 2020-10-30 | 2020-11-04 | 2021-11-04 | LG | N1K-L5 | Solar Panels |  | 0.34 | 7 | 215 | 41 |  | Fixed | Roof
NJSTRE1545870803 |  | Transition Incentive Program | Linden | 7036 | 10 | 9.86 | Residential | No | Behind the Meter | Net-metered residential rooftop and canopy |  | None | Public Service Solar | PSE&G | Accepted | 2020-10-30 | 2020-11-04 | 2021-11-04 | LG | N1K-L5 | Solar Panels |  | 0.34 | 10 | 35 | 13 |  | Fixed | Roof
NJSTRE1545870803 |  | Transition Incentive Program | Linden | 7036 | 10 | 9.86 | Residential | No | Behind the Meter | Net-metered residential rooftop and canopy |  | None | Public Service Solar | PSE&G | Accepted | 2020-10-30 | 2020-11-04 | 2021-11-04 | LG | N1K-L5 | Solar Panels |  | 0.34 | 12 | 35 | 14 |  | Fixed | Roof
NJSTRE1545870805 |  | Transition Incentive Program | Hasbrouck Heights | 7604 | 7 | 5.78 | Residential | No | Behind the Meter | Net-metered residential rooftop and canopy |  | None | Tesla Energy Operations Inc. | PSE&G | Accepted | 2020-10-30 | 2020-11-04 | 2021-11-04 | SolarEdge Technologies | SE7600H-US [240V] | Inverters | 7600 |  | 1 |  |  | 0.99 |  | Outside | Outside
NJSTRE1545870805 |  | Transition Incentive Program | Hasbrouck Heights | 7604 | 7 | 5.78 | Residential | No | Behind the Meter | Net-metered residential rooftop and canopy |  | None | Tesla Energy Operations Inc. | PSE&G | Accepted | 2020-10-30 | 2020-11-04 | 2021-11-04 | Hanwha Q-CELLS | Q.Peak DUO BLK-G6+ 340 | Solar Panels |  | 0.34 | 5 | 308 | 23 |  | Fixed | Roof
NJSTRE1545870805 |  | Transition Incentive Program | Hasbrouck Heights | 7604 | 7 | 5.78 | Residential | No | Behind the Meter | Net-metered residential rooftop and canopy |  | None | Tesla Energy Operations Inc. | PSE&G | Accepted | 2020-10-30 | 2020-11-04 | 2021-11-04 | Hanwha Q-CELLS | Q.Peak DUO BLK-G6+ 340 | Solar Panels |  | 0.34 | 8 | 128 | 23 |  | Fixed | Roof
NJSTRE1545870805 |  | Transition Incentive Program | Hasbrouck Heights | 7604 | 7 | 5.78 | Residential | No | Behind the Meter | Net-metered residential rooftop and canopy |  | None | Tesla Energy Operations Inc. | PSE&G | Accepted | 2020-10-30 | 2020-11-04 | 2021-11-04 | Hanwha Q-CELLS | Q.Peak DUO BLK-G6+ 340 | Solar Panels |  | 0.34 | 4 | 217 | 37 |  | Fixed | Roof
NJSTRE1545870806 |  | Transition Incentive Program | South Amboy | 8879 | 11 | 7.63 | Residential | Yes | Behind the Meter | Net-metered residential rooftop and canopy |  | None | Sunrun Installation Services, Inc. | JCP&L | Accepted | 2020-10-30 | 2020-11-04 | 2021-11-04 | LG Chem | RESU 10H SEG | Electric Storage Battery |  |  | 1 |  |  |  | Lithium Ion |  | outside
NJSTRE1545870806 |  | Transition Incentive Program | South Amboy | 8879 | 11 | 7.63 | Residential | Yes | Behind the Meter | Net-metered residential rooftop and canopy |  | None | Sunrun Installation Services, Inc. | JCP&L | Accepted | 2020-10-30 | 2020-11-04 | 2021-11-04 | Delta Electronics | E8-TL-US | Inverters | 8000 |  | 1 |  |  | 0.96 |  | Outdoor | Next To Meter
NJSTRE1545870806 |  | Transition Incentive Program | South Amboy | 8879 | 11 | 7.63 | Residential | Yes | Behind the Meter | Net-metered residential rooftop and canopy |  | None | Sunrun Installation Services, Inc. | JCP&L | Accepted | 2020-10-30 | 2020-11-04 | 2021-11-04 | LONGi Green Energy Technology Co Ltd | LR6-60HPB-305M | Solar Panels |  | 0.305 | 10 | 304 | 34 |  | Fixed | Roof
NJSTRE1545870806 |  | Transition Incentive Program | South Amboy | 8879 | 11 | 7.63 | Residential | Yes | Behind the Meter | Net-metered residential rooftop and canopy |  | None | Sunrun Installation Services, Inc. | JCP&L | Accepted | 2020-10-30 | 2020-11-04 | 2021-11-04 | LONGi Green Energy Technology Co Ltd | LR6-60HPB-305M | Solar Panels |  | 0.305 | 15 | 124 | 34 |  | Fixed | Roof
NJSTRE1545870810 |  | Transition Incentive Program | Cedarville | 8311 | 20 | 10.54 | Residential | Yes | Behind the Meter | Net-metered residential rooftop and canopy |  | None | Trinity Solar | AC Electric | Accepted | 2020-10-30 | 2020-11-04 | 2021-11-04 | SOLAR EDGE | SE10000H-US | Inverters | 10000 |  | 1 |  |  | 0.97 |  | Outside | SIDE OF HOME
NJSTRE1545870810 |  | Transition Incentive Program | Cedarville | 8311 | 20 | 10.54 | Residential | Yes | Behind the Meter | Net-metered residential rooftop and canopy |  | None | Trinity Solar | AC Electric | Accepted | 2020-10-30 | 2020-11-04 | 2021-11-04 | HANWHA 340 (Q.PEAK DUO BLK-G6 340) | HANWHA 340 (Q.PEAK DUO BLK-G6 340) | Solar Panels |  | 0.34 | 22 | 163 | 27 |  | Fixed | Roof
NJSTRE1545870810 |  | Transition Incentive Program | Cedarville | 8311 | 20 | 10.54 | Residential | Yes | Behind the Meter | Net-metered residential rooftop and canopy |  | None | Trinity Solar | AC Electric | Accepted | 2020-10-30 | 2020-11-04 | 2021-11-04 | HANWHA 340 (Q.PEAK DUO BLK-G6 340) | HANWHA 340 (Q.PEAK DUO BLK-G6 340) | Solar Panels |  | 0.34 | 9 | 163 | 27 |  | Fixed | Roof
NJSTRE1545870817 |  | Transition Incentive Program | Roselle Park | 7204 | 10 | 6.46 | Residential | No | Behind the Meter | Net-metered residential rooftop and canopy |  | None | Public Service Solar | PSE&G | Accepted | 2020-10-30 | 2020-11-04 | 2021-11-04 | Enphase | IQ7+ | Inverters | 0.29 |  | 19 |  |  | 0.96 |  | Outdoor | under panels
NJSTRE1545870817 |  | Transition Incentive Program | Roselle Park | 7204 | 10 | 6.46 | Residential | No | Behind the Meter | Net-metered residential rooftop and canopy |  | None | Public Service Solar | PSE&G | Accepted | 2020-10-30 | 2020-11-04 | 2021-11-04 | LG | N1K-L5 | Solar Panels |  | 0.34 | 19 | 170 | 23 |  | Fixed | Roof
NJSTRE1545870819 |  | Transition Incentive Program | Northvale | 7647 | 7 | 4.8 | Residential | Yes | Behind the Meter | Net-metered residential rooftop and canopy |  | None | Vivint Solar Developer, LLC | Orange Rockland Electric | Accepted | 2020-10-30 | 2020-11-04 | 2021-11-04 | Solar Edge | SE3800H-USS | Inverters | 3800 |  | 1 |  |  | 0.992 |  | Outdoor | Near the Utility Meter
NJSTRE1545870819 |  | Transition Incentive Program | Northvale | 7647 | 7 | 4.8 | Residential | Yes | Behind the Meter | Net-metered residential rooftop and canopy |  | None | Vivint Solar Developer, LLC | Orange Rockland Electric | Accepted | 2020-10-30 | 2020-11-04 | 2021-11-04 | JINKO SOLAR | JKM320M-60HBL | Solar Panels |  | 0.32 | 15 | 211 | 29 |  | Fixed | Roof
NJSTRE1545870828 |  | Transition Incentive Program | South Bound Brook | 8880 | 5 | 4.65 | Residential | Yes | Behind the Meter | Net-metered residential rooftop and canopy |  | None | Sunrun Installation Services, Inc. | PSE&G | Accepted | 2020-10-30 | 2020-11-04 | 2021-11-04 | Enphase Energy | IQ7-60-x-US (240V) | Inverters | 240 |  | 15 |  |  | 0.96 |  | Outdoor | Rooftop
NJSTRE1545870828 |  | Transition Incentive Program | South Bound Brook | 8880 | 5 | 4.65 | Residential | Yes | Behind the Meter | Net-metered residential rooftop and canopy |  | None | Sunrun Installation Services, Inc. | PSE&G | Accepted | 2020-10-30 | 2020-11-04 | 2021-11-04 | LONGi Green Energy Technology Co Ltd | LR6-60HPB-310M | Solar Panels |  | 0.31 | 15 | 242 | 39 |  | Fixed | Roof
NJSTRE1545870843 |  | Transition Incentive Program | Little Egg Harbor Township | 8087 | 18 | 12.92 | Residential | No | Behind the Meter | Net-metered residential rooftop and canopy |  | None | Green Power Energy | AC Electric | Accepted | 2020-10-30 | 2020-11-04 | 2021-11-04 | Enphase Energy | IQ7PLUS-72-2-US | Inverters | 290 |  | 38 |  |  | 0.975 |  | Outside | behind panels
NJSTRE1545870843 |  | Transition Incentive Program | Little Egg Harbor Township | 8087 | 18 | 12.92 | Residential | No | Behind the Meter | Net-metered residential rooftop and canopy |  | None | Green Power Energy | AC Electric | Accepted | 2020-10-30 | 2020-11-04 | 2021-11-04 | LG Electronics | LG340N1K-L5 | Solar Panels |  | 0.34 | 14 | 84 | 20 |  | Fixed | Roof
NJSTRE1545870843 |  | Transition Incentive Program | Little Egg Harbor Township | 8087 | 18 | 12.92 | Residential | No | Behind the Meter | Net-metered residential rooftop and canopy |  | None | Green Power Energy | AC Electric | Accepted | 2020-10-30 | 2020-11-04 | 2021-11-04 | LG Electronics | LG340N1K-L5 | Solar Panels |  | 0.34 | 14 | 273 | 20 |  | Fixed | Roof
NJSTRE1545870843 |  | Transition Incentive Program | Little Egg Harbor Township | 8087 | 18 | 12.92 | Residential | No | Behind the Meter | Net-metered residential rooftop and canopy |  | None | Green Power Energy | AC Electric | Accepted | 2020-10-30 | 2020-11-04 | 2021-11-04 | LG Electronics | LG340N1K-L5 | Solar Panels |  | 0.34 | 10 | 273 | 20 |  | Fixed | Roof
NJSTRE1545870844 |  | Transition Incentive Program | Secaucus Town | 7094 | 8 | 13.92 | Residential | Yes | Behind the Meter | Net-metered residential rooftop and canopy |  | None | Freedom Forever New Jersey, LLC | PSE&G | Accepted | 2020-11-02 | 2020-11-04 | 2021-11-04 | Solar Edge | SE11400H-US [SI1] RGM | Inverters | 47.5 |  | 1 |  |  | 0.99 |  | Outdoor | N/A
NJSTRE1545870844 |  | Transition Incentive Program | Secaucus Town | 7094 | 8 | 13.92 | Residential | Yes | Behind the Meter | Net-metered residential rooftop and canopy |  | None | Freedom Forever New Jersey, LLC | PSE&G | Accepted | 2020-11-02 | 2020-11-04 | 2021-11-04 | Hanwha QCell | Q.PLUS BFR-G4.1- 290 | Solar Panels |  | 0.29 | 18 | 339 | 18 |  | Fixed | Roof | Roof
NJSTRE1545870844 |  | Transition Incentive Program | Secaucus Town | 7094 | 8 | 13.92 | Residential | Yes | Behind the Meter | Net-metered residential rooftop and canopy |  | None | Freedom Forever New Jersey, LLC | PSE&G | Accepted | 2020-11-02 | 2020-11-04 | 2021-11-04 | Hanwha QCell | Q.PLUS BFR-G4.1- 290 | Solar Panels |  | 0.29 | 22 | 159 | 18 |  | Fixed | Roof | Roof
NJSTRE1545870844 |  | Transition Incentive Program | Secaucus Town | 7094 | 8 | 13.92 | Residential | Yes | Behind the Meter | Net-metered residential rooftop and canopy |  | None | Freedom Forever New Jersey, LLC | PSE&G | Accepted | 2020-11-02 | 2020-11-04 | 2021-11-04 | Hanwha QCell | Q.PLUS BFR-G4.1- 290 | Solar Panels |  | 0.29 | 8 | 248 | 18 |  | Fixed | Roof | Roof
NJSTRE1545870846 |  | Transition Incentive Program | Woodlynne | 8107 | 14 | 5.76 | Residential | Yes | Behind the Meter | Net-metered residential rooftop and canopy |  | None | Vivint Solar Developer, LLC | PSE&G | Accepted | 2020-10-30 | 2020-11-04 | 2021-11-04 | Solar Edge | SE3800H-US | Inverters | 3800 |  | 1 |  |  | 0.992 |  | Outdoor | Near the Utility Meter
NJSTRE1545870846 |  | Transition Incentive Program | Woodlynne | 8107 | 14 | 5.76 | Residential | Yes | Behind the Meter | Net-metered residential rooftop and canopy |  | None | Vivint Solar Developer, LLC | PSE&G | Accepted | 2020-10-30 | 2020-11-04 | 2021-11-04 | JINKO SOLAR | JKM320M-60HL | Solar Panels |  | 0.32 | 2 | 269 | 23 |  | Fixed | Roof
NJSTRE1545870846 |  | Transition Incentive Program | Woodlynne | 8107 | 14 | 5.76 | Residential | Yes | Behind the Meter | Net-metered residential rooftop and canopy |  | None | Vivint Solar Developer, LLC | PSE&G | Accepted | 2020-10-30 | 2020-11-04 | 2021-11-04 | JINKO SOLAR | JKM320M-60HL | Solar Panels |  | 0.32 | 16 | 359 | 23 |  | Fixed | Roof
NJSTRE1545870861 |  | Transition Incentive Program | North Bergen Twp | 7047 | 8 | 4.64 | Residential | Yes | Behind the Meter | Net-metered residential rooftop and canopy |  | None | Freedom Forever New Jersey, LLC | PSE&G | Accepted | 2020-11-04 | 2020-11-04 | 2021-11-04 | Solar Edge | SE5000H-US [SI1] RGM | Inverters | 21 |  | 1 |  |  | 0.99 |  | Outdoor | N/A
NJSTRE1545870861 |  | Transition Incentive Program | North Bergen Twp | 7047 | 8 | 4.64 | Residential | Yes | Behind the Meter | Net-metered residential rooftop and canopy |  | None | Freedom Forever New Jersey, LLC | PSE&G | Accepted | 2020-11-04 | 2020-11-04 | 2021-11-04 | Hanwha QCell | Q.PLUS BFR-G4.1- 290 | Solar Panels |  | 0.29 | 6 | 211 | 12 |  | Fixed | Roof | Roof
NJSTRE1545870861 |  | Transition Incentive Program | North Bergen Twp | 7047 | 8 | 4.64 | Residential | Yes | Behind the Meter | Net-metered residential rooftop and canopy |  | None | Freedom Forever New Jersey, LLC | PSE&G | Accepted | 2020-11-04 | 2020-11-04 | 2021-11-04 | Hanwha QCell | Q.PLUS BFR-G4.1- 290 | Solar Panels |  | 0.29 | 10 | 33 | 20 |  | Fixed | Roof | Roof
NJSTRE1545870862 |  | Transition Incentive Program | Paramus | 7652 | 7 | 8.16 | Residential | Yes | Behind the Meter | Net-metered residential rooftop and canopy |  | None | Trinity Solar | PSE&G | Accepted | 2020-10-30 | 2020-11-04 | 2021-11-04 | Solar Edge | SE7600H-US | Inverters | 7600 |  | 1 |  |  | 0.97 |  | Outside | side of home
NJSTRE1545870862 |  | Transition Incentive Program | Paramus | 7652 | 7 | 8.16 | Residential | Yes | Behind the Meter | Net-metered residential rooftop and canopy |  | None | Trinity Solar | PSE&G | Accepted | 2020-10-30 | 2020-11-04 | 2021-11-04 | Hanwha 340 | Q.PEAK DUO BLK-G6 340 | Solar Panels |  | 0.34 | 13 | 150 | 31 |  | Fixed | Roof
NJSTRE1545870862 |  | Transition Incentive Program | Paramus | 7652 | 7 | 8.16 | Residential | Yes | Behind the Meter | Net-metered residential rooftop and canopy |  | None | Trinity Solar | PSE&G | Accepted | 2020-10-30 | 2020-11-04 | 2021-11-04 | Hanwha 340 | Q.PEAK DUO BLK-G6 340 | Solar Panels |  | 0.34 | 11 | 240 | 20 |  | Fixed | Roof
NJSTRE1545870867 |  | Transition Incentive Program | Hasbrouck Heights | 7604 | 7 | 5.18 | Residential | Yes | Behind the Meter | Net-metered residential rooftop and canopy |  | None | Sunrun Installation Services, Inc. | PSE&G | Accepted | 2020-10-30 | 2020-11-04 | 2021-11-04 | Enphase Energy | IQ7PLUS-72-x-US (240V) | Inverters | 290 |  | 15 |  |  | 0.96 |  | Outdoor | Rooftop
NJSTRE1545870867 |  | Transition Incentive Program | Hasbrouck Heights | 7604 | 7 | 5.18 | Residential | Yes | Behind the Meter | Net-metered residential rooftop and canopy |  | None | Sunrun Installation Services, Inc. | PSE&G | Accepted | 2020-10-30 | 2020-11-04 | 2021-11-04 | LG Electronics | LG345N1C-V5 | Solar Panels |  | 0.345 | 15 | 121 | 27 |  | Fixed | Roof
NJSTRE1545870871 |  | Transition Incentive Program | Toms River | 8757 | 18 | 6.46 | Residential | No | Behind the Meter | Net-metered residential rooftop and canopy |  | None | Accord Power Inc | JCP&L | Accepted | 2020-11-02 | 2020-11-04 | 2021-11-04 | AP System | YC600 | Inverters | 548 |  | 10 |  |  | 0.967 |  | Outdoor | Roof
NJSTRE1545870871 |  | Transition Incentive Program | Toms River | 8757 | 18 | 6.46 | Residential | No | Behind the Meter | Net-metered residential rooftop and canopy |  | None | Accord Power Inc | JCP&L | Accepted | 2020-11-02 | 2020-11-04 | 2021-11-04 | Hanwah | Q cell 340 | Solar Panels |  | 0.34 | 19 | 135 | 20 |  | Fixed | Roof
NJSTRE1545870872 |  | Transition Incentive Program | Trenton | 8610 | 12 | 5.44 | Residential | No | Behind the Meter | Net-metered residential rooftop and canopy |  | None | Trinity Solar | PSE&G | Accepted | 2020-10-30 | 2020-11-04 | 2021-11-04 | Solar Edge | SE5000H-US000BNC4 | Inverters | 5000 |  | 1 |  |  | 0.97 |  | Outdoor | side of home
NJSTRE1545870872 |  | Transition Incentive Program | Trenton | 8610 | 12 | 5.44 | Residential | No | Behind the Meter | Net-metered residential rooftop and canopy |  | None | Trinity Solar | PSE&G | Accepted | 2020-10-30 | 2020-11-04 | 2021-11-04 | HANWHA | Q.PEAK DUO BLK-G6 340 | Solar Panels |  | 0.34 | 16 | 183 | 10 |  | Fixed | Roof
NJSTRE1545870880 |  | Transition Incentive Program | Lakewood | 8701 | 18 | 17.63 | Residential | No | Behind the Meter | Net-metered residential rooftop and canopy |  | None | Powerlutions | JCP&L | Accepted | 2020-10-30 | 2020-11-04 | 2021-11-04 | SolarEdge | SE7600H-US | Inverters | 7.6 |  | 2 |  |  | 0.99 |  | Outdoor | near meter
NJSTRE1545870880 |  | Transition Incentive Program | Lakewood | 8701 | 18 | 17.63 | Residential | No | Behind the Meter | Net-metered residential rooftop and canopy |  | None | Powerlutions | JCP&L | Accepted | 2020-10-30 | 2020-11-04 | 2021-11-04 | Solaria | PowerXT-430C-PD | Solar Panels |  | 0.43 | 41 | 186 | 5 |  | Fixed | Roof
NJSTRE1545870885 |  | Transition Incentive Program | Monroeville | 8343 | 16 | 18.61 | Residential | Yes | Behind the Meter | Net-metered residential rooftop and canopy |  | None | Sunrun Installation Services, Inc. | AC Electric | Accepted | 2020-10-30 | 2020-11-04 | 2021-11-04 | Enphase Energy | IQ7-60-x-US (240V) | Inverters | 240 |  | 61 |  |  | 0.96 |  | Outdoor | Rooftop
NJSTRE1545870885 |  | Transition Incentive Program | Monroeville | 8343 | 16 | 18.61 | Residential | Yes | Behind the Meter | Net-metered residential rooftop and canopy |  | None | Sunrun Installation Services, Inc. | AC Electric | Accepted | 2020-10-30 | 2020-11-04 | 2021-11-04 | LONGi Green Energy Technology Co Ltd | LR6-60HPB-305M | Solar Panels |  | 0.305 | 18 | 347 | 37 |  | Fixed | Roof
NJSTRE1545870885 |  | Transition Incentive Program | Monroeville | 8343 | 16 | 18.61 | Residential | Yes | Behind the Meter | Net-metered residential rooftop and canopy |  | None | Sunrun Installation Services, Inc. | AC Electric | Accepted | 2020-10-30 | 2020-11-04 | 2021-11-04 | LONGi Green Energy Technology Co Ltd | LR6-60HPB-305M | Solar Panels |  | 0.305 | 4 | 347 | 23 |  | Fixed | Roof
NJSTRE1545870885 |  | Transition Incentive Program | Monroeville | 8343 | 16 | 18.61 | Residential | Yes | Behind the Meter | Net-metered residential rooftop and canopy |  | None | Sunrun Installation Services, Inc. | AC Electric | Accepted | 2020-10-30 | 2020-11-04 | 2021-11-04 | LONGi Green Energy Technology Co Ltd | LR6-60HPB-305M | Solar Panels |  | 0.305 | 31 | 167 | 37 |  | Fixed | Roof
NJSTRE1545870885 |  | Transition Incentive Program | Monroeville | 8343 | 16 | 18.61 | Residential | Yes | Behind the Meter | Net-metered residential rooftop and canopy |  | None | Sunrun Installation Services, Inc. | AC Electric | Accepted | 2020-10-30 | 2020-11-04 | 2021-11-04 | LONGi Green Energy Technology Co Ltd | LR6-60HPB-305M | Solar Panels |  | 0.305 | 8 | 167 | 23 |  | Fixed | Roof
NJSTRE1545870890 |  | Transition Incentive Program | Somers Point | 8244 | 19 | 3.2 | Residential | Yes | Behind the Meter | Net-metered residential rooftop and canopy |  | None | Vivint Solar Developer, LLC | AC Electric | Accepted | 2020-10-30 | 2020-11-04 | 2021-11-04 | Solar Edge | SE3800H-US | Inverters | 3800 |  | 1 |  |  | 0.992 |  | Outdoor | Near the Utility Meter
NJSTRE1545870890 |  | Transition Incentive Program | Somers Point | 8244 | 19 | 3.2 | Residential | Yes | Behind the Meter | Net-metered residential rooftop and canopy |  | None | Vivint Solar Developer, LLC | AC Electric | Accepted | 2020-10-30 | 2020-11-04 | 2021-11-04 | JINKO SOLAR | JKM320M-60HBL | Solar Panels |  | 0.32 | 5 | 12 | 25 |  | Fixed | Roof
NJSTRE1545870890 |  | Transition Incentive Program | Somers Point | 8244 | 19 | 3.2 | Residential | Yes | Behind the Meter | Net-metered residential rooftop and canopy |  | None | Vivint Solar Developer, LLC | AC Electric | Accepted | 2020-10-30 | 2020-11-04 | 2021-11-04 | JINKO SOLAR | JKM320M-60HBL | Solar Panels |  | 0.32 | 5 | 102 | 25 |  | Fixed | Roof
NJSTRE1545870894 |  | Transition Incentive Program | Marlton | 8053 | 13 | 7.71 | Residential | Yes | Behind the Meter | Net-metered residential rooftop and canopy |  | None | Vision Solar LLC | PSE&G | Accepted | 2020-10-30 | 2020-11-04 | 2021-11-04 | ENPHASE | IQ7-60-2-US | Inverters | 0.24 |  | 23 |  |  | 0.96 |  | Other | BEHIND EACH PANEL
NJSTRE1545870894 |  | Transition Incentive Program | Marlton | 8053 | 13 | 7.71 | Residential | Yes | Behind the Meter | Net-metered residential rooftop and canopy |  | None | Vision Solar LLC | PSE&G | Accepted | 2020-10-30 | 2020-11-04 | 2021-11-04 | HANWHA Q-CELLS | Q.PEAK DUO-G6+ 335 | Solar Panels |  | 0.335 | 6 | 168 | 27 |  | Fixed | Roof
NJSTRE1545870894 |  | Transition Incentive Program | Marlton | 8053 | 13 | 7.71 | Residential | Yes | Behind the Meter | Net-metered residential rooftop and canopy |  | None | Vision Solar LLC | PSE&G | Accepted | 2020-10-30 | 2020-11-04 | 2021-11-04 | HANWHA Q-CELLS | Q.PEAK DUO-G6+ 335 | Solar Panels |  | 0.335 | 10 | 167 | 30 |  | Fixed | Roof
NJSTRE1545870894 |  | Transition Incentive Program | Marlton | 8053 | 13 | 7.71 | Residential | Yes | Behind the Meter | Net-metered residential rooftop and canopy |  | None | Vision Solar LLC | PSE&G | Accepted | 2020-10-30 | 2020-11-04 | 2021-11-04 | HANWHA Q-CELLS | Q.PEAK DUO-G6+ 335 | Solar Panels |  | 0.335 | 7 | 347 | 30 |  | Fixed | Roof
NJSTRE1545870898 |  | Transition Incentive Program | CHERRY HILL, | 8002 | 14 | 6.08 | Residential | Yes | Behind the Meter | Net-metered residential rooftop and canopy |  | None | Sunbound Solar | PSE&G | Accepted | 2020-10-30 | 2020-11-04 | 2021-11-04 | ENPHASE | IQ7-60-2-US | Inverters | 240 |  | 19 |  |  | 0.976 |  | Outdoor | UNDER MODULE
NJSTRE1545870898 |  | Transition Incentive Program | CHERRY HILL, | 8002 | 14 | 6.08 | Residential | Yes | Behind the Meter | Net-metered residential rooftop and canopy |  | None | Sunbound Solar | PSE&G | Accepted | 2020-10-30 | 2020-11-04 | 2021-11-04 | HANWHA | Q-CELL Q.PEAK DUO-G5 320 | Solar Panels |  | 0.32 | 12 | 356 | 30 |  | Fixed | Roof
NJSTRE1545870898 |  | Transition Incentive Program | CHERRY HILL, | 8002 | 14 | 6.08 | Residential | Yes | Behind the Meter | Net-metered residential rooftop and canopy |  | None | Sunbound Solar | PSE&G | Accepted | 2020-10-30 | 2020-11-04 | 2021-11-04 | HANWHA | Q-CELL Q.PEAK DUO-G5 320 | Solar Panels |  | 0.32 | 7 | 176 | 30 |  | Fixed | Roof
NJSTRE1545871080 |  | Transition Incentive Program | McKee City | 8234 | 19 | 14.5 | Residential | Yes | Behind the Meter | Net-metered residential rooftop and canopy |  | None | Freedom Forever New Jersey, LLC | AC Electric | Accepted | 2020-11-04 | 2020-11-04 | 2021-11-04 | Solar Edge | SE7600H-US [SI1] RGM | Inverters | 32 |  | 1 |  |  | 0.99 |  | Outdoor | N/A
NJSTRE1545871080 |  | Transition Incentive Program | McKee City | 8234 | 19 | 14.5 | Residential | Yes | Behind the Meter | Net-metered residential rooftop and canopy |  | None | Freedom Forever New Jersey, LLC | AC Electric | Accepted | 2020-11-04 | 2020-11-04 | 2021-11-04 | Hanwha QCell | Q.PLUS BFR-G4.1- 290 | Solar Panels |  | 0.29 | 15 | 111 | 30 |  | Fixed | Roof | Roof
NJSTRE1545871080 |  | Transition Incentive Program | McKee City | 8234 | 19 | 14.5 | Residential | Yes | Behind the Meter | Net-metered residential rooftop and canopy |  | None | Freedom Forever New Jersey, LLC | AC Electric | Accepted | 2020-11-04 | 2020-11-04 | 2021-11-04 | Hanwha QCell | Q.PLUS BFR-G4.1- 290 | Solar Panels |  | 0.29 | 14 | 291 | 30 |  | Fixed | Roof | Roof
NJSTRE1545871080 |  | Transition Incentive Program | McKee City | 8234 | 19 | 14.5 | Residential | Yes | Behind the Meter | Net-metered residential rooftop and canopy |  | None | Freedom Forever New Jersey, LLC | AC Electric | Accepted | 2020-11-04 | 2020-11-04 | 2021-11-04 | Hanwha QCell | Q.PLUS BFR-G4.1- 290 | Solar Panels |  | 0.29 | 18 | 291 | 30 |  | Fixed | Roof | Roof
NJSTRE1545871080 |  | Transition Incentive Program | McKee City | 8234 | 19 | 14.5 | Residential | Yes | Behind the Meter | Net-metered residential rooftop and canopy |  | None | Freedom Forever New Jersey, LLC | AC Electric | Accepted | 2020-11-04 | 2020-11-04 | 2021-11-04 | Hanwha QCell | Q.PLUS BFR-G4.1- 290 | Solar Panels |  | 0.29 | 3 | 201 | 43 |  | Fixed | Roof | Roof
NJSTRE1545871434 |  | Transition Incentive Program | Edison | 08837-2905 |  | 925.49 | Commercial | Yes | Behind the Meter | Net-metered non-residential rooftop and canopy |  | None | EnterSolar, LLC | PSE&G | Accepted | 2020-10-30 | 2020-11-04 | 2021-11-04 | SolarEdge | SE100K | Inverters | 100000 |  | 7 |  |  | 0.985 |  | Outside | Roof
NJSTRE1545871434 |  | Transition Incentive Program | Edison | 08837-2905 |  | 925.49 | Commercial | Yes | Behind the Meter | Net-metered non-residential rooftop and canopy |  | None | EnterSolar, LLC | PSE&G | Accepted | 2020-10-30 | 2020-11-04 | 2021-11-04 | JA Solar | JAM72S09-395 | Solar Panels |  | 0.395 | 2343 | 208 | 10 |  | Fixed | Roof
NJSTRE1545871459 |  | Transition Incentive Program | Plainsboro | 8536 | 11 | 6.12 | Residential | No | Behind the Meter | Net-metered residential rooftop and canopy |  | None | Public Service Solar | PSE&G | Accepted | 2020-11-02 | 2020-11-04 | 2021-11-04 | Enphase | IQ7+ | Inverters | 0.29 |  | 17 |  |  | 0.96 |  | Outdoor | under panels
NJSTRE1545871459 |  | Transition Incentive Program | Plainsboro | 8536 | 11 | 6.12 | Residential | No | Behind the Meter | Net-metered residential rooftop and canopy |  | None | Public Service Solar | PSE&G | Accepted | 2020-11-02 | 2020-11-04 | 2021-11-04 | LG | N1C-N5 | Solar Panels |  | 0.36 | 17 | 181 | 27 |  | Fixed | Roof
NJSTRE1545871471 |  | Transition Incentive Program | Hillsborough TWP | 8844 | 5 | 10.2 | Residential | No | Behind the Meter | Net-metered residential rooftop and canopy |  | None | Tesla Energy Operations Inc. | PSE&G | Accepted | 2020-10-30 | 2020-11-04 | 2021-11-04 | SolarEdge Technologies | SE10000H-US [240V] | Inverters | 10000 |  | 1 |  |  | 0.99 |  | Outside | Outside
NJSTRE1545871471 |  | Transition Incentive Program | Hillsborough TWP | 8844 | 5 | 10.2 | Residential | No | Behind the Meter | Net-metered residential rooftop and canopy |  | None | Tesla Energy Operations Inc. | PSE&G | Accepted | 2020-10-30 | 2020-11-04 | 2021-11-04 | Hanwha Q-CELLS | Q.Peak DUO BLK-G6+ 340 | Solar Panels |  | 0.34 | 6 | 73 | 30 |  | Fixed | Roof
NJSTRE1545871471 |  | Transition Incentive Program | Hillsborough TWP | 8844 | 5 | 10.2 | Residential | No | Behind the Meter | Net-metered residential rooftop and canopy |  | None | Tesla Energy Operations Inc. | PSE&G | Accepted | 2020-10-30 | 2020-11-04 | 2021-11-04 | Hanwha Q-CELLS | Q.Peak DUO BLK-G6+ 340 | Solar Panels |  | 0.34 | 12 | 253 | 30 |  | Fixed | Roof
NJSTRE1545871471 |  | Transition Incentive Program | Hillsborough TWP | 8844 | 5 | 10.2 | Residential | No | Behind the Meter | Net-metered residential rooftop and canopy |  | None | Tesla Energy Operations Inc. | PSE&G | Accepted | 2020-10-30 | 2020-11-04 | 2021-11-04 | Hanwha Q-CELLS | Q.Peak DUO BLK-G6+ 340 | Solar Panels |  | 0.34 | 12 | 252 | 30 |  | Fixed | Roof
NJSTRE1545871474 |  | Transition Incentive Program | Weehawken Twp | 7086 | 8 | 4.64 | Residential | Yes | Behind the Meter | Net-metered residential rooftop and canopy |  | None | Freedom Forever New Jersey, LLC | PSE&G | Accepted | 2020-11-01 | 2020-11-04 | 2021-11-04 | Solar Edge | SE3800H-US [SI1] RGM | Inverters | 16 |  | 1 |  |  | 0.99 |  | Outdoor | N/A
NJSTRE1545871474 |  | Transition Incentive Program | Weehawken Twp | 7086 | 8 | 4.64 | Residential | Yes | Behind the Meter | Net-metered residential rooftop and canopy |  | None | Freedom Forever New Jersey, LLC | PSE&G | Accepted | 2020-11-01 | 2020-11-04 | 2021-11-04 | Hanwha QCell | Q.PLUS BFR-G4.1- 290 | Solar Panels |  | 0.29 | 16 | 116 | 5 |  | Fixed | Roof | Roof
NJSTRE1545871496 |  | Transition Incentive Program | Newark | 7112 | 9 | 3.84 | Residential | Yes | Behind the Meter | Net-metered residential rooftop and canopy |  | None | Vivint Solar Developer, LLC | PSE&G | Accepted | 2020-10-30 | 2020-11-04 | 2021-11-04 | Solar Edge | SE3800H-US | Inverters | 3800 |  | 1 |  |  | 0.992 |  | Outdoor | Near the Utility Meter
NJSTRE1545871496 |  | Transition Incentive Program | Newark | 7112 | 9 | 3.84 | Residential | Yes | Behind the Meter | Net-metered residential rooftop and canopy |  | None | Vivint Solar Developer, LLC | PSE&G | Accepted | 2020-10-30 | 2020-11-04 | 2021-11-04 | JINKO SOLAR | JKM320M-60HL | Solar Panels |  | 0.32 | 10 | 221 | 12 |  | Fixed | Roof
NJSTRE1545871496 |  | Transition Incentive Program | Newark | 7112 | 9 | 3.84 | Residential | Yes | Behind the Meter | Net-metered residential rooftop and canopy |  | None | Vivint Solar Developer, LLC | PSE&G | Accepted | 2020-10-30 | 2020-11-04 | 2021-11-04 | JINKO SOLAR | JKM320M-60HL | Solar Panels |  | 0.32 | 2 | 311 | 24 |  | Fixed | Roof
NJSTRE1545871515 |  | Transition Incentive Program | Blackwood | 8012 | 14 | 4.08 | Residential | Yes | Behind the Meter | Net-metered residential rooftop and canopy |  | None | Trinity Solar | PSE&G | Accepted | 2020-10-30 | 2020-11-04 | 2021-11-04 | Solar Edge | SE3800H-US | Inverters | 3800 |  | 1 |  |  | 0.97 |  | Outside | side of home
NJSTRE1545871515 |  | Transition Incentive Program | Blackwood | 8012 | 14 | 4.08 | Residential | Yes | Behind the Meter | Net-metered residential rooftop and canopy |  | None | Trinity Solar | PSE&G | Accepted | 2020-10-30 | 2020-11-04 | 2021-11-04 | Hanwha 340 | Q.PEAK DUO BLK-G6 340 | Solar Panels |  | 0.34 | 12 | 178 | 23 |  | Fixed | Roof
NJSTRE1545871524 |  | Transition Incentive Program | Edison Township | 8820 | 11 | 12.24 | Residential | No | Behind the Meter | Net-metered residential rooftop and canopy |  | None | Green Power Energy | PSE&G | Accepted | 2020-10-30 | 2020-11-04 | 2021-11-04 | Solar Edge | SE10000H-US (240V) | Inverters | 10000 |  | 1 |  |  | 0.97 |  | Outside | next to meter
NJSTRE1545871524 |  | Transition Incentive Program | Edison Township | 8820 | 11 | 12.24 | Residential | No | Behind the Meter | Net-metered residential rooftop and canopy |  | None | Green Power Energy | PSE&G | Accepted | 2020-10-30 | 2020-11-04 | 2021-11-04 | LG Electronics | LG360N1C-N5 | Solar Panels |  | 0.36 | 6 | 360 | 20 |  | Fixed | Roof
NJSTRE1545871524 |  | Transition Incentive Program | Edison Township | 8820 | 11 | 12.24 | Residential | No | Behind the Meter | Net-metered residential rooftop and canopy |  | None | Green Power Energy | PSE&G | Accepted | 2020-10-30 | 2020-11-04 | 2021-11-04 | LG Electronics | LG360N1C-N5 | Solar Panels |  | 0.36 | 16 | 180 | 20 |  | Fixed | Roof
NJSTRE1545871524 |  | Transition Incentive Program | Edison Township | 8820 | 11 | 12.24 | Residential | No | Behind the Meter | Net-metered residential rooftop and canopy |  | None | Green Power Energy | PSE&G | Accepted | 2020-10-30 | 2020-11-04 | 2021-11-04 | LG Electronics | LG360N1C-N5 | Solar Panels |  | 0.36 | 12 | 270 | 20 |  | Fixed | Roof
NJSTRE1545871536 |  | Transition Incentive Program | Montgomery TWP | 8558 | 5 | 15.64 | Residential | Yes | Behind the Meter | Net-metered residential rooftop and canopy |  | None | Tesla Energy Operations Inc. | PSE&G | Accepted | 2020-10-30 | 2020-11-04 | 2021-11-04 | SolarEdge Technologies | SE7600H-US [240V] | Inverters | 7600 |  | 2 |  |  | 0.99 |  | Outside | Outside
NJSTRE1545871536 |  | Transition Incentive Program | Montgomery TWP | 8558 | 5 | 15.64 | Residential | Yes | Behind the Meter | Net-metered residential rooftop and canopy |  | None | Tesla Energy Operations Inc. | PSE&G | Accepted | 2020-10-30 | 2020-11-04 | 2021-11-04 | Hanwha Q-CELLS | Q.Peak DUO BLK-G6+ 340 | Solar Panels |  | 0.34 | 5 | 103 | 40 |  | Fixed | Roof
NJSTRE1545871536 |  | Transition Incentive Program | Montgomery TWP | 8558 | 5 | 15.64 | Residential | Yes | Behind the Meter | Net-metered residential rooftop and canopy |  | None | Tesla Energy Operations Inc. | PSE&G | Accepted | 2020-10-30 | 2020-11-04 | 2021-11-04 | Hanwha Q-CELLS | Q.Peak DUO BLK-G6+ 340 | Solar Panels |  | 0.34 | 6 | 13 | 34 |  | Fixed | Roof
NJSTRE1545871536 |  | Transition Incentive Program | Montgomery TWP | 8558 | 5 | 15.64 | Residential | Yes | Behind the Meter | Net-metered residential rooftop and canopy |  | None | Tesla Energy Operations Inc. | PSE&G | Accepted | 2020-10-30 | 2020-11-04 | 2021-11-04 | Hanwha Q-CELLS | Q.Peak DUO BLK-G6+ 340 | Solar Panels |  | 0.34 | 14 | 193 | 34 |  | Fixed | Roof
NJSTRE1545871536 |  | Transition Incentive Program | Montgomery TWP | 8558 | 5 | 15.64 | Residential | Yes | Behind the Meter | Net-metered residential rooftop and canopy |  | None | Tesla Energy Operations Inc. | PSE&G | Accepted | 2020-10-30 | 2020-11-04 | 2021-11-04 | Hanwha Q-CELLS | Q.Peak DUO BLK-G6+ 340 | Solar Panels |  | 0.34 | 10 | 193 | 34 |  | Fixed | Roof
NJSTRE1545871536 |  | Transition Incentive Program | Montgomery TWP | 8558 | 5 | 15.64 | Residential | Yes | Behind the Meter | Net-metered residential rooftop and canopy |  | None | Tesla Energy Operations Inc. | PSE&G | Accepted | 2020-10-30 | 2020-11-04 | 2021-11-04 | Hanwha Q-CELLS | Q.Peak DUO BLK-G6+ 340 | Solar Panels |  | 0.34 | 3 | 13 | 40 |  | Fixed | Roof
NJSTRE1545871536 |  | Transition Incentive Program | Montgomery TWP | 8558 | 5 | 15.64 | Residential | Yes | Behind the Meter | Net-metered residential rooftop and canopy |  | None | Tesla Energy Operations Inc. | PSE&G | Accepted | 2020-10-30 | 2020-11-04 | 2021-11-04 | Hanwha Q-CELLS | Q.Peak DUO BLK-G6+ 340 | Solar Panels |  | 0.34 | 5 | 13 | 34 |  | Fixed | Roof
NJSTRE1545871536 |  | Transition Incentive Program | Montgomery TWP | 8558 | 5 | 15.64 | Residential | Yes | Behind the Meter | Net-metered residential rooftop and canopy |  | None | Tesla Energy Operations Inc. | PSE&G | Accepted | 2020-10-30 | 2020-11-04 | 2021-11-04 | Hanwha Q-CELLS | Q.Peak DUO BLK-G6+ 340 | Solar Panels |  | 0.34 | 3 | 193 | 40 |  | Fixed | Roof
NJSTRE1545871540 |  | Transition Incentive Program | Edison Township | 8820 | 11 | 7.2 | Residential | No | Behind the Meter | Net-metered residential rooftop and canopy |  | None | Green Power Energy | PSE&G | Accepted | 2020-10-30 | 2020-11-04 | 2021-11-04 | SolarEdge | SE7600H-US (240V) | Inverters | 7600 |  | 1 |  |  | 0.97 |  | Outside | next to meter
NJSTRE1545871540 |  | Transition Incentive Program | Edison Township | 8820 | 11 | 7.2 | Residential | No | Behind the Meter | Net-metered residential rooftop and canopy |  | None | Green Power Energy | PSE&G | Accepted | 2020-10-30 | 2020-11-04 | 2021-11-04 | LG Electronics | LG360N1C-N5 | Solar Panels |  | 0.36 | 20 | 161 | 25 |  | Fixed | Roof
NJSTRE1545871542 |  | Transition Incentive Program | Columbus | 8022 | 13 | 10.2 | Residential | No | Behind the Meter | Net-metered residential rooftop and canopy |  | None | Public Service Solar | PSE&G | Accepted | 2020-11-02 | 2020-11-04 | 2021-11-04 | Enphase | IQ7+ | Inverters | 0.29 |  | 30 |  |  | 0.96 |  | Outdoor | under panels
NJSTRE1545871542 |  | Transition Incentive Program | Columbus | 8022 | 13 | 10.2 | Residential | No | Behind the Meter | Net-metered residential rooftop and canopy |  | None | Public Service Solar | PSE&G | Accepted | 2020-11-02 | 2020-11-04 | 2021-11-04 | LG | N1K-L5 | Solar Panels |  | 0.34 | 6 | 288 | 34 |  | Fixed | Roof
NJSTRE1545871542 |  | Transition Incentive Program | Columbus | 8022 | 13 | 10.2 | Residential | No | Behind the Meter | Net-metered residential rooftop and canopy |  | None | Public Service Solar | PSE&G | Accepted | 2020-11-02 | 2020-11-04 | 2021-11-04 | LG | N1K-L5 | Solar Panels |  | 0.34 | 3 | 288 | 34 |  | Fixed | Roof
NJSTRE1545871542 |  | Transition Incentive Program | Columbus | 8022 | 13 | 10.2 | Residential | No | Behind the Meter | Net-metered residential rooftop and canopy |  | None | Public Service Solar | PSE&G | Accepted | 2020-11-02 | 2020-11-04 | 2021-11-04 | LG | N1K-L5 | Solar Panels |  | 0.34 | 9 | 18 | 45 |  | Fixed | Roof
NJSTRE1545871542 |  | Transition Incentive Program | Columbus | 8022 | 13 | 10.2 | Residential | No | Behind the Meter | Net-metered residential rooftop and canopy |  | None | Public Service Solar | PSE&G | Accepted | 2020-11-02 | 2020-11-04 | 2021-11-04 | LG | N1K-L5 | Solar Panels |  | 0.34 | 6 | 198 | 46 |  | Fixed | Roof
NJSTRE1545871542 |  | Transition Incentive Program | Columbus | 8022 | 13 | 10.2 | Residential | No | Behind the Meter | Net-metered residential rooftop and canopy |  | None | Public Service Solar | PSE&G | Accepted | 2020-11-02 | 2020-11-04 | 2021-11-04 | LG | N1K-L5 | Solar Panels |  | 0.34 | 4 | 108 | 34 |  | Fixed | Roof
NJSTRE1545871542 |  | Transition Incentive Program | Columbus | 8022 | 13 | 10.2 | Residential | No | Behind the Meter | Net-metered residential rooftop and canopy |  | None | Public Service Solar | PSE&G | Accepted | 2020-11-02 | 2020-11-04 | 2021-11-04 | LG | N1K-L5 | Solar Panels |  | 0.34 | 2 | 108 | 33 |  | Fixed | Roof
NJSTRE1545871545 |  | Transition Incentive Program | Edison Township | 8820 | 11 | 6.8 | Residential | No | Behind the Meter | Net-metered residential rooftop and canopy |  | None | Green Power Energy | PSE&G | Accepted | 2020-10-30 | 2020-11-04 | 2021-11-04 | SolarEdge | SE7600H-US (240V) | Inverters | 7600 |  | 1 |  |  | 0.97 |  | Outside | next to meter
NJSTRE1545871545 |  | Transition Incentive Program | Edison Township | 8820 | 11 | 6.8 | Residential | No | Behind the Meter | Net-metered residential rooftop and canopy |  | None | Green Power Energy | PSE&G | Accepted | 2020-10-30 | 2020-11-04 | 2021-11-04 | LG Electronics | LG340N1K-L5 | Solar Panels |  | 0.34 | 20 | 199 | 30 |  | Fixed | Roof
NJSTRE1545871549 |  | Transition Incentive Program | Monroe | 8831 | 11 | 4.76 | Residential | Yes | Behind the Meter | Net-metered residential rooftop and canopy |  | None | Trinity Solar | JCP&L | Accepted | 2020-10-30 | 2020-11-04 | 2021-11-04 | SOLAR EDGE | SE3800H-US | Inverters | 3800 |  | 1 |  |  | 0.97 |  | Outdoor | SIDE OF HOME
NJSTRE1545871549 |  | Transition Incentive Program | Monroe | 8831 | 11 | 4.76 | Residential | Yes | Behind the Meter | Net-metered residential rooftop and canopy |  | None | Trinity Solar | JCP&L | Accepted | 2020-10-30 | 2020-11-04 | 2021-11-04 | HANWHA 340 (Q.PEAK DUO BLK-G6 340) | HANWHA 340 (Q.PEAK DUO BLK-G6 340) | Solar Panels |  | 0.34 | 3 | 190 | 45 |  | Fixed | Roof
NJSTRE1545871549 |  | Transition Incentive Program | Monroe | 8831 | 11 | 4.76 | Residential | Yes | Behind the Meter | Net-metered residential rooftop and canopy |  | None | Trinity Solar | JCP&L | Accepted | 2020-10-30 | 2020-11-04 | 2021-11-04 | HANWHA 340 (Q.PEAK DUO BLK-G6 340) | HANWHA 340 (Q.PEAK DUO BLK-G6 340) | Solar Panels |  | 0.34 | 5 | 190 | 45 |  | Fixed | Roof
NJSTRE1545871549 |  | Transition Incentive Program | Monroe | 8831 | 11 | 4.76 | Residential | Yes | Behind the Meter | Net-metered residential rooftop and canopy |  | None | Trinity Solar | JCP&L | Accepted | 2020-10-30 | 2020-11-04 | 2021-11-04 | HANWHA 340 (Q.PEAK DUO BLK-G6 340) | HANWHA 340 (Q.PEAK DUO BLK-G6 340) | Solar Panels |  | 0.34 | 6 | 280 | 34 |  | Fixed | Roof
NJSTRE1545871551 |  | Transition Incentive Program | West Windsor Twp | 8550 | 12 | 14.06 | Residential | No | Behind the Meter | Net-metered residential rooftop and canopy |  | None | Green Power Energy | PSE&G | Accepted | 2020-10-30 | 2020-11-04 | 2021-11-04 | Enphase Energy | IQ7PLUS-72-2-US (240V) | Inverters | 290 |  | 38 |  |  | 0.975 |  | Outside | next to meter
NJSTRE1545871551 |  | Transition Incentive Program | West Windsor Twp | 8550 | 12 | 14.06 | Residential | No | Behind the Meter | Net-metered residential rooftop and canopy |  | None | Green Power Energy | PSE&G | Accepted | 2020-10-30 | 2020-11-04 | 2021-11-04 | Solaria | PowerXT-370R-PD | Solar Panels |  | 0.37 | 16 | 274 | 30 |  | Fixed | Roof
NJSTRE1545871551 |  | Transition Incentive Program | West Windsor Twp | 8550 | 12 | 14.06 | Residential | No | Behind the Meter | Net-metered residential rooftop and canopy |  | None | Green Power Energy | PSE&G | Accepted | 2020-10-30 | 2020-11-04 | 2021-11-04 | Solaria | PowerXT-370R-PD | Solar Panels |  | 0.37 | 22 | 95 | 30 |  | Fixed | Roof
NJSTRE1545871562 |  | Transition Incentive Program | Toms River | 8753 | 18 | 10.85 | Residential | Yes | Behind the Meter | Net-metered residential rooftop and canopy |  | None | Pro Custom Solar dba Momentum Solar | JCP&L | Accepted | 2020-10-30 | 2020-11-04 | 2021-11-04 | Enphase | IQ7PLUS-72-2-US | Inverters | 290 |  | 31 |  |  | 0.97 |  | Outdoor | Roof
NJSTRE1545871562 |  | Transition Incentive Program | Toms River | 8753 | 18 | 10.85 | Residential | Yes | Behind the Meter | Net-metered residential rooftop and canopy |  | None | Pro Custom Solar dba Momentum Solar | JCP&L | Accepted | 2020-10-30 | 2020-11-04 | 2021-11-04 | LG | LG 350N1C-V5 | Solar Panels |  | 0.35 | 19 | 72 | 22 |  | Fixed | Roof
NJSTRE1545871562 |  | Transition Incentive Program | Toms River | 8753 | 18 | 10.85 | Residential | Yes | Behind the Meter | Net-metered residential rooftop and canopy |  | None | Pro Custom Solar dba Momentum Solar | JCP&L | Accepted | 2020-10-30 | 2020-11-04 | 2021-11-04 | LG | LG 350N1C-V5 | Solar Panels |  | 0.35 | 12 | 252 | 23 |  | Fixed | Roof
NJSTRE1545871568 |  | Transition Incentive Program | Old Bridge | 8857 | 11 | 11.55 | Residential | No | Behind the Meter | Net-metered residential rooftop and canopy |  | None | Green Power Energy | JCP&L | Accepted | 2020-10-30 | 2020-11-04 | 2021-11-04 | Enphase Energy | IQ7PLUS-72-2-US (240V) | Inverters | 290 |  | 35 |  |  | 0.975 |  | Outside | next to meter
NJSTRE1545871568 |  | Transition Incentive Program | Old Bridge | 8857 | 11 | 11.55 | Residential | No | Behind the Meter | Net-metered residential rooftop and canopy |  | None | Green Power Energy | JCP&L | Accepted | 2020-10-30 | 2020-11-04 | 2021-11-04 | LG Electronics | LG330N1C-A5 | Solar Panels |  | 0.33 | 2 | 78 | 35 |  | Fixed | Roof
NJSTRE1545871568 |  | Transition Incentive Program | Old Bridge | 8857 | 11 | 11.55 | Residential | No | Behind the Meter | Net-metered residential rooftop and canopy |  | None | Green Power Energy | JCP&L | Accepted | 2020-10-30 | 2020-11-04 | 2021-11-04 | LG Electronics | LG330N1C-A5 | Solar Panels |  | 0.33 | 5 | 348 | 27 |  | Fixed | Roof
NJSTRE1545871568 |  | Transition Incentive Program | Old Bridge | 8857 | 11 | 11.55 | Residential | No | Behind the Meter | Net-metered residential rooftop and canopy |  | None | Green Power Energy | JCP&L | Accepted | 2020-10-30 | 2020-11-04 | 2021-11-04 | LG Electronics | LG330N1C-A5 | Solar Panels |  | 0.33 | 4 | 170 | 20 |  | Fixed | Roof
NJSTRE1545871568 |  | Transition Incentive Program | Old Bridge | 8857 | 11 | 11.55 | Residential | No | Behind the Meter | Net-metered residential rooftop and canopy |  | None | Green Power Energy | JCP&L | Accepted | 2020-10-30 | 2020-11-04 | 2021-11-04 | LG Electronics | LG330N1C-A5 | Solar Panels |  | 0.33 | 6 | 167 | 9 |  | Fixed | Roof
NJSTRE1545871568 |  | Transition Incentive Program | Old Bridge | 8857 | 11 | 11.55 | Residential | No | Behind the Meter | Net-metered residential rooftop and canopy |  | None | Green Power Energy | JCP&L | Accepted | 2020-10-30 | 2020-11-04 | 2021-11-04 | LG Electronics | LG330N1C-A5 | Solar Panels |  | 0.33 | 2 | 258 | 35 |  | Fixed | Roof
NJSTRE1545871568 |  | Transition Incentive Program | Old Bridge | 8857 | 11 | 11.55 | Residential | No | Behind the Meter | Net-metered residential rooftop and canopy |  | None | Green Power Energy | JCP&L | Accepted | 2020-10-30 | 2020-11-04 | 2021-11-04 | LG Electronics | LG330N1C-A5 | Solar Panels |  | 0.33 | 16 | 168 | 27 |  | Fixed | Roof
NJSTRE1545871574 |  | Transition Incentive Program | Sewell | 8080 | 15 | 7.04 | Residential | Yes | Behind the Meter | Net-metered residential rooftop and canopy |  | None | Venture Solar | AC Electric | Accepted | 2020-10-30 | 2020-11-04 | 2021-11-04 | Enphase | IQ7-60-2-US | Inverters | 240 |  | 21 |  |  | 0.976 |  | Outside | Outside
NJSTRE1545871574 |  | Transition Incentive Program | Sewell | 8080 | 15 | 7.04 | Residential | Yes | Behind the Meter | Net-metered residential rooftop and canopy |  | None | Venture Solar | AC Electric | Accepted | 2020-10-30 | 2020-11-04 | 2021-11-04 | Hanwha | Q.PeakDuo-G5 335 | Solar Panels |  | 0.335 | 8 | 56 | 20 |  | Fixed | Roof
NJSTRE1545871574 |  | Transition Incentive Program | Sewell | 8080 | 15 | 7.04 | Residential | Yes | Behind the Meter | Net-metered residential rooftop and canopy |  | None | Venture Solar | AC Electric | Accepted | 2020-10-30 | 2020-11-04 | 2021-11-04 | Hanwha | Q.PeakDuo-G5 335 | Solar Panels |  | 0.335 | 13 | 236 | 20 |  | Fixed | Roof
NJSTRE1545871594 |  | Transition Incentive Program | Hillsborough | 8844 | 5 | 7.35 | Residential | No | Behind the Meter | Net-metered residential rooftop and canopy |  | None | Pro Custom Solar dba Momentum Solar | PSE&G | Accepted | 2020-10-30 | 2020-11-04 | 2021-11-04 | Enphase | IQ7PLUS-72-2-US | Inverters | 290 |  | 21 |  |  | 0.97 |  | Outdoor | Roof
NJSTRE1545871594 |  | Transition Incentive Program | Hillsborough | 8844 | 5 | 7.35 | Residential | No | Behind the Meter | Net-metered residential rooftop and canopy |  | None | Pro Custom Solar dba Momentum Solar | PSE&G | Accepted | 2020-10-30 | 2020-11-04 | 2021-11-04 | LG | LG 350N1C-V5 | Solar Panels |  | 0.35 | 21 | 286 | 32 |  | Fixed | Roof
NJSTRE1545871609 |  | Transition Incentive Program | Old Tappan | 7675 | 7 | 14.62 | Residential | No | Behind the Meter | Net-metered residential rooftop and canopy |  | None | Green Power Energy | Orange Rockland Electric | Accepted | 2020-10-30 | 2020-11-04 | 2021-11-04 | Enphase Energy | IQ7PLUS-72-2-US (240V) | Inverters | 290 |  | 43 |  |  | 0.975 |  | Outside | next to meter
NJSTRE1545871609 |  | Transition Incentive Program | Old Tappan | 7675 | 7 | 14.62 | Residential | No | Behind the Meter | Net-metered residential rooftop and canopy |  | None | Green Power Energy | Orange Rockland Electric | Accepted | 2020-10-30 | 2020-11-04 | 2021-11-04 | LG Electronics | LG340N1K-L5 | Solar Panels |  | 0.34 | 8 | 270 | 33 |  | Fixed | Roof
NJSTRE1545871609 |  | Transition Incentive Program | Old Tappan | 7675 | 7 | 14.62 | Residential | No | Behind the Meter | Net-metered residential rooftop and canopy |  | None | Green Power Energy | Orange Rockland Electric | Accepted | 2020-10-30 | 2020-11-04 | 2021-11-04 | LG Electronics | LG340N1K-L5 | Solar Panels |  | 0.34 | 3 | 180 | 33 |  | Fixed | Roof
NJSTRE1545871609 |  | Transition Incentive Program | Old Tappan | 7675 | 7 | 14.62 | Residential | No | Behind the Meter | Net-metered residential rooftop and canopy |  | None | Green Power Energy | Orange Rockland Electric | Accepted | 2020-10-30 | 2020-11-04 | 2021-11-04 | LG Electronics | LG340N1K-L5 | Solar Panels |  | 0.34 | 4 | 90 | 33 |  | Fixed | Roof
NJSTRE1545871609 |  | Transition Incentive Program | Old Tappan | 7675 | 7 | 14.62 | Residential | No | Behind the Meter | Net-metered residential rooftop and canopy |  | None | Green Power Energy | Orange Rockland Electric | Accepted | 2020-10-30 | 2020-11-04 | 2021-11-04 | LG Electronics | LG340N1K-L5 | Solar Panels |  | 0.34 | 3 | 90 | 33 |  | Fixed | Roof
NJSTRE1545871609 |  | Transition Incentive Program | Old Tappan | 7675 | 7 | 14.62 | Residential | No | Behind the Meter | Net-metered residential rooftop and canopy |  | None | Green Power Energy | Orange Rockland Electric | Accepted | 2020-10-30 | 2020-11-04 | 2021-11-04 | LG Electronics | LG340N1K-L5 | Solar Panels |  | 0.34 | 5 | 90 | 33 |  | Fixed | Roof
NJSTRE1545871609 |  | Transition Incentive Program | Old Tappan | 7675 | 7 | 14.62 | Residential | No | Behind the Meter | Net-metered residential rooftop and canopy |  | None | Green Power Energy | Orange Rockland Electric | Accepted | 2020-10-30 | 2020-11-04 | 2021-11-04 | LG Electronics | LG340N1K-L5 | Solar Panels |  | 0.34 | 17 | 270 | 33 |  | Fixed | Roof
NJSTRE1545871609 |  | Transition Incentive Program | Old Tappan | 7675 | 7 | 14.62 | Residential | No | Behind the Meter | Net-metered residential rooftop and canopy |  | None | Green Power Energy | Orange Rockland Electric | Accepted | 2020-10-30 | 2020-11-04 | 2021-11-04 | LG Electronics | LG340N1K-L5 | Solar Panels |  | 0.34 | 1 | 180 | 33 |  | Fixed | Roof
NJSTRE1545871609 |  | Transition Incentive Program | Old Tappan | 7675 | 7 | 14.62 | Residential | No | Behind the Meter | Net-metered residential rooftop and canopy |  | None | Green Power Energy | Orange Rockland Electric | Accepted | 2020-10-30 | 2020-11-04 | 2021-11-04 | LG Electronics | LG340N1K-L5 | Solar Panels |  | 0.34 | 2 | 180 | 15 |  | Fixed | Roof
NJSTRE1545871619 |  | Transition Incentive Program | Plainfield | 7063 | 10 | 4.2 | Residential | Yes | Behind the Meter | Net-metered residential rooftop and canopy |  | None | Pro Custom Solar dba Momentum Solar | PSE&G | Accepted | 2020-10-30 | 2020-11-04 | 2021-11-04 | Enphase | IQ7PLUS-72-2-US | Inverters | 290 |  | 12 |  |  | 0.97 |  | Outdoor | Roof
NJSTRE1545871619 |  | Transition Incentive Program | Plainfield | 7063 | 10 | 4.2 | Residential | Yes | Behind the Meter | Net-metered residential rooftop and canopy |  | None | Pro Custom Solar dba Momentum Solar | PSE&G | Accepted | 2020-10-30 | 2020-11-04 | 2021-11-04 | LG | LG 350N1C-V5 | Solar Panels |  | 0.35 | 12 | 138 | 40 |  | Fixed | Roof
NJSTRE1545871643 |  | Transition Incentive Program | Bogota | 7603 | 7 | 3.15 | Residential | Yes | Behind the Meter | Net-metered residential rooftop and canopy |  | None | Pro Custom Solar dba Momentum Solar | PSE&G | Accepted | 2020-10-30 | 2020-11-04 | 2021-11-04 | Enphase | IQ7PLUS-72-2-US | Inverters | 290 |  | 9 |  |  | 0.97 |  | Outdoor | Roof
NJSTRE1545871643 |  | Transition Incentive Program | Bogota | 7603 | 7 | 3.15 | Residential | Yes | Behind the Meter | Net-metered residential rooftop and canopy |  | None | Pro Custom Solar dba Momentum Solar | PSE&G | Accepted | 2020-10-30 | 2020-11-04 | 2021-11-04 | LG | LG 350N1C-V5 | Solar Panels |  | 0.35 | 9 | 110 | 33 |  | Fixed | Roof
NJSTRE1545871647 |  | Transition Incentive Program | Saddle Brook TWP | 7663 | 7 | 7.07 | Residential | No | Behind the Meter | Net-metered residential rooftop and canopy |  | None | Tesla Energy Operations Inc. | PSE&G | Accepted | 2020-10-30 | 2020-11-04 | 2021-11-04 | Tesla | AC Powerwall 2.0 | Electric Storage Battery |  |  | 2 |  |  |  | Lithium Ion |  | Inside
NJSTRE1545871647 |  | Transition Incentive Program | Saddle Brook TWP | 7663 | 7 | 7.07 | Residential | No | Behind the Meter | Net-metered residential rooftop and canopy |  | None | Tesla Energy Operations Inc. | PSE&G | Accepted | 2020-10-30 | 2020-11-04 | 2021-11-04 | Delta | M8-TL-US [240V] | Inverters | 7680 |  | 1 |  |  | 0.975 |  | Indoor | Indoor
NJSTRE1545871647 |  | Transition Incentive Program | Saddle Brook TWP | 7663 | 7 | 7.07 | Residential | No | Behind the Meter | Net-metered residential rooftop and canopy |  | None | Tesla Energy Operations Inc. | PSE&G | Accepted | 2020-10-30 | 2020-11-04 | 2021-11-04 | Tesla | SR60T1 | Solar Panels |  | 0.05847 | 57 | 250 | 40 |  | Fixed | Roof
NJSTRE1545871647 |  | Transition Incentive Program | Saddle Brook TWP | 7663 | 7 | 7.07 | Residential | No | Behind the Meter | Net-metered residential rooftop and canopy |  | None | Tesla Energy Operations Inc. | PSE&G | Accepted | 2020-10-30 | 2020-11-04 | 2021-11-04 | Tesla | SR60T1 | Solar Panels |  | 0.05847 | 64 | 70 | 11 |  | Fixed | Roof
NJSTRE1545871657 |  | Transition Incentive Program | Neptune | 7753 | 17 | 5.12 | Residential | Yes | Behind the Meter | Net-metered residential rooftop and canopy |  | None | Trinity Solar | JCP&L | Accepted | 2020-10-30 | 2020-11-04 | 2021-11-04 | Solar Edge | SE3800H-US | Inverters | 3800 |  | 1 |  |  | 0.97 |  | Outside | side of home
NJSTRE1545871657 |  | Transition Incentive Program | Neptune | 7753 | 17 | 5.12 | Residential | Yes | Behind the Meter | Net-metered residential rooftop and canopy |  | None | Trinity Solar | JCP&L | Accepted | 2020-10-30 | 2020-11-04 | 2021-11-04 | Hanwha 320 | Q.PEAK DUO BLK-G5 320 | Solar Panels |  | 0.32 | 16 | 177 | 27 |  | Fixed | Roof
NJSTRE1545871661 |  | Transition Incentive Program | Ridgewood Village | 7450 | 7 | 4.08 | Residential | Yes | Behind the Meter | Net-metered residential rooftop and canopy |  | None | Tesla Energy Operations Inc. | PSE&G | Accepted | 2020-10-30 | 2020-11-04 | 2021-11-04 | Tesla | AC Powerwall 2.0 | Electric Storage Battery |  |  | 1 |  |  |  | Lithium Ion |  | Outside
NJSTRE1545871661 |  | Transition Incentive Program | Ridgewood Village | 7450 | 7 | 4.08 | Residential | Yes | Behind the Meter | Net-metered residential rooftop and canopy |  | None | Tesla Energy Operations Inc. | PSE&G | Accepted | 2020-10-30 | 2020-11-04 | 2021-11-04 | SolarEdge Technologies | SE3800H-US [240V] | Inverters | 3800 |  | 1 |  |  | 0.99 |  | Outside | Outside
NJSTRE1545871661 |  | Transition Incentive Program | Ridgewood Village | 7450 | 7 | 4.08 | Residential | Yes | Behind the Meter | Net-metered residential rooftop and canopy |  | None | Tesla Energy Operations Inc. | PSE&G | Accepted | 2020-10-30 | 2020-11-04 | 2021-11-04 | Hanwha Q-CELLS | Q.Peak DUO BLK-G6+ 340 | Solar Panels |  | 0.34 | 6 | 194 | 14 |  | Fixed | Roof
NJSTRE1545871661 |  | Transition Incentive Program | Ridgewood Village | 7450 | 7 | 4.08 | Residential | Yes | Behind the Meter | Net-metered residential rooftop and canopy |  | None | Tesla Energy Operations Inc. | PSE&G | Accepted | 2020-10-30 | 2020-11-04 | 2021-11-04 | Hanwha Q-CELLS | Q.Peak DUO BLK-G6+ 340 | Solar Panels |  | 0.34 | 2 | 194 | 12 |  | Fixed | Roof
NJSTRE1545871661 |  | Transition Incentive Program | Ridgewood Village | 7450 | 7 | 4.08 | Residential | Yes | Behind the Meter | Net-metered residential rooftop and canopy |  | None | Tesla Energy Operations Inc. | PSE&G | Accepted | 2020-10-30 | 2020-11-04 | 2021-11-04 | Hanwha Q-CELLS | Q.Peak DUO BLK-G6+ 340 | Solar Panels |  | 0.34 | 2 | 284 | 15 |  | Fixed | Roof
NJSTRE1545871661 |  | Transition Incentive Program | Ridgewood Village | 7450 | 7 | 4.08 | Residential | Yes | Behind the Meter | Net-metered residential rooftop and canopy |  | None | Tesla Energy Operations Inc. | PSE&G | Accepted | 2020-10-30 | 2020-11-04 | 2021-11-04 | Hanwha Q-CELLS | Q.Peak DUO BLK-G6+ 340 | Solar Panels |  | 0.34 | 2 | 104 | 15 |  | Fixed | Roof
NJSTRE1545871720 |  | Transition Incentive Program | Hamilton | 8610 | 12 | 10.88 | Residential | No | Behind the Meter | Net-metered residential rooftop and canopy |  | None | Orbit Energy & Power, LLC | PSE&G | Accepted | 2020-10-30 | 2020-11-05 | 2021-11-05 | ENPHASE ENERGY | IQ7-60-2-US | Inverters | 240 |  | 34 |  |  | 0.99 |  | Other | UNDER EACH PANEL
NJSTRE1545871720 |  | Transition Incentive Program | Hamilton | 8610 | 12 | 10.88 | Residential | No | Behind the Meter | Net-metered residential rooftop and canopy |  | None | Orbit Energy & Power, LLC | PSE&G | Accepted | 2020-10-30 | 2020-11-05 | 2021-11-05 | HANWHA | Q PEAK CELLS 320W | Solar Panels |  | 0.32 | 22 | 206 | 23 |  | Fixed | Roof
NJSTRE1545871720 |  | Transition Incentive Program | Hamilton | 8610 | 12 | 10.88 | Residential | No | Behind the Meter | Net-metered residential rooftop and canopy |  | None | Orbit Energy & Power, LLC | PSE&G | Accepted | 2020-10-30 | 2020-11-05 | 2021-11-05 | HANWHA | Q OEAK CELLS 320W | Solar Panels |  | 0.32 | 12 | 26 | 23 |  | Fixed | Roof
NJSTRE1545871796 |  | Transition Incentive Program | Manahawkin | 8050 | 18 | 6.65 | Residential | Yes | Behind the Meter | Net-metered residential rooftop and canopy |  | None | Pro Custom Solar dba Momentum Solar | AC Electric | Accepted | 2020-10-30 | 2020-11-04 | 2021-11-04 | Enphase | IQ7PLUS-72-2-US | Inverters | 290 |  | 19 |  |  | 0.97 |  | Outdoor | Roof
NJSTRE1545871796 |  | Transition Incentive Program | Manahawkin | 8050 | 18 | 6.65 | Residential | Yes | Behind the Meter | Net-metered residential rooftop and canopy |  | None | Pro Custom Solar dba Momentum Solar | AC Electric | Accepted | 2020-10-30 | 2020-11-04 | 2021-11-04 | LG | LG 350N1C-V5 | Solar Panels |  | 0.35 | 16 | 286 | 28 |  | Fixed | Roof
NJSTRE1545871796 |  | Transition Incentive Program | Manahawkin | 8050 | 18 | 6.65 | Residential | Yes | Behind the Meter | Net-metered residential rooftop and canopy |  | None | Pro Custom Solar dba Momentum Solar | AC Electric | Accepted | 2020-10-30 | 2020-11-04 | 2021-11-04 | LG | LG 350N1C-V5 | Solar Panels |  | 0.35 | 3 | 106 | 30 |  | Fixed | Roof
NJSTRE1545871807 |  | Transition Incentive Program | Great Meadows | 7838 | 2 | 8.16 | Residential | No | Behind the Meter | Net-metered residential rooftop and canopy |  | None | Tesla Energy Operations Inc. | JCP&L | Accepted | 2020-10-30 | 2020-11-04 | 2021-11-04 | Tesla | AC Powerwall 2.0 | Electric Storage Battery |  |  | 2 |  |  |  | Lithium Ion |  | Inside garage
NJSTRE1545871807 |  | Transition Incentive Program | Great Meadows | 7838 | 2 | 8.16 | Residential | No | Behind the Meter | Net-metered residential rooftop and canopy |  | None | Tesla Energy Operations Inc. | JCP&L | Accepted | 2020-10-30 | 2020-11-04 | 2021-11-04 | SolarEdge Technologies | SE7600H-US [240V] | Inverters | 7600 |  | 1 |  |  | 0.99 |  | Outside | Outside
NJSTRE1545871807 |  | Transition Incentive Program | Great Meadows | 7838 | 2 | 8.16 | Residential | No | Behind the Meter | Net-metered residential rooftop and canopy |  | None | Tesla Energy Operations Inc. | JCP&L | Accepted | 2020-10-30 | 2020-11-04 | 2021-11-04 | Hanwha Q-CELLS | Q.Peak DUO BLK-G6+ 340 | Solar Panels |  | 0.34 | 24 | 184 | 16 |  | Fixed | Roof
NJSTRE1545871825 |  | Transition Incentive Program | Sicklerville | 8081 | 14 | 5.78 | Residential | No | Behind the Meter | Net-metered residential rooftop and canopy |  | None | Trinity Solar | AC Electric | Accepted | 2020-10-30 | 2020-11-04 | 2021-11-04 | Solar Edge | SE5000 | Inverters | 5000 |  | 1 |  |  | 0.97 |  | Outside | side of home
NJSTRE1545871825 |  | Transition Incentive Program | Sicklerville | 8081 | 14 | 5.78 | Residential | No | Behind the Meter | Net-metered residential rooftop and canopy |  | None | Trinity Solar | AC Electric | Accepted | 2020-10-30 | 2020-11-04 | 2021-11-04 | Hanwha | Q.PEAK DUO BLK-G6 340 | Solar Panels |  | 0.34 | 17 | 143 | 25 |  | Fixed | Roof
NJSTRE1545871832 |  | Transition Incentive Program | Little Falls | 7424 | 6 | 4.55 | Residential | No | Behind the Meter | Net-metered residential rooftop and canopy |  | None | Pro Custom Solar dba Momentum Solar | PSE&G | Accepted | 2020-10-30 | 2020-11-04 | 2021-11-04 | Enphase | IQ7PLUS-72-2-US | Inverters | 290 |  | 13 |  |  | 0.97 |  | Outdoor | Roof
NJSTRE1545871832 |  | Transition Incentive Program | Little Falls | 7424 | 6 | 4.55 | Residential | No | Behind the Meter | Net-metered residential rooftop and canopy |  | None | Pro Custom Solar dba Momentum Solar | PSE&G | Accepted | 2020-10-30 | 2020-11-04 | 2021-11-04 | LG | LG 350N1C-V5 | Solar Panels |  | 0.35 | 13 | 222 | 38 |  | Fixed | Roof
NJSTRE1545871833 |  | Transition Incentive Program | Ocean City | 8226 | 21 | 4.48 | Residential | No | Behind the Meter | Net-metered residential rooftop and canopy |  | None | Castle Energy, LLC | AC Electric | Accepted | 2020-10-30 | 2020-11-04 | 2021-11-04 | Enphase Energy | X-IQ-AM1-240-3 | Meters |  |  | 1 |  |  |  | Yes | Outdoor
NJSTRE1545871833 |  | Transition Incentive Program | Ocean City | 8226 | 21 | 4.48 | Residential | No | Behind the Meter | Net-metered residential rooftop and canopy |  | None | Castle Energy, LLC | AC Electric | Accepted | 2020-10-30 | 2020-11-04 | 2021-11-04 | Enphase Energy | IQ7-60-2-US | Inverters | 240 |  | 14 |  |  | 0.976 |  | Outdoor | On rooftop underneath each solar module
NJSTRE1545871833 |  | Transition Incentive Program | Ocean City | 8226 | 21 | 4.48 | Residential | No | Behind the Meter | Net-metered residential rooftop and canopy |  | None | Castle Energy, LLC | AC Electric | Accepted | 2020-10-30 | 2020-11-04 | 2021-11-04 | Hanwha QCell | Q.PEAK DUO G5 320 | Solar Panels |  | 0.32 | 9 | 278 | 20 |  | Fixed | Roof
NJSTRE1545871833 |  | Transition Incentive Program | Ocean City | 8226 | 21 | 4.48 | Residential | No | Behind the Meter | Net-metered residential rooftop and canopy |  | None | Castle Energy, LLC | AC Electric | Accepted | 2020-10-30 | 2020-11-04 | 2021-11-04 | Hanwha QCell | Q.PEAK DUO G5 320 | Solar Panels |  | 0.32 | 5 | 278 | 25 |  | Fixed | Roof
NJSTRE1545871836 |  | Transition Incentive Program | Northvale | 7647 | 7 | 5.76 | Residential | Yes | Behind the Meter | Net-metered residential rooftop and canopy |  | None | Vivint Solar Developer, LLC | Orange Rockland Electric | Accepted | 2020-10-30 | 2020-11-04 | 2021-11-04 | SolarEdge | SE7600H-US | Inverters | 7600 |  | 1 |  |  | 0.992 |  | Outdoor | Near the Utility Meter
NJSTRE1545871836 |  | Transition Incentive Program | Northvale | 7647 | 7 | 5.76 | Residential | Yes | Behind the Meter | Net-metered residential rooftop and canopy |  | None | Vivint Solar Developer, LLC | Orange Rockland Electric | Accepted | 2020-10-30 | 2020-11-04 | 2021-11-04 | Jinko Solar | JKM320M-60HBL | Solar Panels |  | 0.32 | 18 | 212 | 21 |  | Fixed | Roof
NJSTRE1545871837 |  | Transition Incentive Program | Millville | 8332 | 20 | 18 | Residential | No | Behind the Meter | Net-metered residential rooftop and canopy |  | None | Seabright Solar | AC Electric | Accepted | 2020-10-30 | 2020-11-04 | 2021-11-04 | Sunpower | PVS 6 | Meters |  |  | 1 |  |  |  | Yes | Indoor
NJSTRE1545871837 |  | Transition Incentive Program | Millville | 8332 | 20 | 18 | Residential | No | Behind the Meter | Net-metered residential rooftop and canopy |  | None | Seabright Solar | AC Electric | Accepted | 2020-10-30 | 2020-11-04 | 2021-11-04 | Sunpower | IQ7XS-96-ACM-US | Inverters | 0.315 |  | 50 |  |  | 0.99 |  | Outside | Roof
NJSTRE1545871837 |  | Transition Incentive Program | Millville | 8332 | 20 | 18 | Residential | No | Behind the Meter | Net-metered residential rooftop and canopy |  | None | Seabright Solar | AC Electric | Accepted | 2020-10-30 | 2020-11-04 | 2021-11-04 | Sunpower | SPR-X22-360 | Solar Panels |  | 0.36 | 30 | 125 | 27 |  | Fixed | Roof
NJSTRE1545871837 |  | Transition Incentive Program | Millville | 8332 | 20 | 18 | Residential | No | Behind the Meter | Net-metered residential rooftop and canopy |  | None | Seabright Solar | AC Electric | Accepted | 2020-10-30 | 2020-11-04 | 2021-11-04 | Sunpower | SPR-X22-360 | Solar Panels |  | 0.36 | 20 | 154 | 27 |  | Fixed | Roof
NJSTRE1545871847 |  | Transition Incentive Program | Garwood Boro | 7027 | 10 | 13.05 | Residential | Yes | Behind the Meter | Net-metered residential rooftop and canopy |  | None | Freedom Forever New Jersey, LLC | PSE&G | Accepted | 2020-10-30 | 2020-11-04 | 2021-11-04 | Solar Edge | SE10000H-US [SI1] RGM | Inverters | 42 |  | 1 |  |  | 0.99 |  | Outdoor | N/A
NJSTRE1545871847 |  | Transition Incentive Program | Garwood Boro | 7027 | 10 | 13.05 | Residential | Yes | Behind the Meter | Net-metered residential rooftop and canopy |  | None | Freedom Forever New Jersey, LLC | PSE&G | Accepted | 2020-10-30 | 2020-11-04 | 2021-11-04 | Hanwha QCell | Q.PLUS BFR-G4.1- 290 | Solar Panels |  | 0.29 | 8 | 79 | 30 |  | Fixed | Roof | Roof
NJSTRE1545871847 |  | Transition Incentive Program | Garwood Boro | 7027 | 10 | 13.05 | Residential | Yes | Behind the Meter | Net-metered residential rooftop and canopy |  | None | Freedom Forever New Jersey, LLC | PSE&G | Accepted | 2020-10-30 | 2020-11-04 | 2021-11-04 | Hanwha QCell | Q.PLUS BFR-G4.1- 290 | Solar Panels |  | 0.29 | 22 | 349 | 30 |  | Fixed | Roof | Roof
NJSTRE1545871847 |  | Transition Incentive Program | Garwood Boro | 7027 | 10 | 13.05 | Residential | Yes | Behind the Meter | Net-metered residential rooftop and canopy |  | None | Freedom Forever New Jersey, LLC | PSE&G | Accepted | 2020-10-30 | 2020-11-04 | 2021-11-04 | Hanwha QCell | Q.PLUS BFR-G4.1- 290 | Solar Panels |  | 0.29 | 13 | 169 | 30 |  | Fixed | Roof | Roof
NJSTRE1545871847 |  | Transition Incentive Program | Garwood Boro | 7027 | 10 | 13.05 | Residential | Yes | Behind the Meter | Net-metered residential rooftop and canopy |  | None | Freedom Forever New Jersey, LLC | PSE&G | Accepted | 2020-10-30 | 2020-11-04 | 2021-11-04 | Hanwha QCell | Q.PLUS BFR-G4.1- 290 | Solar Panels |  | 0.29 | 2 | 259 | 30 |  | Fixed | Roof | Roof
NJSTRE1545871854 |  | Transition Incentive Program | Washington Township | 8080 | 15 | 14 | Residential | No | Behind the Meter | Net-metered residential rooftop and canopy |  | None | Pro Custom Solar dba Momentum Solar | AC Electric | Accepted | 2020-10-30 | 2020-11-04 | 2021-11-04 | Enphase | IQ7PLUS-72-2-US | Inverters | 290 |  | 40 |  |  | 0.97 |  | Outdoor | Roof
NJSTRE1545871854 |  | Transition Incentive Program | Washington Township | 8080 | 15 | 14 | Residential | No | Behind the Meter | Net-metered residential rooftop and canopy |  | None | Pro Custom Solar dba Momentum Solar | AC Electric | Accepted | 2020-10-30 | 2020-11-04 | 2021-11-04 | LG | LG 350N1C-V5 | Solar Panels |  | 0.35 | 35 | 126 | 35 |  | Fixed | Roof
NJSTRE1545871854 |  | Transition Incentive Program | Washington Township | 8080 | 15 | 14 | Residential | No | Behind the Meter | Net-metered residential rooftop and canopy |  | None | Pro Custom Solar dba Momentum Solar | AC Electric | Accepted | 2020-10-30 | 2020-11-04 | 2021-11-04 | LG | LG 350N1C-V5 | Solar Panels |  | 0.35 | 5 | 216 | 41 |  | Fixed | Roof
NJSTRE1545871872 |  | Transition Incentive Program | Bridgewater TWP | 8807 | 5 | 8.5 | Residential | No | Behind the Meter | Net-metered residential rooftop and canopy |  | None | Tesla Energy Operations Inc. | PSE&G | Accepted | 2020-10-30 | 2020-11-04 | 2021-11-04 | SolarEdge Technologies | SE7600H-US [240V] | Inverters | 7600 |  | 1 |  |  | 0.99 |  | Outside | Outside
NJSTRE1545871872 |  | Transition Incentive Program | Bridgewater TWP | 8807 | 5 | 8.5 | Residential | No | Behind the Meter | Net-metered residential rooftop and canopy |  | None | Tesla Energy Operations Inc. | PSE&G | Accepted | 2020-10-30 | 2020-11-04 | 2021-11-04 | Hanwha Q-CELLS | Q.Peak DUO BLK-G6+ 340 | Solar Panels |  | 0.34 | 18 | 146 | 18 |  | Fixed | Roof
NJSTRE1545871872 |  | Transition Incentive Program | Bridgewater TWP | 8807 | 5 | 8.5 | Residential | No | Behind the Meter | Net-metered residential rooftop and canopy |  | None | Tesla Energy Operations Inc. | PSE&G | Accepted | 2020-10-30 | 2020-11-04 | 2021-11-04 | Hanwha Q-CELLS | Q.Peak DUO BLK-G6+ 340 | Solar Panels |  | 0.34 | 7 | 236 | 18 |  | Fixed | Roof
NJSTRE1545871874 |  | Transition Incentive Program | Toms River | 8757 | 18 | 12.6 | Residential | Yes | Behind the Meter | Net-metered residential rooftop and canopy |  | None | Pro Custom Solar dba Momentum Solar | JCP&L | Accepted | 2020-10-30 | 2020-11-04 | 2021-11-04 | Enphase | IQ7PLUS-72-2-US | Inverters | 290 |  | 36 |  |  | 0.97 |  | Outdoor | Roof
NJSTRE1545871874 |  | Transition Incentive Program | Toms River | 8757 | 18 | 12.6 | Residential | Yes | Behind the Meter | Net-metered residential rooftop and canopy |  | None | Pro Custom Solar dba Momentum Solar | JCP&L | Accepted | 2020-10-30 | 2020-11-04 | 2021-11-04 | LG | LG 350N1C-V5 | Solar Panels |  | 0.35 | 15 | 167 | 33 |  | Fixed | Roof
NJSTRE1545871874 |  | Transition Incentive Program | Toms River | 8757 | 18 | 12.6 | Residential | Yes | Behind the Meter | Net-metered residential rooftop and canopy |  | None | Pro Custom Solar dba Momentum Solar | JCP&L | Accepted | 2020-10-30 | 2020-11-04 | 2021-11-04 | LG | LG 350N1C-V5 | Solar Panels |  | 0.35 | 6 | 167 | 33 |  | Fixed | Roof
NJSTRE1545871874 |  | Transition Incentive Program | Toms River | 8757 | 18 | 12.6 | Residential | Yes | Behind the Meter | Net-metered residential rooftop and canopy |  | None | Pro Custom Solar dba Momentum Solar | JCP&L | Accepted | 2020-10-30 | 2020-11-04 | 2021-11-04 | LG | LG 350N1C-V5 | Solar Panels |  | 0.35 | 15 | 347 | 33 |  | Fixed | Roof
NJSTRE1545871878 |  | Transition Incentive Program | North Wildwood | 8260 | 21 | 7.66 | Residential | Yes | Behind the Meter | Net-metered residential rooftop and canopy |  | None | Tesla Energy Operations Inc. | AC Electric | Accepted | 2020-10-30 | 2020-11-04 | 2021-11-04 | Tesla | AC Powerwall 2.0 | Electric Storage Battery |  |  | 2 |  |  |  | Lithium Ion |  | Outside
NJSTRE1545871878 |  | Transition Incentive Program | North Wildwood | 8260 | 21 | 7.66 | Residential | Yes | Behind the Meter | Net-metered residential rooftop and canopy |  | None | Tesla Energy Operations Inc. | AC Electric | Accepted | 2020-10-30 | 2020-11-04 | 2021-11-04 | Delta | M8-TL-US [240V] | Inverters | 7680 |  | 1 |  |  | 0.975 |  | Outside | Outside
NJSTRE1545871878 |  | Transition Incentive Program | North Wildwood | 8260 | 21 | 7.66 | Residential | Yes | Behind the Meter | Net-metered residential rooftop and canopy |  | None | Tesla Energy Operations Inc. | AC Electric | Accepted | 2020-10-30 | 2020-11-04 | 2021-11-04 | Tesla | SR60T1 | Solar Panels |  | 0.05847 | 51 | 132 | 30 |  | Fixed | Roof
NJSTRE1545871878 |  | Transition Incentive Program | North Wildwood | 8260 | 21 | 7.66 | Residential | Yes | Behind the Meter | Net-metered residential rooftop and canopy |  | None | Tesla Energy Operations Inc. | AC Electric | Accepted | 2020-10-30 | 2020-11-04 | 2021-11-04 | Tesla | SR60T1 | Solar Panels |  | 0.05847 | 80 | 312 | 30 |  | Fixed | Roof
NJSTRE1545871910 |  | Transition Incentive Program | Wayne | 7470 | 6 | 10.88 | Residential | Yes | Behind the Meter | Net-metered residential rooftop and canopy |  | None | Vivint Solar Developer, LLC | PSE&G | Accepted | 2020-10-30 | 2020-11-04 | 2021-11-04 | SOLAREDGE | SE7600H-US | Inverters | 7600 |  | 1 |  |  | 0.992 |  | Outdoor | Near the Utility Meter
NJSTRE1545871910 |  | Transition Incentive Program | Wayne | 7470 | 6 | 10.88 | Residential | Yes | Behind the Meter | Net-metered residential rooftop and canopy |  | None | Vivint Solar Developer, LLC | PSE&G | Accepted | 2020-10-30 | 2020-11-04 | 2021-11-04 | JINKO SOLAR | JKM320M-60HBL | Solar Panels |  | 0.32 | 18 | 251 | 25 |  | Fixed | Roof
NJSTRE1545871910 |  | Transition Incentive Program | Wayne | 7470 | 6 | 10.88 | Residential | Yes | Behind the Meter | Net-metered residential rooftop and canopy |  | None | Vivint Solar Developer, LLC | PSE&G | Accepted | 2020-10-30 | 2020-11-04 | 2021-11-04 | JINKO SOLAR | JKM320M-60HBL | Solar Panels |  | 0.32 | 2 | 71 | 25 |  | Fixed | Roof
NJSTRE1545871910 |  | Transition Incentive Program | Wayne | 7470 | 6 | 10.88 | Residential | Yes | Behind the Meter | Net-metered residential rooftop and canopy |  | None | Vivint Solar Developer, LLC | PSE&G | Accepted | 2020-10-30 | 2020-11-04 | 2021-11-04 | JINKO SOLAR | JKM320M-60HBL | Solar Panels |  | 0.32 | 9 | 161 | 36 |  | Fixed | Roof
NJSTRE1545871910 |  | Transition Incentive Program | Wayne | 7470 | 6 | 10.88 | Residential | Yes | Behind the Meter | Net-metered residential rooftop and canopy |  | None | Vivint Solar Developer, LLC | PSE&G | Accepted | 2020-10-30 | 2020-11-04 | 2021-11-04 | JINKO SOLAR | JKM320M-60HBL | Solar Panels |  | 0.32 | 5 | 71 | 25 |  | Fixed | Roof
NJSTRE1545871912 |  | Transition Incentive Program | Montville | 7045 | 3 | 16 | Residential | No | Behind the Meter | Net-metered residential rooftop and canopy |  | None | Ampericon | JCP&L | Accepted | 2020-10-30 | 2020-11-06 | 2021-11-06 | EnPhase | IQ7 | Inverters | 290 |  | 40 |  |  | 0.965 |  | Other | Roof
NJSTRE1545871912 |  | Transition Incentive Program | Montville | 7045 | 3 | 16 | Residential | No | Behind the Meter | Net-metered residential rooftop and canopy |  | None | Ampericon | JCP&L | Accepted | 2020-10-30 | 2020-11-06 | 2021-11-06 | Solaria | PowerXT┬«-400R-PM | Solar Panels |  | 0.4 | 14 | 150 | 20 |  | Fixed | Roof
NJSTRE1545871912 |  | Transition Incentive Program | Montville | 7045 | 3 | 16 | Residential | No | Behind the Meter | Net-metered residential rooftop and canopy |  | None | Ampericon | JCP&L | Accepted | 2020-10-30 | 2020-11-06 | 2021-11-06 | Solaria | PowerXT┬«-400R-PM | Solar Panels |  | 0.4 | 23 | 240 | 20 |  | Fixed | Roof
NJSTRE1545871912 |  | Transition Incentive Program | Montville | 7045 | 3 | 16 | Residential | No | Behind the Meter | Net-metered residential rooftop and canopy |  | None | Ampericon | JCP&L | Accepted | 2020-10-30 | 2020-11-06 | 2021-11-06 | Solaria | PowerXT┬«-400R-PM | Solar Panels |  | 0.4 | 3 | 330 | 20 |  | Fixed | Roof
NJSTRE1545871918 |  | Transition Incentive Program | Ewing Twp | 8638 | 12 | 8.37 | Residential | Yes | Behind the Meter | Net-metered residential rooftop and canopy |  | None | Bright Planet Solar | PSE&G | Accepted | 2020-10-30 | 2020-11-04 | 2021-11-04 | SOLAR EDGE | SE7600H-USRGM | Inverters | 7600 |  | 1 |  |  | 0.98 |  | Outdoor | OUTSIDE
NJSTRE1545871918 |  | Transition Incentive Program | Ewing Twp | 8638 | 12 | 8.37 | Residential | Yes | Behind the Meter | Net-metered residential rooftop and canopy |  | None | Bright Planet Solar | PSE&G | Accepted | 2020-10-30 | 2020-11-04 | 2021-11-04 | HANWHA Q-CELLS | Q.PEAK DUO BLK-G5 310W | Solar Panels |  | 0.31 | 3 | 309 | 18 |  | Fixed | Roof
NJSTRE1545871918 |  | Transition Incentive Program | Ewing Twp | 8638 | 12 | 8.37 | Residential | Yes | Behind the Meter | Net-metered residential rooftop and canopy |  | None | Bright Planet Solar | PSE&G | Accepted | 2020-10-30 | 2020-11-04 | 2021-11-04 | HANWHA Q-CELLS | Q.PEAK DUO BLK-G5 310W | Solar Panels |  | 0.31 | 24 | 128 | 18 |  | Fixed | Roof
NJSTRE1545871924 |  | Transition Incentive Program | Trenton City | 8648 | 12 | 4.93 | Residential | Yes | Behind the Meter | Net-metered residential rooftop and canopy |  | None | Freedom Forever New Jersey, LLC | PSE&G | Accepted | 2020-11-05 | 2020-11-06 | 2021-11-06 | Solar Edge | SE5000H-US [SI1] RGM | Inverters | 21 |  | 1 |  |  | 0.99 |  | Outdoor | N/A
NJSTRE1545871924 |  | Transition Incentive Program | Trenton City | 8648 | 12 | 4.93 | Residential | Yes | Behind the Meter | Net-metered residential rooftop and canopy |  | None | Freedom Forever New Jersey, LLC | PSE&G | Accepted | 2020-11-05 | 2020-11-06 | 2021-11-06 | Hanwha QCell | Q.PLUS BFR-G4.1- 290 | Solar Panels |  | 0.29 | 2 | 138 | 22 |  | Fixed | Roof | Roof
NJSTRE1545871924 |  | Transition Incentive Program | Trenton City | 8648 | 12 | 4.93 | Residential | Yes | Behind the Meter | Net-metered residential rooftop and canopy |  | None | Freedom Forever New Jersey, LLC | PSE&G | Accepted | 2020-11-05 | 2020-11-06 | 2021-11-06 | Hanwha QCell | Q.PLUS BFR-G4.1- 290 | Solar Panels |  | 0.29 | 15 | 228 | 22 |  | Fixed | Roof | Roof
NJSTRE1545871941 |  | Transition Incentive Program | Stockholm | 7460 | 1 | 17.05 | Residential | Yes | Behind the Meter | Net-metered residential rooftop and canopy |  | None | Bright Planet Solar | JCP&L | Accepted | 2020-10-30 | 2020-11-04 | 2021-11-04 | SOLAR EDGE | SE10000H-USRGM | Inverters | 10000 |  | 1 |  |  | 0.98 |  | Outdoor | OUTSIDE
NJSTRE1545871941 |  | Transition Incentive Program | Stockholm | 7460 | 1 | 17.05 | Residential | Yes | Behind the Meter | Net-metered residential rooftop and canopy |  | None | Bright Planet Solar | JCP&L | Accepted | 2020-10-30 | 2020-11-04 | 2021-11-04 | SOLAR EDGE | SE3800H-USRGM | Inverters | 3800 |  | 1 |  |  | 0.98 |  | Outdoor | OUTSIDE
NJSTRE1545871941 |  | Transition Incentive Program | Stockholm | 7460 | 1 | 17.05 | Residential | Yes | Behind the Meter | Net-metered residential rooftop and canopy |  | None | Bright Planet Solar | JCP&L | Accepted | 2020-10-30 | 2020-11-04 | 2021-11-04 | HANWHA Q-CELLS | Q.PEAK DUO BLK-G5 310W | Solar Panels |  | 0.31 | 6 | 270 | 22 |  | Fixed | Roof
NJSTRE1545871941 |  | Transition Incentive Program | Stockholm | 7460 | 1 | 17.05 | Residential | Yes | Behind the Meter | Net-metered residential rooftop and canopy |  | None | Bright Planet Solar | JCP&L | Accepted | 2020-10-30 | 2020-11-04 | 2021-11-04 | HANWHA Q-CELLS | Q.PEAK DUO BLK-G5 310W | Solar Panels |  | 0.31 | 20 | 270 | 22 |  | Fixed | Roof
NJSTRE1545871941 |  | Transition Incentive Program | Stockholm | 7460 | 1 | 17.05 | Residential | Yes | Behind the Meter | Net-metered residential rooftop and canopy |  | None | Bright Planet Solar | JCP&L | Accepted | 2020-10-30 | 2020-11-04 | 2021-11-04 | HANWHA Q-CELLS | Q.PEAK DUO BLK-G5 310W | Solar Panels |  | 0.31 | 10 | 90 | 22 |  | Fixed | Roof
NJSTRE1545871941 |  | Transition Incentive Program | Stockholm | 7460 | 1 | 17.05 | Residential | Yes | Behind the Meter | Net-metered residential rooftop and canopy |  | None | Bright Planet Solar | JCP&L | Accepted | 2020-10-30 | 2020-11-04 | 2021-11-04 | HANWHA Q-CELLS | Q.PEAK DUO BLK-G5 310W | Solar Panels |  | 0.31 | 19 | 90 | 22 |  | Fixed | Roof
NJSTRE1545871945 |  | Transition Incentive Program | Mahwah | 7430 | 7 | 12.04 | Residential | Yes | Behind the Meter | Net-metered residential rooftop and canopy |  | None | Tesla Energy Operations Inc. | Orange Rockland Electric | Accepted | 2020-10-30 | 2020-11-04 | 2021-11-04 | Delta | M6-TL-US [240V] | Inverters | 5760 |  | 2 |  |  | 0.975 |  | Outside | Outside
NJSTRE1545871945 |  | Transition Incentive Program | Mahwah | 7430 | 7 | 12.04 | Residential | Yes | Behind the Meter | Net-metered residential rooftop and canopy |  | None | Tesla Energy Operations Inc. | Orange Rockland Electric | Accepted | 2020-10-30 | 2020-11-04 | 2021-11-04 | Tesla | SR60T1 | Solar Panels |  | 0.05847 | 143 | 112 | 34 |  | Fixed | Roof
NJSTRE1545871945 |  | Transition Incentive Program | Mahwah | 7430 | 7 | 12.04 | Residential | Yes | Behind the Meter | Net-metered residential rooftop and canopy |  | None | Tesla Energy Operations Inc. | Orange Rockland Electric | Accepted | 2020-10-30 | 2020-11-04 | 2021-11-04 | Tesla | SR60T1 | Solar Panels |  | 0.05847 | 27 | 112 | 34 |  | Fixed | Roof
NJSTRE1545871945 |  | Transition Incentive Program | Mahwah | 7430 | 7 | 12.04 | Residential | Yes | Behind the Meter | Net-metered residential rooftop and canopy |  | None | Tesla Energy Operations Inc. | Orange Rockland Electric | Accepted | 2020-10-30 | 2020-11-04 | 2021-11-04 | Tesla | SR60T1 | Solar Panels |  | 0.05847 | 36 | 292 | 40 |  | Fixed | Roof
NJSTRE1545871947 |  | Transition Incentive Program | Parsippany | 7054 | 3 | 7.14 | Residential | Yes | Behind the Meter | Net-metered residential rooftop and canopy |  | None | Tesla Energy Operations Inc. | JCP&L | Accepted | 2020-10-30 | 2020-11-04 | 2021-11-04 | Tesla | AC Powerwall 2.0 | Electric Storage Battery |  |  | 2 |  |  |  | Lithium Ion |  | Outside
NJSTRE1545871947 |  | Transition Incentive Program | Parsippany | 7054 | 3 | 7.14 | Residential | Yes | Behind the Meter | Net-metered residential rooftop and canopy |  | None | Tesla Energy Operations Inc. | JCP&L | Accepted | 2020-10-30 | 2020-11-04 | 2021-11-04 | SolarEdge Technologies | SE7600H-US [240V] | Inverters | 7600 |  | 1 |  |  | 0.99 |  | Outside | Outside
NJSTRE1545871947 |  | Transition Incentive Program | Parsippany | 7054 | 3 | 7.14 | Residential | Yes | Behind the Meter | Net-metered residential rooftop and canopy |  | None | Tesla Energy Operations Inc. | JCP&L | Accepted | 2020-10-30 | 2020-11-04 | 2021-11-04 | Hanwha Q-CELLS | Q.Peak DUO BLK-G6+ 340 | Solar Panels |  | 0.34 | 3 | 7 | 18 |  | Fixed | Roof
NJSTRE1545871947 |  | Transition Incentive Program | Parsippany | 7054 | 3 | 7.14 | Residential | Yes | Behind the Meter | Net-metered residential rooftop and canopy |  | None | Tesla Energy Operations Inc. | JCP&L | Accepted | 2020-10-30 | 2020-11-04 | 2021-11-04 | Hanwha Q-CELLS | Q.Peak DUO BLK-G6+ 340 | Solar Panels |  | 0.34 | 5 | 7 | 37 |  | Fixed | Roof
NJSTRE1545871947 |  | Transition Incentive Program | Parsippany | 7054 | 3 | 7.14 | Residential | Yes | Behind the Meter | Net-metered residential rooftop and canopy |  | None | Tesla Energy Operations Inc. | JCP&L | Accepted | 2020-10-30 | 2020-11-04 | 2021-11-04 | Hanwha Q-CELLS | Q.Peak DUO BLK-G6+ 340 | Solar Panels |  | 0.34 | 10 | 96 | 14 |  | Fixed | Roof
NJSTRE1545871947 |  | Transition Incentive Program | Parsippany | 7054 | 3 | 7.14 | Residential | Yes | Behind the Meter | Net-metered residential rooftop and canopy |  | None | Tesla Energy Operations Inc. | JCP&L | Accepted | 2020-10-30 | 2020-11-04 | 2021-11-04 | Hanwha Q-CELLS | Q.Peak DUO BLK-G6+ 340 | Solar Panels |  | 0.34 | 3 | 187 | 18 |  | Fixed | Roof
NJSTRE1545871950 |  | Transition Incentive Program | Prospect Park Boro | 7508 | 6 | 10.54 | Residential | No | Behind the Meter | Net-metered residential rooftop and canopy |  | None | Accord Power Inc | PSE&G | Accepted | 2020-10-30 | 2020-11-04 | 2021-11-04 | AP System | YC600 | Inverters | 548 |  | 16 |  |  | 0.967 |  | Outdoor | Roof
NJSTRE1545871950 |  | Transition Incentive Program | Prospect Park Boro | 7508 | 6 | 10.54 | Residential | No | Behind the Meter | Net-metered residential rooftop and canopy |  | None | Accord Power Inc | PSE&G | Accepted | 2020-10-30 | 2020-11-04 | 2021-11-04 | Hanwah | Q cell 340 | Solar Panels |  | 0.34 | 7 | 133 | 45 |  | Fixed | Roof
NJSTRE1545871950 |  | Transition Incentive Program | Prospect Park Boro | 7508 | 6 | 10.54 | Residential | No | Behind the Meter | Net-metered residential rooftop and canopy |  | None | Accord Power Inc | PSE&G | Accepted | 2020-10-30 | 2020-11-04 | 2021-11-04 | Hanwah | Q cell 340 | Solar Panels |  | 0.34 | 12 | 225 | 40 |  | Fixed | Roof
NJSTRE1545871950 |  | Transition Incentive Program | Prospect Park Boro | 7508 | 6 | 10.54 | Residential | No | Behind the Meter | Net-metered residential rooftop and canopy |  | None | Accord Power Inc | PSE&G | Accepted | 2020-10-30 | 2020-11-04 | 2021-11-04 | Hanwah | Q cell 340 | Solar Panels |  | 0.34 | 12 | 224 | 21 |  | Fixed | Roof
NJSTRE1545871960 |  | Transition Incentive Program | Bayville | 7821 | 1 | 9.3 | Residential | Yes | Behind the Meter | Net-metered residential rooftop and canopy |  | None | Bright Planet Solar | JCP&L | Accepted | 2020-10-30 | 2020-11-04 | 2021-11-04 | SOLAR EDGE | SE7600H-USRGM | Inverters | 7600 |  | 1 |  |  | 0.98 |  | Outdoor | OUTSIDE
NJSTRE1545871960 |  | Transition Incentive Program | Bayville | 7821 | 1 | 9.3 | Residential | Yes | Behind the Meter | Net-metered residential rooftop and canopy |  | None | Bright Planet Solar | JCP&L | Accepted | 2020-10-30 | 2020-11-04 | 2021-11-04 | HANWHA Q-CELLS | Q.PEAK DUO BLK-G5 310W | Solar Panels |  | 0.31 | 21 | 104 | 18 |  | Fixed | Roof
NJSTRE1545871960 |  | Transition Incentive Program | Bayville | 7821 | 1 | 9.3 | Residential | Yes | Behind the Meter | Net-metered residential rooftop and canopy |  | None | Bright Planet Solar | JCP&L | Accepted | 2020-10-30 | 2020-11-04 | 2021-11-04 | HANWHA Q-CELLS | Q.PEAK DUO BLK-G5 310W | Solar Panels |  | 0.31 | 9 | 284 | 18 |  | Fixed | Roof
NJSTRE1545871967 |  | Transition Incentive Program | Paterson City | 7514 | 6 | 6.82 | Residential | No | Behind the Meter | Net-metered residential rooftop and canopy |  | None | Bright Planet Solar | PSE&G | Accepted | 2020-10-30 | 2020-11-04 | 2021-11-04 | SOLAR EDGE | SE6000H-USRGM | Inverters | 6000 |  | 1 |  |  | 0.98 |  | Outdoor | OUTSIDE
NJSTRE1545871967 |  | Transition Incentive Program | Paterson City | 7514 | 6 | 6.82 | Residential | No | Behind the Meter | Net-metered residential rooftop and canopy |  | None | Bright Planet Solar | PSE&G | Accepted | 2020-10-30 | 2020-11-04 | 2021-11-04 | HANWHA Q-CELLS | Q.PEAK DUO BLK-G5 310W | Solar Panels |  | 0.31 | 15 | 285 | 39 |  | Fixed | Roof
NJSTRE1545871967 |  | Transition Incentive Program | Paterson City | 7514 | 6 | 6.82 | Residential | No | Behind the Meter | Net-metered residential rooftop and canopy |  | None | Bright Planet Solar | PSE&G | Accepted | 2020-10-30 | 2020-11-04 | 2021-11-04 | HANWHA Q-CELLS | Q.PEAK DUO BLK-G5 310W | Solar Panels |  | 0.31 | 3 | 195 | 39 |  | Fixed | Roof
NJSTRE1545871967 |  | Transition Incentive Program | Paterson City | 7514 | 6 | 6.82 | Residential | No | Behind the Meter | Net-metered residential rooftop and canopy |  | None | Bright Planet Solar | PSE&G | Accepted | 2020-10-30 | 2020-11-04 | 2021-11-04 | HANWHA Q-CELLS | Q.PEAK DUO BLK-G5 310W | Solar Panels |  | 0.31 | 4 | 105 | 39 |  | Fixed | Roof
NJSTRE1545871971 |  | Transition Incentive Program | Bridgeton | 8302 | 20 | 3.48 | Residential | Yes | Behind the Meter | Net-metered residential rooftop and canopy |  | None | Freedom Forever New Jersey, LLC | AC Electric | Accepted | 2020-11-01 | 2020-11-04 | 2021-11-04 | Solar Edge | SE3000H-US [SI1] RGM | Inverters | 12.5 |  | 1 |  |  | 0.99 |  | Outdoor | N/A
NJSTRE1545871971 |  | Transition Incentive Program | Bridgeton | 8302 | 20 | 3.48 | Residential | Yes | Behind the Meter | Net-metered residential rooftop and canopy |  | None | Freedom Forever New Jersey, LLC | AC Electric | Accepted | 2020-11-01 | 2020-11-04 | 2021-11-04 | Hanwha QCell | Q.PLUS BFR-G4.1- 290 | Solar Panels |  | 0.29 | 12 | 148 | 23 |  | Fixed | Roof | Roof
NJSTRE1545872000 |  | Transition Incentive Program | Browns Mills | 8015 | 13 | 10.54 | Residential | No | Behind the Meter | Net-metered residential rooftop and canopy |  | None | Bright Planet Solar | JCP&L | Accepted | 2020-10-30 | 2020-11-04 | 2021-11-04 | SOLAR EDGE | SE7600H-USRGM | Inverters | 7600 |  | 1 |  |  | 0.98 |  | Outdoor | OUTSIDE
NJSTRE1545872000 |  | Transition Incentive Program | Browns Mills | 8015 | 13 | 10.54 | Residential | No | Behind the Meter | Net-metered residential rooftop and canopy |  | None | Bright Planet Solar | JCP&L | Accepted | 2020-10-30 | 2020-11-04 | 2021-11-04 | HANWHA Q-CELLS | Q.PEAK DUO BLK-G5 310W | Solar Panels |  | 0.31 | 13 | 107 | 22 |  | Fixed | Roof
NJSTRE1545872000 |  | Transition Incentive Program | Browns Mills | 8015 | 13 | 10.54 | Residential | No | Behind the Meter | Net-metered residential rooftop and canopy |  | None | Bright Planet Solar | JCP&L | Accepted | 2020-10-30 | 2020-11-04 | 2021-11-04 | HANWHA Q-CELLS | Q.PEAK DUD BLK-G5 310W | Solar Panels |  | 0.31 | 21 | 287 | 18 |  | Fixed | Roof
NJSTRE1545872789 |  | Transition Incentive Program | Jersey City | 7306 | 8 | 2.79 | Residential | Yes | Behind the Meter | Net-metered residential rooftop and canopy |  | None | Bright Planet Solar | PSE&G | Accepted | 2020-10-30 | 2020-11-04 | 2021-11-04 | SOLAR EDGE | SE3000H-USRGM | Inverters | 3000 |  | 1 |  |  | 0.98 |  | Outdoor | OUTSIDE
NJSTRE1545872789 |  | Transition Incentive Program | Jersey City | 7306 | 8 | 2.79 | Residential | Yes | Behind the Meter | Net-metered residential rooftop and canopy |  | None | Bright Planet Solar | PSE&G | Accepted | 2020-10-30 | 2020-11-04 | 2021-11-04 | HANWHA Q-CELLS | Q.PEAK DUO BLK-G5 310W | Solar Panels |  | 0.31 | 9 | 148 | 9 |  | Fixed | Roof
NJSTRE1545873608 |  | Transition Incentive Program | Runnemede Boro | 8078 | 14 | 9.61 | Residential | Yes | Behind the Meter | Net-metered residential rooftop and canopy |  | None | Bright Planet Solar | PSE&G | Accepted | 2020-10-30 | 2020-11-04 | 2021-11-04 | SOLAR EDGE | SE7600H-USRGM | Inverters | 7600 |  | 1 |  |  | 0.98 |  | Outdoor | OUTSIDE
NJSTRE1545873608 |  | Transition Incentive Program | Runnemede Boro | 8078 | 14 | 9.61 | Residential | Yes | Behind the Meter | Net-metered residential rooftop and canopy |  | None | Bright Planet Solar | PSE&G | Accepted | 2020-10-30 | 2020-11-04 | 2021-11-04 | HANWHA Q-CELLS | Q.PEAK DUO BLK-G5 310W | Solar Panels |  | 0.31 | 8 | 353 | 15 |  | Fixed | Roof
NJSTRE1545873608 |  | Transition Incentive Program | Runnemede Boro | 8078 | 14 | 9.61 | Residential | Yes | Behind the Meter | Net-metered residential rooftop and canopy |  | None | Bright Planet Solar | PSE&G | Accepted | 2020-10-30 | 2020-11-04 | 2021-11-04 | HANWHA Q-CELLS | Q.PEAK DUO BLK-G5 310W | Solar Panels |  | 0.31 | 8 | 176 | 15 |  | Fixed | Roof
NJSTRE1545873608 |  | Transition Incentive Program | Runnemede Boro | 8078 | 14 | 9.61 | Residential | Yes | Behind the Meter | Net-metered residential rooftop and canopy |  | None | Bright Planet Solar | PSE&G | Accepted | 2020-10-30 | 2020-11-04 | 2021-11-04 | HANWHA Q-CELLS | Q.PEAK DUO BLK-G5 310W | Solar Panels |  | 0.31 | 10 | 176 | 21 |  | Fixed | Roof
NJSTRE1545873608 |  | Transition Incentive Program | Runnemede Boro | 8078 | 14 | 9.61 | Residential | Yes | Behind the Meter | Net-metered residential rooftop and canopy |  | None | Bright Planet Solar | PSE&G | Accepted | 2020-10-30 | 2020-11-04 | 2021-11-04 | HANWHA Q-CELLS | Q.PEAK DUO BLK-G5 310W | Solar Panels |  | 0.31 | 5 | 355 | 21 |  | Fixed | Roof
NJSTRE1545875147 |  | Transition Incentive Program | New Brunswick City | 8901 | 11 | 3.45 | Residential | Yes | Behind the Meter | Net-metered residential rooftop and canopy |  | None | Tesla Energy Operations Inc. | PSE&G | Accepted | 2020-10-30 | 2020-11-04 | 2021-11-04 | Delta | M4-TL-US [240V] | Inverters | 3840 |  | 1 |  |  | 0.975 |  | Outside | Outside
NJSTRE1545875147 |  | Transition Incentive Program | New Brunswick City | 8901 | 11 | 3.45 | Residential | Yes | Behind the Meter | Net-metered residential rooftop and canopy |  | None | Tesla Energy Operations Inc. | PSE&G | Accepted | 2020-10-30 | 2020-11-04 | 2021-11-04 | Tesla | SR60T1 | Solar Panels |  | 0.05847 | 33 | 26 | 15 |  | Fixed | Roof
NJSTRE1545875147 |  | Transition Incentive Program | New Brunswick City | 8901 | 11 | 3.45 | Residential | Yes | Behind the Meter | Net-metered residential rooftop and canopy |  | None | Tesla Energy Operations Inc. | PSE&G | Accepted | 2020-10-30 | 2020-11-04 | 2021-11-04 | Tesla | SR60T1 | Solar Panels |  | 0.05847 | 26 | 206 | 40 |  | Fixed | Roof
NJSTRE1545882655 |  | Transition Incentive Program | Union | 7083 | 10 | 10.24 | Residential | Yes | Behind the Meter | Net-metered residential rooftop and canopy |  | None | Vivint Solar Developer, LLC | PSE&G | Accepted | 2020-11-02 | 2020-11-04 | 2021-11-04 | Solar Edge | SE7600H-US | Inverters | 7600 |  | 1 |  |  | 0.992 |  | Outdoor | Near the Utility Meter
NJSTRE1545882655 |  | Transition Incentive Program | Union | 7083 | 10 | 10.24 | Residential | Yes | Behind the Meter | Net-metered residential rooftop and canopy |  | None | Vivint Solar Developer, LLC | PSE&G | Accepted | 2020-11-02 | 2020-11-04 | 2021-11-04 | JINKO SOLAR | JKM320M-60HBL | Solar Panels |  | 0.32 | 2 | 276 | 23 |  | Fixed | Roof
NJSTRE1545882655 |  | Transition Incentive Program | Union | 7083 | 10 | 10.24 | Residential | Yes | Behind the Meter | Net-metered residential rooftop and canopy |  | None | Vivint Solar Developer, LLC | PSE&G | Accepted | 2020-11-02 | 2020-11-04 | 2021-11-04 | JINKO SOLAR | JKM320M-60HBL | Solar Panels |  | 0.32 | 14 | 6 | 14 |  | Fixed | Roof
NJSTRE1545882655 |  | Transition Incentive Program | Union | 7083 | 10 | 10.24 | Residential | Yes | Behind the Meter | Net-metered residential rooftop and canopy |  | None | Vivint Solar Developer, LLC | PSE&G | Accepted | 2020-11-02 | 2020-11-04 | 2021-11-04 | JINKO SOLAR | JKM320M-60HBL | Solar Panels |  | 0.32 | 2 | 96 | 43 |  | Fixed | Roof
NJSTRE1545882655 |  | Transition Incentive Program | Union | 7083 | 10 | 10.24 | Residential | Yes | Behind the Meter | Net-metered residential rooftop and canopy |  | None | Vivint Solar Developer, LLC | PSE&G | Accepted | 2020-11-02 | 2020-11-04 | 2021-11-04 | JINKO SOLAR | JKM320M-60HBL | Solar Panels |  | 0.32 | 12 | 186 | 38 |  | Fixed | Roof
NJSTRE1545882655 |  | Transition Incentive Program | Union | 7083 | 10 | 10.24 | Residential | Yes | Behind the Meter | Net-metered residential rooftop and canopy |  | None | Vivint Solar Developer, LLC | PSE&G | Accepted | 2020-11-02 | 2020-11-04 | 2021-11-04 | JINKO SOLAR | JKM320M-60HBL | Solar Panels |  | 0.32 | 2 | 276 | 43 |  | Fixed | Roof
NJSTRE1545882664 |  | Transition Incentive Program | Matawan | 7747 | 17 | 12.16 | Residential | Yes | Behind the Meter | Net-metered residential rooftop and canopy |  | None | Vivint Solar Developer, LLC | JCP&L | Accepted | 2020-11-02 | 2020-11-04 | 2021-11-04 | Solar Edge | SE7600H-US | Inverters | 7600 |  | 1 |  |  | 0.992 |  | Outdoor | Near the Utility Meter
NJSTRE1545882664 |  | Transition Incentive Program | Matawan | 7747 | 17 | 12.16 | Residential | Yes | Behind the Meter | Net-metered residential rooftop and canopy |  | None | Vivint Solar Developer, LLC | JCP&L | Accepted | 2020-11-02 | 2020-11-04 | 2021-11-04 | Solar Edge | SE3800H-US | Inverters | 3800 |  | 1 |  |  | 0.992 |  | Outdoor | Near the Utility Meter
NJSTRE1545882664 |  | Transition Incentive Program | Matawan | 7747 | 17 | 12.16 | Residential | Yes | Behind the Meter | Net-metered residential rooftop and canopy |  | None | Vivint Solar Developer, LLC | JCP&L | Accepted | 2020-11-02 | 2020-11-04 | 2021-11-04 | JINKO SOLAR | JKM320M-60HBL | Solar Panels |  | 0.32 | 18 | 182 | 24 |  | Fixed | Roof
NJSTRE1545882664 |  | Transition Incentive Program | Matawan | 7747 | 17 | 12.16 | Residential | Yes | Behind the Meter | Net-metered residential rooftop and canopy |  | None | Vivint Solar Developer, LLC | JCP&L | Accepted | 2020-11-02 | 2020-11-04 | 2021-11-04 | JINKO SOLAR | JKM320M-60HBL | Solar Panels |  | 0.32 | 12 | 2 | 24 |  | Fixed | Roof
NJSTRE1545882664 |  | Transition Incentive Program | Matawan | 7747 | 17 | 12.16 | Residential | Yes | Behind the Meter | Net-metered residential rooftop and canopy |  | None | Vivint Solar Developer, LLC | JCP&L | Accepted | 2020-11-02 | 2020-11-04 | 2021-11-04 | JINKO SOLAR | JKM320M-60HBL | Solar Panels |  | 0.32 | 8 | 182 | 18 |  | Fixed | Roof
NJSTRE1545882667 |  | Transition Incentive Program | Plainfield | 7060 | 10 | 5.12 | Residential | Yes | Behind the Meter | Net-metered residential rooftop and canopy |  | None | Vivint Solar Developer, LLC | PSE&G | Accepted | 2020-11-02 | 2020-11-04 | 2021-11-04 | Solar Edge | SE3800H-US | Inverters | 3800 |  | 1 |  |  | 0.992 |  | Outdoor | Near the Utility Meter
NJSTRE1545882667 |  | Transition Incentive Program | Plainfield | 7060 | 10 | 5.12 | Residential | Yes | Behind the Meter | Net-metered residential rooftop and canopy |  | None | Vivint Solar Developer, LLC | PSE&G | Accepted | 2020-11-02 | 2020-11-04 | 2021-11-04 | JINKO SOLAR | JKM320M-60HBL | Solar Panels |  | 0.32 | 14 | 220 | 38 |  | Fixed | Roof
NJSTRE1545882667 |  | Transition Incentive Program | Plainfield | 7060 | 10 | 5.12 | Residential | Yes | Behind the Meter | Net-metered residential rooftop and canopy |  | None | Vivint Solar Developer, LLC | PSE&G | Accepted | 2020-11-02 | 2020-11-04 | 2021-11-04 | JINKO SOLAR | JKM320M-60HBL | Solar Panels |  | 0.32 | 2 | 130 | 25 |  | Fixed | Roof
NJSTRE1545882668 |  | Transition Incentive Program | Broadway | 8808 | 2 | 61.88 | Municipality | No | Behind the Meter | Net-metered non-residential rooftop and canopy |  | None |  | JCP&L | Accepted | 2020-10-31 | 2020-11-05 | 2021-11-05 | Fronius | Primo 10.0 | Inverters | 10 |  | 5 |  |  | 0.98 |  | Outdoor | Outdoor
NJSTRE1545882668 |  | Transition Incentive Program | Broadway | 8808 | 2 | 61.88 | Municipality | No | Behind the Meter | Net-metered non-residential rooftop and canopy |  | None |  | JCP&L | Accepted | 2020-10-31 | 2020-11-05 | 2021-11-05 | Boviet | Boviet BVM6612M-375 | Solar Panels |  | 0.375 | 165 | portrait | 25 |  | Fixed | Roof
NJSTRE1545882672 |  | Transition Incentive Program | Randolph | 7869 | 3 | 7.68 | Residential | Yes | Behind the Meter | Net-metered residential rooftop and canopy |  | None | Vivint Solar Developer, LLC | JCP&L | Accepted | 2020-11-02 | 2020-11-04 | 2021-11-04 | Solar Edge | SE7600H-US | Inverters | 7600 |  | 1 |  |  | 0.992 |  | Outdoor | Near the Utility Meter
NJSTRE1545882672 |  | Transition Incentive Program | Randolph | 7869 | 3 | 7.68 | Residential | Yes | Behind the Meter | Net-metered residential rooftop and canopy |  | None | Vivint Solar Developer, LLC | JCP&L | Accepted | 2020-11-02 | 2020-11-04 | 2021-11-04 | JINKO SOLAR | JKM320M-60HBL | Solar Panels |  | 0.32 | 10 | 145 | 8 |  | Fixed | Roof
NJSTRE1545882672 |  | Transition Incentive Program | Randolph | 7869 | 3 | 7.68 | Residential | Yes | Behind the Meter | Net-metered residential rooftop and canopy |  | None | Vivint Solar Developer, LLC | JCP&L | Accepted | 2020-11-02 | 2020-11-04 | 2021-11-04 | JINKO SOLAR | JKM320M-60HBL | Solar Panels |  | 0.32 | 14 | 325 | 31 |  | Fixed | Roof
NJSTRE1545882767 |  | Transition Incentive Program | River Edge | 7661 | 7 | 13.12 | Residential | Yes | Behind the Meter | Net-metered residential rooftop and canopy |  | None | Vivint Solar Developer, LLC | PSE&G | Accepted | 2020-11-02 | 2020-11-04 | 2021-11-04 | Solar Edge | SE10000H-US | Inverters | 10000 |  | 1 |  |  | 0.992 |  | Outdoor | Near the Utility Meter
NJSTRE1545882767 |  | Transition Incentive Program | River Edge | 7661 | 7 | 13.12 | Residential | Yes | Behind the Meter | Net-metered residential rooftop and canopy |  | None | Vivint Solar Developer, LLC | PSE&G | Accepted | 2020-11-02 | 2020-11-04 | 2021-11-04 | JINKO SOLAR | JKM320M-60HBL | Solar Panels |  | 0.32 | 3 | 289 | 13 |  | Fixed | Roof
NJSTRE1545882767 |  | Transition Incentive Program | River Edge | 7661 | 7 | 13.12 | Residential | Yes | Behind the Meter | Net-metered residential rooftop and canopy |  | None | Vivint Solar Developer, LLC | PSE&G | Accepted | 2020-11-02 | 2020-11-04 | 2021-11-04 | JINKO SOLAR | JKM320M-60HBL | Solar Panels |  | 0.32 | 16 | 109 | 31 |  | Fixed | Roof
NJSTRE1545882767 |  | Transition Incentive Program | River Edge | 7661 | 7 | 13.12 | Residential | Yes | Behind the Meter | Net-metered residential rooftop and canopy |  | None | Vivint Solar Developer, LLC | PSE&G | Accepted | 2020-11-02 | 2020-11-04 | 2021-11-04 | JINKO SOLAR | JKM320M-60HBL | Solar Panels |  | 0.32 | 22 | 289 | 31 |  | Fixed | Roof
NJSTRE1545883341 |  | Transition Incentive Program | Jefferson | 7849 | 3 | 6.71 | Residential | Yes | Behind the Meter | Net-metered residential rooftop and canopy |  | None | Sunrun Installation Services, Inc. | JCP&L | Accepted | 2020-11-01 | 2020-11-04 | 2021-11-04 | Tesla | Powerwall 2 AC | Electric Storage Battery |  |  | 1 |  |  |  | Lithium Ion |  | outside
NJSTRE1545883341 |  | Transition Incentive Program | Jefferson | 7849 | 3 | 6.71 | Residential | Yes | Behind the Meter | Net-metered residential rooftop and canopy |  | None | Sunrun Installation Services, Inc. | JCP&L | Accepted | 2020-11-01 | 2020-11-04 | 2021-11-04 | Enphase Energy | IQ7-60-x-US (240V) | Inverters | 240 |  | 22 |  |  | 0.96 |  | Outdoor | Rooftop
NJSTRE1545883341 |  | Transition Incentive Program | Jefferson | 7849 | 3 | 6.71 | Residential | Yes | Behind the Meter | Net-metered residential rooftop and canopy |  | None | Sunrun Installation Services, Inc. | JCP&L | Accepted | 2020-11-01 | 2020-11-04 | 2021-11-04 | LONGi Green Energy Technology Co Ltd | LR6-60HPB-305M | Solar Panels |  | 0.305 | 5 | 199 | 15 |  | Fixed | Roof
NJSTRE1545883341 |  | Transition Incentive Program | Jefferson | 7849 | 3 | 6.71 | Residential | Yes | Behind the Meter | Net-metered residential rooftop and canopy |  | None | Sunrun Installation Services, Inc. | JCP&L | Accepted | 2020-11-01 | 2020-11-04 | 2021-11-04 | LONGi Green Energy Technology Co Ltd | LR6-60HPB-305M | Solar Panels |  | 0.305 | 6 | 109 | 15 |  | Fixed | Roof
NJSTRE1545883341 |  | Transition Incentive Program | Jefferson | 7849 | 3 | 6.71 | Residential | Yes | Behind the Meter | Net-metered residential rooftop and canopy |  | None | Sunrun Installation Services, Inc. | JCP&L | Accepted | 2020-11-01 | 2020-11-04 | 2021-11-04 | LONGi Green Energy Technology Co Ltd | LR6-60HPB-305M | Solar Panels |  | 0.305 | 11 | 289 | 15 |  | Fixed | Roof
NJSTRE1545883444 |  | Transition Incentive Program | Princeton | 8540 | 12 | 139.84 | School Charter | Yes | Behind the Meter | Net-metered non-residential rooftop and canopy |  | None | Powell Energy and Solar | PSE&G | Accepted | 2020-11-01 | 2020-11-05 | 2021-11-05 | solaredge | SE100-US | Inverters | 100000 |  | 1 |  |  | 0.98 |  | Indoor | Utility Room
NJSTRE1545883444 |  | Transition Incentive Program | Princeton | 8540 | 12 | 139.84 | School Charter | Yes | Behind the Meter | Net-metered non-residential rooftop and canopy |  | None | Powell Energy and Solar | PSE&G | Accepted | 2020-11-01 | 2020-11-05 | 2021-11-05 | Solaredge | SE33.3-US | Inverters | 33300 |  | 1 |  |  | 0.98 |  | Indoor | Utility Room
NJSTRE1545883444 |  | Transition Incentive Program | Princeton | 8540 | 12 | 139.84 | School Charter | Yes | Behind the Meter | Net-metered non-residential rooftop and canopy |  | None | Powell Energy and Solar | PSE&G | Accepted | 2020-11-01 | 2020-11-05 | 2021-11-05 | Axitec | AC320MH | Solar Panels |  | 0.32 | 109 | 160 | 15 |  | Fixed | Roof
NJSTRE1545883444 |  | Transition Incentive Program | Princeton | 8540 | 12 | 139.84 | School Charter | Yes | Behind the Meter | Net-metered non-residential rooftop and canopy |  | None | Powell Energy and Solar | PSE&G | Accepted | 2020-11-01 | 2020-11-05 | 2021-11-05 | Axitec | AC320MH | Solar Panels |  | 0.32 | 328 | 160 | 20 |  | Fixed | Roof
NJSTRE1545884155 |  | Transition Incentive Program | Flanders | 7836 | 3 | 11.97 | Residential | No | Behind the Meter | Net-metered residential rooftop and canopy |  | None | Suntuity Solar LLC | JCP&L | Accepted | 2020-11-02 | 2020-11-04 | 2021-11-04 | Enphase Energy | IQ7-60-2-US | Inverters | 240 |  | 38 |  |  | 0.97 |  | Outdoor | Behind the PV Modules
NJSTRE1545884155 |  | Transition Incentive Program | Flanders | 7836 | 3 | 11.97 | Residential | No | Behind the Meter | Net-metered residential rooftop and canopy |  | None | Suntuity Solar LLC | JCP&L | Accepted | 2020-11-02 | 2020-11-04 | 2021-11-04 | Longi | LR6-60HPB-315M | Solar Panels |  | 0.315 | 18 | 262 | 37 |  | Fixed | Roof
NJSTRE1545884155 |  | Transition Incentive Program | Flanders | 7836 | 3 | 11.97 | Residential | No | Behind the Meter | Net-metered residential rooftop and canopy |  | None | Suntuity Solar LLC | JCP&L | Accepted | 2020-11-02 | 2020-11-04 | 2021-11-04 | Longi | LR6-60HPB-315M | Solar Panels |  | 0.315 | 13 | 82 | 37 |  | Fixed | Roof
NJSTRE1545884155 |  | Transition Incentive Program | Flanders | 7836 | 3 | 11.97 | Residential | No | Behind the Meter | Net-metered residential rooftop and canopy |  | None | Suntuity Solar LLC | JCP&L | Accepted | 2020-11-02 | 2020-11-04 | 2021-11-04 | Longi | LR6-60HPB-315M | Solar Panels |  | 0.315 | 7 | 172 | 22 |  | Fixed | Roof
NJSTRE1545884156 |  | Transition Incentive Program | Millville | 8332 | 20 | 13.86 | Residential | Yes | Behind the Meter | Net-metered residential rooftop and canopy |  | None | Suntuity Solar LLC | AC Electric | Accepted | 2020-11-02 | 2020-11-04 | 2021-11-04 | Enphase Energy | IQ7-60-2-US | Inverters | 240 |  | 44 |  |  | 0.97 |  | Outdoor | Behind the PV Modules
NJSTRE1545884156 |  | Transition Incentive Program | Millville | 8332 | 20 | 13.86 | Residential | Yes | Behind the Meter | Net-metered residential rooftop and canopy |  | None | Suntuity Solar LLC | AC Electric | Accepted | 2020-11-02 | 2020-11-04 | 2021-11-04 | Longi | LR6-60HPB-315M | Solar Panels |  | 0.315 | 20 | 112 | 23 |  | Fixed | Roof
NJSTRE1545884156 |  | Transition Incentive Program | Millville | 8332 | 20 | 13.86 | Residential | Yes | Behind the Meter | Net-metered residential rooftop and canopy |  | None | Suntuity Solar LLC | AC Electric | Accepted | 2020-11-02 | 2020-11-04 | 2021-11-04 | Longi | LR6-60HPB-315M | Solar Panels |  | 0.315 | 8 | 110 | 23 |  | Fixed | Roof
NJSTRE1545884156 |  | Transition Incentive Program | Millville | 8332 | 20 | 13.86 | Residential | Yes | Behind the Meter | Net-metered residential rooftop and canopy |  | None | Suntuity Solar LLC | AC Electric | Accepted | 2020-11-02 | 2020-11-04 | 2021-11-04 | Longi | LR6-60HPB-315M | Solar Panels |  | 0.315 | 16 | 292 | 23 |  | Fixed | Roof
NJSTRE1545884157 |  | Transition Incentive Program | Barnegat | 8005 | 18 | 7.25 | Residential | No | Behind the Meter | Net-metered residential rooftop and canopy |  | None | Suntuity Solar LLC | AC Electric | Accepted | 2020-11-02 | 2020-11-04 | 2021-11-04 | Enphase Energy | IQ7-60-2-US | Inverters | 240 |  | 23 |  |  | 0.97 |  | Outdoor | Behind the PV Modules
NJSTRE1545884157 |  | Transition Incentive Program | Barnegat | 8005 | 18 | 7.25 | Residential | No | Behind the Meter | Net-metered residential rooftop and canopy |  | None | Suntuity Solar LLC | AC Electric | Accepted | 2020-11-02 | 2020-11-04 | 2021-11-04 | Longi | LR6-60HPB-315M | Solar Panels |  | 0.315 | 5 | 199 | 25 |  | Fixed | Roof
NJSTRE1545884157 |  | Transition Incentive Program | Barnegat | 8005 | 18 | 7.25 | Residential | No | Behind the Meter | Net-metered residential rooftop and canopy |  | None | Suntuity Solar LLC | AC Electric | Accepted | 2020-11-02 | 2020-11-04 | 2021-11-04 | Longi | LR6-60HPB-315M | Solar Panels |  | 0.315 | 4 | 199 | 25 |  | Fixed | Roof
NJSTRE1545884157 |  | Transition Incentive Program | Barnegat | 8005 | 18 | 7.25 | Residential | No | Behind the Meter | Net-metered residential rooftop and canopy |  | None | Suntuity Solar LLC | AC Electric | Accepted | 2020-11-02 | 2020-11-04 | 2021-11-04 | Longi | LR6-60HPB-315M | Solar Panels |  | 0.315 | 10 | 289 | 22 |  | Fixed | Roof
NJSTRE1545884157 |  | Transition Incentive Program | Barnegat | 8005 | 18 | 7.25 | Residential | No | Behind the Meter | Net-metered residential rooftop and canopy |  | None | Suntuity Solar LLC | AC Electric | Accepted | 2020-11-02 | 2020-11-04 | 2021-11-04 | Longi | LR6-60HPB-315M | Solar Panels |  | 0.315 | 4 | 289 | 22 |  | Fixed | Roof
NJSTRE1545884158 |  | Transition Incentive Program | Jackson Township | 8527 | 18 | 8.4 | Residential | No | Behind the Meter | Net-metered residential rooftop and canopy |  | None | Suntuity Solar LLC | JCP&L | Accepted | 2020-11-02 | 2020-11-04 | 2021-11-04 | Enphase Energy | IQ7-60-2-US | Inverters | 240 |  | 24 |  |  | 0.97 |  | Outdoor | Behind the PV Modules
NJSTRE1545884158 |  | Transition Incentive Program | Jackson Township | 8527 | 18 | 8.4 | Residential | No | Behind the Meter | Net-metered residential rooftop and canopy |  | None | Suntuity Solar LLC | JCP&L | Accepted | 2020-11-02 | 2020-11-04 | 2021-11-04 | Longi | LR4-60HPB-350M | Solar Panels |  | 0.35 | 5 | 6 | 28 |  | Fixed | Roof
NJSTRE1545884158 |  | Transition Incentive Program | Jackson Township | 8527 | 18 | 8.4 | Residential | No | Behind the Meter | Net-metered residential rooftop and canopy |  | None | Suntuity Solar LLC | JCP&L | Accepted | 2020-11-02 | 2020-11-04 | 2021-11-04 | Longi | LR4-60HPB-350M | Solar Panels |  | 0.35 | 6 | 95 | 30 |  | Fixed | Roof
NJSTRE1545884158 |  | Transition Incentive Program | Jackson Township | 8527 | 18 | 8.4 | Residential | No | Behind the Meter | Net-metered residential rooftop and canopy |  | None | Suntuity Solar LLC | JCP&L | Accepted | 2020-11-02 | 2020-11-04 | 2021-11-04 | Longi | LR4-60HPB-350M | Solar Panels |  | 0.35 | 7 | 275 | 30 |  | Fixed | Roof
NJSTRE1545884158 |  | Transition Incentive Program | Jackson Township | 8527 | 18 | 8.4 | Residential | No | Behind the Meter | Net-metered residential rooftop and canopy |  | None | Suntuity Solar LLC | JCP&L | Accepted | 2020-11-02 | 2020-11-04 | 2021-11-04 | Longi | LR4-60HPB-350M | Solar Panels |  | 0.35 | 6 | 186 | 28 |  | Fixed | Roof
NJSTRE1545884159 |  | Transition Incentive Program | Long Valley | 7853 | 3 | 15.05 | Residential | No | Behind the Meter | Net-metered residential rooftop and canopy |  | None | Suntuity Solar LLC | JCP&L | Accepted | 2020-11-02 | 2020-11-04 | 2021-11-04 | Enphase Energy | IQ7-60-2-US | Inverters | 240 |  | 43 |  |  | 0.97 |  | Outdoor | Behind the PV Modules
NJSTRE1545884159 |  | Transition Incentive Program | Long Valley | 7853 | 3 | 15.05 | Residential | No | Behind the Meter | Net-metered residential rooftop and canopy |  | None | Suntuity Solar LLC | JCP&L | Accepted | 2020-11-02 | 2020-11-04 | 2021-11-04 | Longi | LR4-60HPB-350M | Solar Panels |  | 0.35 | 9 | 309 | 19 |  | Fixed | Roof
NJSTRE1545884159 |  | Transition Incentive Program | Long Valley | 7853 | 3 | 15.05 | Residential | No | Behind the Meter | Net-metered residential rooftop and canopy |  | None | Suntuity Solar LLC | JCP&L | Accepted | 2020-11-02 | 2020-11-04 | 2021-11-04 | Longi | LR4-60HPB-350M | Solar Panels |  | 0.35 | 20 | 129 | 19 |  | Fixed | Roof
NJSTRE1545884159 |  | Transition Incentive Program | Long Valley | 7853 | 3 | 15.05 | Residential | No | Behind the Meter | Net-metered residential rooftop and canopy |  | None | Suntuity Solar LLC | JCP&L | Accepted | 2020-11-02 | 2020-11-04 | 2021-11-04 | Longi | LR4-60HPB-350M | Solar Panels |  | 0.35 | 5 | 219 | 19 |  | Fixed | Roof
NJSTRE1545884159 |  | Transition Incentive Program | Long Valley | 7853 | 3 | 15.05 | Residential | No | Behind the Meter | Net-metered residential rooftop and canopy |  | None | Suntuity Solar LLC | JCP&L | Accepted | 2020-11-02 | 2020-11-04 | 2021-11-04 | Longi | LR4-60HPB-350M | Solar Panels |  | 0.35 | 9 | 129 | 19 |  | Fixed | Roof
NJSTRE1545884161 |  | Transition Incentive Program | Wenonah | 8090 | 15 | 8.16 | Residential | No | Behind the Meter | Net-metered residential rooftop and canopy |  | None | Vision Solar LLC | AC Electric | Accepted | 2020-11-02 | 2020-11-04 | 2021-11-04 | ENPHASE | IQ7-60-2-US | Inverters | 0.24 |  | 24 |  |  | 0.96 |  | Other | BEHIND EACH PANEL
NJSTRE1545884161 |  | Transition Incentive Program | Wenonah | 8090 | 15 | 8.16 | Residential | No | Behind the Meter | Net-metered residential rooftop and canopy |  | None | Vision Solar LLC | AC Electric | Accepted | 2020-11-02 | 2020-11-04 | 2021-11-04 | HANWHA Q-CELLS | Q.PEAK DUO BLK-G6 340 | Solar Panels |  | 0.34 | 20 | 124 | 22 |  | Fixed | Roof
NJSTRE1545884161 |  | Transition Incentive Program | Wenonah | 8090 | 15 | 8.16 | Residential | No | Behind the Meter | Net-metered residential rooftop and canopy |  | None | Vision Solar LLC | AC Electric | Accepted | 2020-11-02 | 2020-11-04 | 2021-11-04 | HANWHA Q-CELLS | Q.PEAK DUO BLK-G6 340 | Solar Panels |  | 0.34 | 4 | 304 | 22 |  | Fixed | Roof
NJSTRE1545884352 |  | Transition Incentive Program | Haddon Twp | 8033 | 14 | 6.12 | Residential | No | Behind the Meter | Net-metered residential rooftop and canopy |  | None | Vision Solar LLC | PSE&G | Accepted | 2020-11-02 | 2020-11-04 | 2021-11-04 | ENPHASE | IQ7-60-2-US | Inverters | 0.24 |  | 18 |  |  | 0.96 |  | Other | BEHIND EACH PANEL
NJSTRE1545884352 |  | Transition Incentive Program | Haddon Twp | 8033 | 14 | 6.12 | Residential | No | Behind the Meter | Net-metered residential rooftop and canopy |  | None | Vision Solar LLC | PSE&G | Accepted | 2020-11-02 | 2020-11-04 | 2021-11-04 | HANWHA Q-CELLS | Q.PEAK DUO BLK-G6+ 340 | Solar Panels |  | 0.34 | 6 | 122 | 23 |  | Fixed | Roof
NJSTRE1545884352 |  | Transition Incentive Program | Haddon Twp | 8033 | 14 | 6.12 | Residential | No | Behind the Meter | Net-metered residential rooftop and canopy |  | None | Vision Solar LLC | PSE&G | Accepted | 2020-11-02 | 2020-11-04 | 2021-11-04 | HANWHA Q-CELLS | Q.PEAK DUO BLK-G6+ 340 | Solar Panels |  | 0.34 | 9 | 302 | 23 |  | Fixed | Roof
NJSTRE1545884352 |  | Transition Incentive Program | Haddon Twp | 8033 | 14 | 6.12 | Residential | No | Behind the Meter | Net-metered residential rooftop and canopy |  | None | Vision Solar LLC | PSE&G | Accepted | 2020-11-02 | 2020-11-04 | 2021-11-04 | HANWHA Q-CELLS | Q.PEAK DUO BLK-G6+ 340 | Solar Panels |  | 0.34 | 3 | 302 | 23 |  | Fixed | Roof
NJSTRE1545885321 |  | Transition Incentive Program | Bloomfield | 7003 | 9 | 6.46 | Residential | No | Behind the Meter | Net-metered residential rooftop and canopy |  | None | Vision Solar LLC | PSE&G | Accepted | 2020-11-02 | 2020-11-04 | 2021-11-04 | ENPHASE | IQ7-60-2-US | Inverters | 0.24 |  | 19 |  |  | 0.96 |  | Other | BEHIND EACH PANEL
NJSTRE1545885321 |  | Transition Incentive Program | Bloomfield | 7003 | 9 | 6.46 | Residential | No | Behind the Meter | Net-metered residential rooftop and canopy |  | None | Vision Solar LLC | PSE&G | Accepted | 2020-11-02 | 2020-11-04 | 2021-11-04 | HANWHA Q-CELLS | Q.PEAK DUO BLK-G6 340 | Solar Panels |  | 0.34 | 19 | 222 | 23 |  | Fixed | Roof
NJSTRE1545886026 |  | Transition Incentive Program | Willingboro | 8046 | 13 | 8.84 | Residential | No | Behind the Meter | Net-metered residential rooftop and canopy |  | None | Vision Solar LLC | PSE&G | Accepted | 2020-11-02 | 2020-11-04 | 2021-11-04 | ENPHASE | IQ7-60-2-US | Inverters | 0.24 |  | 26 |  |  | 0.96 |  | Other | BEHIND EACH PANEL
NJSTRE1545886026 |  | Transition Incentive Program | Willingboro | 8046 | 13 | 8.84 | Residential | No | Behind the Meter | Net-metered residential rooftop and canopy |  | None | Vision Solar LLC | PSE&G | Accepted | 2020-11-02 | 2020-11-04 | 2021-11-04 | HANWHA Q-CELLS | Q.PEAK DUO BLK-G6+ 340 | Solar Panels |  | 0.34 | 11 | 299 | 24 |  | Fixed | Roof
NJSTRE1545886026 |  | Transition Incentive Program | Willingboro | 8046 | 13 | 8.84 | Residential | No | Behind the Meter | Net-metered residential rooftop and canopy |  | None | Vision Solar LLC | PSE&G | Accepted | 2020-11-02 | 2020-11-04 | 2021-11-04 | HANWHA Q-CELLS | Q.PEAK DUO BLK-G6+ 340 | Solar Panels |  | 0.34 | 3 | 118 | 20 |  | Fixed | Roof
NJSTRE1545886026 |  | Transition Incentive Program | Willingboro | 8046 | 13 | 8.84 | Residential | No | Behind the Meter | Net-metered residential rooftop and canopy |  | None | Vision Solar LLC | PSE&G | Accepted | 2020-11-02 | 2020-11-04 | 2021-11-04 | HANWHA Q-CELLS | Q.PEAK DUO BLK-G6+ 340 | Solar Panels |  | 0.34 | 12 | 119 | 24 |  | Fixed | Roof
NJSTRE1545886179 |  | Transition Incentive Program | Bergenfield | 7621 | 7 | 9.24 | Residential | No | Behind the Meter | Net-metered residential rooftop and canopy |  | None | Posigen NJ LLC | PSE&G | Accepted | 2020-11-02 | 2020-11-04 | 2021-11-04 | SolarEdge | SE10000H-US | Inverters | 10000 |  | 1 |  |  | 0.99 |  | Outside | within ten feet of meter
NJSTRE1545886179 |  | Transition Incentive Program | Bergenfield | 7621 | 7 | 9.24 | Residential | No | Behind the Meter | Net-metered residential rooftop and canopy |  | None | Posigen NJ LLC | PSE&G | Accepted | 2020-11-02 | 2020-11-04 | 2021-11-04 | Silfab | SIL330HL | Solar Panels |  | 0.33 | 28 | 5,93,185,273 | 12 |  | Fixed | Roof
NJSTRE1545886377 |  | Transition Incentive Program | Bloomingdale | 7403 | 6 | 6.7 | Residential | No | Behind the Meter | Net-metered residential rooftop and canopy |  | None | Vision Solar LLC | Butler | Accepted | 2020-11-02 | 2020-11-04 | 2021-11-04 | ENPHASE | IQ7-60-2-US | Inverters | 0.24 |  | 20 |  |  | 0.96 |  | Other | BEHIND EACH PANEL
NJSTRE1545886377 |  | Transition Incentive Program | Bloomingdale | 7403 | 6 | 6.7 | Residential | No | Behind the Meter | Net-metered residential rooftop and canopy |  | None | Vision Solar LLC | Butler | Accepted | 2020-11-02 | 2020-11-04 | 2021-11-04 | HANWHA Q-CELLS | Q.PEAK DUO-G6+ 335 | Solar Panels |  | 0.335 | 14 | 113 | 40 |  | Fixed | Roof
NJSTRE1545886377 |  | Transition Incentive Program | Bloomingdale | 7403 | 6 | 6.7 | Residential | No | Behind the Meter | Net-metered residential rooftop and canopy |  | None | Vision Solar LLC | Butler | Accepted | 2020-11-02 | 2020-11-04 | 2021-11-04 | HANWHA Q-CELLS | Q.PEAK DUO-G6+ 335 | Solar Panels |  | 0.335 | 6 | 293 | 40 |  | Fixed | Roof
NJSTRE1545886497 |  | Transition Incentive Program | Monroeville | 8343 | 16 | 9.9 | Residential | Yes | Behind the Meter | Net-metered residential rooftop and canopy |  | None | Posigen NJ LLC | AC Electric | Accepted | 2020-11-02 | 2020-11-04 | 2021-11-04 | SolarEdge | SE10000H-US | Inverters | 10000 |  | 1 |  |  | 0.99 |  | Outside | within ten feet of meter
NJSTRE1545886497 |  | Transition Incentive Program | Monroeville | 8343 | 16 | 9.9 | Residential | Yes | Behind the Meter | Net-metered residential rooftop and canopy |  | None | Posigen NJ LLC | AC Electric | Accepted | 2020-11-02 | 2020-11-04 | 2021-11-04 | Silfab | SIL330HL | Solar Panels |  | 0.33 | 30 | 94274 | 20 |  | Fixed | Roof
NJSTRE1545886631 |  | Transition Incentive Program | Absecon | 8201 | 19 | 11.22 | Residential | No | Behind the Meter | Net-metered residential rooftop and canopy |  | None | Sun Up Zero Down | AC Electric | Accepted | 2020-11-03 | 2020-11-04 | 2021-11-04 | Hialeah | CL200 | Meters |  |  | 1 |  |  |  | Yes
NJSTRE1545886631 |  | Transition Incentive Program | Absecon | 8201 | 19 | 11.22 | Residential | No | Behind the Meter | Net-metered residential rooftop and canopy |  | None | Sun Up Zero Down | AC Electric | Accepted | 2020-11-03 | 2020-11-04 | 2021-11-04 | Enphase | IQ7-60-2-US | Inverters | 240 |  | 34 |  |  | 0.976 |  | Outside | behind panel
NJSTRE1545886631 |  | Transition Incentive Program | Absecon | 8201 | 19 | 11.22 | Residential | No | Behind the Meter | Net-metered residential rooftop and canopy |  | None | Sun Up Zero Down | AC Electric | Accepted | 2020-11-03 | 2020-11-04 | 2021-11-04 | REC | REC330TP3M | Solar Panels |  | 0.33 | 34 | 104 | 24 |  | Fixed | Roof
NJSTRE1545887520 |  | Transition Incentive Program | Edison | 8817 | 11 | 2.68 | Residential | Yes | Behind the Meter | Net-metered residential rooftop and canopy |  | None | Vision Solar LLC | PSE&G | Accepted | 2020-11-02 | 2020-11-04 | 2021-11-04 | ENPHASE | IQ7-60-2-US | Inverters | 0.24 |  | 8 |  |  | 0.96 |  | Other | BEHIND EACH PANEL
NJSTRE1545887520 |  | Transition Incentive Program | Edison | 8817 | 11 | 2.68 | Residential | Yes | Behind the Meter | Net-metered residential rooftop and canopy |  | None | Vision Solar LLC | PSE&G | Accepted | 2020-11-02 | 2020-11-04 | 2021-11-04 | HANWHA Q-CELLS | Q.PEAK DUO-G6+ 335 | Solar Panels |  | 0.335 | 3 | 355 | 40 |  | Fixed | Roof
NJSTRE1545887520 |  | Transition Incentive Program | Edison | 8817 | 11 | 2.68 | Residential | Yes | Behind the Meter | Net-metered residential rooftop and canopy |  | None | Vision Solar LLC | PSE&G | Accepted | 2020-11-02 | 2020-11-04 | 2021-11-04 | HANWHA Q-CELLS | Q.PEAK DUO-G6+ 335 | Solar Panels |  | 0.335 | 1 | 265 | 16 |  | Fixed | Roof
NJSTRE1545887520 |  | Transition Incentive Program | Edison | 8817 | 11 | 2.68 | Residential | Yes | Behind the Meter | Net-metered residential rooftop and canopy |  | None | Vision Solar LLC | PSE&G | Accepted | 2020-11-02 | 2020-11-04 | 2021-11-04 | HANWHA Q-CELLS | Q.PEAK DUO-G6+ 335 | Solar Panels |  | 0.335 | 2 | 175 | 40 |  | Fixed | Roof
NJSTRE1545887520 |  | Transition Incentive Program | Edison | 8817 | 11 | 2.68 | Residential | Yes | Behind the Meter | Net-metered residential rooftop and canopy |  | None | Vision Solar LLC | PSE&G | Accepted | 2020-11-02 | 2020-11-04 | 2021-11-04 | HANWHA Q-CELLS | Q.PEAK DUO-G6+ 335 | Solar Panels |  | 0.335 | 1 | 85 | 16 |  | Fixed | Roof
NJSTRE1545887520 |  | Transition Incentive Program | Edison | 8817 | 11 | 2.68 | Residential | Yes | Behind the Meter | Net-metered residential rooftop and canopy |  | None | Vision Solar LLC | PSE&G | Accepted | 2020-11-02 | 2020-11-04 | 2021-11-04 | HANWHA Q-CELLS | Q.PEAK DUO-G6+ 335 | Solar Panels |  | 0.335 | 1 | 86 | 8 |  | Fixed | Roof
NJSTRE1545888058 |  | Transition Incentive Program | Paterson | 7504 | 6 | 4.76 | Residential | Yes | Behind the Meter | Net-metered residential rooftop and canopy |  | None | Trinity Solar | PSE&G | Accepted | 2020-11-02 | 2020-11-04 | 2021-11-04 | Solar Edge | SE3800 | Inverters | 3800 |  | 1 |  |  | 0.97 |  | Outside | side of home
NJSTRE1545888058 |  | Transition Incentive Program | Paterson | 7504 | 6 | 4.76 | Residential | Yes | Behind the Meter | Net-metered residential rooftop and canopy |  | None | Trinity Solar | PSE&G | Accepted | 2020-11-02 | 2020-11-04 | 2021-11-04 | Hanwha | Q.PEAK DUO BLK-G6 340 | Solar Panels |  | 0.34 | 14 | 99 | 36 |  | Fixed | Roof
NJSTRE1545888118 |  | Transition Incentive Program | Elm | 8037 | 19 | 26.98 | Residential | No | Behind the Meter | Net-metered residential rooftop and canopy |  | None | Azimuth Renewable Energy | AC Electric | Accepted | 2020-11-02 | 2020-11-05 | 2021-11-05 | Enphase | Envoy-s | Meters |  |  | 1 |  |  |  | Yes | Outdoor
NJSTRE1545888118 |  | Transition Incentive Program | Elm | 8037 | 19 | 26.98 | Residential | No | Behind the Meter | Net-metered residential rooftop and canopy |  | None | Azimuth Renewable Energy | AC Electric | Accepted | 2020-11-02 | 2020-11-05 | 2021-11-05 | Enphase | IQ 7 | Inverters | 240 |  | 15 |  |  | 0.975 |  | Outdoor | rooftop
NJSTRE1545888118 |  | Transition Incentive Program | Elm | 8037 | 19 | 26.98 | Residential | No | Behind the Meter | Net-metered residential rooftop and canopy |  | None | Azimuth Renewable Energy | AC Electric | Accepted | 2020-11-02 | 2020-11-05 | 2021-11-05 | Enphase | IQ 7 | Inverters | 240 |  | 27 |  |  | 0.975 |  | Outdoor | rooftop
NJSTRE1545888118 |  | Transition Incentive Program | Elm | 8037 | 19 | 26.98 | Residential | No | Behind the Meter | Net-metered residential rooftop and canopy |  | None | Azimuth Renewable Energy | AC Electric | Accepted | 2020-11-02 | 2020-11-05 | 2021-11-05 | Enphase | IQ 7 | Inverters | 240 |  | 41 |  |  | 0.975 |  | Outdoor | rooftop
NJSTRE1545888118 |  | Transition Incentive Program | Elm | 8037 | 19 | 26.98 | Residential | No | Behind the Meter | Net-metered residential rooftop and canopy |  | None | Azimuth Renewable Energy | AC Electric | Accepted | 2020-11-02 | 2020-11-05 | 2021-11-05 | Trina | TSM 325 | Solar Panels |  | 0.325 | 41 | 129 | 18 |  | Fixed | Roof
NJSTRE1545888118 |  | Transition Incentive Program | Elm | 8037 | 19 | 26.98 | Residential | No | Behind the Meter | Net-metered residential rooftop and canopy |  | None | Azimuth Renewable Energy | AC Electric | Accepted | 2020-11-02 | 2020-11-05 | 2021-11-05 | Trina | TSM 325 | Solar Panels |  | 0.325 | 15 | 41 | 18 |  | Fixed | Roof
NJSTRE1545888118 |  | Transition Incentive Program | Elm | 8037 | 19 | 26.98 | Residential | No | Behind the Meter | Net-metered residential rooftop and canopy |  | None | Azimuth Renewable Energy | AC Electric | Accepted | 2020-11-02 | 2020-11-05 | 2021-11-05 | Trina | TSM 325 | Solar Panels |  | 0.325 | 27 | 220 | 18 |  | Fixed | Roof
NJSTRE1545890699 |  | Transition Incentive Program | Forked River | 8731 | 18 | 9.86 | Residential | Yes | Behind the Meter | Net-metered residential rooftop and canopy |  | None | Trinity Solar | JCP&L | Accepted | 2020-11-02 | 2020-11-04 | 2021-11-04 | Solar Edge | SE7600H-US000BNC4 | Inverters | 7600 |  | 1 |  |  | 0.97 |  | Outdoor | side of home
NJSTRE1545890699 |  | Transition Incentive Program | Forked River | 8731 | 18 | 9.86 | Residential | Yes | Behind the Meter | Net-metered residential rooftop and canopy |  | None | Trinity Solar | JCP&L | Accepted | 2020-11-02 | 2020-11-04 | 2021-11-04 | HANWHA | Q.PEAK DUO BLK-G6 340 | Solar Panels |  | 0.34 | 24 | 102 | 30 |  | Fixed | Roof
NJSTRE1545890699 |  | Transition Incentive Program | Forked River | 8731 | 18 | 9.86 | Residential | Yes | Behind the Meter | Net-metered residential rooftop and canopy |  | None | Trinity Solar | JCP&L | Accepted | 2020-11-02 | 2020-11-04 | 2021-11-04 | HANWHA | Q.PEAK DUO BLK-G6 340 | Solar Panels |  | 0.34 | 5 | 192 | 42 |  | Fixed | Roof
NJSTRE1545891775 |  | Transition Incentive Program | Egg Harbor Township | 8234 | 19 | 6.1 | Residential | Yes | Behind the Meter | Net-metered residential rooftop and canopy |  | None | Sunrun Installation Services, Inc. | AC Electric | Accepted | 2020-11-02 | 2020-11-04 | 2021-11-04 | Enphase Energy | IQ7-60-x-US (240V) | Inverters | 240 |  | 20 |  |  | 0.96 |  | Outdoor | Rooftop
NJSTRE1545891775 |  | Transition Incentive Program | Egg Harbor Township | 8234 | 19 | 6.1 | Residential | Yes | Behind the Meter | Net-metered residential rooftop and canopy |  | None | Sunrun Installation Services, Inc. | AC Electric | Accepted | 2020-11-02 | 2020-11-04 | 2021-11-04 | LONGi Green Energy Technology Co Ltd | LR6-60HPB-305M | Solar Panels |  | 0.305 | 20 | 112 | 18 |  | Fixed | Roof
NJSTRE1545891799 |  | Transition Incentive Program | Cliffwood | 7721 | 17 | 5.19 | Residential | Yes | Behind the Meter | Net-metered residential rooftop and canopy |  | None | Sunrun Installation Services, Inc. | JCP&L | Accepted | 2020-11-02 | 2020-11-04 | 2021-11-04 | LG Chem | RESU 10H SEG | Electric Storage Battery |  |  | 1 |  |  |  | Lithium Ion |  | outside
NJSTRE1545891799 |  | Transition Incentive Program | Cliffwood | 7721 | 17 | 5.19 | Residential | Yes | Behind the Meter | Net-metered residential rooftop and canopy |  | None | Sunrun Installation Services, Inc. | JCP&L | Accepted | 2020-11-02 | 2020-11-04 | 2021-11-04 | Delta Electronics | E6-TL-US | Inverters | 6000 |  | 1 |  |  | 0.96 |  | Outdoor | Next To Meter
NJSTRE1545891799 |  | Transition Incentive Program | Cliffwood | 7721 | 17 | 5.19 | Residential | Yes | Behind the Meter | Net-metered residential rooftop and canopy |  | None | Sunrun Installation Services, Inc. | JCP&L | Accepted | 2020-11-02 | 2020-11-04 | 2021-11-04 | LONGi Green Energy Technology Co Ltd | LR6-60HPB-305M | Solar Panels |  | 0.305 | 10 | 142 | 27 |  | Fixed | Roof
NJSTRE1545891799 |  | Transition Incentive Program | Cliffwood | 7721 | 17 | 5.19 | Residential | Yes | Behind the Meter | Net-metered residential rooftop and canopy |  | None | Sunrun Installation Services, Inc. | JCP&L | Accepted | 2020-11-02 | 2020-11-04 | 2021-11-04 | LONGi Green Energy Technology Co Ltd | LR6-60HPB-305M | Solar Panels |  | 0.305 | 7 | 232 | 29 |  | Fixed | Roof
NJSTRE1545891814 |  | Transition Incentive Program | Lawrence Township | 8648 | 12 | 16.56 | Residential | Yes | Behind the Meter | Net-metered residential rooftop and canopy |  | None | Sunrun Installation Services, Inc. | PSE&G | Accepted | 2020-11-02 | 2020-11-04 | 2021-11-04 | Tesla | Powerwall 2 AC | Electric Storage Battery |  |  | 2 |  |  |  | Lithium Ion |  | outside
NJSTRE1545891814 |  | Transition Incentive Program | Lawrence Township | 8648 | 12 | 16.56 | Residential | Yes | Behind the Meter | Net-metered residential rooftop and canopy |  | None | Sunrun Installation Services, Inc. | PSE&G | Accepted | 2020-11-02 | 2020-11-04 | 2021-11-04 | Enphase Energy | IQ7PLUS-72-x-US (240V) | Inverters | 290 |  | 48 |  |  | 0.96 |  | Outdoor | Rooftop
NJSTRE1545891814 |  | Transition Incentive Program | Lawrence Township | 8648 | 12 | 16.56 | Residential | Yes | Behind the Meter | Net-metered residential rooftop and canopy |  | None | Sunrun Installation Services, Inc. | PSE&G | Accepted | 2020-11-02 | 2020-11-04 | 2021-11-04 | LG Electronics | LG345N1C-V5 | Solar Panels |  | 0.345 | 19 | 231 | 34 |  | Fixed | Roof
NJSTRE1545891814 |  | Transition Incentive Program | Lawrence Township | 8648 | 12 | 16.56 | Residential | Yes | Behind the Meter | Net-metered residential rooftop and canopy |  | None | Sunrun Installation Services, Inc. | PSE&G | Accepted | 2020-11-02 | 2020-11-04 | 2021-11-04 | LG Electronics | LG345N1C-V5 | Solar Panels |  | 0.345 | 29 | 52 | 34 |  | Fixed | Roof
NJSTRE1545891830 |  | Transition Incentive Program | Morganville | 7751 | 17 | 11.22 | Residential | No | Behind the Meter | Net-metered residential rooftop and canopy |  | None | NJ Solar Power, LLC | JCP&L | Accepted | 2020-11-02 | 2020-11-04 | 2021-11-04 | Solaredge | SE7600H-US Energy Hub | Inverters | 7600 |  | 1 |  |  | 0.99 |  | Outdoor | garage
NJSTRE1545891830 |  | Transition Incentive Program | Morganville | 7751 | 17 | 11.22 | Residential | No | Behind the Meter | Net-metered residential rooftop and canopy |  | None | NJ Solar Power, LLC | JCP&L | Accepted | 2020-11-02 | 2020-11-04 | 2021-11-04 | Solaredge | SE3000H-US | Inverters | 3000 |  | 1 |  |  | 0.99 |  | Outdoor | garage
NJSTRE1545891830 |  | Transition Incentive Program | Morganville | 7751 | 17 | 11.22 | Residential | No | Behind the Meter | Net-metered residential rooftop and canopy |  | None | NJ Solar Power, LLC | JCP&L | Accepted | 2020-11-02 | 2020-11-04 | 2021-11-04 | panasonic | VBHN340SA17 | Solar Panels |  | 0.34 | 4 | 141 | 23 |  | Fixed | Roof
NJSTRE1545891830 |  | Transition Incentive Program | Morganville | 7751 | 17 | 11.22 | Residential | No | Behind the Meter | Net-metered residential rooftop and canopy |  | None | NJ Solar Power, LLC | JCP&L | Accepted | 2020-11-02 | 2020-11-04 | 2021-11-04 | panasonic | VBHN340SA17 | Solar Panels |  | 0.34 | 29 | 141 | 27 |  | Fixed | Roof
NJSTRE1545891835 |  | Transition Incentive Program | Elmwood Park | 7407 | 7 | 7.82 | Residential | Yes | Behind the Meter | Net-metered residential rooftop and canopy |  | None | Trinity Solar | PSE&G | Accepted | 2020-11-02 | 2020-11-12 | 2021-11-12 | Solar Edge | SE6000H-US000BNC4 | Inverters | 6000 |  | 1 |  |  | 0.97 |  | Outdoor | side of home
NJSTRE1545891835 |  | Transition Incentive Program | Elmwood Park | 7407 | 7 | 7.82 | Residential | Yes | Behind the Meter | Net-metered residential rooftop and canopy |  | None | Trinity Solar | PSE&G | Accepted | 2020-11-02 | 2020-11-12 | 2021-11-12 | HANWHA | Q.PEAK DUO BLK-G6 340 | Solar Panels |  | 0.34 | 23 | 192 | 22 |  | Fixed | Roof
NJSTRE1545891837 |  | Transition Incentive Program | Little Egg Harbor | 8087 | 18 | 8.45 | Residential | Yes | Behind the Meter | Net-metered residential rooftop and canopy |  | None | Reliable Power and Solar | AC Electric | Accepted | 2020-11-02 | 2020-11-04 | 2021-11-04 | Enphase | IQ7 | Inverters | 240 |  | 26 |  |  | 0.97 |  | Outdoor | roof
NJSTRE1545891837 |  | Transition Incentive Program | Little Egg Harbor | 8087 | 18 | 8.45 | Residential | Yes | Behind the Meter | Net-metered residential rooftop and canopy |  | None | Reliable Power and Solar | AC Electric | Accepted | 2020-11-02 | 2020-11-04 | 2021-11-04 | trina | tsmdd05 | Solar Panels |  | 0.325 | 15 | 170 | 28 |  | Fixed | Roof | roof
NJSTRE1545891837 |  | Transition Incentive Program | Little Egg Harbor | 8087 | 18 | 8.45 | Residential | Yes | Behind the Meter | Net-metered residential rooftop and canopy |  | None | Reliable Power and Solar | AC Electric | Accepted | 2020-11-02 | 2020-11-04 | 2021-11-04 | trina | tsmdd05 | Solar Panels |  | 0.325 | 1 | 260 | 34 |  | Fixed | Roof | roof
NJSTRE1545891837 |  | Transition Incentive Program | Little Egg Harbor | 8087 | 18 | 8.45 | Residential | Yes | Behind the Meter | Net-metered residential rooftop and canopy |  | None | Reliable Power and Solar | AC Electric | Accepted | 2020-11-02 | 2020-11-04 | 2021-11-04 | trina | tsmddo5 | Solar Panels |  | 0.325 | 10 | 260 | 34 |  | Fixed | Roof | roof
NJSTRE1545891844 |  | Transition Incentive Program | Bayville | 8721 | 18 | 9.52 | Residential | Yes | Behind the Meter | Net-metered residential rooftop and canopy |  | None | Trinity Solar | JCP&L | Accepted | 2020-11-02 | 2020-11-04 | 2021-11-04 | Solar Edge | SE7600H-US | Inverters | 7600 |  | 1 |  |  | 0.97 |  | Outside | side of home
NJSTRE1545891844 |  | Transition Incentive Program | Bayville | 8721 | 18 | 9.52 | Residential | Yes | Behind the Meter | Net-metered residential rooftop and canopy |  | None | Trinity Solar | JCP&L | Accepted | 2020-11-02 | 2020-11-04 | 2021-11-04 | Hanwha 340 | Q.PEAK DUO BLK-G6 340 | Solar Panels |  | 0.34 | 12 | 172 | 27 |  | Fixed | Roof
NJSTRE1545891844 |  | Transition Incentive Program | Bayville | 8721 | 18 | 9.52 | Residential | Yes | Behind the Meter | Net-metered residential rooftop and canopy |  | None | Trinity Solar | JCP&L | Accepted | 2020-11-02 | 2020-11-04 | 2021-11-04 | Hanwha 340 | SE7600H-US | Solar Panels |  | 0.34 | 16 | 172 | 27 |  | Fixed | Roof
NJSTRE1545891851 |  | Transition Incentive Program | Elizabeth | 7206 | 10 | 9.6 | Residential | No | Behind the Meter | Net-metered residential rooftop and canopy |  | None | New Jersey Suntech | PSE&G | Accepted | 2020-11-02 | 2020-11-05 | 2021-11-05 | Solaredge | SE7600-US | Inverters | 7600 |  | 1 |  |  | 0.98 |  | Outside | Side of house
NJSTRE1545891851 |  | Transition Incentive Program | Elizabeth | 7206 | 10 | 9.6 | Residential | No | Behind the Meter | Net-metered residential rooftop and canopy |  | None | New Jersey Suntech | PSE&G | Accepted | 2020-11-02 | 2020-11-05 | 2021-11-05 | Hanwha | Q Cell 400 | Solar Panels |  | 0.4 | 24 | 331 | 27 |  | Fixed | Roof
NJSTRE1545891854 |  | Transition Incentive Program | Teaneck | 7666 | 7 | 5.49 | Residential | Yes | Behind the Meter | Net-metered residential rooftop and canopy |  | None | Sunrun Installation Services, Inc. | PSE&G | Accepted | 2020-11-02 | 2020-11-04 | 2021-11-04 | Delta Electronics | M5-TL-US | Inverters | 5000 |  | 1 |  |  | 0.96 |  | Outdoor | Next To Meter
NJSTRE1545891854 |  | Transition Incentive Program | Teaneck | 7666 | 7 | 5.49 | Residential | Yes | Behind the Meter | Net-metered residential rooftop and canopy |  | None | Sunrun Installation Services, Inc. | PSE&G | Accepted | 2020-11-02 | 2020-11-04 | 2021-11-04 | LONGi Green Energy Technology Co Ltd | LR6-60HPB-305M | Solar Panels |  | 0.305 | 6 | 294 | 27 |  | Fixed | Roof
NJSTRE1545891854 |  | Transition Incentive Program | Teaneck | 7666 | 7 | 5.49 | Residential | Yes | Behind the Meter | Net-metered residential rooftop and canopy |  | None | Sunrun Installation Services, Inc. | PSE&G | Accepted | 2020-11-02 | 2020-11-04 | 2021-11-04 | LONGi Green Energy Technology Co Ltd | LR6-60HPB-305M | Solar Panels |  | 0.305 | 12 | 114 | 27 |  | Fixed | Roof
NJSTRE1545891856 |  | Transition Incentive Program | Plainsboro | 8536 | 11 | 9.9 | Residential | Yes | Behind the Meter | Net-metered residential rooftop and canopy |  | None | Posigen NJ LLC | PSE&G | Accepted | 2020-11-02 | 2020-11-04 | 2021-11-04 | SolarEdge | SE10000H-US | Inverters | 10000 |  | 1 |  |  | 0.99 |  | Outside | within ten feet of meter
NJSTRE1545891856 |  | Transition Incentive Program | Plainsboro | 8536 | 11 | 9.9 | Residential | Yes | Behind the Meter | Net-metered residential rooftop and canopy |  | None | Posigen NJ LLC | PSE&G | Accepted | 2020-11-02 | 2020-11-04 | 2021-11-04 | Silfab | SIL330HL | Solar Panels |  | 0.33 | 30 | 147 | 24 |  | Fixed | Roof
NJSTRE1545891873 |  | Transition Incentive Program | Teaneck Township | 7666 | 7 | 11.22 | Residential | No | Behind the Meter | Net-metered residential rooftop and canopy |  | None | Green Power Energy | PSE&G | Accepted | 2020-11-02 | 2020-11-05 | 2021-11-05 | Enphase Energy | IQ7PLUS-72-2-US (240V) | Inverters | 290 |  | 34 |  |  | 0.975 |  | Outside | next to meter
NJSTRE1545891873 |  | Transition Incentive Program | Teaneck Township | 7666 | 7 | 11.22 | Residential | No | Behind the Meter | Net-metered residential rooftop and canopy |  | None | Green Power Energy | PSE&G | Accepted | 2020-11-02 | 2020-11-05 | 2021-11-05 | LG Electronics | LG330N1K-V5 | Solar Panels |  | 0.33 | 10 | 204 | 20 |  | Fixed | Roof
NJSTRE1545891873 |  | Transition Incentive Program | Teaneck Township | 7666 | 7 | 11.22 | Residential | No | Behind the Meter | Net-metered residential rooftop and canopy |  | None | Green Power Energy | PSE&G | Accepted | 2020-11-02 | 2020-11-05 | 2021-11-05 | LG Electronics | LG330N1K-V5 | Solar Panels |  | 0.33 | 7 | 24 | 20 |  | Fixed | Roof
NJSTRE1545891873 |  | Transition Incentive Program | Teaneck Township | 7666 | 7 | 11.22 | Residential | No | Behind the Meter | Net-metered residential rooftop and canopy |  | None | Green Power Energy | PSE&G | Accepted | 2020-11-02 | 2020-11-05 | 2021-11-05 | LG Electronics | LG330N1K-V5 | Solar Panels |  | 0.33 | 17 | 114 | 20 |  | Fixed | Roof
NJSTRE1545891882 |  | Transition Incentive Program | Bridgeton | 8302 | 20 | 5.8 | Residential | Yes | Behind the Meter | Net-metered residential rooftop and canopy |  | None | Sunrun Installation Services, Inc. | AC Electric | Accepted | 2020-11-02 | 2020-11-17 | 2021-11-17 | Enphase Energy | IQ7-60-x-US (240V) | Inverters | 240 |  | 19 |  |  | 0.96 |  | Outdoor | Rooftop
NJSTRE1545891882 |  | Transition Incentive Program | Bridgeton | 8302 | 20 | 5.8 | Residential | Yes | Behind the Meter | Net-metered residential rooftop and canopy |  | None | Sunrun Installation Services, Inc. | AC Electric | Accepted | 2020-11-02 | 2020-11-17 | 2021-11-17 | LONGi Green Energy Technology Co Ltd | LR6-60HPB-305M | Solar Panels |  | 0.305 | 7 | 51 | 20 |  | Fixed | Roof
NJSTRE1545891882 |  | Transition Incentive Program | Bridgeton | 8302 | 20 | 5.8 | Residential | Yes | Behind the Meter | Net-metered residential rooftop and canopy |  | None | Sunrun Installation Services, Inc. | AC Electric | Accepted | 2020-11-02 | 2020-11-17 | 2021-11-17 | LONGi Green Energy Technology Co Ltd | LR6-60HPB-305M | Solar Panels |  | 0.305 | 12 | 231 | 20 |  | Fixed | Roof
NJSTRE1545891899 |  | Transition Incentive Program | Glassboro | 8028 | 15 | 9.28 | Residential | No | Behind the Meter | Net-metered residential rooftop and canopy |  | None | Orbit Energy & Power, LLC | AC Electric | Accepted | 2020-11-09 | 2020-11-09 | 2021-11-09 | enphase | iq7-60-2-us | Inverters | 0.24 |  | 29 |  |  | 0.99 |  | Other | behind panels
NJSTRE1545891899 |  | Transition Incentive Program | Glassboro | 8028 | 15 | 9.28 | Residential | No | Behind the Meter | Net-metered residential rooftop and canopy |  | None | Orbit Energy & Power, LLC | AC Electric | Accepted | 2020-11-09 | 2020-11-09 | 2021-11-09 | hanwha qcells | qpeak320w | Solar Panels |  | 0.32 | 9 | 202 | 37 |  | Fixed | Roof
NJSTRE1545891899 |  | Transition Incentive Program | Glassboro | 8028 | 15 | 9.28 | Residential | No | Behind the Meter | Net-metered residential rooftop and canopy |  | None | Orbit Energy & Power, LLC | AC Electric | Accepted | 2020-11-09 | 2020-11-09 | 2021-11-09 | hanwha qcells | qpeak 320w | Solar Panels |  | 0.32 | 20 | 112 | 10 |  | Fixed | Roof
NJSTRE1545891906 |  | Transition Incentive Program | Toms River | 8755 | 18 | 8.54 | Residential | Yes | Behind the Meter | Net-metered residential rooftop and canopy |  | None | Sunrun Installation Services, Inc. | JCP&L | Accepted | 2020-11-02 | 2020-11-04 | 2021-11-04 | Enphase Energy | IQ7-60-x-US (240V) | Inverters | 240 |  | 28 |  |  | 0.96 |  | Outdoor | Rooftop
NJSTRE1545891906 |  | Transition Incentive Program | Toms River | 8755 | 18 | 8.54 | Residential | Yes | Behind the Meter | Net-metered residential rooftop and canopy |  | None | Sunrun Installation Services, Inc. | JCP&L | Accepted | 2020-11-02 | 2020-11-04 | 2021-11-04 | LONGi Green Energy Technology Co Ltd | LR6-60HPB-305M | Solar Panels |  | 0.305 | 8 | 225 | 34 |  | Fixed | Roof
NJSTRE1545891906 |  | Transition Incentive Program | Toms River | 8755 | 18 | 8.54 | Residential | Yes | Behind the Meter | Net-metered residential rooftop and canopy |  | None | Sunrun Installation Services, Inc. | JCP&L | Accepted | 2020-11-02 | 2020-11-04 | 2021-11-04 | LONGi Green Energy Technology Co Ltd | LR6-60HPB-305M | Solar Panels |  | 0.305 | 20 | 136 | 33 |  | Fixed | Roof
NJSTRE1545891910 |  | Transition Incentive Program | West Cape May | 8204 | 21 | 4.08 | Residential | No | Behind the Meter | Net-metered residential rooftop and canopy |  | None | NJ Solar Power, LLC | AC Electric | Accepted | 2020-11-02 | 2020-11-04 | 2021-11-04 | solaredge | SE3800H-US | Inverters | 3800 |  | 1 |  |  | 0.99 |  | Outdoor | garage
NJSTRE1545891910 |  | Transition Incentive Program | West Cape May | 8204 | 21 | 4.08 | Residential | No | Behind the Meter | Net-metered residential rooftop and canopy |  | None | NJ Solar Power, LLC | AC Electric | Accepted | 2020-11-02 | 2020-11-04 | 2021-11-04 | panasonic | VBHN340SA17 | Solar Panels |  | 0.34 | 12 | 215 | 34 |  | Fixed | Roof
NJSTRE1545891912 |  | Transition Incentive Program | Hopatcong | 7843 | 1 | 30.6 | Residential | Yes | Behind the Meter | Net-metered residential rooftop and canopy |  | None | Trinity Solar | JCP&L | Accepted | 2020-11-02 | 2020-11-04 | 2021-11-04 | Solar Edge | SE11400 | Inverters | 11400 |  | 2 |  |  | 0.97 |  | Outside | side of home
NJSTRE1545891912 |  | Transition Incentive Program | Hopatcong | 7843 | 1 | 30.6 | Residential | Yes | Behind the Meter | Net-metered residential rooftop and canopy |  | None | Trinity Solar | JCP&L | Accepted | 2020-11-02 | 2020-11-04 | 2021-11-04 | Hanwha | Q.PEAK DUO BLK-G6 340 | Solar Panels |  | 0.34 | 50 | 267 | 17 |  | Fixed | Roof
NJSTRE1545891912 |  | Transition Incentive Program | Hopatcong | 7843 | 1 | 30.6 | Residential | Yes | Behind the Meter | Net-metered residential rooftop and canopy |  | None | Trinity Solar | JCP&L | Accepted | 2020-11-02 | 2020-11-04 | 2021-11-04 | Hanwha | Q.PEAK DUO BLK-G6 340 | Solar Panels |  | 0.34 | 27 | 87 | 17 |  | Fixed | Roof
NJSTRE1545891912 |  | Transition Incentive Program | Hopatcong | 7843 | 1 | 30.6 | Residential | Yes | Behind the Meter | Net-metered residential rooftop and canopy |  | None | Trinity Solar | JCP&L | Accepted | 2020-11-02 | 2020-11-04 | 2021-11-04 | Hanwha | Q.PEAK DUO BLK-G6 340 | Solar Panels |  | 0.34 | 4 | 178 | 20 |  | Fixed | Roof
NJSTRE1545891912 |  | Transition Incentive Program | Hopatcong | 7843 | 1 | 30.6 | Residential | Yes | Behind the Meter | Net-metered residential rooftop and canopy |  | None | Trinity Solar | JCP&L | Accepted | 2020-11-02 | 2020-11-04 | 2021-11-04 | Hanwha | Q.PEAK DUO BLK-G6 340 | Solar Panels |  | 0.34 | 9 | 177 | 17 |  | Fixed | Roof
NJSTRE1545891938 |  | Transition Incentive Program | Livingston | 7039 | 9 | 12.58 | Residential | Yes | Behind the Meter | Net-metered residential rooftop and canopy |  | None | Tesla Energy Operations Inc. | JCP&L | Accepted | 2020-11-02 | 2020-11-04 | 2021-11-04 | Tesla | AC Powerwall 2.0 | Electric Storage Battery |  |  | 2 |  |  |  | Lithium Ion |  | Inside garage
NJSTRE1545891938 |  | Transition Incentive Program | Livingston | 7039 | 9 | 12.58 | Residential | Yes | Behind the Meter | Net-metered residential rooftop and canopy |  | None | Tesla Energy Operations Inc. | JCP&L | Accepted | 2020-11-02 | 2020-11-04 | 2021-11-04 | SolarEdge Technologies | SE11400H-US [240V] | Inverters | 11400 |  | 1 |  |  | 0.99 |  | Indoor | Inside garage
NJSTRE1545891938 |  | Transition Incentive Program | Livingston | 7039 | 9 | 12.58 | Residential | Yes | Behind the Meter | Net-metered residential rooftop and canopy |  | None | Tesla Energy Operations Inc. | JCP&L | Accepted | 2020-11-02 | 2020-11-04 | 2021-11-04 | Hanwha Q-CELLS | Q.Peak DUO BLK-G6+ 340 | Solar Panels |  | 0.34 | 17 | 199 | 28 |  | Fixed | Roof
NJSTRE1545891938 |  | Transition Incentive Program | Livingston | 7039 | 9 | 12.58 | Residential | Yes | Behind the Meter | Net-metered residential rooftop and canopy |  | None | Tesla Energy Operations Inc. | JCP&L | Accepted | 2020-11-02 | 2020-11-04 | 2021-11-04 | Hanwha Q-CELLS | Q.Peak DUO BLK-G6+ 340 | Solar Panels |  | 0.34 | 4 | 199 | 27 |  | Fixed | Roof
NJSTRE1545891938 |  | Transition Incentive Program | Livingston | 7039 | 9 | 12.58 | Residential | Yes | Behind the Meter | Net-metered residential rooftop and canopy |  | None | Tesla Energy Operations Inc. | JCP&L | Accepted | 2020-11-02 | 2020-11-04 | 2021-11-04 | Hanwha Q-CELLS | Q.Peak DUO BLK-G6+ 340 | Solar Panels |  | 0.34 | 16 | 19 | 28 |  | Fixed | Roof
NJSTRE1545892679 |  | Transition Incentive Program | West Creek | 8092 | 18 | 9.86 | Residential | Yes | Behind the Meter | Net-metered residential rooftop and canopy |  | None | Trinity Solar | AC Electric | Accepted | 2020-11-02 | 2020-11-04 | 2021-11-04 | Solar Edge | SE7600 | Inverters | 7600 |  | 1 |  |  | 0.97 |  | Outside | side of home
NJSTRE1545892679 |  | Transition Incentive Program | West Creek | 8092 | 18 | 9.86 | Residential | Yes | Behind the Meter | Net-metered residential rooftop and canopy |  | None | Trinity Solar | AC Electric | Accepted | 2020-11-02 | 2020-11-04 | 2021-11-04 | Hanwha | Q.PEAK DUO BLK-G6 340 | Solar Panels |  | 0.34 | 16 | 122 | 28 |  | Fixed | Roof
NJSTRE1545892679 |  | Transition Incentive Program | West Creek | 8092 | 18 | 9.86 | Residential | Yes | Behind the Meter | Net-metered residential rooftop and canopy |  | None | Trinity Solar | AC Electric | Accepted | 2020-11-02 | 2020-11-04 | 2021-11-04 | Hanwha | Q.PEAK DUO BLK-G6 340 | Solar Panels |  | 0.34 | 13 | 302 | 28 |  | Fixed | Roof
NJSTRE1545892733 |  | Transition Incentive Program | West Cape May | 8204 | 21 | 4.76 | Residential | No | Behind the Meter | Net-metered residential rooftop and canopy |  | None | NJ Solar Power, LLC | AC Electric | Accepted | 2020-11-02 | 2020-11-04 | 2021-11-04 | Solaredge | SE3800H-US | Inverters | 3800 |  | 1 |  |  | 0.99 |  | Outdoor | garage
NJSTRE1545892733 |  | Transition Incentive Program | West Cape May | 8204 | 21 | 4.76 | Residential | No | Behind the Meter | Net-metered residential rooftop and canopy |  | None | NJ Solar Power, LLC | AC Electric | Accepted | 2020-11-02 | 2020-11-04 | 2021-11-04 | panasonic | VBHN340SA17 | Solar Panels |  | 0.34 | 14 | 132 | 10 |  | Fixed | Roof
NJSTRE1545893046 |  | Transition Incentive Program | Monroe Township | 8831 | 11 | 6.46 | Residential | Yes | Behind the Meter | Net-metered residential rooftop and canopy |  | None | Tesla Energy Operations Inc. | JCP&L | Accepted | 2020-11-02 | 2020-11-04 | 2021-11-04 | SolarEdge Technologies | SE7600H-US [240V] | Inverters | 7600 |  | 1 |  |  | 0.99 |  | Outside | Outside
NJSTRE1545893046 |  | Transition Incentive Program | Monroe Township | 8831 | 11 | 6.46 | Residential | Yes | Behind the Meter | Net-metered residential rooftop and canopy |  | None | Tesla Energy Operations Inc. | JCP&L | Accepted | 2020-11-02 | 2020-11-04 | 2021-11-04 | Hanwha Q-CELLS | Q.Peak DUO BLK-G6+ 340 | Solar Panels |  | 0.34 | 13 | 265 | 34 |  | Fixed | Roof
NJSTRE1545893046 |  | Transition Incentive Program | Monroe Township | 8831 | 11 | 6.46 | Residential | Yes | Behind the Meter | Net-metered residential rooftop and canopy |  | None | Tesla Energy Operations Inc. | JCP&L | Accepted | 2020-11-02 | 2020-11-04 | 2021-11-04 | Hanwha Q-CELLS | Q.Peak DUO BLK-G6+ 340 | Solar Panels |  | 0.34 | 6 | 175 | 40 |  | Fixed | Roof
NJSTRE1545893079 |  | Transition Incentive Program | Westfield | 7090 | 10 | 3.06 | Residential | Yes | Behind the Meter | Net-metered residential rooftop and canopy |  | None | Trinity Solar | PSE&G | Accepted | 2020-11-02 | 2020-11-04 | 2021-11-04 | SOLAR EDGE | SE3000H-US | Inverters | 3000 |  | 1 |  |  | 0.97 |  | Outside | SIDE OF HOME
NJSTRE1545893079 |  | Transition Incentive Program | Westfield | 7090 | 10 | 3.06 | Residential | Yes | Behind the Meter | Net-metered residential rooftop and canopy |  | None | Trinity Solar | PSE&G | Accepted | 2020-11-02 | 2020-11-04 | 2021-11-04 | HANWHA 340 (Q.PEAK DUO BLK-G6 340) | HANWHA 340 (Q.PEAK DUO BLK-G6 340) | Solar Panels |  | 0.34 | 2 | 127 | 37 |  | Fixed | Roof
NJSTRE1545893079 |  | Transition Incentive Program | Westfield | 7090 | 10 | 3.06 | Residential | Yes | Behind the Meter | Net-metered residential rooftop and canopy |  | None | Trinity Solar | PSE&G | Accepted | 2020-11-02 | 2020-11-04 | 2021-11-04 | HANWHA 340 (Q.PEAK DUO BLK-G6 340) | HANWHA 340 (Q.PEAK DUO BLK-G6 340) | Solar Panels |  | 0.34 | 7 | 217 | 38 |  | Fixed | Roof
NJSTRE1545893101 |  | Transition Incentive Program | Woodlynn | 8107 | 14 | 7.82 | Residential | Yes | Behind the Meter | Net-metered residential rooftop and canopy |  | None | Trinity Solar | PSE&G | Accepted | 2020-11-02 | 2020-11-04 | 2021-11-04 | Solar Edge | SE6000H-US | Inverters | 6000 |  | 1 |  |  | 0.97 |  | Outside | side of home
NJSTRE1545893101 |  | Transition Incentive Program | Woodlynn | 8107 | 14 | 7.82 | Residential | Yes | Behind the Meter | Net-metered residential rooftop and canopy |  | None | Trinity Solar | PSE&G | Accepted | 2020-11-02 | 2020-11-04 | 2021-11-04 | Hanwha 340 | Q.PEAK DUO BLK-G6 340 | Solar Panels |  | 0.34 | 12 | 268 | 14 |  | Fixed | Roof
NJSTRE1545893101 |  | Transition Incentive Program | Woodlynn | 8107 | 14 | 7.82 | Residential | Yes | Behind the Meter | Net-metered residential rooftop and canopy |  | None | Trinity Solar | PSE&G | Accepted | 2020-11-02 | 2020-11-04 | 2021-11-04 | Hanwha 340 | Q.PEAK DUO BLK-G6 340 | Solar Panels |  | 0.34 | 11 | 88 | 14 |  | Fixed | Roof
NJSTRE1545893113 |  | Transition Incentive Program | Cherry Hill Twp | 8071 | 15 | 19.5 | Residential | Yes | Behind the Meter | Net-metered residential rooftop and canopy |  | None | SunnyMac LLC | PSE&G | Accepted | 2020-11-02 | 2020-11-04 | 2021-11-04 | Solaredge | SE7600H-US | Inverters | 7600 |  | 2 |  |  | 0.99 |  | Outdoor | Next to Meter
NJSTRE1545893113 |  | Transition Incentive Program | Cherry Hill Twp | 8071 | 15 | 19.5 | Residential | Yes | Behind the Meter | Net-metered residential rooftop and canopy |  | None | SunnyMac LLC | PSE&G | Accepted | 2020-11-02 | 2020-11-04 | 2021-11-04 | REC | TwinPeak 2 Mono | Solar Panels |  | 0.325 | 20 | 24 | 25 |  | Fixed | Roof
NJSTRE1545893113 |  | Transition Incentive Program | Cherry Hill Twp | 8071 | 15 | 19.5 | Residential | Yes | Behind the Meter | Net-metered residential rooftop and canopy |  | None | SunnyMac LLC | PSE&G | Accepted | 2020-11-02 | 2020-11-04 | 2021-11-04 | REC | TwinPeak 2 Mono | Solar Panels |  | 0.325 | 18 | 204 | 28 |  | Fixed | Roof
NJSTRE1545893113 |  | Transition Incentive Program | Cherry Hill Twp | 8071 | 15 | 19.5 | Residential | Yes | Behind the Meter | Net-metered residential rooftop and canopy |  | None | SunnyMac LLC | PSE&G | Accepted | 2020-11-02 | 2020-11-04 | 2021-11-04 | REC | TwinPeak 2 Mono | Solar Panels |  | 0.325 | 16 | 25 | 114 |  | Fixed | Roof
NJSTRE1545893113 |  | Transition Incentive Program | Cherry Hill Twp | 8071 | 15 | 19.5 | Residential | Yes | Behind the Meter | Net-metered residential rooftop and canopy |  | None | SunnyMac LLC | PSE&G | Accepted | 2020-11-02 | 2020-11-04 | 2021-11-04 | REC | TwinPeak 2 Mono | Solar Panels |  | 0.325 | 6 | 204 | 25 |  | Fixed | Roof
NJSTRE1545893128 |  | Transition Incentive Program | Waterford Works | 8089 | 14 | 11.22 | Residential | No | Behind the Meter | Net-metered residential rooftop and canopy |  | None | Castle Energy, LLC | AC Electric | Accepted | 2020-11-02 | 2020-11-04 | 2021-11-04 | Enphase Energy | IQ7-60-2-US | Inverters | 240 |  | 33 |  |  | 0.967 |  | Outdoor | on the rooftop under each solar panel
NJSTRE1545893128 |  | Transition Incentive Program | Waterford Works | 8089 | 14 | 11.22 | Residential | No | Behind the Meter | Net-metered residential rooftop and canopy |  | None | Castle Energy, LLC | AC Electric | Accepted | 2020-11-02 | 2020-11-04 | 2021-11-04 | Hanwha Q-Cells | Q.Peak DUO BLK-G6 340 | Solar Panels |  | 0.34 | 20 | 174 | 25 |  | Fixed | Roof
NJSTRE1545893128 |  | Transition Incentive Program | Waterford Works | 8089 | 14 | 11.22 | Residential | No | Behind the Meter | Net-metered residential rooftop and canopy |  | None | Castle Energy, LLC | AC Electric | Accepted | 2020-11-02 | 2020-11-04 | 2021-11-04 | Hanwha Q-Cells | Q.Peak DUO BLK-G6 340 | Solar Panels |  | 0.34 | 3 | 354 | 25 |  | Fixed | Roof
NJSTRE1545893128 |  | Transition Incentive Program | Waterford Works | 8089 | 14 | 11.22 | Residential | No | Behind the Meter | Net-metered residential rooftop and canopy |  | None | Castle Energy, LLC | AC Electric | Accepted | 2020-11-02 | 2020-11-04 | 2021-11-04 | Hanwha Q-Cells | Q.Peak DUO BLK-G6 340 | Solar Panels |  | 0.34 | 10 | 174 | 25 |  | Fixed | Roof
NJSTRE1545893162 |  | Transition Incentive Program | Trenton | 8610 | 12 | 9.48 | Residential | Yes | Behind the Meter | Net-metered residential rooftop and canopy |  | None | GenRenew, LLC | PSE&G | Accepted | 2020-11-02 | 2020-11-04 | 2021-11-04 | SunPower | PVS6 | Meters |  |  | 1 |  |  |  | Yes | Outdoor
NJSTRE1545893162 |  | Transition Incentive Program | Trenton | 8610 | 12 | 9.48 | Residential | Yes | Behind the Meter | Net-metered residential rooftop and canopy |  | None | GenRenew, LLC | PSE&G | Accepted | 2020-11-02 | 2020-11-04 | 2021-11-04 | Enphase | IQ7XS-96-ACM-US | Inverters | 320 |  | 29 |  |  | 0.975 |  | Outdoor | Under modules
NJSTRE1545893162 |  | Transition Incentive Program | Trenton | 8610 | 12 | 9.48 | Residential | Yes | Behind the Meter | Net-metered residential rooftop and canopy |  | None | GenRenew, LLC | PSE&G | Accepted | 2020-11-02 | 2020-11-04 | 2021-11-04 | SunPower | SPR-E20-327-E-AC | Solar Panels |  | 0.327 | 12 | 174 | 13 |  | Fixed | Roof
NJSTRE1545893162 |  | Transition Incentive Program | Trenton | 8610 | 12 | 9.48 | Residential | Yes | Behind the Meter | Net-metered residential rooftop and canopy |  | None | GenRenew, LLC | PSE&G | Accepted | 2020-11-02 | 2020-11-04 | 2021-11-04 | SunPower | SPR-E20-327=E-AC | Solar Panels |  | 0.327 | 7 | 354 | 18 |  | Fixed | Roof
NJSTRE1545893162 |  | Transition Incentive Program | Trenton | 8610 | 12 | 9.48 | Residential | Yes | Behind the Meter | Net-metered residential rooftop and canopy |  | None | GenRenew, LLC | PSE&G | Accepted | 2020-11-02 | 2020-11-04 | 2021-11-04 | SunPower | SPR-E20-327-E-AC | Solar Panels |  | 0.327 | 10 | 174 | 12 |  | Fixed | Roof
NJSTRE1545893174 |  | Transition Incentive Program | Carteret | 7008 | 11 | 3.85 | Residential | Yes | Behind the Meter | Net-metered residential rooftop and canopy |  | None | Pro Custom Solar dba Momentum Solar | PSE&G | Accepted | 2020-11-02 | 2020-11-04 | 2021-11-04 | Enphase | IQ7PLUS-72-2-US | Inverters | 290 |  | 11 |  |  | 0.97 |  | Outdoor | Roof
NJSTRE1545893174 |  | Transition Incentive Program | Carteret | 7008 | 11 | 3.85 | Residential | Yes | Behind the Meter | Net-metered residential rooftop and canopy |  | None | Pro Custom Solar dba Momentum Solar | PSE&G | Accepted | 2020-11-02 | 2020-11-04 | 2021-11-04 | LG | LG 350N1C-V5 | Solar Panels |  | 0.35 | 11 | 168 | 23 |  | Fixed | Roof
NJSTRE1545893197 |  | Transition Incentive Program | WILLIAMSTOWN | 8094 | 15 | 8.05 | Residential | Yes | Behind the Meter | Net-metered residential rooftop and canopy |  | None | Pro Custom Solar dba Momentum Solar | AC Electric | Accepted | 2020-11-02 | 2020-11-04 | 2021-11-04 | Enphase | IQ7PLUS-72-2-US | Inverters | 290 |  | 23 |  |  | 0.97 |  | Outdoor | Roof
NJSTRE1545893197 |  | Transition Incentive Program | WILLIAMSTOWN | 8094 | 15 | 8.05 | Residential | Yes | Behind the Meter | Net-metered residential rooftop and canopy |  | None | Pro Custom Solar dba Momentum Solar | AC Electric | Accepted | 2020-11-02 | 2020-11-04 | 2021-11-04 | LG | LG 350N1C-V5 | Solar Panels |  | 0.35 | 23 | 123 | 31 |  | Fixed | Roof
NJSTRE1545893211 |  | Transition Incentive Program | Howell | 7731 | 17 | 9.18 | Residential | No | Behind the Meter | Net-metered residential rooftop and canopy |  | None | Tesla Energy Operations Inc. | JCP&L | Accepted | 2020-11-02 | 2020-11-04 | 2021-11-04 | Delta Electronics | M4-TL-US [240V] | Inverters | 3840 |  | 2 |  |  | 0.975 |  | Outside | Outside
NJSTRE1545893211 |  | Transition Incentive Program | Howell | 7731 | 17 | 9.18 | Residential | No | Behind the Meter | Net-metered residential rooftop and canopy |  | None | Tesla Energy Operations Inc. | JCP&L | Accepted | 2020-11-02 | 2020-11-04 | 2021-11-04 | Tesla | SR60T1 | Solar Panels |  | 0.05847 | 40 | 272 | 34 |  | Fixed | Roof
NJSTRE1545893211 |  | Transition Incentive Program | Howell | 7731 | 17 | 9.18 | Residential | No | Behind the Meter | Net-metered residential rooftop and canopy |  | None | Tesla Energy Operations Inc. | JCP&L | Accepted | 2020-11-02 | 2020-11-04 | 2021-11-04 | Tesla | SR60T1 | Solar Panels |  | 0.05847 | 117 | 92 | 34 |  | Fixed | Roof
NJSTRE1545893234 |  | Transition Incentive Program | Egg Harbor Township | 8234 | 19 | 7.82 | Residential | No | Behind the Meter | Net-metered residential rooftop and canopy |  | None | Castle Energy, LLC | AC Electric | Accepted | 2020-11-02 | 2020-11-04 | 2021-11-04 | Enphase Energy | IQ7-60-2-US | Inverters | 240 |  | 23 |  |  | 0.967 |  | Outdoor | on the rooftop under each solar panel
NJSTRE1545893234 |  | Transition Incentive Program | Egg Harbor Township | 8234 | 19 | 7.82 | Residential | No | Behind the Meter | Net-metered residential rooftop and canopy |  | None | Castle Energy, LLC | AC Electric | Accepted | 2020-11-02 | 2020-11-04 | 2021-11-04 | Hanwha Q-Cells | Q.Peak DUO BLK-G6 340 | Solar Panels |  | 0.34 | 5 | 162 | 16 |  | Fixed | Roof
NJSTRE1545893234 |  | Transition Incentive Program | Egg Harbor Township | 8234 | 19 | 7.82 | Residential | No | Behind the Meter | Net-metered residential rooftop and canopy |  | None | Castle Energy, LLC | AC Electric | Accepted | 2020-11-02 | 2020-11-04 | 2021-11-04 | Hanwha Q-Cells | Q.Peak DUO BLK-G6 340 | Solar Panels |  | 0.34 | 18 | 252 | 20 |  | Fixed | Roof
NJSTRE1545893238 |  | Transition Incentive Program | Elizabeth | 7206 | 10 | 9.1 | Residential | No | Behind the Meter | Net-metered residential rooftop and canopy |  | None | Pro Custom Solar dba Momentum Solar | PSE&G | Accepted | 2020-11-02 | 2020-11-04 | 2021-11-04 | Enphase | IQ7PLUS-72-2-US | Inverters | 290 |  | 26 |  |  | 0.97 |  | Outdoor | Roof
NJSTRE1545893238 |  | Transition Incentive Program | Elizabeth | 7206 | 10 | 9.1 | Residential | No | Behind the Meter | Net-metered residential rooftop and canopy |  | None | Pro Custom Solar dba Momentum Solar | PSE&G | Accepted | 2020-11-02 | 2020-11-04 | 2021-11-04 | LG | LG 350N1C-V5 | Solar Panels |  | 0.35 | 26 | 144 | 45 |  | Fixed | Roof
NJSTRE1545893247 |  | Transition Incentive Program | Edison Township | 8820 | 11 | 15.84 | Residential | No | Behind the Meter | Net-metered residential rooftop and canopy |  | None | Green Power Energy | PSE&G | Accepted | 2020-11-02 | 2020-11-04 | 2021-11-04 | Enphase Energy | IQ7PLUS-72-2-US (240V) | Inverters | 290 |  | 44 |  |  | 0.975 |  | Outside | next to meter
NJSTRE1545893247 |  | Transition Incentive Program | Edison Township | 8820 | 11 | 15.84 | Residential | No | Behind the Meter | Net-metered residential rooftop and canopy |  | None | Green Power Energy | PSE&G | Accepted | 2020-11-02 | 2020-11-04 | 2021-11-04 | LG Electronics | LG360N1C-N5 | Solar Panels |  | 0.36 | 4 | 263 | 40 |  | Fixed | Roof
NJSTRE1545893247 |  | Transition Incentive Program | Edison Township | 8820 | 11 | 15.84 | Residential | No | Behind the Meter | Net-metered residential rooftop and canopy |  | None | Green Power Energy | PSE&G | Accepted | 2020-11-02 | 2020-11-04 | 2021-11-04 | LG Electronics | LG360N1C-N5 | Solar Panels |  | 0.36 | 22 | 263 | 40 |  | Fixed | Roof
NJSTRE1545893247 |  | Transition Incentive Program | Edison Township | 8820 | 11 | 15.84 | Residential | No | Behind the Meter | Net-metered residential rooftop and canopy |  | None | Green Power Energy | PSE&G | Accepted | 2020-11-02 | 2020-11-04 | 2021-11-04 | LG Electronics | LG360N1C-N5 | Solar Panels |  | 0.36 | 18 | 173 | 35 |  | Fixed | Roof
NJSTRE1545893255 |  | Transition Incentive Program | Parsippany | 7054 | 3 | 6.8 | Residential | No | Behind the Meter | Net-metered residential rooftop and canopy |  | None | Vision Solar LLC | JCP&L | Accepted | 2020-11-02 | 2020-11-04 | 2021-11-04 | ENPHASE | IQ7-60-2-US | Inverters | 0.24 |  | 20 |  |  | 0.96 |  | Other | BEHIND EACH PANEL
NJSTRE1545893255 |  | Transition Incentive Program | Parsippany | 7054 | 3 | 6.8 | Residential | No | Behind the Meter | Net-metered residential rooftop and canopy |  | None | Vision Solar LLC | JCP&L | Accepted | 2020-11-02 | 2020-11-04 | 2021-11-04 | HANWHA Q-CELLS | Q.PEAK DUO BLK-G6 340 | Solar Panels |  | 0.34 | 9 | 25 | 66 |  | Fixed | Roof
NJSTRE1545893255 |  | Transition Incentive Program | Parsippany | 7054 | 3 | 6.8 | Residential | No | Behind the Meter | Net-metered residential rooftop and canopy |  | None | Vision Solar LLC | JCP&L | Accepted | 2020-11-02 | 2020-11-04 | 2021-11-04 | HANWHA Q-CELLS | Q.PEAK DUO BLK-G6 340 | Solar Panels |  | 0.34 | 2 | 25 | 336 |  | Fixed | Roof
NJSTRE1545893255 |  | Transition Incentive Program | Parsippany | 7054 | 3 | 6.8 | Residential | No | Behind the Meter | Net-metered residential rooftop and canopy |  | None | Vision Solar LLC | JCP&L | Accepted | 2020-11-02 | 2020-11-04 | 2021-11-04 | HANWHA Q-CELLS | .PEAK DUO BLK-G6 340 | Solar Panels |  | 0.34 | 1 | 20 | 64 |  | Fixed | Roof
NJSTRE1545893255 |  | Transition Incentive Program | Parsippany | 7054 | 3 | 6.8 | Residential | No | Behind the Meter | Net-metered residential rooftop and canopy |  | None | Vision Solar LLC | JCP&L | Accepted | 2020-11-02 | 2020-11-04 | 2021-11-04 | HANWHA Q-CELLS | Q.PEAK DUO BLK-G6 340 | Solar Panels |  | 0.34 | 2 | 25 | 156 |  | Fixed | Roof
NJSTRE1545893255 |  | Transition Incentive Program | Parsippany | 7054 | 3 | 6.8 | Residential | No | Behind the Meter | Net-metered residential rooftop and canopy |  | None | Vision Solar LLC | JCP&L | Accepted | 2020-11-02 | 2020-11-04 | 2021-11-04 | HANWHA Q-CELLS | Q.PEAK DUO BLK-G6 340 | Solar Panels |  | 0.34 | 6 | 20 | 244 |  | Fixed | Roof
NJSTRE1545893270 |  | Transition Incentive Program | Montgomery TWP | 8502 | 5 | 14.27 | Residential | No | Behind the Meter | Net-metered residential rooftop and canopy |  | None | Tesla Energy Operations Inc. | PSE&G | Accepted | 2020-11-02 | 2020-11-04 | 2021-11-04 | Delta Electronics | M4-TL-US [240V] | Inverters | 3840 |  | 1 |  |  | 0.975 |  | Outside | Outside
NJSTRE1545893270 |  | Transition Incentive Program | Montgomery TWP | 8502 | 5 | 14.27 | Residential | No | Behind the Meter | Net-metered residential rooftop and canopy |  | None | Tesla Energy Operations Inc. | PSE&G | Accepted | 2020-11-02 | 2020-11-04 | 2021-11-04 | Delta Electronics | M8-TL-US [240V] | Inverters | 7680 |  | 1 |  |  | 0.975 |  | Outside | Outside
NJSTRE1545893270 |  | Transition Incentive Program | Montgomery TWP | 8502 | 5 | 14.27 | Residential | No | Behind the Meter | Net-metered residential rooftop and canopy |  | None | Tesla Energy Operations Inc. | PSE&G | Accepted | 2020-11-02 | 2020-11-04 | 2021-11-04 | Tesla | SR60T1 | Solar Panels |  | 0.05847 | 36 | 192 | 27 |  | Fixed | Roof
NJSTRE1545893270 |  | Transition Incentive Program | Montgomery TWP | 8502 | 5 | 14.27 | Residential | No | Behind the Meter | Net-metered residential rooftop and canopy |  | None | Tesla Energy Operations Inc. | PSE&G | Accepted | 2020-11-02 | 2020-11-04 | 2021-11-04 | Tesla | SR60T1 | Solar Panels |  | 0.05847 | 82 | 192 | 27 |  | Fixed | Roof
NJSTRE1545893270 |  | Transition Incentive Program | Montgomery TWP | 8502 | 5 | 14.27 | Residential | No | Behind the Meter | Net-metered residential rooftop and canopy |  | None | Tesla Energy Operations Inc. | PSE&G | Accepted | 2020-11-02 | 2020-11-04 | 2021-11-04 | Tesla | SR60T1 | Solar Panels |  | 0.05847 | 32 | 12 | 27 |  | Fixed | Roof
NJSTRE1545893270 |  | Transition Incentive Program | Montgomery TWP | 8502 | 5 | 14.27 | Residential | No | Behind the Meter | Net-metered residential rooftop and canopy |  | None | Tesla Energy Operations Inc. | PSE&G | Accepted | 2020-11-02 | 2020-11-04 | 2021-11-04 | Tesla | SR60T1 | Solar Panels |  | 0.05847 | 94 | 12 | 27 |  | Fixed | Roof
NJSTRE1545893276 |  | Transition Incentive Program | Camden | 8105 | 14 | 4.58 | Residential | Yes | Behind the Meter | Net-metered residential rooftop and canopy |  | None | Castle Energy, LLC | PSE&G | Accepted | 2020-11-02 | 2020-11-04 | 2021-11-04 | SunPower | SPR-E20-327-E-AC | Inverters | 320 |  | 14 |  |  | 0.975 |  | Outdoor | on the rooftop under each solar panel
NJSTRE1545893276 |  | Transition Incentive Program | Camden | 8105 | 14 | 4.58 | Residential | Yes | Behind the Meter | Net-metered residential rooftop and canopy |  | None | Castle Energy, LLC | PSE&G | Accepted | 2020-11-02 | 2020-11-04 | 2021-11-04 | SunPower | SPR-E20-327-E-AC | Solar Panels |  | 0.327 | 14 | 235 | 1 |  | Fixed | Roof
NJSTRE1545893277 |  | Transition Incentive Program | Cherry Hill | 8002 | 14 | 6.8 | Residential | No | Behind the Meter | Net-metered residential rooftop and canopy |  | None | Trinity Solar | PSE&G | Accepted | 2020-11-02 | 2020-11-04 | 2021-11-04 | Solar Edge | SE6000 | Inverters | 6000 |  | 1 |  |  | 0.97 |  | Outside | side of home
NJSTRE1545893277 |  | Transition Incentive Program | Cherry Hill | 8002 | 14 | 6.8 | Residential | No | Behind the Meter | Net-metered residential rooftop and canopy |  | None | Trinity Solar | PSE&G | Accepted | 2020-11-02 | 2020-11-04 | 2021-11-04 | Hanwha | Q.PEAK DUO BLK-G6 340 | Solar Panels |  | 0.34 | 20 | 205 | 24 |  | Fixed | Roof
NJSTRE1545893296 |  | Transition Incentive Program | Lyndhurst | 7071 | 7 | 8.05 | Residential | Yes | Behind the Meter | Net-metered residential rooftop and canopy |  | None | Pro Custom Solar dba Momentum Solar | PSE&G | Accepted | 2020-11-02 | 2020-11-04 | 2021-11-04 | Enphase | IQ7PLUS-72-2-US | Inverters | 290 |  | 23 |  |  | 0.97 |  | Outdoor | Roof
NJSTRE1545893296 |  | Transition Incentive Program | Lyndhurst | 7071 | 7 | 8.05 | Residential | Yes | Behind the Meter | Net-metered residential rooftop and canopy |  | None | Pro Custom Solar dba Momentum Solar | PSE&G | Accepted | 2020-11-02 | 2020-11-04 | 2021-11-04 | Lg | LG 350N1C-V5 | Solar Panels |  | 0.35 | 6 | 217 | 20 |  | Fixed | Roof
NJSTRE1545893296 |  | Transition Incentive Program | Lyndhurst | 7071 | 7 | 8.05 | Residential | Yes | Behind the Meter | Net-metered residential rooftop and canopy |  | None | Pro Custom Solar dba Momentum Solar | PSE&G | Accepted | 2020-11-02 | 2020-11-04 | 2021-11-04 | LG | LG 350N1C-V5 | Solar Panels |  | 0.35 | 17 | 37 | 7 |  | Fixed | Roof
NJSTRE1545893300 |  | Transition Incentive Program | Wayne | 7470 | 6 | 19.98 | Residential | No | Behind the Meter | Net-metered residential rooftop and canopy |  | None | Whitman Construction, LLC | PSE&G | Accepted | 2020-11-02 | 2020-11-04 | 2021-11-04 | enphase energy | iq7plus-72-2-us | Inverters | 295 |  | 54 |  |  | 0.975 |  | Outdoor | microinverters located under modules
NJSTRE1545893300 |  | Transition Incentive Program | Wayne | 7470 | 6 | 19.98 | Residential | No | Behind the Meter | Net-metered residential rooftop and canopy |  | None | Whitman Construction, LLC | PSE&G | Accepted | 2020-11-02 | 2020-11-04 | 2021-11-04 | solaria power | xt 370r pd | Solar Panels |  | 0.37 | 24 | 83 | 15 |  | Fixed | Roof
NJSTRE1545893300 |  | Transition Incentive Program | Wayne | 7470 | 6 | 19.98 | Residential | No | Behind the Meter | Net-metered residential rooftop and canopy |  | None | Whitman Construction, LLC | PSE&G | Accepted | 2020-11-02 | 2020-11-04 | 2021-11-04 | solaria power | xt 370r pd | Solar Panels |  | 0.37 | 2 | 173 | 26 |  | Fixed | Roof
NJSTRE1545893300 |  | Transition Incentive Program | Wayne | 7470 | 6 | 19.98 | Residential | No | Behind the Meter | Net-metered residential rooftop and canopy |  | None | Whitman Construction, LLC | PSE&G | Accepted | 2020-11-02 | 2020-11-04 | 2021-11-04 | solaria power | xt 370r pd | Solar Panels |  | 0.37 | 3 | 262 | 20 |  | Fixed | Roof
NJSTRE1545893300 |  | Transition Incentive Program | Wayne | 7470 | 6 | 19.98 | Residential | No | Behind the Meter | Net-metered residential rooftop and canopy |  | None | Whitman Construction, LLC | PSE&G | Accepted | 2020-11-02 | 2020-11-04 | 2021-11-04 | solaria power | xt 370r pd | Solar Panels |  | 0.37 | 8 | 172 | 25 |  | Fixed | Roof
NJSTRE1545893300 |  | Transition Incentive Program | Wayne | 7470 | 6 | 19.98 | Residential | No | Behind the Meter | Net-metered residential rooftop and canopy |  | None | Whitman Construction, LLC | PSE&G | Accepted | 2020-11-02 | 2020-11-04 | 2021-11-04 | solaria power | xt 370r pd | Solar Panels |  | 0.37 | 17 | 263 | 15 |  | Fixed | Roof
NJSTRE1545893655 |  | Transition Incentive Program | West Deptford | 8086 | 15 | 14.4 | Residential | No | Behind the Meter | Net-metered residential rooftop and canopy |  | None | Orbit Energy & Power, LLC | PSE&G | Accepted | 2020-11-02 | 2020-11-04 | 2021-11-04 | enphase | iq7-60-2-us | Inverters | 0.24 |  | 40 |  |  | 0.99 |  | Other | behind paenls
NJSTRE1545893655 |  | Transition Incentive Program | West Deptford | 8086 | 15 | 14.4 | Residential | No | Behind the Meter | Net-metered residential rooftop and canopy |  | None | Orbit Energy & Power, LLC | PSE&G | Accepted | 2020-11-02 | 2020-11-04 | 2021-11-04 | hanwha qcells | qpeak 320w | Solar Panels |  | 0.36 | 12 | 57 | 33 |  | Fixed | Roof
NJSTRE1545893655 |  | Transition Incentive Program | West Deptford | 8086 | 15 | 14.4 | Residential | No | Behind the Meter | Net-metered residential rooftop and canopy |  | None | Orbit Energy & Power, LLC | PSE&G | Accepted | 2020-11-02 | 2020-11-04 | 2021-11-04 | hanwha qcells | qpeak 320w | Solar Panels |  | 0.36 | 8 | 237 | 30 |  | Fixed | Roof
NJSTRE1545893655 |  | Transition Incentive Program | West Deptford | 8086 | 15 | 14.4 | Residential | No | Behind the Meter | Net-metered residential rooftop and canopy |  | None | Orbit Energy & Power, LLC | PSE&G | Accepted | 2020-11-02 | 2020-11-04 | 2021-11-04 | hanwha qcells | qpeak 320w | Solar Panels |  | 0.36 | 20 | 33 | 237 |  | Fixed | Roof
NJSTRE1545893661 |  | Transition Incentive Program | Perth Amboy | 8861 | 11 | 4.2 | Residential | Yes | Behind the Meter | Net-metered residential rooftop and canopy |  | None | Pro Custom Solar dba Momentum Solar | PSE&G | Accepted | 2020-11-02 | 2020-11-04 | 2021-11-04 | Enphase | IQ7PLUS-72-2-US | Inverters | 290 |  | 12 |  |  | 0.97 |  | Outdoor | Roof
NJSTRE1545893661 |  | Transition Incentive Program | Perth Amboy | 8861 | 11 | 4.2 | Residential | Yes | Behind the Meter | Net-metered residential rooftop and canopy |  | None | Pro Custom Solar dba Momentum Solar | PSE&G | Accepted | 2020-11-02 | 2020-11-04 | 2021-11-04 | LG | LG 350N1C-V5 | Solar Panels |  | 0.35 | 12 | 290 | 4 |  | Fixed | Roof
NJSTRE1545893677 |  | Transition Incentive Program | Milmay | 8340 | 19 | 16.38 | Residential | No | Behind the Meter | Net-metered residential rooftop and canopy |  | None | All Season Solar | AC Electric | Accepted | 2020-11-02 | 2020-11-05 | 2021-11-05 | Enphase | IQ7 | Inverters | 240 |  | 52 |  |  | 0.97 |  | Outdoor | under module
NJSTRE1545893677 |  | Transition Incentive Program | Milmay | 8340 | 19 | 16.38 | Residential | No | Behind the Meter | Net-metered residential rooftop and canopy |  | None | All Season Solar | AC Electric | Accepted | 2020-11-02 | 2020-11-05 | 2021-11-05 | Certainteed | CT315HC11-04 | Solar Panels |  | 0.315 | 52 | 179 | 11 |  | Fixed | Roof
NJSTRE1545893698 |  | Transition Incentive Program | Carteret | 7008 | 11 | 4.55 | Residential | Yes | Behind the Meter | Net-metered residential rooftop and canopy |  | None | Pro Custom Solar dba Momentum Solar | PSE&G | Accepted | 2020-11-02 | 2020-11-04 | 2021-11-04 | Enphase | IQ7PLUS-72-2-US | Inverters | 290 |  | 13 |  |  | 0.97 |  | Outdoor | Roof
NJSTRE1545893698 |  | Transition Incentive Program | Carteret | 7008 | 11 | 4.55 | Residential | Yes | Behind the Meter | Net-metered residential rooftop and canopy |  | None | Pro Custom Solar dba Momentum Solar | PSE&G | Accepted | 2020-11-02 | 2020-11-04 | 2021-11-04 | LG | LG 350N1C-V5 | Solar Panels |  | 0.35 | 4 | 283 | 6 |  | Fixed | Roof
NJSTRE1545893698 |  | Transition Incentive Program | Carteret | 7008 | 11 | 4.55 | Residential | Yes | Behind the Meter | Net-metered residential rooftop and canopy |  | None | Pro Custom Solar dba Momentum Solar | PSE&G | Accepted | 2020-11-02 | 2020-11-04 | 2021-11-04 | LG | LG 350N1C-V5 | Solar Panels |  | 0.35 | 9 | 103 | 18 |  | Fixed | Roof
NJSTRE1545893718 |  | Transition Incentive Program | Millstone | 8535 | 17 | 14.41 | Residential | No | Behind the Meter | Net-metered residential rooftop and canopy |  | JCPL | Venture Solar | JCP&L | Accepted | 2020-11-02 | 2020-11-05 | 2021-11-05 | Enphased | IQ7-60-2-US | Inverters | 240 |  | 43 |  |  | 0.976 |  | Outside | Outside
NJSTRE1545893718 |  | Transition Incentive Program | Millstone | 8535 | 17 | 14.41 | Residential | No | Behind the Meter | Net-metered residential rooftop and canopy |  | JCPL | Venture Solar | JCP&L | Accepted | 2020-11-02 | 2020-11-05 | 2021-11-05 | LG Electronics | LG335N1C-V5 | Solar Panels |  | 0.335 | 16 | 180 | 40 |  | Fixed | Roof
NJSTRE1545893718 |  | Transition Incentive Program | Millstone | 8535 | 17 | 14.41 | Residential | No | Behind the Meter | Net-metered residential rooftop and canopy |  | JCPL | Venture Solar | JCP&L | Accepted | 2020-11-02 | 2020-11-05 | 2021-11-05 | LG Electronics | LG335N1C-V5 | Solar Panels |  | 0.335 | 5 | 270 | 36 |  | Fixed | Roof
NJSTRE1545893718 |  | Transition Incentive Program | Millstone | 8535 | 17 | 14.41 | Residential | No | Behind the Meter | Net-metered residential rooftop and canopy |  | JCPL | Venture Solar | JCP&L | Accepted | 2020-11-02 | 2020-11-05 | 2021-11-05 | LG Electronics | LG335N1C-V5 | Solar Panels |  | 0.335 | 6 | 270 | 36 |  | Fixed | Roof
NJSTRE1545893718 |  | Transition Incentive Program | Millstone | 8535 | 17 | 14.41 | Residential | No | Behind the Meter | Net-metered residential rooftop and canopy |  | JCPL | Venture Solar | JCP&L | Accepted | 2020-11-02 | 2020-11-05 | 2021-11-05 | LG Electronics | LG335N1C | Solar Panels |  | 0.335 | 6 | 270 | 34 |  | Fixed | Roof
NJSTRE1545893718 |  | Transition Incentive Program | Millstone | 8535 | 17 | 14.41 | Residential | No | Behind the Meter | Net-metered residential rooftop and canopy |  | JCPL | Venture Solar | JCP&L | Accepted | 2020-11-02 | 2020-11-05 | 2021-11-05 | LG Electronics | LG335N1C-V5 | Solar Panels |  | 0.335 | 3 | 90 | 34 |  | Fixed | Roof
NJSTRE1545893718 |  | Transition Incentive Program | Millstone | 8535 | 17 | 14.41 | Residential | No | Behind the Meter | Net-metered residential rooftop and canopy |  | JCPL | Venture Solar | JCP&L | Accepted | 2020-11-02 | 2020-11-05 | 2021-11-05 | LG Electronics | LG335N1C-V5 | Solar Panels |  | 0.335 | 7 | 90 | 35 |  | Fixed | Roof
NJSTRE1545893721 |  | Transition Incentive Program | Mantua | 8051 | 15 | 8.19 | Residential | No | Behind the Meter | Net-metered residential rooftop and canopy |  | None | All Season Solar | AC Electric | Accepted | 2020-11-02 | 2020-11-05 | 2021-11-05 | Enphase | IQ7 | Inverters | 240 |  | 26 |  |  | 0.97 |  | Outdoor | under module
NJSTRE1545893721 |  | Transition Incentive Program | Mantua | 8051 | 15 | 8.19 | Residential | No | Behind the Meter | Net-metered residential rooftop and canopy |  | None | All Season Solar | AC Electric | Accepted | 2020-11-02 | 2020-11-05 | 2021-11-05 | Certainteed | CT315HC11-04 | Solar Panels |  | 0.315 | 26 | 193 | 35 |  | Fixed | Roof
NJSTRE1545893725 |  | Transition Incentive Program | Carteret | 7008 | 11 | 5.6 | Residential | Yes | Behind the Meter | Net-metered residential rooftop and canopy |  | None | Pro Custom Solar dba Momentum Solar | PSE&G | Accepted | 2020-11-02 | 2020-11-04 | 2021-11-04 | Enphase | IQ7PLUS-72-2-US | Inverters | 290 |  | 16 |  |  | 0.97 |  | Outdoor | Roof
NJSTRE1545893725 |  | Transition Incentive Program | Carteret | 7008 | 11 | 5.6 | Residential | Yes | Behind the Meter | Net-metered residential rooftop and canopy |  | None | Pro Custom Solar dba Momentum Solar | PSE&G | Accepted | 2020-11-02 | 2020-11-04 | 2021-11-04 | LG | LG 350N1C-V5 | Solar Panels |  | 0.35 | 16 | 205 | 21 |  | Fixed | Roof
NJSTRE1545893735 |  | Transition Incentive Program | Dunellen | 8812 | 11 | 11.2 | Residential | Yes | Behind the Meter | Net-metered residential rooftop and canopy |  | None | Pro Custom Solar dba Momentum Solar | PSE&G | Accepted | 2020-11-02 | 2020-11-04 | 2021-11-04 | Enphase | IQ7PLUS-72-2-US | Inverters | 290 |  | 32 |  |  | 0.97 |  | Outdoor | Roof
NJSTRE1545893735 |  | Transition Incentive Program | Dunellen | 8812 | 11 | 11.2 | Residential | Yes | Behind the Meter | Net-metered residential rooftop and canopy |  | None | Pro Custom Solar dba Momentum Solar | PSE&G | Accepted | 2020-11-02 | 2020-11-04 | 2021-11-04 | LG | LG 350N1C-V5 | Solar Panels |  | 0.35 | 12 | 263 | 17 |  | Fixed | Roof
NJSTRE1545893735 |  | Transition Incentive Program | Dunellen | 8812 | 11 | 11.2 | Residential | Yes | Behind the Meter | Net-metered residential rooftop and canopy |  | None | Pro Custom Solar dba Momentum Solar | PSE&G | Accepted | 2020-11-02 | 2020-11-04 | 2021-11-04 | LG | LG 350N1C-V5 | Solar Panels |  | 0.35 | 20 | 83 | 19 |  | Fixed | Roof
NJSTRE1545893740 |  | Transition Incentive Program | Lawrence Twp | 8648 | 12 | 7.2 | Residential | No | Behind the Meter | Net-metered residential rooftop and canopy |  | None | Green Power Energy | PSE&G | Accepted | 2020-11-02 | 2020-11-04 | 2021-11-04 | Enphase Energy | IQ7PLUS-72-2-US (240V) | Inverters | 290 |  | 20 |  |  | 0.975 |  | Outside | next to meter
NJSTRE1545893740 |  | Transition Incentive Program | Lawrence Twp | 8648 | 12 | 7.2 | Residential | No | Behind the Meter | Net-metered residential rooftop and canopy |  | None | Green Power Energy | PSE&G | Accepted | 2020-11-02 | 2020-11-04 | 2021-11-04 | LG Electronics | LG360N1C-N5 | Solar Panels |  | 0.36 | 20 | 208 | 35 |  | Fixed | Roof
NJSTRE1545893741 |  | Transition Incentive Program | CHESTERFIELD | 8515 | 13 | 13.3 | Residential | Yes | Behind the Meter | Net-metered residential rooftop and canopy |  | None | Pro Custom Solar dba Momentum Solar | PSE&G | Accepted | 2020-11-02 | 2020-11-04 | 2021-11-04 | Enphase | IQ7PLUS-72-2-US | Inverters | 290 |  | 38 |  |  | 0.97 |  | Outdoor | Roof
NJSTRE1545893741 |  | Transition Incentive Program | CHESTERFIELD | 8515 | 13 | 13.3 | Residential | Yes | Behind the Meter | Net-metered residential rooftop and canopy |  | None | Pro Custom Solar dba Momentum Solar | PSE&G | Accepted | 2020-11-02 | 2020-11-04 | 2021-11-04 | LG | LG 350N1C-V5 | Solar Panels |  | 0.35 | 6 | 171 | 27 |  | Fixed | Roof
NJSTRE1545893741 |  | Transition Incentive Program | CHESTERFIELD | 8515 | 13 | 13.3 | Residential | Yes | Behind the Meter | Net-metered residential rooftop and canopy |  | None | Pro Custom Solar dba Momentum Solar | PSE&G | Accepted | 2020-11-02 | 2020-11-04 | 2021-11-04 | LG | LG 350N1C-V5 | Solar Panels |  | 0.35 | 11 | 261 | 35 |  | Fixed | Roof
NJSTRE1545893741 |  | Transition Incentive Program | CHESTERFIELD | 8515 | 13 | 13.3 | Residential | Yes | Behind the Meter | Net-metered residential rooftop and canopy |  | None | Pro Custom Solar dba Momentum Solar | PSE&G | Accepted | 2020-11-02 | 2020-11-04 | 2021-11-04 | LG | LG 350N1C-V5 | Solar Panels |  | 0.35 | 15 | 290 | 0.97 |  | Fixed | Roof
NJSTRE1545893741 |  | Transition Incentive Program | CHESTERFIELD | 8515 | 13 | 13.3 | Residential | Yes | Behind the Meter | Net-metered residential rooftop and canopy |  | None | Pro Custom Solar dba Momentum Solar | PSE&G | Accepted | 2020-11-02 | 2020-11-04 | 2021-11-04 | LG | LG 350N1C-V5 | Solar Panels |  | 0.35 | 6 | 171 | 30 |  | Fixed | Roof
NJSTRE1545893744 |  | Transition Incentive Program | Morris Plains | 7950 | 3 | 7.04 | Residential | Yes | Behind the Meter | Net-metered residential rooftop and canopy |  | None | Vivint Solar Developer, LLC | JCP&L | Accepted | 2020-11-03 | 2020-11-04 | 2021-11-04 | Solar Edge | SE7600H-US | Inverters | 7600 |  | 1 |  |  | 0.992 |  | Outdoor | Near the Utility Meter
NJSTRE1545893744 |  | Transition Incentive Program | Morris Plains | 7950 | 3 | 7.04 | Residential | Yes | Behind the Meter | Net-metered residential rooftop and canopy |  | None | Vivint Solar Developer, LLC | JCP&L | Accepted | 2020-11-03 | 2020-11-04 | 2021-11-04 | JINKO SOLAR | JKM320M-60HBL | Solar Panels |  | 0.32 | 13 | 173 | 33 |  | Fixed | Roof
NJSTRE1545893744 |  | Transition Incentive Program | Morris Plains | 7950 | 3 | 7.04 | Residential | Yes | Behind the Meter | Net-metered residential rooftop and canopy |  | None | Vivint Solar Developer, LLC | JCP&L | Accepted | 2020-11-03 | 2020-11-04 | 2021-11-04 | JINKO SOLAR | JKM320M-60HBL | Solar Panels |  | 0.32 | 9 | 173 | 33 |  | Fixed | Roof
NJSTRE1545893748 |  | Transition Incentive Program | Cape May | 8212 | 21 | 8.82 | Residential | No | Behind the Meter | Net-metered residential rooftop and canopy |  | None | All Season Solar | AC Electric | Accepted | 2020-11-02 | 2020-11-05 | 2021-11-05 | Enphase | IQ7 | Inverters | 240 |  | 28 |  |  | 0.97 |  | Outside | under module
NJSTRE1545893748 |  | Transition Incentive Program | Cape May | 8212 | 21 | 8.82 | Residential | No | Behind the Meter | Net-metered residential rooftop and canopy |  | None | All Season Solar | AC Electric | Accepted | 2020-11-02 | 2020-11-05 | 2021-11-05 | Certainteed | CT315HC11-04 | Solar Panels |  | 0.315 | 4 | 175 | 32 |  | Fixed | Roof
NJSTRE1545893748 |  | Transition Incentive Program | Cape May | 8212 | 21 | 8.82 | Residential | No | Behind the Meter | Net-metered residential rooftop and canopy |  | None | All Season Solar | AC Electric | Accepted | 2020-11-02 | 2020-11-05 | 2021-11-05 | Certainteed | CT315HC11-04 | Solar Panels |  | 0.315 | 7 | 355 | 32 |  | Fixed | Roof
NJSTRE1545893748 |  | Transition Incentive Program | Cape May | 8212 | 21 | 8.82 | Residential | No | Behind the Meter | Net-metered residential rooftop and canopy |  | None | All Season Solar | AC Electric | Accepted | 2020-11-02 | 2020-11-05 | 2021-11-05 | Certainteed | CT315HC11-04 | Solar Panels |  | 0.315 | 14 | 175 | 4 |  | Fixed | Roof
NJSTRE1545893748 |  | Transition Incentive Program | Cape May | 8212 | 21 | 8.82 | Residential | No | Behind the Meter | Net-metered residential rooftop and canopy |  | None | All Season Solar | AC Electric | Accepted | 2020-11-02 | 2020-11-05 | 2021-11-05 | Certainteed | CT315HC11-04 | Solar Panels |  | 0.315 | 3 | 175 | 32 |  | Fixed | Roof
NJSTRE1545893749 |  | Transition Incentive Program | Sicklerville | 8081 | 14 | 6.67 | Residential | No | Behind the Meter | Net-metered residential rooftop and canopy |  | None | Freedom Forever New Jersey, LLC | AC Electric | Accepted | 2020-11-02 | 2020-11-04 | 2021-11-04 | Solar Edge | SE5000H-US [SI1] RGM | Inverters | 21 |  | 1 |  |  | 0.99 |  | Outdoor | N/A
NJSTRE1545893749 |  | Transition Incentive Program | Sicklerville | 8081 | 14 | 6.67 | Residential | No | Behind the Meter | Net-metered residential rooftop and canopy |  | None | Freedom Forever New Jersey, LLC | AC Electric | Accepted | 2020-11-02 | 2020-11-04 | 2021-11-04 | Hanwha QCell | Q.PLUS BFR-G4.1- 290 | Solar Panels |  | 0.29 | 14 | 147 | 23 |  | Fixed | Roof | Roof
NJSTRE1545893749 |  | Transition Incentive Program | Sicklerville | 8081 | 14 | 6.67 | Residential | No | Behind the Meter | Net-metered residential rooftop and canopy |  | None | Freedom Forever New Jersey, LLC | AC Electric | Accepted | 2020-11-02 | 2020-11-04 | 2021-11-04 | Hanwha QCell | Q.PLUS BFR-G4.1- 290 | Solar Panels |  | 0.29 | 9 | 327 | 23 |  | Fixed | Roof | Roof
NJSTRE1545893757 |  | Transition Incentive Program | West Berlin, Voorhees Township | 8091 | 14 | 5.56 | Residential | No | Behind the Meter | Net-metered residential rooftop and canopy |  | None | Seabright Solar | AC Electric | Accepted | 2020-11-02 | 2020-11-04 | 2021-11-04 | Sunpower | PVS 6 | Meters |  |  | 1 |  |  |  | Yes | Outdoor
NJSTRE1545893757 |  | Transition Incentive Program | West Berlin, Voorhees Township | 8091 | 14 | 5.56 | Residential | No | Behind the Meter | Net-metered residential rooftop and canopy |  | None | Seabright Solar | AC Electric | Accepted | 2020-11-02 | 2020-11-04 | 2021-11-04 | Enphase | IQ7XS-96-ACM-US | Inverters | 0.315 |  | 17 |  |  | 0.99 |  | Outside | Roof
NJSTRE1545893757 |  | Transition Incentive Program | West Berlin, Voorhees Township | 8091 | 14 | 5.56 | Residential | No | Behind the Meter | Net-metered residential rooftop and canopy |  | None | Seabright Solar | AC Electric | Accepted | 2020-11-02 | 2020-11-04 | 2021-11-04 | Sunpower | SPR-E20-327 | Solar Panels |  | 0.327 | 17 | 202 | 27 |  | Fixed | Roof
NJSTRE1545893769 |  | Transition Incentive Program | Manville | 8835 | 5 | 7 | Residential | Yes | Behind the Meter | Net-metered residential rooftop and canopy |  | None | Pro Custom Solar dba Momentum Solar | PSE&G | Accepted | 2020-11-02 | 2020-11-04 | 2021-11-04 | Enphase | IQ7PLUS-72-2-US | Inverters | 290 |  | 20 |  |  | 0.97 |  | Outdoor | Roof
NJSTRE1545893769 |  | Transition Incentive Program | Manville | 8835 | 5 | 7 | Residential | Yes | Behind the Meter | Net-metered residential rooftop and canopy |  | None | Pro Custom Solar dba Momentum Solar | PSE&G | Accepted | 2020-11-02 | 2020-11-04 | 2021-11-04 | LG | LG 350N1C-V5 | Solar Panels |  | 0.35 | 10 | 252 | 40 |  | Fixed | Roof
NJSTRE1545893769 |  | Transition Incentive Program | Manville | 8835 | 5 | 7 | Residential | Yes | Behind the Meter | Net-metered residential rooftop and canopy |  | None | Pro Custom Solar dba Momentum Solar | PSE&G | Accepted | 2020-11-02 | 2020-11-04 | 2021-11-04 | LG | LG 350N1C-V5 | Solar Panels |  | 0.35 | 10 | 72 | 41 |  | Fixed | Roof
NJSTRE1545893773 |  | Transition Incentive Program | Middlesex Boro | 8846 | 11 | 5.89 | Residential | Yes | Behind the Meter | Net-metered residential rooftop and canopy |  | None | Bright Planet Solar | PSE&G | Accepted | 2020-11-02 | 2020-11-04 | 2021-11-04 | SOLAR EDGE | SE5000H-USRGM | Inverters | 5000 |  | 1 |  |  | 0.98 |  | Outdoor | OUTSIDE
NJSTRE1545893773 |  | Transition Incentive Program | Middlesex Boro | 8846 | 11 | 5.89 | Residential | Yes | Behind the Meter | Net-metered residential rooftop and canopy |  | None | Bright Planet Solar | PSE&G | Accepted | 2020-11-02 | 2020-11-04 | 2021-11-04 | HANWHA Q-CELLS | Q.PEAK DUO BLK-G5 310W | Solar Panels |  | 0.31 | 3 | 70 | 33 |  | Fixed | Roof
NJSTRE1545893773 |  | Transition Incentive Program | Middlesex Boro | 8846 | 11 | 5.89 | Residential | Yes | Behind the Meter | Net-metered residential rooftop and canopy |  | None | Bright Planet Solar | PSE&G | Accepted | 2020-11-02 | 2020-11-04 | 2021-11-04 | HANWHA Q-CELLS | Q.PEAK DUO BLK-G5 310W | Solar Panels |  | 0.31 | 16 | 251 | 33 |  | Fixed | Roof
NJSTRE1545893814 |  | Transition Incentive Program | Cape May Point | 8212 | 21 | 9.72 | Residential | Yes | Behind the Meter | Net-metered residential rooftop and canopy |  | None | Bright Planet Solar | AC Electric | Accepted | 2020-11-02 | 2020-11-04 | 2021-11-04 | SOLAR EDGE | SE7600H-USRGM | Inverters | 7600 |  | 1 |  |  | 0.98 |  | Outdoor | OUTSIDE
NJSTRE1545893814 |  | Transition Incentive Program | Cape May Point | 8212 | 21 | 9.72 | Residential | Yes | Behind the Meter | Net-metered residential rooftop and canopy |  | None | Bright Planet Solar | AC Electric | Accepted | 2020-11-02 | 2020-11-04 | 2021-11-04 | LG | LG335N1C-A5 | Solar Panels |  | 0.335 | 14 | 31 | 42 |  | Fixed | Roof
NJSTRE1545893814 |  | Transition Incentive Program | Cape May Point | 8212 | 21 | 9.72 | Residential | Yes | Behind the Meter | Net-metered residential rooftop and canopy |  | None | Bright Planet Solar | AC Electric | Accepted | 2020-11-02 | 2020-11-04 | 2021-11-04 | LG | LG335N1C-A5 | Solar Panels |  | 0.335 | 14 | 211 | 42 |  | Fixed | Roof
NJSTRE1545893814 |  | Transition Incentive Program | Cape May Point | 8212 | 21 | 9.72 | Residential | Yes | Behind the Meter | Net-metered residential rooftop and canopy |  | None | Bright Planet Solar | AC Electric | Accepted | 2020-11-02 | 2020-11-04 | 2021-11-04 | LG | LG335N1C-A5 | Solar Panels |  | 0.335 | 1 | 120 | 22 |  | Fixed | Roof
NJSTRE1545893818 |  | Transition Incentive Program | Cherry Hill | 8034 | 14 | 8.96 | Residential | No | Behind the Meter | Net-metered residential rooftop and canopy |  | None | Vivint Solar Developer, LLC | PSE&G | Accepted | 2020-11-06 | 2020-11-11 | 2021-11-11 | Solar Edge | SE7600H-US | Inverters | 7600 |  | 1 |  |  | 0.992 |  | Outdoor | Near the Utility Meter
NJSTRE1545893818 |  | Transition Incentive Program | Cherry Hill | 8034 | 14 | 8.96 | Residential | No | Behind the Meter | Net-metered residential rooftop and canopy |  | None | Vivint Solar Developer, LLC | PSE&G | Accepted | 2020-11-06 | 2020-11-11 | 2021-11-11 | JINKO SOLAR | JKM320M-60HL | Solar Panels |  | 0.32 | 12 | 184 | 28 |  | Fixed | Roof
NJSTRE1545893818 |  | Transition Incentive Program | Cherry Hill | 8034 | 14 | 8.96 | Residential | No | Behind the Meter | Net-metered residential rooftop and canopy |  | None | Vivint Solar Developer, LLC | PSE&G | Accepted | 2020-11-06 | 2020-11-11 | 2021-11-11 | JINKO SOLAR | JKM320M-60HL | Solar Panels |  | 0.32 | 12 | 184 | 28 |  | Fixed | Roof
NJSTRE1545893818 |  | Transition Incentive Program | Cherry Hill | 8034 | 14 | 8.96 | Residential | No | Behind the Meter | Net-metered residential rooftop and canopy |  | None | Vivint Solar Developer, LLC | PSE&G | Accepted | 2020-11-06 | 2020-11-11 | 2021-11-11 | JINKO SOLAR | JKM320M-60HL | Solar Panels |  | 0.32 | 4 | 4 | 28 |  | Fixed | Roof
NJSTRE1545893828 |  | Transition Incentive Program | WILLINGBORO | 8046 | 13 | 5.04 | Residential | Yes | Behind the Meter | Net-metered residential rooftop and canopy |  | None | SUNRUN INSTALLATION SERVICES | PSE&G | Accepted | 2020-11-02 | 2020-11-04 | 2021-11-04 | ENPHASE | IQ7-60-2-US | Inverters | 240 |  | 16 |  |  | 0.97 |  | Outdoor | ROOF
NJSTRE1545893828 |  | Transition Incentive Program | WILLINGBORO | 8046 | 13 | 5.04 | Residential | Yes | Behind the Meter | Net-metered residential rooftop and canopy |  | None | SUNRUN INSTALLATION SERVICES | PSE&G | Accepted | 2020-11-02 | 2020-11-04 | 2021-11-04 | HANWHA | BLK-G5 DUO BLK | Solar Panels |  | 0.315 | 2 | 302 | 27 |  | Fixed | Roof
NJSTRE1545893828 |  | Transition Incentive Program | WILLINGBORO | 8046 | 13 | 5.04 | Residential | Yes | Behind the Meter | Net-metered residential rooftop and canopy |  | None | SUNRUN INSTALLATION SERVICES | PSE&G | Accepted | 2020-11-02 | 2020-11-04 | 2021-11-04 | HANWHA | QPEAK DUO BLK- G5 | Solar Panels |  | 0.315 | 14 | 121 | 27 |  | Fixed | Roof
NJSTRE1545893831 |  | Transition Incentive Program | Roselle Park | 7204 | 10 | 7.35 | Residential | Yes | Behind the Meter | Net-metered residential rooftop and canopy |  | None | Pro Custom Solar dba Momentum Solar | PSE&G | Accepted | 2020-11-02 | 2020-11-04 | 2021-11-04 | Enphase | IQ7PLUS-72-2-US | Inverters | 290 |  | 21 |  |  | 0.97 |  | Outdoor | Roof
NJSTRE1545893831 |  | Transition Incentive Program | Roselle Park | 7204 | 10 | 7.35 | Residential | Yes | Behind the Meter | Net-metered residential rooftop and canopy |  | None | Pro Custom Solar dba Momentum Solar | PSE&G | Accepted | 2020-11-02 | 2020-11-04 | 2021-11-04 | LG | LG 350N1C-V5 | Solar Panels |  | 0.35 | 3 | 349 | 37 |  | Fixed | Roof
NJSTRE1545893831 |  | Transition Incentive Program | Roselle Park | 7204 | 10 | 7.35 | Residential | Yes | Behind the Meter | Net-metered residential rooftop and canopy |  | None | Pro Custom Solar dba Momentum Solar | PSE&G | Accepted | 2020-11-02 | 2020-11-04 | 2021-11-04 | LG | LG 350N1C-V5 | Solar Panels |  | 0.35 | 14 | 169 | 12 |  | Fixed | Roof
NJSTRE1545893831 |  | Transition Incentive Program | Roselle Park | 7204 | 10 | 7.35 | Residential | Yes | Behind the Meter | Net-metered residential rooftop and canopy |  | None | Pro Custom Solar dba Momentum Solar | PSE&G | Accepted | 2020-11-02 | 2020-11-04 | 2021-11-04 | LG | LG 350N1C-V5 | Solar Panels |  | 0.35 | 4 | 349 | 16 |  | Fixed | Roof
NJSTRE1545893834 |  | Transition Incentive Program | West Deptford | 8086 | 15 | 13.63 | Residential | No | Behind the Meter | Net-metered residential rooftop and canopy |  | None | Freedom Forever New Jersey, LLC | PSE&G | Accepted | 2020-11-02 | 2020-11-10 | 2021-11-10 | Solar Edge | SE10000H-US [SI1] | Inverters | 42 |  | 1 |  |  | 0.99 |  | Outdoor | N/A
NJSTRE1545893834 |  | Transition Incentive Program | West Deptford | 8086 | 15 | 13.63 | Residential | No | Behind the Meter | Net-metered residential rooftop and canopy |  | None | Freedom Forever New Jersey, LLC | PSE&G | Accepted | 2020-11-02 | 2020-11-10 | 2021-11-10 | Hanwha QCell | Q.PLUS BFR-G4.1- 290 | Solar Panels |  | 0.29 | 7 | 285 | 21 |  | Fixed | Roof | Roof
NJSTRE1545893834 |  | Transition Incentive Program | West Deptford | 8086 | 15 | 13.63 | Residential | No | Behind the Meter | Net-metered residential rooftop and canopy |  | None | Freedom Forever New Jersey, LLC | PSE&G | Accepted | 2020-11-02 | 2020-11-10 | 2021-11-10 | Hanwha QCell | Q.PLUS BFR-G4.1- 290 | Solar Panels |  | 0.29 | 11 | 105 | 25 |  | Fixed | Roof | Roof
NJSTRE1545893834 |  | Transition Incentive Program | West Deptford | 8086 | 15 | 13.63 | Residential | No | Behind the Meter | Net-metered residential rooftop and canopy |  | None | Freedom Forever New Jersey, LLC | PSE&G | Accepted | 2020-11-02 | 2020-11-10 | 2021-11-10 | Hanwha QCell | Q.PLUS BFR-G4.1- 290 | Solar Panels |  | 0.29 | 15 | 105 | 23 |  | Fixed | Roof | Roof
NJSTRE1545893834 |  | Transition Incentive Program | West Deptford | 8086 | 15 | 13.63 | Residential | No | Behind the Meter | Net-metered residential rooftop and canopy |  | None | Freedom Forever New Jersey, LLC | PSE&G | Accepted | 2020-11-02 | 2020-11-10 | 2021-11-10 | Hanwha QCell | Q.PLUS BFR-G4.1- 290 | Solar Panels |  | 0.29 | 14 | 285 | 23 |  | Fixed | Roof | Roof
NJSTRE1545893839 |  | Transition Incentive Program | Monroe Township | 8094 | 15 | 5.95 | Residential | Yes | Behind the Meter | Net-metered residential rooftop and canopy |  | None | Pro Custom Solar dba Momentum Solar | AC Electric | Accepted | 2020-11-02 | 2020-11-05 | 2021-11-05 | Enphase | IQ7PLUS-72-2-US | Inverters | 290 |  | 17 |  |  | 0.97 |  | Outdoor | Roof
NJSTRE1545893839 |  | Transition Incentive Program | Monroe Township | 8094 | 15 | 5.95 | Residential | Yes | Behind the Meter | Net-metered residential rooftop and canopy |  | None | Pro Custom Solar dba Momentum Solar | AC Electric | Accepted | 2020-11-02 | 2020-11-05 | 2021-11-05 | LG | LG 350N1C-V5 | Solar Panels |  | 0.35 | 7 | 304 | 27 |  | Fixed | Roof
NJSTRE1545893839 |  | Transition Incentive Program | Monroe Township | 8094 | 15 | 5.95 | Residential | Yes | Behind the Meter | Net-metered residential rooftop and canopy |  | None | Pro Custom Solar dba Momentum Solar | AC Electric | Accepted | 2020-11-02 | 2020-11-05 | 2021-11-05 | LG | LG 350N1C-V5 | Solar Panels |  | 0.35 | 10 | 124 | 27 |  | Fixed | Roof
NJSTRE1545894019 |  | Transition Incentive Program | MONTCLAIR | 7043 | 9 | 10.2 | Residential | No | Behind the Meter | Net-metered residential rooftop and canopy |  | None | Accord Power Inc | PSE&G | Accepted | 2020-11-02 | 2020-11-05 | 2021-11-05 | AP System | YC600 | Inverters | 548 |  | 15 |  |  | 0.967 |  | Outdoor | Roof
NJSTRE1545894019 |  | Transition Incentive Program | MONTCLAIR | 7043 | 9 | 10.2 | Residential | No | Behind the Meter | Net-metered residential rooftop and canopy |  | None | Accord Power Inc | PSE&G | Accepted | 2020-11-02 | 2020-11-05 | 2021-11-05 | Hanwah | Q.Cell 340 | Solar Panels |  | 0.34 | 2 | 286 | 26 |  | Fixed | Roof
NJSTRE1545894019 |  | Transition Incentive Program | MONTCLAIR | 7043 | 9 | 10.2 | Residential | No | Behind the Meter | Net-metered residential rooftop and canopy |  | None | Accord Power Inc | PSE&G | Accepted | 2020-11-02 | 2020-11-05 | 2021-11-05 | Hanwah | Q.Cell 340 | Solar Panels |  | 0.34 | 28 | 106 | 26 |  | Fixed | Roof
NJSTRE1545894023 |  | Transition Incentive Program | Tinton Falls | 7753 | 17 | 6.93 | Residential | Yes | Behind the Meter | Net-metered residential rooftop and canopy |  | None | Freedom Forever New Jersey, LLC | JCP&L | Accepted | 2020-11-10 | 2020-11-11 | 2021-11-11 | Solar Edge | SE7600H-US [SI1] RGM | Inverters | 32 |  | 1 |  |  | 0.99 |  | Outdoor | N/A
NJSTRE1545894023 |  | Transition Incentive Program | Tinton Falls | 7753 | 17 | 6.93 | Residential | Yes | Behind the Meter | Net-metered residential rooftop and canopy |  | None | Freedom Forever New Jersey, LLC | JCP&L | Accepted | 2020-11-10 | 2020-11-11 | 2021-11-11 | Longi | LR6-60HPB-315M | Solar Panels |  | 0.315 | 6 | 36 | 17 |  | Fixed | Roof | Roof
NJSTRE1545894023 |  | Transition Incentive Program | Tinton Falls | 7753 | 17 | 6.93 | Residential | Yes | Behind the Meter | Net-metered residential rooftop and canopy |  | None | Freedom Forever New Jersey, LLC | JCP&L | Accepted | 2020-11-10 | 2020-11-11 | 2021-11-11 | Longi | LR6-60HPB-315M | Solar Panels |  | 0.315 | 10 | 217 | 18 |  | Fixed | Roof | Roof
NJSTRE1545894023 |  | Transition Incentive Program | Tinton Falls | 7753 | 17 | 6.93 | Residential | Yes | Behind the Meter | Net-metered residential rooftop and canopy |  | None | Freedom Forever New Jersey, LLC | JCP&L | Accepted | 2020-11-10 | 2020-11-11 | 2021-11-11 | Longi | LR6-60HPB-315M | Solar Panels |  | 0.315 | 2 | 217 | 18 |  | Fixed | Roof | Roof
NJSTRE1545894023 |  | Transition Incentive Program | Tinton Falls | 7753 | 17 | 6.93 | Residential | Yes | Behind the Meter | Net-metered residential rooftop and canopy |  | None | Freedom Forever New Jersey, LLC | JCP&L | Accepted | 2020-11-10 | 2020-11-11 | 2021-11-11 | Longi | LR6-60HPB-315M | Solar Panels |  | 0.315 | 4 | 217 | 18 |  | Fixed | Roof | Roof
NJSTRE1545894033 |  | Transition Incentive Program | Florham Park | 7932 | 3 | 6.46 | Residential | Yes | Behind the Meter | Net-metered residential rooftop and canopy |  | None | Tesla Energy Operations | JCP&L | Accepted | 2020-11-09 | 2020-11-10 | 2021-11-10 | Tesla | AC Powerwall 2.0 | Electric Storage Battery |  |  | 2 |  |  |  | Lithium Ion |  | Outside
NJSTRE1545894033 |  | Transition Incentive Program | Florham Park | 7932 | 3 | 6.46 | Residential | Yes | Behind the Meter | Net-metered residential rooftop and canopy |  | None | Tesla Energy Operations | JCP&L | Accepted | 2020-11-09 | 2020-11-10 | 2021-11-10 | SolarEdge Technologies Ltd | SE7600H-US [240V] | Inverters | 7600 |  | 1 |  |  | 0.99 |  | Outside | outside
NJSTRE1545894033 |  | Transition Incentive Program | Florham Park | 7932 | 3 | 6.46 | Residential | Yes | Behind the Meter | Net-metered residential rooftop and canopy |  | None | Tesla Energy Operations | JCP&L | Accepted | 2020-11-09 | 2020-11-10 | 2021-11-10 | Hanwha Q-CELLS | Q.Peak DUO BLK-G6+ 340 | Solar Panels |  | 0.34 | 19 | 137 | 34 |  | Fixed | Roof | rooftop
NJSTRE1545894083 |  | Transition Incentive Program | Tinton Falls | 7724 | 17 | 18.2 | Residential | No | Behind the Meter | Net-metered residential ground mount |  | None | Sea Bright Solar | JCP&L | Accepted | 2020-11-02 | 2020-11-05 | 2021-11-05 | SUNPOWER | SPR-X21-350-BLK-AC | Inverters | 320 |  | 52 |  |  | 0.96 |  | Outside | BENEATH ARRAY
NJSTRE1545894083 |  | Transition Incentive Program | Tinton Falls | 7724 | 17 | 18.2 | Residential | No | Behind the Meter | Net-metered residential ground mount |  | None | Sea Bright Solar | JCP&L | Accepted | 2020-11-02 | 2020-11-05 | 2021-11-05 | SUNPOWER | SPR-X21-350-BLK-AC | Solar Panels |  | 0.35 | 52 | 191 | 40 |  | Fixed | Ground | SOUTH
NJSTRE1545894092 |  | Transition Incentive Program | Princeton | 8540 | 12 | 12.96 | Residential | No | Behind the Meter | Net-metered residential rooftop and canopy |  | None | Solar States LLC | PSE&G | Accepted | 2020-11-02 | 2020-11-05 | 2021-11-05 | Enphase | IQ7+72-2-US | Inverters | 0.29 |  | 36 |  |  | 0.976 |  | Outside | Rooftop
NJSTRE1545894092 |  | Transition Incentive Program | Princeton | 8540 | 12 | 12.96 | Residential | No | Behind the Meter | Net-metered residential rooftop and canopy |  | None | Solar States LLC | PSE&G | Accepted | 2020-11-02 | 2020-11-05 | 2021-11-05 | LG | LG360Q1K-V5W | Solar Panels |  | 0.36 | 14 | 252 | 40 |  | Fixed | Roof
NJSTRE1545894092 |  | Transition Incentive Program | Princeton | 8540 | 12 | 12.96 | Residential | No | Behind the Meter | Net-metered residential rooftop and canopy |  | None | Solar States LLC | PSE&G | Accepted | 2020-11-02 | 2020-11-05 | 2021-11-05 | LG | LG360Q1K-V5W PV MODULE | Solar Panels |  | 0.36 | 6 | 72 | 40 |  | Fixed | Roof
NJSTRE1545894092 |  | Transition Incentive Program | Princeton | 8540 | 12 | 12.96 | Residential | No | Behind the Meter | Net-metered residential rooftop and canopy |  | None | Solar States LLC | PSE&G | Accepted | 2020-11-02 | 2020-11-05 | 2021-11-05 | LG | LG360Q1K-V5W PV MODULE | Solar Panels |  | 0.36 | 4 | 252 | 40 |  | Fixed | Roof
NJSTRE1545894092 |  | Transition Incentive Program | Princeton | 8540 | 12 | 12.96 | Residential | No | Behind the Meter | Net-metered residential rooftop and canopy |  | None | Solar States LLC | PSE&G | Accepted | 2020-11-02 | 2020-11-05 | 2021-11-05 | LG | LG360Q1K-V5W | Solar Panels |  | 0.36 | 12 | 162 | 13 |  | Fixed | Roof
NJSTRE1545895464 |  | Transition Incentive Program | Sicklerville | 8081 | 14 | 6.3 | Residential | No | Behind the Meter | Net-metered residential rooftop and canopy |  | None | Suntuity Solar LLC | AC Electric | Accepted | 2020-11-03 | 2020-11-05 | 2021-11-05 | Enphase Energy | IQ7-60-2-US | Inverters | 240 |  | 18 |  |  | 0.97 |  | Outdoor | Behind the PV Modules
NJSTRE1545895464 |  | Transition Incentive Program | Sicklerville | 8081 | 14 | 6.3 | Residential | No | Behind the Meter | Net-metered residential rooftop and canopy |  | None | Suntuity Solar LLC | AC Electric | Accepted | 2020-11-03 | 2020-11-05 | 2021-11-05 | Longi | LR6-60HPB-315M | Solar Panels |  | 0.35 | 18 | 220 | 27 |  | Fixed | Roof
NJSTRE1545895465 |  | Transition Incentive Program | West Deptford | 8096 | 15 | 7.56 | Residential | Yes | Behind the Meter | Net-metered residential rooftop and canopy |  | None | Suntuity Solar LLC | PSE&G | Accepted | 2020-11-03 | 2020-11-05 | 2021-11-05 | Enphase Energy | IQ7-60-2-US | Inverters | 240 |  | 24 |  |  | 0.97 |  | Outdoor | Behind the PV Modules
NJSTRE1545895465 |  | Transition Incentive Program | West Deptford | 8096 | 15 | 7.56 | Residential | Yes | Behind the Meter | Net-metered residential rooftop and canopy |  | None | Suntuity Solar LLC | PSE&G | Accepted | 2020-11-03 | 2020-11-05 | 2021-11-05 | Longi | LR6-60HPB-315M | Solar Panels |  | 0.315 | 6 | 208 | 22 |  | Fixed | Roof
NJSTRE1545895465 |  | Transition Incentive Program | West Deptford | 8096 | 15 | 7.56 | Residential | Yes | Behind the Meter | Net-metered residential rooftop and canopy |  | None | Suntuity Solar LLC | PSE&G | Accepted | 2020-11-03 | 2020-11-05 | 2021-11-05 | Longi | LR6-60HPB-315M | Solar Panels |  | 0.315 | 4 | 28 | 22 |  | Fixed | Roof
NJSTRE1545895465 |  | Transition Incentive Program | West Deptford | 8096 | 15 | 7.56 | Residential | Yes | Behind the Meter | Net-metered residential rooftop and canopy |  | None | Suntuity Solar LLC | PSE&G | Accepted | 2020-11-03 | 2020-11-05 | 2021-11-05 | Longi | LR6-60HPB-315M | Solar Panels |  | 0.315 | 6 | 208 | 23 |  | Fixed | Roof
NJSTRE1545895465 |  | Transition Incentive Program | West Deptford | 8096 | 15 | 7.56 | Residential | Yes | Behind the Meter | Net-metered residential rooftop and canopy |  | None | Suntuity Solar LLC | PSE&G | Accepted | 2020-11-03 | 2020-11-05 | 2021-11-05 | Longi | LR6-60HPB-315M | Solar Panels |  | 0.315 | 8 | 208 | 26 |  | Fixed | Roof
NJSTRE1545895466 |  | Transition Incentive Program | Woodbury | 8096 | 15 | 4.9 | Residential | Yes | Behind the Meter | Net-metered residential rooftop and canopy |  | None | Suntuity Solar LLC | PSE&G | Accepted | 2020-11-03 | 2020-11-05 | 2021-11-05 | Enphase Energy | IQ7-60-2-US | Inverters | 240 |  | 14 |  |  | 0.97 |  | Outdoor | Behind the PV Modules
NJSTRE1545895466 |  | Transition Incentive Program | Woodbury | 8096 | 15 | 4.9 | Residential | Yes | Behind the Meter | Net-metered residential rooftop and canopy |  | None | Suntuity Solar LLC | PSE&G | Accepted | 2020-11-03 | 2020-11-05 | 2021-11-05 | Longi | LR6-60HPB-315M | Solar Panels |  | 0.35 | 2 | 105 | 28 |  | Fixed | Roof
NJSTRE1545895466 |  | Transition Incentive Program | Woodbury | 8096 | 15 | 4.9 | Residential | Yes | Behind the Meter | Net-metered residential rooftop and canopy |  | None | Suntuity Solar LLC | PSE&G | Accepted | 2020-11-03 | 2020-11-05 | 2021-11-05 | Longi | LR6-60HPB-315M | Solar Panels |  | 0.35 | 3 | 195 | 28 |  | Fixed | Roof
NJSTRE1545895466 |  | Transition Incentive Program | Woodbury | 8096 | 15 | 4.9 | Residential | Yes | Behind the Meter | Net-metered residential rooftop and canopy |  | None | Suntuity Solar LLC | PSE&G | Accepted | 2020-11-03 | 2020-11-05 | 2021-11-05 | Longi | LR6-60HPB-315M | Solar Panels |  | 0.35 | 3 | 15 | 28 |  | Fixed | Roof
NJSTRE1545895466 |  | Transition Incentive Program | Woodbury | 8096 | 15 | 4.9 | Residential | Yes | Behind the Meter | Net-metered residential rooftop and canopy |  | None | Suntuity Solar LLC | PSE&G | Accepted | 2020-11-03 | 2020-11-05 | 2021-11-05 | Longi | LR6-60HPB-315M | Solar Panels |  | 0.35 | 2 | 285 | 28 |  | Fixed | Roof
NJSTRE1545895466 |  | Transition Incentive Program | Woodbury | 8096 | 15 | 4.9 | Residential | Yes | Behind the Meter | Net-metered residential rooftop and canopy |  | None | Suntuity Solar LLC | PSE&G | Accepted | 2020-11-03 | 2020-11-05 | 2021-11-05 | Longi | LR6-60HPB-315M | Solar Panels |  | 0.35 | 4 | 285 | 30 |  | Fixed | Roof
NJSTRE1545895467 |  | Transition Incentive Program | Florence Township | 8554 | 13 | 14.81 | Residential | Yes | Behind the Meter | Net-metered residential rooftop and canopy |  | None | Suntuity Solar LLC | PSE&G | Accepted | 2020-11-03 | 2020-11-05 | 2021-11-05 | Enphase Energy | IQ7-60-2-US | Inverters | 240 |  | 47 |  |  | 0.97 |  | Outdoor | Behind the PV Modules
NJSTRE1545895467 |  | Transition Incentive Program | Florence Township | 8554 | 13 | 14.81 | Residential | Yes | Behind the Meter | Net-metered residential rooftop and canopy |  | None | Suntuity Solar LLC | PSE&G | Accepted | 2020-11-03 | 2020-11-05 | 2021-11-05 | Longi | LR6-60HPB-315M | Solar Panels |  | 0.315 | 25 | 266 | 29 |  | Fixed | Roof
NJSTRE1545895467 |  | Transition Incentive Program | Florence Township | 8554 | 13 | 14.81 | Residential | Yes | Behind the Meter | Net-metered residential rooftop and canopy |  | None | Suntuity Solar LLC | PSE&G | Accepted | 2020-11-03 | 2020-11-05 | 2021-11-05 | Longi | LR6-60HPB-315M | Solar Panels |  | 0.315 | 22 | 86 | 29 |  | Fixed | Roof
NJSTRE1545895468 |  | Transition Incentive Program | Mount Laurel | 8054 | 13 | 13.44 | Residential | No | Behind the Meter | Net-metered residential rooftop and canopy |  | PSEG | Amergy Solar Inc | PSE&G | Accepted | 2020-11-03 | 2020-11-05 | 2021-11-05 | SolarEdge | SE11400H-US | Inverters | 11.4 |  | 1 |  |  | 0.99 |  | Outdoor | on the wall
NJSTRE1545895468 |  | Transition Incentive Program | Mount Laurel | 8054 | 13 | 13.44 | Residential | No | Behind the Meter | Net-metered residential rooftop and canopy |  | PSEG | Amergy Solar Inc | PSE&G | Accepted | 2020-11-03 | 2020-11-05 | 2021-11-05 | Hanwha Q-cells | Q PEAK DUO BLK-G5 320 | Solar Panels |  | 0.32 | 42 | 175 | 40 |  | Fixed | Roof
NJSTRE1545895473 |  | Transition Incentive Program | Hillsborough | 8844 | 5 | 10.05 | Residential | No | Behind the Meter | Net-metered residential rooftop and canopy |  | None | Green House Solar | PSE&G | Accepted | 2020-11-16 | 2020-11-17 | 2021-11-17 | Sunpower | x-21-335-d-ac | Inverters | 0.32 |  | 30 |  |  | 0.96 |  | Outdoor | roof
NJSTRE1545895473 |  | Transition Incentive Program | Hillsborough | 8844 | 5 | 10.05 | Residential | No | Behind the Meter | Net-metered residential rooftop and canopy |  | None | Green House Solar | PSE&G | Accepted | 2020-11-16 | 2020-11-17 | 2021-11-17 | Sunpower | x21-335-d-ac | Solar Panels |  | 0.335 | 30 | 179 | 34 |  | Fixed | Roof
NJSTRE1545895475 |  | Transition Incentive Program | Millville | 8332 | 20 | 5.12 | Residential | Yes | Behind the Meter | Net-metered residential rooftop and canopy |  | None | Vivint Solar Developer, LLC | AC Electric | Accepted | 2020-11-03 | 2020-11-05 | 2021-11-05 | SolarEdge | SE3800H-US | Inverters | 3800 |  | 1 |  |  | 0.992 |  | Outdoor | Near the Utility Meter
NJSTRE1545895475 |  | Transition Incentive Program | Millville | 8332 | 20 | 5.12 | Residential | Yes | Behind the Meter | Net-metered residential rooftop and canopy |  | None | Vivint Solar Developer, LLC | AC Electric | Accepted | 2020-11-03 | 2020-11-05 | 2021-11-05 | Jinko Solar | JKM320M-60HL | Solar Panels |  | 0.32 | 16 | 192 | 30 |  | Fixed | Roof
NJSTRE1545895487 |  | Transition Incentive Program | Monroe Township | 8831 | 11 | 6.4 | Residential | Yes | Behind the Meter | Net-metered residential rooftop and canopy |  | None | Vivint Solar Developer, LLC | JCP&L | Accepted | 2020-11-03 | 2020-11-05 | 2021-11-05 | Solar Edge | SE7600H-US | Inverters | 7600 |  | 1 |  |  | 0.992 |  | Outdoor | Near the Utility Meter
NJSTRE1545895487 |  | Transition Incentive Program | Monroe Township | 8831 | 11 | 6.4 | Residential | Yes | Behind the Meter | Net-metered residential rooftop and canopy |  | None | Vivint Solar Developer, LLC | JCP&L | Accepted | 2020-11-03 | 2020-11-05 | 2021-11-05 | JINKO SOLAR | JKM320M-60HBL | Solar Panels |  | 0.32 | 20 | 161 | 26 |  | Fixed | Roof
NJSTRE1545895496 |  | Transition Incentive Program | Brick | 8723 | 18 | 4.02 | Residential | Yes | Behind the Meter | Net-metered residential rooftop and canopy |  | None | Trinity Solar | JCP&L | Accepted | 2020-11-03 | 2020-11-05 | 2021-11-05 | Solar Edge | SE3000 | Inverters | 3000 |  | 1 |  |  | 0.97 |  | Outside | side of home
NJSTRE1545895496 |  | Transition Incentive Program | Brick | 8723 | 18 | 4.02 | Residential | Yes | Behind the Meter | Net-metered residential rooftop and canopy |  | None | Trinity Solar | JCP&L | Accepted | 2020-11-03 | 2020-11-05 | 2021-11-05 | Hanwha | Q.PEAK DUO BLK-G6 335 | Solar Panels |  | 0.335 | 12 | 181 | 16 |  | Fixed | Roof
NJSTRE1545895503 |  | Transition Incentive Program | Newark | 7114 | 9 | 7.48 | Residential | Yes | Behind the Meter | Net-metered residential rooftop and canopy |  | None | Trinity Solar | PSE&G | Accepted | 2020-11-03 | 2020-11-05 | 2021-11-05 | SOLAR EDGE | SE6000H-US | Inverters | 6000 |  | 1 |  |  | 0.97 |  | Outside | SIDE OF HOME
NJSTRE1545895503 |  | Transition Incentive Program | Newark | 7114 | 9 | 7.48 | Residential | Yes | Behind the Meter | Net-metered residential rooftop and canopy |  | None | Trinity Solar | PSE&G | Accepted | 2020-11-03 | 2020-11-05 | 2021-11-05 | HANWHA 340 (Q.PEAK DUO BLK-G6 340) | HANWHA 340 (Q.PEAK DUO BLK-G6 340) | Solar Panels |  | 0.34 | 22 | 200 | 25 |  | Fixed | Roof
NJSTRE1545895505 |  | Transition Incentive Program | Delaware | 7833 | 2 | 4.69 | Residential | No | Behind the Meter | Net-metered residential rooftop and canopy |  | None | Green Power Energy | JCP&L | Accepted | 2020-11-03 | 2020-11-05 | 2021-11-05 | SolarEdge | SE5000H-US (240V) | Inverters | 5000 |  | 1 |  |  | 0.97 |  | Outside | next to meter
NJSTRE1545895505 |  | Transition Incentive Program | Delaware | 7833 | 2 | 4.69 | Residential | No | Behind the Meter | Net-metered residential rooftop and canopy |  | None | Green Power Energy | JCP&L | Accepted | 2020-11-03 | 2020-11-05 | 2021-11-05 | Hanwha | Q.PEAK DUO BLK-G6+ 335 | Solar Panels |  | 0.335 | 14 | 242 | 30 |  | Fixed | Roof
NJSTRE1545895509 |  | Transition Incentive Program | Blairstown | 7825 | 2 | 9.28 | Residential | Yes | Behind the Meter | Net-metered residential rooftop and canopy |  | None | Vivint Solar Developer, LLC | JCP&L | Accepted | 2020-11-03 | 2020-11-05 | 2021-11-05 | Solar Edge | SE7600H-US | Inverters | 7600 |  | 1 |  |  | 0.992 |  | Outdoor | Near the Utility Meter
NJSTRE1545895509 |  | Transition Incentive Program | Blairstown | 7825 | 2 | 9.28 | Residential | Yes | Behind the Meter | Net-metered residential rooftop and canopy |  | None | Vivint Solar Developer, LLC | JCP&L | Accepted | 2020-11-03 | 2020-11-05 | 2021-11-05 | JINKO SOLAR | JKM320M-60HBL | Solar Panels |  | 0.32 | 5 | 110 | 45 |  | Fixed | Roof
NJSTRE1545895509 |  | Transition Incentive Program | Blairstown | 7825 | 2 | 9.28 | Residential | Yes | Behind the Meter | Net-metered residential rooftop and canopy |  | None | Vivint Solar Developer, LLC | JCP&L | Accepted | 2020-11-03 | 2020-11-05 | 2021-11-05 | JINKO SOLAR | JKM320M-60HBL | Solar Panels |  | 0.32 | 20 | 110 | 15 |  | Fixed | Roof
NJSTRE1545895509 |  | Transition Incentive Program | Blairstown | 7825 | 2 | 9.28 | Residential | Yes | Behind the Meter | Net-metered residential rooftop and canopy |  | None | Vivint Solar Developer, LLC | JCP&L | Accepted | 2020-11-03 | 2020-11-05 | 2021-11-05 | JINKO SOLAR | JKM320M-60HBL | Solar Panels |  | 0.32 | 4 | 290 | 45 |  | Fixed | Roof
NJSTRE1545895521 |  | Transition Incentive Program | Alexandria | 8867 | 4 | 12.1 | Residential | Yes | Behind the Meter | Net-metered residential rooftop and canopy |  | None | GenRenew, LLC | JCP&L | Accepted | 2020-11-06 | 2020-11-12 | 2021-11-12 | SunPower | PVS6 | Meters |  |  | 1 |  |  |  | Yes | Outdoor
NJSTRE1545895521 |  | Transition Incentive Program | Alexandria | 8867 | 4 | 12.1 | Residential | Yes | Behind the Meter | Net-metered residential rooftop and canopy |  | None | GenRenew, LLC | JCP&L | Accepted | 2020-11-06 | 2020-11-12 | 2021-11-12 | Enphase | IQ7XS-96-ACM-US | Inverters | 320 |  | 37 |  |  | 0.975 |  | Outdoor | Under Modules
NJSTRE1545895521 |  | Transition Incentive Program | Alexandria | 8867 | 4 | 12.1 | Residential | Yes | Behind the Meter | Net-metered residential rooftop and canopy |  | None | GenRenew, LLC | JCP&L | Accepted | 2020-11-06 | 2020-11-12 | 2021-11-12 | SunPower | SPR-E20-327-E-AC | Solar Panels |  | 0.327 | 22 | 177 | 27 |  | Fixed | Roof
NJSTRE1545895521 |  | Transition Incentive Program | Alexandria | 8867 | 4 | 12.1 | Residential | Yes | Behind the Meter | Net-metered residential rooftop and canopy |  | None | GenRenew, LLC | JCP&L | Accepted | 2020-11-06 | 2020-11-12 | 2021-11-12 | SunPower | SPR-E20-327-E-Ac | Solar Panels |  | 0.327 | 12 | 87 | 27 |  | Fixed | Roof
NJSTRE1545895521 |  | Transition Incentive Program | Alexandria | 8867 | 4 | 12.1 | Residential | Yes | Behind the Meter | Net-metered residential rooftop and canopy |  | None | GenRenew, LLC | JCP&L | Accepted | 2020-11-06 | 2020-11-12 | 2021-11-12 | SunPower | SPR-E20-327-E-AC | Solar Panels |  | 0.327 | 3 | 177 | 27 |  | Fixed | Roof
NJSTRE1545895524 |  | Transition Incentive Program | Hillsborough | 8844 | 5 | 8.04 | Residential | No | Behind the Meter | Net-metered residential rooftop and canopy |  | None | Green House Solar | PSE&G | Accepted | 2020-11-11 | 2020-11-11 | 2021-11-11 | SunPower | x21-335-d-ac | Inverters | 320 |  | 24 |  |  | 0.96 |  | Outdoor | Roof
NJSTRE1545895524 |  | Transition Incentive Program | Hillsborough | 8844 | 5 | 8.04 | Residential | No | Behind the Meter | Net-metered residential rooftop and canopy |  | None | Green House Solar | PSE&G | Accepted | 2020-11-11 | 2020-11-11 | 2021-11-11 | Sunpower | X-21-335-d-ac | Solar Panels |  | 0.335 | 24 | 277 | 35 |  | Fixed | Roof
NJSTRE1545895535 |  | Transition Incentive Program | Hillsborough | 8844 | 5 | 13.2 | Residential | No | Behind the Meter | Net-metered residential rooftop and canopy |  | None | Green House Solar | PSE&G | Accepted | 2020-11-11 | 2020-11-11 | 2021-11-11 | SunPower | A 400 g Ac | Inverters | 349 |  | 25 |  |  | 0.97 |  | Outside | roof
NJSTRE1545895535 |  | Transition Incentive Program | Hillsborough | 8844 | 5 | 13.2 | Residential | No | Behind the Meter | Net-metered residential rooftop and canopy |  | None | Green House Solar | PSE&G | Accepted | 2020-11-11 | 2020-11-11 | 2021-11-11 | SunPower | A400-G-AC | Solar Panels |  | 0.4 | 6 | 137 | 45 |  | Fixed | Roof
NJSTRE1545895535 |  | Transition Incentive Program | Hillsborough | 8844 | 5 | 13.2 | Residential | No | Behind the Meter | Net-metered residential rooftop and canopy |  | None | Green House Solar | PSE&G | Accepted | 2020-11-11 | 2020-11-11 | 2021-11-11 | SunPower | A400-G-AC | Solar Panels |  | 0.4 | 2 | 137 | 45 |  | Fixed | Roof
NJSTRE1545895535 |  | Transition Incentive Program | Hillsborough | 8844 | 5 | 13.2 | Residential | No | Behind the Meter | Net-metered residential rooftop and canopy |  | None | Green House Solar | PSE&G | Accepted | 2020-11-11 | 2020-11-11 | 2021-11-11 | SunPower | A400-G-AC | Solar Panels |  | 0.4 | 25 | 226 | 31 |  | Fixed | Roof
NJSTRE1545895547 |  | Transition Incentive Program | Raritan | 8869 | 5 | 8.32 | Residential | No | Behind the Meter | Net-metered residential rooftop and canopy |  | None | Orbit Energy & Power, LLC | PSE&G | Accepted | 2020-11-04 | 2020-11-05 | 2021-11-05 | enphase | iq7-60-2-us | Inverters | 0.24 |  | 26 |  |  | 0.99 |  | Other | behind panels
NJSTRE1545895547 |  | Transition Incentive Program | Raritan | 8869 | 5 | 8.32 | Residential | No | Behind the Meter | Net-metered residential rooftop and canopy |  | None | Orbit Energy & Power, LLC | PSE&G | Accepted | 2020-11-04 | 2020-11-05 | 2021-11-05 | hanwha qcells | qpeak 320w | Solar Panels |  | 0.32 | 6 | 175 | 37 |  | Fixed | Roof
NJSTRE1545895547 |  | Transition Incentive Program | Raritan | 8869 | 5 | 8.32 | Residential | No | Behind the Meter | Net-metered residential rooftop and canopy |  | None | Orbit Energy & Power, LLC | PSE&G | Accepted | 2020-11-04 | 2020-11-05 | 2021-11-05 | hanwha qcells | qpeak 320w | Solar Panels |  | 0.32 | 12 | 175 | 37 |  | Fixed | Roof
NJSTRE1545895547 |  | Transition Incentive Program | Raritan | 8869 | 5 | 8.32 | Residential | No | Behind the Meter | Net-metered residential rooftop and canopy |  | None | Orbit Energy & Power, LLC | PSE&G | Accepted | 2020-11-04 | 2020-11-05 | 2021-11-05 | hanwha qcels | qpeak 320w | Solar Panels |  | 0.32 | 8 | 85 | 43 |  | Fixed | Roof
NJSTRE1545895548 |  | Transition Incentive Program | Mountainside Boro | 7092 | 10 | 17.28 | Residential | No | Behind the Meter | Net-metered residential rooftop and canopy |  | None | Green Power Energy | PSE&G | Accepted | 2020-11-03 | 2020-11-05 | 2021-11-05 | Enphase Energy | IQ7PLUS-72-2-US (240V) | Inverters | 290 |  | 48 |  |  | 0.975 |  | Outside | next to meter
NJSTRE1545895548 |  | Transition Incentive Program | Mountainside Boro | 7092 | 10 | 17.28 | Residential | No | Behind the Meter | Net-metered residential rooftop and canopy |  | None | Green Power Energy | PSE&G | Accepted | 2020-11-03 | 2020-11-05 | 2021-11-05 | LG Electronics | LG360N1C-N5 | Solar Panels |  | 0.36 | 48 | 130 | 38 |  | Fixed | Roof
NJSTRE1545895549 |  | Transition Incentive Program | Wildwood | 8260 | 21 | 3.06 | Residential | Yes | Behind the Meter | Net-metered residential rooftop and canopy |  | None | Trinity Solar | AC Electric | Accepted | 2020-11-03 | 2020-11-05 | 2021-11-05 | SOLAR EDGE | SE3000H-US | Inverters | 3000 |  | 1 |  |  | 0.97 |  | Outside | SIDE OF HOME
NJSTRE1545895549 |  | Transition Incentive Program | Wildwood | 8260 | 21 | 3.06 | Residential | Yes | Behind the Meter | Net-metered residential rooftop and canopy |  | None | Trinity Solar | AC Electric | Accepted | 2020-11-03 | 2020-11-05 | 2021-11-05 | HANWHA 340 (Q.PEAK DUO BLK-G6 340) | HANWHA 340 (Q.PEAK DUO BLK-G6 340) | Solar Panels |  | 0.34 | 9 | 133 | 28 |  | Fixed | Roof
NJSTRE1545895551 |  | Transition Incentive Program | Cedar Grove | 7009 | 9 | 6.15 | Residential | No | Behind the Meter | Net-metered residential rooftop and canopy |  | None | Green House Solar | PSE&G | Accepted | 2020-11-16 | 2020-11-16 | 2021-11-16 | SunPower | G | Inverters | 0.349 |  | 15 |  |  | 0.97 |  | Outdoor | Roof
NJSTRE1545895551 |  | Transition Incentive Program | Cedar Grove | 7009 | 9 | 6.15 | Residential | No | Behind the Meter | Net-metered residential rooftop and canopy |  | None | Green House Solar | PSE&G | Accepted | 2020-11-16 | 2020-11-16 | 2021-11-16 | SunPower | A410-G-AC | Solar Panels |  | 0.41 | 15 | 201 | 38 |  | Fixed | Roof
NJSTRE1545895552 |  | Transition Incentive Program | South Brunswick Twp | 8852 | 11 | 5.76 | Residential | No | Behind the Meter | Net-metered residential rooftop and canopy |  | None | SunnyMac LLC | PSE&G | Accepted | 2020-11-03 | 2020-11-05 | 2021-11-05 | Solaredge | SE5000H-US | Inverters | 5000 |  | 1 |  |  | 0.99 |  | Outdoor | Next to Meter
NJSTRE1545895552 |  | Transition Incentive Program | South Brunswick Twp | 8852 | 11 | 5.76 | Residential | No | Behind the Meter | Net-metered residential rooftop and canopy |  | None | SunnyMac LLC | PSE&G | Accepted | 2020-11-03 | 2020-11-05 | 2021-11-05 | REC | 360AA-Blk | Solar Panels |  | 0.36 | 16 | 20 | 262 |  | Fixed | Roof
NJSTRE1545895555 |  | Transition Incentive Program | Colts Neck | 7722 | 17 | 13.94 | Residential | Yes | Behind the Meter | Net-metered residential rooftop and canopy |  | None | Tesla Energy Operations Inc. | JCP&L | Accepted | 2020-11-03 | 2020-11-05 | 2021-11-05 | Tesla | AC Powerwall 2.0 | Electric Storage Battery |  |  | 2 |  |  |  | Lithium Ion |  | Outside
NJSTRE1545895555 |  | Transition Incentive Program | Colts Neck | 7722 | 17 | 13.94 | Residential | Yes | Behind the Meter | Net-metered residential rooftop and canopy |  | None | Tesla Energy Operations Inc. | JCP&L | Accepted | 2020-11-03 | 2020-11-05 | 2021-11-05 | SolarEdge Technologies | SE11400H-US [240V] | Inverters | 11400 |  | 1 |  |  | 0.99 |  | Outside | Outside
NJSTRE1545895555 |  | Transition Incentive Program | Colts Neck | 7722 | 17 | 13.94 | Residential | Yes | Behind the Meter | Net-metered residential rooftop and canopy |  | None | Tesla Energy Operations Inc. | JCP&L | Accepted | 2020-11-03 | 2020-11-05 | 2021-11-05 | Hanwha Q-CELLS | Q.Peak DUO BLK-G6+ 340 | Solar Panels |  | 0.34 | 30 | 158 | 20 |  | Fixed | Roof
NJSTRE1545895555 |  | Transition Incentive Program | Colts Neck | 7722 | 17 | 13.94 | Residential | Yes | Behind the Meter | Net-metered residential rooftop and canopy |  | None | Tesla Energy Operations Inc. | JCP&L | Accepted | 2020-11-03 | 2020-11-05 | 2021-11-05 | Hanwha Q-CELLS | Q.Peak DUO BLK-G6+ 340 | Solar Panels |  | 0.34 | 11 | 338 | 20 |  | Fixed | Roof
NJSTRE1545895561 |  | Transition Incentive Program | Northfield | 8225 | 19 | 5.78 | Residential | Yes | Behind the Meter | Net-metered residential rooftop and canopy |  | None | Trinity Solar | AC Electric | Accepted | 2020-11-03 | 2020-11-05 | 2021-11-05 | SOLAR EDGE | SE5000H-US | Inverters | 5000 |  | 1 |  |  | 0.97 |  | Outside | SIDE OF HOME
NJSTRE1545895561 |  | Transition Incentive Program | Northfield | 8225 | 19 | 5.78 | Residential | Yes | Behind the Meter | Net-metered residential rooftop and canopy |  | None | Trinity Solar | AC Electric | Accepted | 2020-11-03 | 2020-11-05 | 2021-11-05 | HANWHA 340 (Q.PEAK DUO BLK-G6 340) | HANWHA 340 (Q.PEAK DUO BLK-G6 340) | Solar Panels |  | 0.34 | 6 | 207 | 20 |  | Fixed | Roof
NJSTRE1545895561 |  | Transition Incentive Program | Northfield | 8225 | 19 | 5.78 | Residential | Yes | Behind the Meter | Net-metered residential rooftop and canopy |  | None | Trinity Solar | AC Electric | Accepted | 2020-11-03 | 2020-11-05 | 2021-11-05 | HANWHA 340 (Q.PEAK DUO BLK-G6 340) | HANWHA 340 (Q.PEAK DUO BLK-G6 340) | Solar Panels |  | 0.34 | 11 | 207 | 21 |  | Fixed | Roof
NJSTRE1545895565 |  | Transition Incentive Program | Ridgefield | 7657 | 7 | 7.92 | Residential | No | Behind the Meter | Net-metered residential rooftop and canopy |  | None | Green House Solar | PSE&G | Accepted | 2020-11-12 | 2020-11-12 | 2021-11-12 | SunPower | 7XS(IQ7XS-96-ACM-US) | Inverters | 315 |  | 22 |  |  | 0.97 |  | Other | Panel Mounted
NJSTRE1545895565 |  | Transition Incentive Program | Ridgefield | 7657 | 7 | 7.92 | Residential | No | Behind the Meter | Net-metered residential rooftop and canopy |  | None | Green House Solar | PSE&G | Accepted | 2020-11-12 | 2020-11-12 | 2021-11-12 | SunPower | SPR-X22-360-E-AC | Solar Panels |  | 0.36 | 22 | 161 | 31 |  | Fixed | Roof
NJSTRE1545895567 |  | Transition Incentive Program | Hazlet | 7730 | 17 | 8.84 | Residential | No | Behind the Meter | Net-metered residential rooftop and canopy |  | None | Maier Solar Engineering dba Solar Me | JCP&L | Accepted | 2020-11-03 | 2020-11-05 | 2021-11-05 | Enphase | IQ7+ | Inverters | 290 |  | 26 |  |  | 0.96 |  | Outdoor | Next to meter
NJSTRE1545895567 |  | Transition Incentive Program | Hazlet | 7730 | 17 | 8.84 | Residential | No | Behind the Meter | Net-metered residential rooftop and canopy |  | None | Maier Solar Engineering dba Solar Me | JCP&L | Accepted | 2020-11-03 | 2020-11-05 | 2021-11-05 | Hanwha | Q.CELL DUO BLK-G6 | Solar Panels |  | 0.34 | 16 | 175 | 34 |  | Fixed | Roof
NJSTRE1545895567 |  | Transition Incentive Program | Hazlet | 7730 | 17 | 8.84 | Residential | No | Behind the Meter | Net-metered residential rooftop and canopy |  | None | Maier Solar Engineering dba Solar Me | JCP&L | Accepted | 2020-11-03 | 2020-11-05 | 2021-11-05 | Hanwha | Q.CELL DUO BLK-G6 | Solar Panels |  | 0.34 | 10 | 175 | 34 |  | Fixed | Roof
NJSTRE1545895569 |  | Transition Incentive Program | Sewell | 8080 | 15 | 11.52 | Residential | No | Behind the Meter | Net-metered residential rooftop and canopy |  | None | Surge Solar, LLC | AC Electric | Accepted | 2020-11-03 | 2020-11-05 | 2021-11-05 | SoalrEdge | SE-RGMTR-1D-240C-A | Meters |  |  | 1 |  |  |  | Yes | Outdoor
NJSTRE1545895569 |  | Transition Incentive Program | Sewell | 8080 | 15 | 11.52 | Residential | No | Behind the Meter | Net-metered residential rooftop and canopy |  | None | Surge Solar, LLC | AC Electric | Accepted | 2020-11-03 | 2020-11-05 | 2021-11-05 | SolarEdge | SE11400H-US | Inverters | 11400 |  | 1 |  |  | 0.99 |  | Outdoor | Near existing utility meter
NJSTRE1545895569 |  | Transition Incentive Program | Sewell | 8080 | 15 | 11.52 | Residential | No | Behind the Meter | Net-metered residential rooftop and canopy |  | None | Surge Solar, LLC | AC Electric | Accepted | 2020-11-03 | 2020-11-05 | 2021-11-05 | Hanwha Q Cells | Q.PEAK DUO BLK-5G 320 | Solar Panels |  | 0.32 | 36 | 228 | 34 |  | Fixed | Roof | Rear Roof
NJSTRE1545895577 |  | Transition Incentive Program | Elberon | 7740 | 17 | 19.94 | Residential | Yes | Behind the Meter | Net-metered residential rooftop and canopy |  | None | Tesla Energy Operations Inc. | JCP&L | Accepted | 2020-11-03 | 2020-11-05 | 2021-11-05 | Delta Electronics | M8-TL-US [240V] | Inverters | 7680 |  | 2 |  |  | 0.975 |  | Outside | Outside
NJSTRE1545895577 |  | Transition Incentive Program | Elberon | 7740 | 17 | 19.94 | Residential | Yes | Behind the Meter | Net-metered residential rooftop and canopy |  | None | Tesla Energy Operations Inc. | JCP&L | Accepted | 2020-11-03 | 2020-11-05 | 2021-11-05 | Delta Electronics | M4-TL-US [240V] | Inverters | 3840 |  | 1 |  |  | 0.975 |  | Outside | Outside
NJSTRE1545895577 |  | Transition Incentive Program | Elberon | 7740 | 17 | 19.94 | Residential | Yes | Behind the Meter | Net-metered residential rooftop and canopy |  | None | Tesla Energy Operations Inc. | JCP&L | Accepted | 2020-11-03 | 2020-11-05 | 2021-11-05 | Tesla | SR60T1 | Solar Panels |  | 0.05847 | 28 | 282 | 24 |  | Fixed | Roof
NJSTRE1545895577 |  | Transition Incentive Program | Elberon | 7740 | 17 | 19.94 | Residential | Yes | Behind the Meter | Net-metered residential rooftop and canopy |  | None | Tesla Energy Operations Inc. | JCP&L | Accepted | 2020-11-03 | 2020-11-05 | 2021-11-05 | Tesla | SR60T1 | Solar Panels |  | 0.05847 | 20 | 12 | 19 |  | Fixed | Roof
NJSTRE1545895577 |  | Transition Incentive Program | Elberon | 7740 | 17 | 19.94 | Residential | Yes | Behind the Meter | Net-metered residential rooftop and canopy |  | None | Tesla Energy Operations Inc. | JCP&L | Accepted | 2020-11-03 | 2020-11-05 | 2021-11-05 | Tesla | SR60T1 | Solar Panels |  | 0.05847 | 44 | 192 | 20 |  | Fixed | Roof
NJSTRE1545895577 |  | Transition Incentive Program | Elberon | 7740 | 17 | 19.94 | Residential | Yes | Behind the Meter | Net-metered residential rooftop and canopy |  | None | Tesla Energy Operations Inc. | JCP&L | Accepted | 2020-11-03 | 2020-11-05 | 2021-11-05 | Tesla | SR60T1 | Solar Panels |  | 0.05847 | 36 | 102 | 19 |  | Fixed | Roof
NJSTRE1545895577 |  | Transition Incentive Program | Elberon | 7740 | 17 | 19.94 | Residential | Yes | Behind the Meter | Net-metered residential rooftop and canopy |  | None | Tesla Energy Operations Inc. | JCP&L | Accepted | 2020-11-03 | 2020-11-05 | 2021-11-05 | Tesla | SR60T1 | Solar Panels |  | 0.05847 | 27 | 12 | 24 |  | Fixed | Roof
NJSTRE1545895577 |  | Transition Incentive Program | Elberon | 7740 | 17 | 19.94 | Residential | Yes | Behind the Meter | Net-metered residential rooftop and canopy |  | None | Tesla Energy Operations Inc. | JCP&L | Accepted | 2020-11-03 | 2020-11-05 | 2021-11-05 | Tesla | SR60T1 | Solar Panels |  | 0.05847 | 49 | 282 | 20 |  | Fixed | Roof
NJSTRE1545895577 |  | Transition Incentive Program | Elberon | 7740 | 17 | 19.94 | Residential | Yes | Behind the Meter | Net-metered residential rooftop and canopy |  | None | Tesla Energy Operations Inc. | JCP&L | Accepted | 2020-11-03 | 2020-11-05 | 2021-11-05 | Tesla | SR60T1 | Solar Panels |  | 0.05847 | 54 | 102 | 24 |  | Fixed | Roof
NJSTRE1545895577 |  | Transition Incentive Program | Elberon | 7740 | 17 | 19.94 | Residential | Yes | Behind the Meter | Net-metered residential rooftop and canopy |  | None | Tesla Energy Operations Inc. | JCP&L | Accepted | 2020-11-03 | 2020-11-05 | 2021-11-05 | Tesla | SR60T1 | Solar Panels |  | 0.05847 | 27 | 12 | 19 |  | Fixed | Roof
NJSTRE1545895577 |  | Transition Incentive Program | Elberon | 7740 | 17 | 19.94 | Residential | Yes | Behind the Meter | Net-metered residential rooftop and canopy |  | None | Tesla Energy Operations Inc. | JCP&L | Accepted | 2020-11-03 | 2020-11-05 | 2021-11-05 | Tesla | SR60T1 | Solar Panels |  | 0.05847 | 56 | 282 | 20 |  | Fixed | Roof
NJSTRE1545895579 |  | Transition Incentive Program | East Brunswick | 8816 | 11 | 15.37 | Residential | No | Behind the Meter | Net-metered residential rooftop and canopy |  | None | GenRenew, LLC | PSE&G | Accepted | 2020-11-03 | 2020-11-09 | 2021-11-09 | Sunpower | PVS6 | Meters |  |  | 1 |  |  |  | Yes | Outdoor
NJSTRE1545895579 |  | Transition Incentive Program | East Brunswick | 8816 | 11 | 15.37 | Residential | No | Behind the Meter | Net-metered residential rooftop and canopy |  | None | GenRenew, LLC | PSE&G | Accepted | 2020-11-03 | 2020-11-09 | 2021-11-09 | Enphase | IQ7XS-96-ACM-US | Inverters | 320 |  | 47 |  |  | 0.975 |  | Outdoor | Under Modules
NJSTRE1545895579 |  | Transition Incentive Program | East Brunswick | 8816 | 11 | 15.37 | Residential | No | Behind the Meter | Net-metered residential rooftop and canopy |  | None | GenRenew, LLC | PSE&G | Accepted | 2020-11-03 | 2020-11-09 | 2021-11-09 | Sunpower | SPR-E20-327-E-AC | Solar Panels |  | 0.327 | 8 | 354 | 23 |  | Fixed | Roof
NJSTRE1545895579 |  | Transition Incentive Program | East Brunswick | 8816 | 11 | 15.37 | Residential | No | Behind the Meter | Net-metered residential rooftop and canopy |  | None | GenRenew, LLC | PSE&G | Accepted | 2020-11-03 | 2020-11-09 | 2021-11-09 | Sunpower | SPE-E20-327-AC | Solar Panels |  | 0.327 | 16 | 84 | 23 |  | Fixed | Roof
NJSTRE1545895579 |  | Transition Incentive Program | East Brunswick | 8816 | 11 | 15.37 | Residential | No | Behind the Meter | Net-metered residential rooftop and canopy |  | None | GenRenew, LLC | PSE&G | Accepted | 2020-11-03 | 2020-11-09 | 2021-11-09 | Sunpower | SPR-E20-327-E-AC | Solar Panels |  | 0.327 | 11 | 267 | 23 |  | Fixed | Roof
NJSTRE1545895579 |  | Transition Incentive Program | East Brunswick | 8816 | 11 | 15.37 | Residential | No | Behind the Meter | Net-metered residential rooftop and canopy |  | None | GenRenew, LLC | PSE&G | Accepted | 2020-11-03 | 2020-11-09 | 2021-11-09 | Sunpower | SPR-E2-327-E-AC | Solar Panels |  | 0.327 | 12 | 84 | 23 |  | Fixed | Roof
NJSTRE1545895581 |  | Transition Incentive Program | Wildwood | 8260 | 21 | 11.56 | Residential | Yes | Behind the Meter | Net-metered residential rooftop and canopy |  | None | Trinity Solar | AC Electric | Accepted | 2020-11-03 | 2020-11-05 | 2021-11-05 | Solar Edge | SE10000H-US000BNC4 | Inverters | 10000 |  | 1 |  |  | 0.97 |  | Outdoor | side of home
NJSTRE1545895581 |  | Transition Incentive Program | Wildwood | 8260 | 21 | 11.56 | Residential | Yes | Behind the Meter | Net-metered residential rooftop and canopy |  | None | Trinity Solar | AC Electric | Accepted | 2020-11-03 | 2020-11-05 | 2021-11-05 | HANWHA | Q.PEAK DUO BLK-G6 340 | Solar Panels |  | 0.34 | 3 | 226 | 18 |  | Fixed | Roof
NJSTRE1545895581 |  | Transition Incentive Program | Wildwood | 8260 | 21 | 11.56 | Residential | Yes | Behind the Meter | Net-metered residential rooftop and canopy |  | None | Trinity Solar | AC Electric | Accepted | 2020-11-03 | 2020-11-05 | 2021-11-05 | HANWHA | Q.PEAK DUO BLK-G6 340 | Solar Panels |  | 0.34 | 4 | 136 | 22 |  | Fixed | Roof
NJSTRE1545895581 |  | Transition Incentive Program | Wildwood | 8260 | 21 | 11.56 | Residential | Yes | Behind the Meter | Net-metered residential rooftop and canopy |  | None | Trinity Solar | AC Electric | Accepted | 2020-11-03 | 2020-11-05 | 2021-11-05 | HANWHA | Q.PEAK DUO BLK-G6 340 | Solar Panels |  | 0.34 | 21 | 226 | 18 |  | Fixed | Roof
NJSTRE1545895581 |  | Transition Incentive Program | Wildwood | 8260 | 21 | 11.56 | Residential | Yes | Behind the Meter | Net-metered residential rooftop and canopy |  | None | Trinity Solar | AC Electric | Accepted | 2020-11-03 | 2020-11-05 | 2021-11-05 | HANWHA | Q.PEAK DUO BLK-G6 340 | Solar Panels |  | 0.34 | 6 | 46 | 18 |  | Fixed | Roof
NJSTRE1545895585 |  | Transition Incentive Program | Mount Holly | 8060 | 13 | 5.12 | Residential | Yes | Behind the Meter | Net-metered residential rooftop and canopy |  | None | Vivint Solar Developer, LLC | PSE&G | Accepted | 2020-11-03 | 2020-11-05 | 2021-11-05 | Solar Edge | SE3800H-US | Inverters | 3800 |  | 1 |  |  | 0.992 |  | Outdoor | Near the Utility Meter
NJSTRE1545895585 |  | Transition Incentive Program | Mount Holly | 8060 | 13 | 5.12 | Residential | Yes | Behind the Meter | Net-metered residential rooftop and canopy |  | None | Vivint Solar Developer, LLC | PSE&G | Accepted | 2020-11-03 | 2020-11-05 | 2021-11-05 | JINKO SOLAR | JKM320M-60HBL | Solar Panels |  | 0.32 | 14 | 326 | 32 |  | Fixed | Roof
NJSTRE1545895585 |  | Transition Incentive Program | Mount Holly | 8060 | 13 | 5.12 | Residential | Yes | Behind the Meter | Net-metered residential rooftop and canopy |  | None | Vivint Solar Developer, LLC | PSE&G | Accepted | 2020-11-03 | 2020-11-05 | 2021-11-05 | JINKO SOLAR | JKM320M-60HBL | Solar Panels |  | 0.32 | 2 | 236 | 31 |  | Fixed | Roof
NJSTRE1545895587 |  | Transition Incentive Program | Belvidere | 7823 | 2 | 3.06 | Residential | Yes | Behind the Meter | Net-metered residential rooftop and canopy |  | None | Trinity Solar | JCP&L | Accepted | 2020-11-03 | 2020-11-05 | 2021-11-05 | Solar Edge | SE3000 | Inverters | 3000 |  | 1 |  |  | 0.97 |  | Outside | side of home
NJSTRE1545895587 |  | Transition Incentive Program | Belvidere | 7823 | 2 | 3.06 | Residential | Yes | Behind the Meter | Net-metered residential rooftop and canopy |  | None | Trinity Solar | JCP&L | Accepted | 2020-11-03 | 2020-11-05 | 2021-11-05 | Hanwha | Q.PEAK DUO BLK-G6 340 | Solar Panels |  | 0.34 | 5 | 266 | 37 |  | Fixed | Roof
NJSTRE1545895587 |  | Transition Incentive Program | Belvidere | 7823 | 2 | 3.06 | Residential | Yes | Behind the Meter | Net-metered residential rooftop and canopy |  | None | Trinity Solar | JCP&L | Accepted | 2020-11-03 | 2020-11-05 | 2021-11-05 | Hanwha | Q.PEAK DUO BLK-G6 340 | Solar Panels |  | 0.34 | 4 | 176 | 34 |  | Fixed | Roof
NJSTRE1545895593 |  | Transition Incentive Program | Madison | 7940 | 3 | 11.9 | Residential | No | Behind the Meter | Net-metered residential rooftop and canopy |  | None | Green House Solar | Borough of Madison | Accepted | 2020-11-10 | 2020-11-11 | 2021-11-11 | SunPower | x22-350-e-ac | Inverters | 315 |  | 4 |  |  | 0.97 |  | Outdoor | roof
NJSTRE1545895593 |  | Transition Incentive Program | Madison | 7940 | 3 | 11.9 | Residential | No | Behind the Meter | Net-metered residential rooftop and canopy |  | None | Green House Solar | Borough of Madison | Accepted | 2020-11-10 | 2020-11-11 | 2021-11-11 | SunPower | X-21-350-e-ac | Solar Panels |  | 0.35 | 15 | 42 | 40 |  | Fixed | Roof
NJSTRE1545895593 |  | Transition Incentive Program | Madison | 7940 | 3 | 11.9 | Residential | No | Behind the Meter | Net-metered residential rooftop and canopy |  | None | Green House Solar | Borough of Madison | Accepted | 2020-11-10 | 2020-11-11 | 2021-11-11 | Sunpower | X-21-350-e-ac | Solar Panels |  | 0.35 | 2 | 132 | 38 |  | Fixed | Roof
NJSTRE1545895593 |  | Transition Incentive Program | Madison | 7940 | 3 | 11.9 | Residential | No | Behind the Meter | Net-metered residential rooftop and canopy |  | None | Green House Solar | Borough of Madison | Accepted | 2020-11-10 | 2020-11-11 | 2021-11-11 | SunPower | X-21-350-e-ac | Solar Panels |  | 0.35 | 2 | 42 | 40 |  | Fixed | Roof
NJSTRE1545895593 |  | Transition Incentive Program | Madison | 7940 | 3 | 11.9 | Residential | No | Behind the Meter | Net-metered residential rooftop and canopy |  | None | Green House Solar | Borough of Madison | Accepted | 2020-11-10 | 2020-11-11 | 2021-11-11 | SunPower | X-21-350-e-ac | Solar Panels |  | 0.35 | 11 | 132 | 40 |  | Fixed | Roof
NJSTRE1545895593 |  | Transition Incentive Program | Madison | 7940 | 3 | 11.9 | Residential | No | Behind the Meter | Net-metered residential rooftop and canopy |  | None | Green House Solar | Borough of Madison | Accepted | 2020-11-10 | 2020-11-11 | 2021-11-11 | SunPower | X-21-350-e-ac | Solar Panels |  | 0.35 | 4 | 42 | 40 |  | Fixed | Roof
NJSTRE1545895595 |  | Transition Incentive Program | Englishtown | 7726 | 17 | 11.88 | Residential | No | Behind the Meter | Net-metered residential rooftop and canopy |  | None | Green Power Energy | JCP&L | Accepted | 2020-11-03 | 2020-11-05 | 2021-11-05 | Enphase Energy | IQ7PLUS-72-2-US (240V) | Inverters | 290 |  | 33 |  |  | 0.975 |  | Outside | next to meter
NJSTRE1545895595 |  | Transition Incentive Program | Englishtown | 7726 | 17 | 11.88 | Residential | No | Behind the Meter | Net-metered residential rooftop and canopy |  | None | Green Power Energy | JCP&L | Accepted | 2020-11-03 | 2020-11-05 | 2021-11-05 | LG Electronics | LG360N1C-N5 | Solar Panels |  | 0.36 | 21 | 193 | 20 |  | Fixed | Roof
NJSTRE1545895595 |  | Transition Incentive Program | Englishtown | 7726 | 17 | 11.88 | Residential | No | Behind the Meter | Net-metered residential rooftop and canopy |  | None | Green Power Energy | JCP&L | Accepted | 2020-11-03 | 2020-11-05 | 2021-11-05 | LG Electronics | LG360N1C-N5 | Solar Panels |  | 0.36 | 12 | 193 | 20 |  | Fixed | Roof
NJSTRE1545895619 |  | Transition Incentive Program | Randolph | 7869 | 3 | 12.24 | Residential | No | Behind the Meter | Net-metered residential rooftop and canopy |  | None | Tesla Energy Operations Inc. | JCP&L | Accepted | 2020-11-03 | 2020-11-05 | 2021-11-05 | Tesla | AC Powerwall 2.0 | Electric Storage Battery |  |  | 3 |  |  |  | Lithium Ion |  | Inside garage
NJSTRE1545895619 |  | Transition Incentive Program | Randolph | 7869 | 3 | 12.24 | Residential | No | Behind the Meter | Net-metered residential rooftop and canopy |  | None | Tesla Energy Operations Inc. | JCP&L | Accepted | 2020-11-03 | 2020-11-05 | 2021-11-05 | SolarEdge Technologies | SE10000H-US [240V] | Inverters | 10000 |  | 1 |  |  | 0.99 |  | Indoor | Inside garage
NJSTRE1545895619 |  | Transition Incentive Program | Randolph | 7869 | 3 | 12.24 | Residential | No | Behind the Meter | Net-metered residential rooftop and canopy |  | None | Tesla Energy Operations Inc. | JCP&L | Accepted | 2020-11-03 | 2020-11-05 | 2021-11-05 | Hanwha Q-CELLS | Q.Peak DUO BLK-G6+ 340 | Solar Panels |  | 0.34 | 2 | 219 | 40 |  | Fixed | Roof
NJSTRE1545895619 |  | Transition Incentive Program | Randolph | 7869 | 3 | 12.24 | Residential | No | Behind the Meter | Net-metered residential rooftop and canopy |  | None | Tesla Energy Operations Inc. | JCP&L | Accepted | 2020-11-03 | 2020-11-05 | 2021-11-05 | Hanwha Q-CELLS | Q.Peak DUO BLK-G6+ 340 | Solar Panels |  | 0.34 | 4 | 219 | 40 |  | Fixed | Roof
NJSTRE1545895619 |  | Transition Incentive Program | Randolph | 7869 | 3 | 12.24 | Residential | No | Behind the Meter | Net-metered residential rooftop and canopy |  | None | Tesla Energy Operations Inc. | JCP&L | Accepted | 2020-11-03 | 2020-11-05 | 2021-11-05 | Hanwha Q-CELLS | Q.Peak DUO BLK-G6+ 340 | Solar Panels |  | 0.34 | 15 | 309 | 40 |  | Fixed | Roof
NJSTRE1545895619 |  | Transition Incentive Program | Randolph | 7869 | 3 | 12.24 | Residential | No | Behind the Meter | Net-metered residential rooftop and canopy |  | None | Tesla Energy Operations Inc. | JCP&L | Accepted | 2020-11-03 | 2020-11-05 | 2021-11-05 | Hanwha Q-CELLS | Q.Peak DUO BLK-G6+ 340 | Solar Panels |  | 0.34 | 12 | 39 | 40 |  | Fixed | Roof
NJSTRE1545895619 |  | Transition Incentive Program | Randolph | 7869 | 3 | 12.24 | Residential | No | Behind the Meter | Net-metered residential rooftop and canopy |  | None | Tesla Energy Operations Inc. | JCP&L | Accepted | 2020-11-03 | 2020-11-05 | 2021-11-05 | Hanwha Q-CELLS | Q.Peak DUO BLK-G6+ 340 | Solar Panels |  | 0.34 | 3 | 309 | 40 |  | Fixed | Roof
NJSTRE1545895625 |  | Transition Incentive Program | Maplewood | 7040 | 9 | 9.2 | Residential | No | Behind the Meter | Net-metered residential rooftop and canopy |  | None | Green House Solar | PSE&G | Accepted | 2020-11-12 | 2020-11-23 | 2021-11-23 | Sunpower | A 400 g Ac | Inverters | 349 |  | 23 |  |  | 0.97 |  | Outdoor | roof
NJSTRE1545895625 |  | Transition Incentive Program | Maplewood | 7040 | 9 | 9.2 | Residential | No | Behind the Meter | Net-metered residential rooftop and canopy |  | None | Green House Solar | PSE&G | Accepted | 2020-11-12 | 2020-11-23 | 2021-11-23 | Sunpower | A400-G-AC | Solar Panels |  | 0.4 | 23 | 218 | 40 |  | Fixed | Roof
NJSTRE1545895633 |  | Transition Incentive Program | Hillsborough Township | 8844 | 5 | 10.8 | Residential | No | Behind the Meter | Net-metered residential rooftop and canopy |  | None | Green House Solar | PSE&G | Accepted | 2020-11-12 | 2020-11-12 | 2021-11-12 | Sunpower | A 400 g Ac | Inverters | 349 |  | 27 |  |  | 0.97 |  | Outdoor | roof
NJSTRE1545895633 |  | Transition Incentive Program | Hillsborough Township | 8844 | 5 | 10.8 | Residential | No | Behind the Meter | Net-metered residential rooftop and canopy |  | None | Green House Solar | PSE&G | Accepted | 2020-11-12 | 2020-11-12 | 2021-11-12 | Sunpower | A400-G-AC | Solar Panels |  | 0.4 | 27 | 89 | 40 |  | Fixed | Roof
NJSTRE1545895635 |  | Transition Incentive Program | Freehold | 7728 | 17 | 4.36 | Residential | Yes | Behind the Meter | Net-metered residential rooftop and canopy |  | None | Trinity Solar | JCP&L | Accepted | 2020-11-03 | 2020-11-05 | 2021-11-05 | Solar Edge | SE3800 | Inverters | 3800 |  | 1 |  |  | 0.97 |  | Outside | side of home
NJSTRE1545895635 |  | Transition Incentive Program | Freehold | 7728 | 17 | 4.36 | Residential | Yes | Behind the Meter | Net-metered residential rooftop and canopy |  | None | Trinity Solar | JCP&L | Accepted | 2020-11-03 | 2020-11-05 | 2021-11-05 | Hanwha | Q.PEAK DUO BLK-G6 335 | Solar Panels |  | 0.335 | 13 | 185 | 25 |  | Fixed | Roof
NJSTRE1545895649 |  | Transition Incentive Program | Sewekk | 8080 | 15 | 7.71 | Residential | Yes | Behind the Meter | Net-metered residential rooftop and canopy |  | ACE | Venture Solar | AC Electric | Accepted | 2020-11-04 | 2020-11-05 | 2021-11-05 | Enphase | IQ7-60-2-US | Inverters | 240 |  | 23 |  |  | 0.976 |  | Outside | Outside
NJSTRE1545895649 |  | Transition Incentive Program | Sewekk | 8080 | 15 | 7.71 | Residential | Yes | Behind the Meter | Net-metered residential rooftop and canopy |  | ACE | Venture Solar | AC Electric | Accepted | 2020-11-04 | 2020-11-05 | 2021-11-05 | Hanwha Q Cells | Q.PeakDuo-G5 335 | Solar Panels |  | 0.335 | 5 | 282 | 22 |  | Fixed | Roof
NJSTRE1545895649 |  | Transition Incentive Program | Sewekk | 8080 | 15 | 7.71 | Residential | Yes | Behind the Meter | Net-metered residential rooftop and canopy |  | ACE | Venture Solar | AC Electric | Accepted | 2020-11-04 | 2020-11-05 | 2021-11-05 | Hanwha Q Cells | Q.PeakDuo-G5 335 | Solar Panels |  | 0.335 | 6 | 102 | 22 |  | Fixed | Roof
NJSTRE1545895649 |  | Transition Incentive Program | Sewekk | 8080 | 15 | 7.71 | Residential | Yes | Behind the Meter | Net-metered residential rooftop and canopy |  | ACE | Venture Solar | AC Electric | Accepted | 2020-11-04 | 2020-11-05 | 2021-11-05 | Hanwha Q Cells | Q.PeakDuo-G5 335 | Solar Panels |  | 0.335 | 12 | 102 | 22 |  | Fixed | Roof
NJSTRE1545895656 |  | Transition Incentive Program | Garwood | 7027 | 10 | 5.76 | Residential | No | Behind the Meter | Net-metered residential rooftop and canopy |  | None | Vivint Solar Developer, LLC | PSE&G | Accepted | 2020-11-03 | 2020-11-05 | 2021-11-05 | Solar Edge | SE3800H-US | Inverters | 3800 |  | 1 |  |  | 0.992 |  | Outdoor | Near the Utility Meter
NJSTRE1545895656 |  | Transition Incentive Program | Garwood | 7027 | 10 | 5.76 | Residential | No | Behind the Meter | Net-metered residential rooftop and canopy |  | None | Vivint Solar Developer, LLC | PSE&G | Accepted | 2020-11-03 | 2020-11-05 | 2021-11-05 | JINKO SOLAR | JKM320M-60HBL | Solar Panels |  | 0.32 | 10 | 80 | 42 |  | Fixed | Roof
NJSTRE1545895656 |  | Transition Incentive Program | Garwood | 7027 | 10 | 5.76 | Residential | No | Behind the Meter | Net-metered residential rooftop and canopy |  | None | Vivint Solar Developer, LLC | PSE&G | Accepted | 2020-11-03 | 2020-11-05 | 2021-11-05 | JINKO SOLAR | JKM320M-60HBL | Solar Panels |  | 0.32 | 8 | 260 | 42 |  | Fixed | Roof
NJSTRE1545895670 |  | Transition Incentive Program | South Brunswick TWP | 8852 | 11 | 6.8 | Residential | No | Behind the Meter | Net-metered residential rooftop and canopy |  | None | Tesla Energy Operations Inc. | PSE&G | Accepted | 2020-11-03 | 2020-11-05 | 2021-11-05 | SolarEdge Technologies | SE7600H-US [240V] | Inverters | 7600 |  | 1 |  |  | 0.99 |  | Outside | Outside
NJSTRE1545895670 |  | Transition Incentive Program | South Brunswick TWP | 8852 | 11 | 6.8 | Residential | No | Behind the Meter | Net-metered residential rooftop and canopy |  | None | Tesla Energy Operations Inc. | PSE&G | Accepted | 2020-11-03 | 2020-11-05 | 2021-11-05 | Hanwha Q-CELLS | Q.Peak DUO BLK-G6+ 340 | Solar Panels |  | 0.34 | 10 | 233 | 37 |  | Fixed | Roof
NJSTRE1545895670 |  | Transition Incentive Program | South Brunswick TWP | 8852 | 11 | 6.8 | Residential | No | Behind the Meter | Net-metered residential rooftop and canopy |  | None | Tesla Energy Operations Inc. | PSE&G | Accepted | 2020-11-03 | 2020-11-05 | 2021-11-05 | Hanwha Q-CELLS | Q.Peak DUO BLK-G6+ 340 | Solar Panels |  | 0.34 | 10 | 233 | 40 |  | Fixed | Roof
NJSTRE1545895705 |  | Transition Incentive Program | Chesterfield TWP | 8515 | 13 | 5.44 | Residential | Yes | Behind the Meter | Net-metered residential rooftop and canopy |  | None | Tesla Energy Operations Inc. | PSE&G | Accepted | 2020-11-03 | 2020-11-05 | 2021-11-05 | SolarEdge Technologies | SE5000H-US [240V] | Inverters | 5000 |  | 1 |  |  | 0.99 |  | Indoor | Inside garage
NJSTRE1545895705 |  | Transition Incentive Program | Chesterfield TWP | 8515 | 13 | 5.44 | Residential | Yes | Behind the Meter | Net-metered residential rooftop and canopy |  | None | Tesla Energy Operations Inc. | PSE&G | Accepted | 2020-11-03 | 2020-11-05 | 2021-11-05 | Hanwha Q-CELLS | Q.Peak DUO BLK-G6+ 340 | Solar Panels |  | 0.34 | 16 | 166 | 20 |  | Fixed | Roof
NJSTRE1545895715 |  | Transition Incentive Program | Wildwood Crest | 8260 | 21 | 3.06 | Residential | No | Behind the Meter | Net-metered residential rooftop and canopy |  | None | Trinity Solar | AC Electric | Accepted | 2020-11-03 | 2020-11-05 | 2021-11-05 | SOLAR EDGE | SE3000H-US | Inverters | 3000 |  | 1 |  |  | 0.97 |  | Outside | SIDE OF HOME
NJSTRE1545895715 |  | Transition Incentive Program | Wildwood Crest | 8260 | 21 | 3.06 | Residential | No | Behind the Meter | Net-metered residential rooftop and canopy |  | None | Trinity Solar | AC Electric | Accepted | 2020-11-03 | 2020-11-05 | 2021-11-05 | HANWHA 340 (Q.PEAK DUO BLK-G6 340) | HANWHA 340 (Q.PEAK DUO BLK-G6 340) | Solar Panels |  | 0.34 | 9 | 136 | 27 |  | Fixed | Roof
NJSTRE1545895726 |  | Transition Incentive Program | Marlton | 8053 | 13 | 10.2 | Residential | No | Behind the Meter | Net-metered residential rooftop and canopy |  | None | Trinity Solar | PSE&G | Accepted | 2020-11-03 | 2020-11-05 | 2021-11-05 | Solar Edge | SE7600H-US000BNC4 | Inverters | 7600 |  | 1 |  |  | 0.97 |  | Outdoor | side of home
NJSTRE1545895726 |  | Transition Incentive Program | Marlton | 8053 | 13 | 10.2 | Residential | No | Behind the Meter | Net-metered residential rooftop and canopy |  | None | Trinity Solar | PSE&G | Accepted | 2020-11-03 | 2020-11-05 | 2021-11-05 | HANWHA | Q.PEAK DUO BLK-G6 340 | Solar Panels |  | 0.34 | 8 | 79 | 22 |  | Fixed | Roof
NJSTRE1545895726 |  | Transition Incentive Program | Marlton | 8053 | 13 | 10.2 | Residential | No | Behind the Meter | Net-metered residential rooftop and canopy |  | None | Trinity Solar | PSE&G | Accepted | 2020-11-03 | 2020-11-05 | 2021-11-05 | HANWHA | Q.PEAK DUO BLK-G6 340 | Solar Panels |  | 0.34 | 12 | 259 | 22 |  | Fixed | Roof
NJSTRE1545895726 |  | Transition Incentive Program | Marlton | 8053 | 13 | 10.2 | Residential | No | Behind the Meter | Net-metered residential rooftop and canopy |  | None | Trinity Solar | PSE&G | Accepted | 2020-11-03 | 2020-11-05 | 2021-11-05 | HANWHA | Q.PEAK DUO BLK-G6 340 | Solar Panels |  | 0.34 | 10 | 169 | 29 |  | Fixed | Roof
NJSTRE1545895745 |  | Transition Incentive Program | Westampton | 8060 | 13 | 17.28 | Residential | No | Behind the Meter | Net-metered residential rooftop and canopy |  | None | Surge Solar, LLC | PSE&G | Accepted | 2020-11-03 | 2020-11-05 | 2021-11-05 | SolarEdge Technologies | SE-RGMTR-1D-240C-A | Meters |  |  | 2 |  |  |  | Yes | Outdoor
NJSTRE1545895745 |  | Transition Incentive Program | Westampton | 8060 | 13 | 17.28 | Residential | No | Behind the Meter | Net-metered residential rooftop and canopy |  | None | Surge Solar, LLC | PSE&G | Accepted | 2020-11-03 | 2020-11-05 | 2021-11-05 | SolarEdge Technologies | SE5000H-US | Inverters | 5000 |  | 1 |  |  | 0.99 |  | Outdoor | near existing utility meter
NJSTRE1545895745 |  | Transition Incentive Program | Westampton | 8060 | 13 | 17.28 | Residential | No | Behind the Meter | Net-metered residential rooftop and canopy |  | None | Surge Solar, LLC | PSE&G | Accepted | 2020-11-03 | 2020-11-05 | 2021-11-05 | SolarEdge Technologies | SE10000H-US | Inverters | 10000 |  | 1 |  |  | 0.99 |  | Outdoor | near existing utility meter
NJSTRE1545895745 |  | Transition Incentive Program | Westampton | 8060 | 13 | 17.28 | Residential | No | Behind the Meter | Net-metered residential rooftop and canopy |  | None | Surge Solar, LLC | PSE&G | Accepted | 2020-11-03 | 2020-11-05 | 2021-11-05 | Hanwha Q Cells | Q.PEAK DUO BLK-5G 320 | Solar Panels |  | 0.32 | 36 | 223 | 23 |  | Fixed | Roof
NJSTRE1545895745 |  | Transition Incentive Program | Westampton | 8060 | 13 | 17.28 | Residential | No | Behind the Meter | Net-metered residential rooftop and canopy |  | None | Surge Solar, LLC | PSE&G | Accepted | 2020-11-03 | 2020-11-05 | 2021-11-05 | Hanwha Q Cells | Q.PEAK DUO BLK-5G 320 | Solar Panels |  | 0.32 | 18 | 303 | 23 |  | Fixed | Roof
NJSTRE1545895782 |  | Transition Incentive Program | Rahway | 7065 | 10 | 4.8 | Residential | No | Behind the Meter | Net-metered residential rooftop and canopy |  | None | New Jersey Suntech | PSE&G | Accepted | 2020-11-03 | 2020-11-05 | 2021-11-05 | Solaredge | SE3800-US | Inverters | 3800 |  | 1 |  |  | 0.98 |  | Outside | Side of house
NJSTRE1545895782 |  | Transition Incentive Program | Rahway | 7065 | 10 | 4.8 | Residential | No | Behind the Meter | Net-metered residential rooftop and canopy |  | None | New Jersey Suntech | PSE&G | Accepted | 2020-11-03 | 2020-11-05 | 2021-11-05 | Hanwha | Q.Peak DUO 320 | Solar Panels |  | 0.32 | 15 | 222 | 14 |  | Fixed | Roof
NJSTRE1545895827 |  | Transition Incentive Program | North Brunswick | 8902 | 11 | 5.76 | Residential | Yes | Behind the Meter | Net-metered residential rooftop and canopy |  | None | Vivint Solar Developer, LLC | PSE&G | Accepted | 2020-11-03 | 2020-11-05 | 2021-11-05 | Solar Edge | SE3800H-US | Inverters | 3800 |  | 1 |  |  | 0.992 |  | Outdoor | Near the Utility Meter
NJSTRE1545895827 |  | Transition Incentive Program | North Brunswick | 8902 | 11 | 5.76 | Residential | Yes | Behind the Meter | Net-metered residential rooftop and canopy |  | None | Vivint Solar Developer, LLC | PSE&G | Accepted | 2020-11-03 | 2020-11-05 | 2021-11-05 | JINKO SOLAR | JKM320M-60HBL | Solar Panels |  | 0.32 | 9 | 216 | 10 |  | Fixed | Roof
NJSTRE1545895827 |  | Transition Incentive Program | North Brunswick | 8902 | 11 | 5.76 | Residential | Yes | Behind the Meter | Net-metered residential rooftop and canopy |  | None | Vivint Solar Developer, LLC | PSE&G | Accepted | 2020-11-03 | 2020-11-05 | 2021-11-05 | JINKO SOLAR | JKM320M-60HBL | Solar Panels |  | 0.32 | 9 | 36 | 10 |  | Fixed | Roof
NJSTRE1545895912 |  | Transition Incentive Program | Columbus | 8022 | 13 | 9.86 | Residential | No | Behind the Meter | Net-metered residential rooftop and canopy |  | None | Trinity Solar | PSE&G | Accepted | 2020-11-03 | 2020-11-05 | 2021-11-05 | SOLAR EDGE | SE7600H-US | Inverters | 7600 |  | 1 |  |  | 0.97 |  | Outside | SIDE OF HOME
NJSTRE1545895912 |  | Transition Incentive Program | Columbus | 8022 | 13 | 9.86 | Residential | No | Behind the Meter | Net-metered residential rooftop and canopy |  | None | Trinity Solar | PSE&G | Accepted | 2020-11-03 | 2020-11-05 | 2021-11-05 | HANWHA 340 (Q.PEAK DUO BLK-G6 340) | HANWHA 340 (Q.PEAK DUO BLK-G6 340) | Solar Panels |  | 0.34 | 23 | 223 | 31 |  | Fixed | Roof
NJSTRE1545895912 |  | Transition Incentive Program | Columbus | 8022 | 13 | 9.86 | Residential | No | Behind the Meter | Net-metered residential rooftop and canopy |  | None | Trinity Solar | PSE&G | Accepted | 2020-11-03 | 2020-11-05 | 2021-11-05 | HANWHA 340 (Q.PEAK DUO BLK-G6 340) | HANWHA 340 (Q.PEAK DUO BLK-G6 340) | Solar Panels |  | 0.34 | 6 | 223 | 29 |  | Fixed | Roof
NJSTRE1545895913 |  | Transition Incentive Program | Rahway | 7065 | 10 | 3.2 | Residential | No | Behind the Meter | Net-metered residential rooftop and canopy |  | None | New Jersey Suntech | PSE&G | Accepted | 2020-11-03 | 2020-11-05 | 2021-11-05 | Solaredge | SE3000-US | Inverters | 3000 |  | 1 |  |  | 0.98 |  | Outside | Side of house
NJSTRE1545895913 |  | Transition Incentive Program | Rahway | 7065 | 10 | 3.2 | Residential | No | Behind the Meter | Net-metered residential rooftop and canopy |  | None | New Jersey Suntech | PSE&G | Accepted | 2020-11-03 | 2020-11-05 | 2021-11-05 | Hanwha | Q. Peak Duo 320 | Solar Panels |  | 0.32 | 10 | 40 | 10 |  | Fixed | Roof
NJSTRE1545895925 |  | Transition Incentive Program | Montville | 7045 | 3 | 11.56 | Residential | No | Behind the Meter | Net-metered residential rooftop and canopy |  | JCPL | Venture Solar | JCP&L | Accepted | 2020-11-03 | 2020-11-05 | 2021-11-05 | Enphase | IQ7-60-2-US | Inverters | 240 |  | 34 |  |  | 0.976 |  | Outside | Outside
NJSTRE1545895925 |  | Transition Incentive Program | Montville | 7045 | 3 | 11.56 | Residential | No | Behind the Meter | Net-metered residential rooftop and canopy |  | JCPL | Venture Solar | JCP&L | Accepted | 2020-11-03 | 2020-11-05 | 2021-11-05 | LG Electronics | LG340N1C-V5 | Solar Panels |  | 0.34 | 16 | 218 | 36 |  | Fixed | Roof
NJSTRE1545895925 |  | Transition Incentive Program | Montville | 7045 | 3 | 11.56 | Residential | No | Behind the Meter | Net-metered residential rooftop and canopy |  | JCPL | Venture Solar | JCP&L | Accepted | 2020-11-03 | 2020-11-05 | 2021-11-05 | LG Electronics | LG340N1C-V5 | Solar Panels |  | 0.34 | 8 | 129 | 45 |  | Fixed | Roof
NJSTRE1545895925 |  | Transition Incentive Program | Montville | 7045 | 3 | 11.56 | Residential | No | Behind the Meter | Net-metered residential rooftop and canopy |  | JCPL | Venture Solar | JCP&L | Accepted | 2020-11-03 | 2020-11-05 | 2021-11-05 | LG Electronics | LG340N1C-V5 | Solar Panels |  | 0.34 | 10 | 129 | 42 |  | Fixed | Roof
NJSTRE1545895938 |  | Transition Incentive Program | Clifton | 7012 | 6 | 7.35 | Residential | Yes | Behind the Meter | Net-metered residential rooftop and canopy |  | None | Pro Custom Solar dba Momentum Solar | PSE&G | Accepted | 2020-11-03 | 2020-11-05 | 2021-11-05 | Enphase | IQ7PLUS-72-2-US | Inverters | 290 |  | 21 |  |  | 0.97 |  | Outdoor | Roof
NJSTRE1545895938 |  | Transition Incentive Program | Clifton | 7012 | 6 | 7.35 | Residential | Yes | Behind the Meter | Net-metered residential rooftop and canopy |  | None | Pro Custom Solar dba Momentum Solar | PSE&G | Accepted | 2020-11-03 | 2020-11-05 | 2021-11-05 | LG | LG 350N1C-V5 | Solar Panels |  | 0.35 | 14 | 220 | 40 |  | Fixed | Roof
NJSTRE1545895938 |  | Transition Incentive Program | Clifton | 7012 | 6 | 7.35 | Residential | Yes | Behind the Meter | Net-metered residential rooftop and canopy |  | None | Pro Custom Solar dba Momentum Solar | PSE&G | Accepted | 2020-11-03 | 2020-11-05 | 2021-11-05 | LG | LG 350N1C-V5 | Solar Panels |  | 0.35 | 7 | 220 | 15 |  | Fixed | Roof
NJSTRE1545895939 |  | Transition Incentive Program | Jackson | 8527 | 18 | 10.88 | Residential | Yes | Behind the Meter | Net-metered residential rooftop and canopy |  | None | Vivint Solar Developer, LLC | JCP&L | Accepted | 2020-11-03 | 2020-11-05 | 2021-11-05 | Solar Edge | SE7600H-US | Inverters | 7600 |  | 1 |  |  | 0.992 |  | Outdoor | Near the Utility Meter
NJSTRE1545895939 |  | Transition Incentive Program | Jackson | 8527 | 18 | 10.88 | Residential | Yes | Behind the Meter | Net-metered residential rooftop and canopy |  | None | Vivint Solar Developer, LLC | JCP&L | Accepted | 2020-11-03 | 2020-11-05 | 2021-11-05 | JINKO SOLAR | JKM320M-60HBL | Solar Panels |  | 0.32 | 25 | 299 | 26 |  | Fixed | Roof
NJSTRE1545895939 |  | Transition Incentive Program | Jackson | 8527 | 18 | 10.88 | Residential | Yes | Behind the Meter | Net-metered residential rooftop and canopy |  | None | Vivint Solar Developer, LLC | JCP&L | Accepted | 2020-11-03 | 2020-11-05 | 2021-11-05 | JINKO SOLAR | JKM320M-60HBL | Solar Panels |  | 0.32 | 9 | 119 | 26 |  | Fixed | Roof
NJSTRE1545895957 |  | Transition Incentive Program | Belleville | 7109 | 9 | 7.7 | Residential | Yes | Behind the Meter | Net-metered residential rooftop and canopy |  | None | Pro Custom Solar dba Momentum Solar | PSE&G | Accepted | 2020-11-03 | 2020-11-05 | 2021-11-05 | Enphase | IQ7PLUS-72-2-US | Inverters | 290 |  | 22 |  |  | 0.97 |  | Outdoor | Roof
NJSTRE1545895957 |  | Transition Incentive Program | Belleville | 7109 | 9 | 7.7 | Residential | Yes | Behind the Meter | Net-metered residential rooftop and canopy |  | None | Pro Custom Solar dba Momentum Solar | PSE&G | Accepted | 2020-11-03 | 2020-11-05 | 2021-11-05 | LG | LG 350N1C-V5 | Solar Panels |  | 0.35 | 3 | 16 | 24 |  | Fixed | Roof
NJSTRE1545895957 |  | Transition Incentive Program | Belleville | 7109 | 9 | 7.7 | Residential | Yes | Behind the Meter | Net-metered residential rooftop and canopy |  | None | Pro Custom Solar dba Momentum Solar | PSE&G | Accepted | 2020-11-03 | 2020-11-05 | 2021-11-05 | LG | LG 350N1C-V5 | Solar Panels |  | 0.35 | 7 | 196 | 25 |  | Fixed | Roof
NJSTRE1545895957 |  | Transition Incentive Program | Belleville | 7109 | 9 | 7.7 | Residential | Yes | Behind the Meter | Net-metered residential rooftop and canopy |  | None | Pro Custom Solar dba Momentum Solar | PSE&G | Accepted | 2020-11-03 | 2020-11-05 | 2021-11-05 | LG | LG 350N1C-V5 | Solar Panels |  | 0.35 | 5 | 108 | 34 |  | Fixed | Roof
NJSTRE1545895957 |  | Transition Incentive Program | Belleville | 7109 | 9 | 7.7 | Residential | Yes | Behind the Meter | Net-metered residential rooftop and canopy |  | None | Pro Custom Solar dba Momentum Solar | PSE&G | Accepted | 2020-11-03 | 2020-11-05 | 2021-11-05 | LG | LG 350N1C-V5 | Solar Panels |  | 0.35 | 7 | 288 | 33 |  | Fixed | Roof
NJSTRE1545895960 |  | Transition Incentive Program | Ewing | 8618 | 12 | 8.16 | Residential | Yes | Behind the Meter | Net-metered residential rooftop and canopy |  | None | Trinity Solar | PSE&G | Accepted | 2020-11-03 | 2020-11-05 | 2021-11-05 | Solar Edge | SE7600H-US | Inverters | 7600 |  | 1 |  |  | 0.97 |  | Outside | side of home
NJSTRE1545895960 |  | Transition Incentive Program | Ewing | 8618 | 12 | 8.16 | Residential | Yes | Behind the Meter | Net-metered residential rooftop and canopy |  | None | Trinity Solar | PSE&G | Accepted | 2020-11-03 | 2020-11-05 | 2021-11-05 | Hanwha 340 | Q.PEAK DUO BLK-G6 340 | Solar Panels |  | 0.34 | 11 | 309 | 12 |  | Fixed | Roof
NJSTRE1545895960 |  | Transition Incentive Program | Ewing | 8618 | 12 | 8.16 | Residential | Yes | Behind the Meter | Net-metered residential rooftop and canopy |  | None | Trinity Solar | PSE&G | Accepted | 2020-11-03 | 2020-11-05 | 2021-11-05 | Hanwha 340 | Q.PEAK DUO BLK-G6 340 | Solar Panels |  | 0.34 | 4 | 129 | 45 |  | Fixed | Roof
NJSTRE1545895960 |  | Transition Incentive Program | Ewing | 8618 | 12 | 8.16 | Residential | Yes | Behind the Meter | Net-metered residential rooftop and canopy |  | None | Trinity Solar | PSE&G | Accepted | 2020-11-03 | 2020-11-05 | 2021-11-05 | Hanwha 340 | Q.PEAK DUO BLK-G6 340 | Solar Panels |  | 0.34 | 9 | 218 | 28 |  | Fixed | Roof
NJSTRE1545895963 |  | Transition Incentive Program | Newark City | 7103 | 9 | 6.12 | Residential | Yes | Behind the Meter | Net-metered residential rooftop and canopy |  | None | Tesla Energy Operations Inc. | PSE&G | Accepted | 2020-11-03 | 2020-11-10 | 2021-11-10 | Tesla | AC Powerwall 2.0 | Electric Storage Battery |  |  | 3 |  |  |  | Lithium Ion |  | Inside garage
NJSTRE1545895963 |  | Transition Incentive Program | Newark City | 7103 | 9 | 6.12 | Residential | Yes | Behind the Meter | Net-metered residential rooftop and canopy |  | None | Tesla Energy Operations Inc. | PSE&G | Accepted | 2020-11-03 | 2020-11-10 | 2021-11-10 | SolarEdge Technologies | SE7600H-US [240V] | Inverters | 7600 |  | 1 |  |  | 0.99 |  | Indoor | Inside garage
NJSTRE1545895963 |  | Transition Incentive Program | Newark City | 7103 | 9 | 6.12 | Residential | Yes | Behind the Meter | Net-metered residential rooftop and canopy |  | None | Tesla Energy Operations Inc. | PSE&G | Accepted | 2020-11-03 | 2020-11-10 | 2021-11-10 | Hanwha Q-CELLS | Q.Peak DUO BLK-G6+ 340 | Solar Panels |  | 0.34 | 4 | 105 | 15 |  | Fixed | Roof
NJSTRE1545895963 |  | Transition Incentive Program | Newark City | 7103 | 9 | 6.12 | Residential | Yes | Behind the Meter | Net-metered residential rooftop and canopy |  | None | Tesla Energy Operations Inc. | PSE&G | Accepted | 2020-11-03 | 2020-11-10 | 2021-11-10 | Hanwha Q-CELLS | Q.Peak DUO BLK-G6+ 340 | Solar Panels |  | 0.34 | 14 | 285 | 31 |  | Fixed | Roof
NJSTRE1545895989 |  | Transition Incentive Program | Bayonne | 7002 | 8 | 3.85 | Residential | Yes | Behind the Meter | Net-metered residential rooftop and canopy |  | None | Pro Custom Solar dba Momentum Solar | PSE&G | Accepted | 2020-11-03 | 2020-11-05 | 2021-11-05 | Enphase | IQ7PLUS-72-2-US | Inverters | 290 |  | 11 |  |  | 0.97 |  | Outdoor | Roof
NJSTRE1545895989 |  | Transition Incentive Program | Bayonne | 7002 | 8 | 3.85 | Residential | Yes | Behind the Meter | Net-metered residential rooftop and canopy |  | None | Pro Custom Solar dba Momentum Solar | PSE&G | Accepted | 2020-11-03 | 2020-11-05 | 2021-11-05 | LG | LG 350N1C-V5 | Solar Panels |  | 0.35 | 11 | 191 | 35 |  | Fixed | Roof
NJSTRE1545896003 |  | Transition Incentive Program | Brick | 8724 | 18 | 9.1 | Residential | Yes | Behind the Meter | Net-metered residential rooftop and canopy |  | None | Pro Custom Solar dba Momentum Solar | JCP&L | Accepted | 2020-11-03 | 2020-11-05 | 2021-11-05 | Enphase | IQ7PLUS-72-2-US | Inverters | 290 |  | 26 |  |  | 0.97 |  | Outdoor | Roof
NJSTRE1545896003 |  | Transition Incentive Program | Brick | 8724 | 18 | 9.1 | Residential | Yes | Behind the Meter | Net-metered residential rooftop and canopy |  | None | Pro Custom Solar dba Momentum Solar | JCP&L | Accepted | 2020-11-03 | 2020-11-05 | 2021-11-05 | LG | LG 350N1C-V5 | Solar Panels |  | 0.35 | 11 | 245 | 23 |  | Fixed | Roof
NJSTRE1545896003 |  | Transition Incentive Program | Brick | 8724 | 18 | 9.1 | Residential | Yes | Behind the Meter | Net-metered residential rooftop and canopy |  | None | Pro Custom Solar dba Momentum Solar | JCP&L | Accepted | 2020-11-03 | 2020-11-05 | 2021-11-05 | LG | LG 350N1C-V5 | Solar Panels |  | 0.35 | 15 | 65 | 19 |  | Fixed | Roof
NJSTRE1545896008 |  | Transition Incentive Program | Clifton | 7013 | 6 | 9.28 | Residential | No | Behind the Meter | Net-metered residential rooftop and canopy |  | None | Freedom Forever New Jersey LLC | PSE&G | Accepted | 2020-11-03 | 2020-11-05 | 2021-11-05 | Solar Edge | SE6000H-US [SI1] RGM | Inverters | 6000 |  | 1 |  |  | 0.99 |  | Outdoor | N/A
NJSTRE1545896008 |  | Transition Incentive Program | Clifton | 7013 | 6 | 9.28 | Residential | No | Behind the Meter | Net-metered residential rooftop and canopy |  | None | Freedom Forever New Jersey LLC | PSE&G | Accepted | 2020-11-03 | 2020-11-05 | 2021-11-05 | Hanwha Solar | Q.PLUS BFR-G4.1- 290 | Solar Panels |  | 0.29 | 1 | 4 | 36 |  | Fixed | Roof | N/A
NJSTRE1545896008 |  | Transition Incentive Program | Clifton | 7013 | 6 | 9.28 | Residential | No | Behind the Meter | Net-metered residential rooftop and canopy |  | None | Freedom Forever New Jersey LLC | PSE&G | Accepted | 2020-11-03 | 2020-11-05 | 2021-11-05 | Hanwha Solar | Q.PLUS BFR-G4.1- 290 | Solar Panels |  | 0.29 | 12 | 3 | 18 |  | Fixed | Roof | N/A
NJSTRE1545896008 |  | Transition Incentive Program | Clifton | 7013 | 6 | 9.28 | Residential | No | Behind the Meter | Net-metered residential rooftop and canopy |  | None | Freedom Forever New Jersey LLC | PSE&G | Accepted | 2020-11-03 | 2020-11-05 | 2021-11-05 | Hanwha Solar | Q.PLUS BFR-G4.1- 290 | Solar Panels |  | 0.29 | 7 | 1 | 36 |  | Fixed | Roof | N/A
NJSTRE1545896008 |  | Transition Incentive Program | Clifton | 7013 | 6 | 9.28 | Residential | No | Behind the Meter | Net-metered residential rooftop and canopy |  | None | Freedom Forever New Jersey LLC | PSE&G | Accepted | 2020-11-03 | 2020-11-05 | 2021-11-05 | Hanwha Solar | Q.PLUS BFR-G4.1- 290 | Solar Panels |  | 0.29 | 12 | 2 | 18 |  | Fixed | Roof | N/A
NJSTRE1545896023 |  | Transition Incentive Program | Burlington | 8016 | 13 | 8.51 | Residential | Yes | Behind the Meter | Net-metered residential rooftop and canopy |  | None | Sunrun | PSE&G | Accepted | 2020-11-03 | 2020-11-05 | 2021-11-05 | ENPHASE | IQ7-60-2-US | Inverters | 240 |  | 27 |  |  | 0.97 |  | Outdoor | ROOF
NJSTRE1545896023 |  | Transition Incentive Program | Burlington | 8016 | 13 | 8.51 | Residential | Yes | Behind the Meter | Net-metered residential rooftop and canopy |  | None | Sunrun | PSE&G | Accepted | 2020-11-03 | 2020-11-05 | 2021-11-05 | HANWHA | Q.PEAK DUO BLK-315 | Solar Panels |  | 0.315 | 7 | 273 | 23 |  | Fixed | Roof
NJSTRE1545896023 |  | Transition Incentive Program | Burlington | 8016 | 13 | 8.51 | Residential | Yes | Behind the Meter | Net-metered residential rooftop and canopy |  | None | Sunrun | PSE&G | Accepted | 2020-11-03 | 2020-11-05 | 2021-11-05 | HANWHA | Q PEAK DUO BLK-G5 | Solar Panels |  | 0.315 | 8 | 93 | 23 |  | Double Axis | Roof
NJSTRE1545896023 |  | Transition Incentive Program | Burlington | 8016 | 13 | 8.51 | Residential | Yes | Behind the Meter | Net-metered residential rooftop and canopy |  | None | Sunrun | PSE&G | Accepted | 2020-11-03 | 2020-11-05 | 2021-11-05 | HANWHA | Q.PEAK DUO BLK-G5 | Solar Panels |  | 0.315 | 12 | 4 | 9 |  | Fixed | Roof
NJSTRE1545896024 |  | Transition Incentive Program | Mount Laurel Twp | 8054 | 13 | 9.1 | Residential | No | Behind the Meter | Net-metered residential rooftop and canopy |  | None | SunnyMac LLC | PSE&G | Accepted | 2020-11-03 | 2020-11-05 | 2021-11-05 | Solaredge | SE7600H-US | Inverters | 7600 |  | 1 |  |  | 0.99 |  | Outdoor | Next to Meter
NJSTRE1545896024 |  | Transition Incentive Program | Mount Laurel Twp | 8054 | 13 | 9.1 | Residential | No | Behind the Meter | Net-metered residential rooftop and canopy |  | None | SunnyMac LLC | PSE&G | Accepted | 2020-11-03 | 2020-11-05 | 2021-11-05 | REC | TwinPeak 2 Mono | Solar Panels |  | 0.325 | 10 | 177 | 30 |  | Fixed | Roof
NJSTRE1545896024 |  | Transition Incentive Program | Mount Laurel Twp | 8054 | 13 | 9.1 | Residential | No | Behind the Meter | Net-metered residential rooftop and canopy |  | None | SunnyMac LLC | PSE&G | Accepted | 2020-11-03 | 2020-11-05 | 2021-11-05 | REC | TwinPeak 2 Mono | Solar Panels |  | 0.325 | 18 | 177 | 37 |  | Fixed | Roof
NJSTRE1545896041 |  | Transition Incentive Program | Beachwood | 8722 | 18 | 14.35 | Residential | Yes | Behind the Meter | Net-metered residential rooftop and canopy |  | None | Pro Custom Solar dba Momentum Solar | JCP&L | Accepted | 2020-11-03 | 2020-11-05 | 2021-11-05 | Enphase | IQ7PLUS-72-2-US | Inverters | 290 |  | 41 |  |  | 0.97 |  | Outdoor | Roof
NJSTRE1545896041 |  | Transition Incentive Program | Beachwood | 8722 | 18 | 14.35 | Residential | Yes | Behind the Meter | Net-metered residential rooftop and canopy |  | None | Pro Custom Solar dba Momentum Solar | JCP&L | Accepted | 2020-11-03 | 2020-11-05 | 2021-11-05 | LG | LG 350N1C-V5 | Solar Panels |  | 0.35 | 8 | 305 | 16 |  | Fixed | Roof
NJSTRE1545896041 |  | Transition Incentive Program | Beachwood | 8722 | 18 | 14.35 | Residential | Yes | Behind the Meter | Net-metered residential rooftop and canopy |  | None | Pro Custom Solar dba Momentum Solar | JCP&L | Accepted | 2020-11-03 | 2020-11-05 | 2021-11-05 | LG | LG 350N1C-V5 | Solar Panels |  | 0.35 | 6 | 34 | 17 |  | Fixed | Roof
NJSTRE1545896041 |  | Transition Incentive Program | Beachwood | 8722 | 18 | 14.35 | Residential | Yes | Behind the Meter | Net-metered residential rooftop and canopy |  | None | Pro Custom Solar dba Momentum Solar | JCP&L | Accepted | 2020-11-03 | 2020-11-05 | 2021-11-05 | LG | LG 350N1C-V5 | Solar Panels |  | 0.35 | 8 | 125 | 17 |  | Fixed | Roof
NJSTRE1545896041 |  | Transition Incentive Program | Beachwood | 8722 | 18 | 14.35 | Residential | Yes | Behind the Meter | Net-metered residential rooftop and canopy |  | None | Pro Custom Solar dba Momentum Solar | JCP&L | Accepted | 2020-11-03 | 2020-11-05 | 2021-11-05 | LG | LG 350N1C-V5 | Solar Panels |  | 0.35 | 13 | 214 | 16 |  | Fixed | Roof
NJSTRE1545896041 |  | Transition Incentive Program | Beachwood | 8722 | 18 | 14.35 | Residential | Yes | Behind the Meter | Net-metered residential rooftop and canopy |  | None | Pro Custom Solar dba Momentum Solar | JCP&L | Accepted | 2020-11-03 | 2020-11-05 | 2021-11-05 | LG | LG 350N1C-V5 | Solar Panels |  | 0.35 | 6 | 34 | 17 |  | Fixed | Roof
NJSTRE1545896058 |  | Transition Incentive Program | Lodi | 7644 | 7 | 9.1 | Residential | Yes | Behind the Meter | Net-metered residential rooftop and canopy |  | None | Pro Custom Solar dba Momentum Solar | PSE&G | Accepted | 2020-11-03 | 2020-11-05 | 2021-11-05 | Enphase | IQ7PLUS-72-2-US | Inverters | 290 |  | 26 |  |  | 0.97 |  | Outdoor | Roof
NJSTRE1545896058 |  | Transition Incentive Program | Lodi | 7644 | 7 | 9.1 | Residential | Yes | Behind the Meter | Net-metered residential rooftop and canopy |  | None | Pro Custom Solar dba Momentum Solar | PSE&G | Accepted | 2020-11-03 | 2020-11-05 | 2021-11-05 | LG | LG 350N1C-V5 | Solar Panels |  | 0.35 | 6 | 297 | 25 |  | Fixed | Roof
NJSTRE1545896058 |  | Transition Incentive Program | Lodi | 7644 | 7 | 9.1 | Residential | Yes | Behind the Meter | Net-metered residential rooftop and canopy |  | None | Pro Custom Solar dba Momentum Solar | PSE&G | Accepted | 2020-11-03 | 2020-11-05 | 2021-11-05 | LG | LG 350N1C-V5 | Solar Panels |  | 0.35 | 6 | 27 | 26 |  | Fixed | Roof
NJSTRE1545896058 |  | Transition Incentive Program | Lodi | 7644 | 7 | 9.1 | Residential | Yes | Behind the Meter | Net-metered residential rooftop and canopy |  | None | Pro Custom Solar dba Momentum Solar | PSE&G | Accepted | 2020-11-03 | 2020-11-05 | 2021-11-05 | LG | LG 350N1C-V5 | Solar Panels |  | 0.35 | 8 | 207 | 26 |  | Fixed | Roof
NJSTRE1545896058 |  | Transition Incentive Program | Lodi | 7644 | 7 | 9.1 | Residential | Yes | Behind the Meter | Net-metered residential rooftop and canopy |  | None | Pro Custom Solar dba Momentum Solar | PSE&G | Accepted | 2020-11-03 | 2020-11-05 | 2021-11-05 | LG | LG 350N1C-V5 | Solar Panels |  | 0.35 | 6 | 117 | 26 |  | Fixed | Roof
NJSTRE1545896061 |  | Transition Incentive Program | Williamstown | 8094 | 15 | 7.26 | Residential | No | Behind the Meter | Net-metered residential rooftop and canopy |  | None | Posigen NJ LLC | AC Electric | Accepted | 2020-11-03 | 2020-11-05 | 2021-11-05 | SolarEdge | SE7600H-US | Inverters | 7600 |  | 1 |  |  | 0.99 |  | Outside | within ten feet of meter
NJSTRE1545896061 |  | Transition Incentive Program | Williamstown | 8094 | 15 | 7.26 | Residential | No | Behind the Meter | Net-metered residential rooftop and canopy |  | None | Posigen NJ LLC | AC Electric | Accepted | 2020-11-03 | 2020-11-05 | 2021-11-05 | Silfab | SIL330HL | Solar Panels |  | 0.33 | 22 | 148 | 28 |  | Fixed | Roof
NJSTRE1545896087 |  | Transition Incentive Program | Morris Plains | 7950 | 3 | 4.08 | Residential | Yes | Behind the Meter | Net-metered residential rooftop and canopy |  | None | Tesla Energy Operations Inc. | JCP&L | Accepted | 2020-11-03 | 2020-11-05 | 2021-11-05 | SolarEdge Technologies | SE3800H-US [240V] | Inverters | 3800 |  | 1 |  |  | 0.99 |  | Outside | Outside
NJSTRE1545896087 |  | Transition Incentive Program | Morris Plains | 7950 | 3 | 4.08 | Residential | Yes | Behind the Meter | Net-metered residential rooftop and canopy |  | None | Tesla Energy Operations Inc. | JCP&L | Accepted | 2020-11-03 | 2020-11-05 | 2021-11-05 | Hanwha Q-CELLS | Q.Peak DUO BLK-G6+ 340 | Solar Panels |  | 0.34 | 12 | 172 | 23 |  | Fixed | Roof
NJSTRE1545896131 |  | Transition Incentive Program | Ocean View | 8230 | 21 | 8.5 | Residential | Yes | Behind the Meter | Net-metered residential rooftop and canopy |  | None | Trinity Solar | AC Electric | Accepted | 2020-11-03 | 2020-11-05 | 2021-11-05 | Solar Edge | SE7600 | Inverters | 7600 |  | 1 |  |  | 0.97 |  | Outside | side of home
NJSTRE1545896131 |  | Transition Incentive Program | Ocean View | 8230 | 21 | 8.5 | Residential | Yes | Behind the Meter | Net-metered residential rooftop and canopy |  | None | Trinity Solar | AC Electric | Accepted | 2020-11-03 | 2020-11-05 | 2021-11-05 | Hanwha | Q.PEAK DUO BLK-G6 340 | Solar Panels |  | 0.34 | 25 | 180 | 30 |  | Fixed | Roof
NJSTRE1545896135 |  | Transition Incentive Program | Manalapan | 7726 | 17 | 12.24 | Residential | Yes | Behind the Meter | Net-metered residential rooftop and canopy |  | None | Tesla Energy Operations Inc. | JCP&L | Accepted | 2020-11-03 | 2020-11-05 | 2021-11-05 | SolarEdge Technologies | SE11400H-US [240V] | Inverters | 11400 |  | 1 |  |  | 0.99 |  | Outside | Outside
NJSTRE1545896135 |  | Transition Incentive Program | Manalapan | 7726 | 17 | 12.24 | Residential | Yes | Behind the Meter | Net-metered residential rooftop and canopy |  | None | Tesla Energy Operations Inc. | JCP&L | Accepted | 2020-11-03 | 2020-11-05 | 2021-11-05 | Hanwha Q-CELLS | Q.Peak DUO BLK-G6+ 340 | Solar Panels |  | 0.34 | 6 | 189 | 45 |  | Fixed | Roof
NJSTRE1545896135 |  | Transition Incentive Program | Manalapan | 7726 | 17 | 12.24 | Residential | Yes | Behind the Meter | Net-metered residential rooftop and canopy |  | None | Tesla Energy Operations Inc. | JCP&L | Accepted | 2020-11-03 | 2020-11-05 | 2021-11-05 | Hanwha Q-CELLS | Q.Peak DUO BLK-G6+ 340 | Solar Panels |  | 0.34 | 4 | 189 | 45 |  | Fixed | Roof
NJSTRE1545896135 |  | Transition Incentive Program | Manalapan | 7726 | 17 | 12.24 | Residential | Yes | Behind the Meter | Net-metered residential rooftop and canopy |  | None | Tesla Energy Operations Inc. | JCP&L | Accepted | 2020-11-03 | 2020-11-05 | 2021-11-05 | Hanwha Q-CELLS | Q.Peak DUO BLK-G6+ 340 | Solar Panels |  | 0.34 | 7 | 279 | 45 |  | Fixed | Roof
NJSTRE1545896135 |  | Transition Incentive Program | Manalapan | 7726 | 17 | 12.24 | Residential | Yes | Behind the Meter | Net-metered residential rooftop and canopy |  | None | Tesla Energy Operations Inc. | JCP&L | Accepted | 2020-11-03 | 2020-11-05 | 2021-11-05 | Hanwha Q-CELLS | Q.Peak DUO BLK-G6+ 340 | Solar Panels |  | 0.34 | 10 | 189 | 16 |  | Fixed | Roof
NJSTRE1545896135 |  | Transition Incentive Program | Manalapan | 7726 | 17 | 12.24 | Residential | Yes | Behind the Meter | Net-metered residential rooftop and canopy |  | None | Tesla Energy Operations Inc. | JCP&L | Accepted | 2020-11-03 | 2020-11-05 | 2021-11-05 | Hanwha Q-CELLS | Q.Peak DUO BLK-G6+ 340 | Solar Panels |  | 0.34 | 9 | 279 | 45 |  | Fixed | Roof
NJSTRE1545896166 |  | Transition Incentive Program | Hillsborough | 8844 | 5 | 8.64 | Residential | No | Behind the Meter | Net-metered residential rooftop and canopy |  | None | GenRenew, LLC | PSE&G | Accepted | 2020-11-04 | 2020-11-05 | 2021-11-05 | Enphase | Envoy | Meters |  |  | 1 |  |  |  | Yes | Outdoor
NJSTRE1545896166 |  | Transition Incentive Program | Hillsborough | 8844 | 5 | 8.64 | Residential | No | Behind the Meter | Net-metered residential rooftop and canopy |  | None | GenRenew, LLC | PSE&G | Accepted | 2020-11-04 | 2020-11-05 | 2021-11-05 | Enphase | IQ7 | Inverters | 320 |  | 24 |  |  | 0.975 |  | Outdoor | Under Module
NJSTRE1545896166 |  | Transition Incentive Program | Hillsborough | 8844 | 5 | 8.64 | Residential | No | Behind the Meter | Net-metered residential rooftop and canopy |  | None | GenRenew, LLC | PSE&G | Accepted | 2020-11-04 | 2020-11-05 | 2021-11-05 | LG | LG360Q1K-V5 | Solar Panels |  | 0.36 | 13 | 224 | 37 |  | Fixed | Roof
NJSTRE1545896166 |  | Transition Incentive Program | Hillsborough | 8844 | 5 | 8.64 | Residential | No | Behind the Meter | Net-metered residential rooftop and canopy |  | None | GenRenew, LLC | PSE&G | Accepted | 2020-11-04 | 2020-11-05 | 2021-11-05 | LG | LG360Q1K-V5 | Solar Panels |  | 0.36 | 11 | 224 | 37 |  | Fixed | Roof
NJSTRE1545896173 |  | Transition Incentive Program | West Berlin | 8091 | 14 | 6.8 | Residential | Yes | Behind the Meter | Net-metered residential rooftop and canopy |  | None | Trinity Solar | AC Electric | Accepted | 2020-11-03 | 2020-11-05 | 2021-11-05 | Solar Edge | SE6000 | Inverters | 6000 |  | 1 |  |  | 0.97 |  | Outside | side of home
NJSTRE1545896173 |  | Transition Incentive Program | West Berlin | 8091 | 14 | 6.8 | Residential | Yes | Behind the Meter | Net-metered residential rooftop and canopy |  | None | Trinity Solar | AC Electric | Accepted | 2020-11-03 | 2020-11-05 | 2021-11-05 | Hanwha | Q.PEAK DUO BLK-G6 340 | Solar Panels |  | 0.34 | 15 | 154 | 38 |  | Fixed | Roof
NJSTRE1545896173 |  | Transition Incentive Program | West Berlin | 8091 | 14 | 6.8 | Residential | Yes | Behind the Meter | Net-metered residential rooftop and canopy |  | None | Trinity Solar | AC Electric | Accepted | 2020-11-03 | 2020-11-05 | 2021-11-05 | Hanwha | Q.PEAK DUO BLK-G6 340 | Solar Panels |  | 0.34 | 5 | 243 | 34 |  | Fixed | Roof
NJSTRE1545896500 |  | Transition Incentive Program | Trenton | 8610 | 12 | 4.9 | Residential | Yes | Behind the Meter | Net-metered residential rooftop and canopy |  | None | Pro Custom Solar dba Momentum Solar | PSE&G | Accepted | 2020-11-03 | 2020-11-05 | 2021-11-05 | Enphase | IQ7PLUS-72-2-US | Inverters | 290 |  | 14 |  |  | 0.97 |  | Outdoor | Roof
NJSTRE1545896500 |  | Transition Incentive Program | Trenton | 8610 | 12 | 4.9 | Residential | Yes | Behind the Meter | Net-metered residential rooftop and canopy |  | None | Pro Custom Solar dba Momentum Solar | PSE&G | Accepted | 2020-11-03 | 2020-11-05 | 2021-11-05 | LG | LG 350N1C-V5 | Solar Panels |  | 0.35 | 14 | 202 | 30 |  | Fixed | Roof
NJSTRE1545896510 |  | Transition Incentive Program | Paterson | 7501 | 6 | 7.26 | Residential | No | Behind the Meter | Net-metered residential rooftop and canopy |  | None | New Jersey Suntech | PSE&G | Accepted | 2020-11-03 | 2020-11-05 | 2021-11-05 | Solaredge | SE6000-US | Inverters | 6000 |  | 1 |  |  | 0.97 |  | Outside | Side of the house
NJSTRE1545896510 |  | Transition Incentive Program | Paterson | 7501 | 6 | 7.26 | Residential | No | Behind the Meter | Net-metered residential rooftop and canopy |  | None | New Jersey Suntech | PSE&G | Accepted | 2020-11-03 | 2020-11-05 | 2021-11-05 | Hanwha | Q Peak DUO 330 | Solar Panels |  | 0.33 | 21 | 182 | 14 |  | Fixed | Roof
NJSTRE1545896510 |  | Transition Incentive Program | Paterson | 7501 | 6 | 7.26 | Residential | No | Behind the Meter | Net-metered residential rooftop and canopy |  | None | New Jersey Suntech | PSE&G | Accepted | 2020-11-03 | 2020-11-05 | 2021-11-05 | Hanwha | Q Peak DUO 330 | Solar Panels |  | 0.33 | 1 | 2 | 14 |  | Fixed | Roof
NJSTRE1545896516 |  | Transition Incentive Program | Somerdale | 8083 | 14 | 8.4 | Residential | Yes | Behind the Meter | Net-metered residential rooftop and canopy |  | None | Pro Custom Solar dba Momentum Solar | PSE&G | Accepted | 2020-11-03 | 2020-11-05 | 2021-11-05 | Enphase | IQ7PLUS-72-2-US | Inverters | 290 |  | 24 |  |  | 0.97 |  | Outdoor | Roof
NJSTRE1545896516 |  | Transition Incentive Program | Somerdale | 8083 | 14 | 8.4 | Residential | Yes | Behind the Meter | Net-metered residential rooftop and canopy |  | None | Pro Custom Solar dba Momentum Solar | PSE&G | Accepted | 2020-11-03 | 2020-11-05 | 2021-11-05 | LG | LG 350N1C-V5 | Solar Panels |  | 0.35 | 24 | 244 | 16 |  | Fixed | Roof
NJSTRE1545896530 |  | Transition Incentive Program | Little Falls | 7424 | 6 | 17.15 | Residential | Yes | Behind the Meter | Net-metered residential rooftop and canopy |  | None | Pro Custom Solar dba Momentum Solar | PSE&G | Accepted | 2020-11-03 | 2020-11-05 | 2021-11-05 | Enphase | IQ7PLUS-72-2-US | Inverters | 290 |  | 49 |  |  | 0.97 |  | Outdoor | Roof
NJSTRE1545896530 |  | Transition Incentive Program | Little Falls | 7424 | 6 | 17.15 | Residential | Yes | Behind the Meter | Net-metered residential rooftop and canopy |  | None | Pro Custom Solar dba Momentum Solar | PSE&G | Accepted | 2020-11-03 | 2020-11-05 | 2021-11-05 | LG | LG 350N1C-V5 | Solar Panels |  | 0.35 | 23 | 186 | 7 |  | Fixed | Roof
NJSTRE1545896530 |  | Transition Incentive Program | Little Falls | 7424 | 6 | 17.15 | Residential | Yes | Behind the Meter | Net-metered residential rooftop and canopy |  | None | Pro Custom Solar dba Momentum Solar | PSE&G | Accepted | 2020-11-03 | 2020-11-05 | 2021-11-05 | LG | LG 350N1C-V5 | Solar Panels |  | 0.35 | 7 | 186 | 22 |  | Fixed | Roof
NJSTRE1545896530 |  | Transition Incentive Program | Little Falls | 7424 | 6 | 17.15 | Residential | Yes | Behind the Meter | Net-metered residential rooftop and canopy |  | None | Pro Custom Solar dba Momentum Solar | PSE&G | Accepted | 2020-11-03 | 2020-11-05 | 2021-11-05 | LG | LG 350N1C-V5 | Solar Panels |  | 0.35 | 19 | 6 | 20 |  | Fixed | Roof
NJSTRE1545896531 |  | Transition Incentive Program | Medford | 8055 | 13 | 18.31 | Residential | No | Behind the Meter | Net-metered residential rooftop and canopy |  | None | GenRenew, LLC | PSE&G | Accepted | 2020-11-04 | 2020-11-05 | 2021-11-05 | SUNPOWER | PVS6 | Meters |  |  | 1 |  |  |  | Yes | Outdoor
NJSTRE1545896531 |  | Transition Incentive Program | Medford | 8055 | 13 | 18.31 | Residential | No | Behind the Meter | Net-metered residential rooftop and canopy |  | None | GenRenew, LLC | PSE&G | Accepted | 2020-11-04 | 2020-11-05 | 2021-11-05 | enphase | IQ7XZ-96-ACM-US | Inverters | 320 |  | 56 |  |  | 0.975 |  | Outdoor | UNDER MODULE
NJSTRE1545896531 |  | Transition Incentive Program | Medford | 8055 | 13 | 18.31 | Residential | No | Behind the Meter | Net-metered residential rooftop and canopy |  | None | GenRenew, LLC | PSE&G | Accepted | 2020-11-04 | 2020-11-05 | 2021-11-05 | sunpower | spr-e20-327-e-ac | Solar Panels |  | 0.327 | 10 | 195 | 23 |  | Fixed | Roof
NJSTRE1545896531 |  | Transition Incentive Program | Medford | 8055 | 13 | 18.31 | Residential | No | Behind the Meter | Net-metered residential rooftop and canopy |  | None | GenRenew, LLC | PSE&G | Accepted | 2020-11-04 | 2020-11-05 | 2021-11-05 | Sunpower | spr-e20-327-e-ac | Solar Panels |  | 0.327 | 19 | 15 | 23 |  | Fixed | Roof
NJSTRE1545896531 |  | Transition Incentive Program | Medford | 8055 | 13 | 18.31 | Residential | No | Behind the Meter | Net-metered residential rooftop and canopy |  | None | GenRenew, LLC | PSE&G | Accepted | 2020-11-04 | 2020-11-05 | 2021-11-05 | SUNPOWER | spr-e20-327-e-ac | Solar Panels |  | 0.327 | 4 | 14 | 5 |  | Fixed | Roof
NJSTRE1545896531 |  | Transition Incentive Program | Medford | 8055 | 13 | 18.31 | Residential | No | Behind the Meter | Net-metered residential rooftop and canopy |  | None | GenRenew, LLC | PSE&G | Accepted | 2020-11-04 | 2020-11-05 | 2021-11-05 | sunpower | spr-e20-327-e-ac | Solar Panels |  | 0.327 | 12 | 195 | 23 |  | Fixed | Roof
NJSTRE1545896531 |  | Transition Incentive Program | Medford | 8055 | 13 | 18.31 | Residential | No | Behind the Meter | Net-metered residential rooftop and canopy |  | None | GenRenew, LLC | PSE&G | Accepted | 2020-11-04 | 2020-11-05 | 2021-11-05 | sunpower | spr-e20-327-e-ac | Solar Panels |  | 0.327 | 11 | 195 | 23 |  | Fixed | Roof
NJSTRE1545896532 |  | Transition Incentive Program | Vineland | 8360 | 20 | 4.08 | Residential | Yes | Behind the Meter | Net-metered residential rooftop and canopy |  | None | Trinity Solar | Vineland Muni Electric | Accepted | 2020-11-03 | 2020-11-05 | 2021-11-05 | SOLAR EDGE | SE3800H-US | Inverters | 3800 |  | 1 |  |  | 0.97 |  | Outside | SIDE OF HOME
NJSTRE1545896532 |  | Transition Incentive Program | Vineland | 8360 | 20 | 4.08 | Residential | Yes | Behind the Meter | Net-metered residential rooftop and canopy |  | None | Trinity Solar | Vineland Muni Electric | Accepted | 2020-11-03 | 2020-11-05 | 2021-11-05 | HANWHA 340 (Q.PEAK DUO BLK-G6 340) | HANWHA 340 (Q.PEAK DUO BLK-G6 340) | Solar Panels |  | 0.34 | 12 | 183 | 18 |  | Fixed | Roof
NJSTRE1545896551 |  | Transition Incentive Program | Paterson | 7503 | 6 | 4.9 | Residential | Yes | Behind the Meter | Net-metered residential rooftop and canopy |  | None | Pro Custom Solar dba Momentum Solar | PSE&G | Accepted | 2020-11-03 | 2020-11-05 | 2021-11-05 | Enphase | IQ7PLUS-72-2-US | Inverters | 290 |  | 14 |  |  | 0.97 |  | Outdoor | Roof
NJSTRE1545896551 |  | Transition Incentive Program | Paterson | 7503 | 6 | 4.9 | Residential | Yes | Behind the Meter | Net-metered residential rooftop and canopy |  | None | Pro Custom Solar dba Momentum Solar | PSE&G | Accepted | 2020-11-03 | 2020-11-05 | 2021-11-05 | LG | LG 350N1C-V5 | Solar Panels |  | 0.35 | 14 | 75 | 37 |  | Fixed | Roof
NJSTRE1545896555 |  | Transition Incentive Program | Madison | 7940 | 3 | 10.76 | Residential | Yes | Behind the Meter | Net-metered residential rooftop and canopy |  | None | Tesla Energy Operations Inc. | Borough of Madison | Accepted | 2020-11-03 | 2020-11-05 | 2021-11-05 | Tesla | AC Powerwall 2.0 | Electric Storage Battery |  |  | 3 |  |  |  | Lithium Ion |  | Inside
NJSTRE1545896555 |  | Transition Incentive Program | Madison | 7940 | 3 | 10.76 | Residential | Yes | Behind the Meter | Net-metered residential rooftop and canopy |  | None | Tesla Energy Operations Inc. | Borough of Madison | Accepted | 2020-11-03 | 2020-11-05 | 2021-11-05 | Delta Electronics | M8-TL-US [240V] | Inverters | 7680 |  | 1 |  |  | 0.975 |  | Outside | Outside
NJSTRE1545896555 |  | Transition Incentive Program | Madison | 7940 | 3 | 10.76 | Residential | Yes | Behind the Meter | Net-metered residential rooftop and canopy |  | None | Tesla Energy Operations Inc. | Borough of Madison | Accepted | 2020-11-03 | 2020-11-05 | 2021-11-05 | Delta Electronics | M4-TL-US [240V] | Inverters | 3840 |  | 1 |  |  | 0.975 |  | Outside | Outside
NJSTRE1545896555 |  | Transition Incentive Program | Madison | 7940 | 3 | 10.76 | Residential | Yes | Behind the Meter | Net-metered residential rooftop and canopy |  | None | Tesla Energy Operations Inc. | Borough of Madison | Accepted | 2020-11-03 | 2020-11-05 | 2021-11-05 | Tesla | SR60T1 | Solar Panels |  | 0.05847 | 35 | 75 | 36 |  | Fixed | Roof
NJSTRE1545896555 |  | Transition Incentive Program | Madison | 7940 | 3 | 10.76 | Residential | Yes | Behind the Meter | Net-metered residential rooftop and canopy |  | None | Tesla Energy Operations Inc. | Borough of Madison | Accepted | 2020-11-03 | 2020-11-05 | 2021-11-05 | Tesla | SR60T1 | Solar Panels |  | 0.05847 | 31 | 345 | 45 |  | Fixed | Roof
NJSTRE1545896555 |  | Transition Incentive Program | Madison | 7940 | 3 | 10.76 | Residential | Yes | Behind the Meter | Net-metered residential rooftop and canopy |  | None | Tesla Energy Operations Inc. | Borough of Madison | Accepted | 2020-11-03 | 2020-11-05 | 2021-11-05 | Tesla | SR60T1 | Solar Panels |  | 0.05847 | 66 | 165 | 26 |  | Fixed | Roof
NJSTRE1545896555 |  | Transition Incentive Program | Madison | 7940 | 3 | 10.76 | Residential | Yes | Behind the Meter | Net-metered residential rooftop and canopy |  | None | Tesla Energy Operations Inc. | Borough of Madison | Accepted | 2020-11-03 | 2020-11-05 | 2021-11-05 | Tesla | SR60T1 | Solar Panels |  | 0.05847 | 52 | 255 | 36 |  | Fixed | Roof
NJSTRE1545896558 |  | Transition Incentive Program | Franklin | 8322 | 15 | 9.28 | Residential | No | Behind the Meter | Net-metered residential rooftop and canopy |  | None | Freedom Forever New Jersey LLC | AC Electric | Accepted | 2020-11-03 | 2020-11-05 | 2021-11-05 | Solar Edge | SE6000H-US [SI1] | Inverters | 6000 |  | 1 |  |  | 0.99 |  | Outdoor | N/A
NJSTRE1545896558 |  | Transition Incentive Program | Franklin | 8322 | 15 | 9.28 | Residential | No | Behind the Meter | Net-metered residential rooftop and canopy |  | None | Freedom Forever New Jersey LLC | AC Electric | Accepted | 2020-11-03 | 2020-11-05 | 2021-11-05 | Hanwha Solar | Q.PLUS BFR-G4.1- 290 | Solar Panels |  | 0.29 | 7 | 1 | 23 |  | Fixed | Roof | N/A
NJSTRE1545896558 |  | Transition Incentive Program | Franklin | 8322 | 15 | 9.28 | Residential | No | Behind the Meter | Net-metered residential rooftop and canopy |  | None | Freedom Forever New Jersey LLC | AC Electric | Accepted | 2020-11-03 | 2020-11-05 | 2021-11-05 | Hanwha Solar | Q.PLUS BFR-G4.1- 290 | Solar Panels |  | 0.29 | 20 | 3 | 23 |  | Fixed | Roof | N/A
NJSTRE1545896558 |  | Transition Incentive Program | Franklin | 8322 | 15 | 9.28 | Residential | No | Behind the Meter | Net-metered residential rooftop and canopy |  | None | Freedom Forever New Jersey LLC | AC Electric | Accepted | 2020-11-03 | 2020-11-05 | 2021-11-05 | Hanwha Solar | Q.PLUS BFR-G4.1- 290 | Solar Panels |  | 0.29 | 5 | 2 | 23 |  | Fixed | Roof | N/A
NJSTRE1545896565 |  | Transition Incentive Program | Woodbridge | 8861 | 11 | 9.6 | Residential | No | Behind the Meter | Net-metered residential rooftop and canopy |  | None | New Jersey Suntech | PSE&G | Accepted | 2020-11-05 | 2020-11-05 | 2021-11-05 | Solaredge | SE7600-US | Inverters | 7600 |  | 1 |  |  | 0.98 |  | Outside | Side of house
NJSTRE1545896565 |  | Transition Incentive Program | Woodbridge | 8861 | 11 | 9.6 | Residential | No | Behind the Meter | Net-metered residential rooftop and canopy |  | None | New Jersey Suntech | PSE&G | Accepted | 2020-11-05 | 2020-11-05 | 2021-11-05 | Hanwha | Q. Peak DUO 320 | Solar Panels |  | 0.32 | 30 | 192 | 18 |  | Fixed | Roof
NJSTRE1545896591 |  | Transition Incentive Program | Mount Holly | 8060 | 13 | 7.36 | Residential | Yes | Behind the Meter | Net-metered residential rooftop and canopy |  | None | Vivint Solar Developer, LLC | PSE&G | Accepted | 2020-11-03 | 2020-11-05 | 2021-11-05 | Solar Edge | SE7600H-US | Inverters | 7600 |  | 1 |  |  | 0.992 |  | Outdoor | Near the Utility Meter
NJSTRE1545896591 |  | Transition Incentive Program | Mount Holly | 8060 | 13 | 7.36 | Residential | Yes | Behind the Meter | Net-metered residential rooftop and canopy |  | None | Vivint Solar Developer, LLC | PSE&G | Accepted | 2020-11-03 | 2020-11-05 | 2021-11-05 | JINKO SOLAR | JKM320M-60HBL | Solar Panels |  | 0.32 | 23 | 148 | 17 |  | Fixed | Roof
NJSTRE1545896605 |  | Transition Incentive Program | Egg Harbor | 8215 | 19 | 34.83 | Commercial | No | Behind the Meter | Net-metered non-residential rooftop and canopy |  | None | All Season Solar | AC Electric | Accepted | 2020-11-03 | 2020-11-05 | 2021-11-05 | Enphase | IQ7 | Inverters | 240 |  | 86 |  |  | 0.97 |  | Outdoor | under module
NJSTRE1545896605 |  | Transition Incentive Program | Egg Harbor | 8215 | 19 | 34.83 | Commercial | No | Behind the Meter | Net-metered non-residential rooftop and canopy |  | None | All Season Solar | AC Electric | Accepted | 2020-11-03 | 2020-11-05 | 2021-11-05 | Trina | TSM-DE15MII | Solar Panels |  | 0.405 | 62 | 132 | 12 |  | Fixed | Roof
NJSTRE1545896605 |  | Transition Incentive Program | Egg Harbor | 8215 | 19 | 34.83 | Commercial | No | Behind the Meter | Net-metered non-residential rooftop and canopy |  | None | All Season Solar | AC Electric | Accepted | 2020-11-03 | 2020-11-05 | 2021-11-05 | Trina | TSM-DE15MII | Solar Panels |  | 0.405 | 8 | 222 | 12 |  | Fixed | Roof
NJSTRE1545896605 |  | Transition Incentive Program | Egg Harbor | 8215 | 19 | 34.83 | Commercial | No | Behind the Meter | Net-metered non-residential rooftop and canopy |  | None | All Season Solar | AC Electric | Accepted | 2020-11-03 | 2020-11-05 | 2021-11-05 | Trina | TSM-DE15MII | Solar Panels |  | 0.405 | 16 | 222 | 12 |  | Fixed | Roof
NJSTRE1545896619 |  | Transition Incentive Program | Willingboro | 8046 | 13 | 13.44 | Residential | Yes | Behind the Meter | Net-metered residential rooftop and canopy |  | None | Vivint Solar Developer, LLC | PSE&G | Accepted | 2020-11-03 | 2020-11-05 | 2021-11-05 | Solar Edge | SE7600H-US | Inverters | 7600 |  | 1 |  |  | 0.992 |  | Outdoor | Near the Utility Meter
NJSTRE1545896619 |  | Transition Incentive Program | Willingboro | 8046 | 13 | 13.44 | Residential | Yes | Behind the Meter | Net-metered residential rooftop and canopy |  | None | Vivint Solar Developer, LLC | PSE&G | Accepted | 2020-11-03 | 2020-11-05 | 2021-11-05 | Solar Edge | SE3800H-US | Inverters | 3800 |  | 1 |  |  | 0.992 |  | Outdoor | Near the Utility Meter
NJSTRE1545896619 |  | Transition Incentive Program | Willingboro | 8046 | 13 | 13.44 | Residential | Yes | Behind the Meter | Net-metered residential rooftop and canopy |  | None | Vivint Solar Developer, LLC | PSE&G | Accepted | 2020-11-03 | 2020-11-05 | 2021-11-05 | JINKO SOLAR | JKM320M-60HBL | Solar Panels |  | 0.32 | 12 | 147 | 26 |  | Fixed | Roof
NJSTRE1545896619 |  | Transition Incentive Program | Willingboro | 8046 | 13 | 13.44 | Residential | Yes | Behind the Meter | Net-metered residential rooftop and canopy |  | None | Vivint Solar Developer, LLC | PSE&G | Accepted | 2020-11-03 | 2020-11-05 | 2021-11-05 | JINKO SOLAR | JKM320M-60HBL | Solar Panels |  | 0.32 | 30 | 147 | 26 |  | Fixed | Roof
NJSTRE1545896644 |  | Transition Incentive Program | Harrington Park | 7640 | 7 | 10.41 | Residential | Yes | Behind the Meter | Net-metered residential rooftop and canopy |  | None | Tesla Energy Operations Inc. | Orange Rockland Electric | Accepted | 2020-11-03 | 2020-11-05 | 2021-11-05 | Delta Electronics | M4-TL-US [240V] | Inverters | 3840 |  | 1 |  |  | 0.975 |  | Outdoor | outside
NJSTRE1545896644 |  | Transition Incentive Program | Harrington Park | 7640 | 7 | 10.41 | Residential | Yes | Behind the Meter | Net-metered residential rooftop and canopy |  | None | Tesla Energy Operations Inc. | Orange Rockland Electric | Accepted | 2020-11-03 | 2020-11-05 | 2021-11-05 | Delta Electronics | M8-TL-US [240V] | Inverters | 7680 |  | 1 |  |  | 0.975 |  | Outdoor | outside
NJSTRE1545896644 |  | Transition Incentive Program | Harrington Park | 7640 | 7 | 10.41 | Residential | Yes | Behind the Meter | Net-metered residential rooftop and canopy |  | None | Tesla Energy Operations Inc. | Orange Rockland Electric | Accepted | 2020-11-03 | 2020-11-05 | 2021-11-05 | Tesla | SR60T1 | Solar Panels |  | 0.05847 | 22 | 258 | 23 |  | Fixed | Roof
NJSTRE1545896644 |  | Transition Incentive Program | Harrington Park | 7640 | 7 | 10.41 | Residential | Yes | Behind the Meter | Net-metered residential rooftop and canopy |  | None | Tesla Energy Operations Inc. | Orange Rockland Electric | Accepted | 2020-11-03 | 2020-11-05 | 2021-11-05 | Tesla | SR60T1 | Solar Panels |  | 0.05847 | 34 | 348 | 23 |  | Fixed | Roof
NJSTRE1545896644 |  | Transition Incentive Program | Harrington Park | 7640 | 7 | 10.41 | Residential | Yes | Behind the Meter | Net-metered residential rooftop and canopy |  | None | Tesla Energy Operations Inc. | Orange Rockland Electric | Accepted | 2020-11-03 | 2020-11-05 | 2021-11-05 | Tesla | SR60T1 | Solar Panels |  | 0.05847 | 21 | 168 | 23 |  | Fixed | Roof
NJSTRE1545896644 |  | Transition Incentive Program | Harrington Park | 7640 | 7 | 10.41 | Residential | Yes | Behind the Meter | Net-metered residential rooftop and canopy |  | None | Tesla Energy Operations Inc. | Orange Rockland Electric | Accepted | 2020-11-03 | 2020-11-05 | 2021-11-05 | Tesla | SR60T1 | Solar Panels |  | 0.05847 | 18 | 348 | 23 |  | Fixed | Roof
NJSTRE1545896644 |  | Transition Incentive Program | Harrington Park | 7640 | 7 | 10.41 | Residential | Yes | Behind the Meter | Net-metered residential rooftop and canopy |  | None | Tesla Energy Operations Inc. | Orange Rockland Electric | Accepted | 2020-11-03 | 2020-11-05 | 2021-11-05 | Tesla | SR60T1 | Solar Panels |  | 0.05847 | 61 | 168 | 23 |  | Fixed | Roof
NJSTRE1545896644 |  | Transition Incentive Program | Harrington Park | 7640 | 7 | 10.41 | Residential | Yes | Behind the Meter | Net-metered residential rooftop and canopy |  | None | Tesla Energy Operations Inc. | Orange Rockland Electric | Accepted | 2020-11-03 | 2020-11-05 | 2021-11-05 | Tesla | SR60T1 | Solar Panels |  | 0.05847 | 22 | 78 | 23 |  | Fixed | Roof
NJSTRE1545896645 |  | Transition Incentive Program | Clementon | 8021 | 14 | 11.52 | Residential | Yes | Behind the Meter | Net-metered residential rooftop and canopy |  | None | Vivint Solar Developer, LLC | AC Electric | Accepted | 2020-11-03 | 2020-11-05 | 2021-11-05 | Solar Edge | SE7600H-US | Inverters | 7600 |  | 1 |  |  | 0.992 |  | Outdoor | Near the Utility Meter
NJSTRE1545896645 |  | Transition Incentive Program | Clementon | 8021 | 14 | 11.52 | Residential | Yes | Behind the Meter | Net-metered residential rooftop and canopy |  | None | Vivint Solar Developer, LLC | AC Electric | Accepted | 2020-11-03 | 2020-11-05 | 2021-11-05 | JINKO SOLAR | JKM320M-60HBL | Solar Panels |  | 0.32 | 28 | 240 | 25 |  | Fixed | Roof
NJSTRE1545896645 |  | Transition Incentive Program | Clementon | 8021 | 14 | 11.52 | Residential | Yes | Behind the Meter | Net-metered residential rooftop and canopy |  | None | Vivint Solar Developer, LLC | AC Electric | Accepted | 2020-11-03 | 2020-11-05 | 2021-11-05 | JINKO SOLAR | JKM320M-60HBL | Solar Panels |  | 0.32 | 8 | 60 | 25 |  | Fixed | Roof
NJSTRE1545896650 |  | Transition Incentive Program | Margate City | 8402 | 19 | 9.45 | Residential | Yes | Behind the Meter | Net-metered residential rooftop and canopy |  | None | All Season Solar | AC Electric | Accepted | 2020-11-03 | 2020-11-05 | 2021-11-05 | Enphase | IQ7 | Inverters | 240 |  | 30 |  |  | 0.97 |  | Outdoor | under module
NJSTRE1545896650 |  | Transition Incentive Program | Margate City | 8402 | 19 | 9.45 | Residential | Yes | Behind the Meter | Net-metered residential rooftop and canopy |  | None | All Season Solar | AC Electric | Accepted | 2020-11-03 | 2020-11-05 | 2021-11-05 | Certainteed | CT315HC11-04 | Solar Panels |  | 0.315 | 30 | 234 | 33 |  | Fixed | Roof
NJSTRE1545896653 |  | Transition Incentive Program | Voorhees Township | 8043 | 14 | 9.05 | Residential | No | Behind the Meter | Net-metered residential rooftop and canopy |  | None | Ad Energy | AC Electric | Accepted | 2020-11-03 | 2020-11-05 | 2021-11-05 | Enphase Energy | IQ7XS-96-ACM-US | Inverters | 315 |  | 27 |  |  | 0.975 |  | Outdoor | at each panel
NJSTRE1545896653 |  | Transition Incentive Program | Voorhees Township | 8043 | 14 | 9.05 | Residential | No | Behind the Meter | Net-metered residential rooftop and canopy |  | None | Ad Energy | AC Electric | Accepted | 2020-11-03 | 2020-11-05 | 2021-11-05 | Sunpower | SPR-X21-335-BLK-E-AC | Solar Panels |  | 0.335 | 20 | 276 | 18 |  | Fixed | Roof
NJSTRE1545896653 |  | Transition Incentive Program | Voorhees Township | 8043 | 14 | 9.05 | Residential | No | Behind the Meter | Net-metered residential rooftop and canopy |  | None | Ad Energy | AC Electric | Accepted | 2020-11-03 | 2020-11-05 | 2021-11-05 | Sunpower | SPR-X21-335-BLK-E-AC | Solar Panels |  | 0.335 | 7 | 96 | 18 |  | Fixed | Roof
NJSTRE1545896659 |  | Transition Incentive Program | Cranford | 7016 | 10 | 12.81 | Residential | Yes | Behind the Meter | Net-metered residential rooftop and canopy |  | None | Sunrun Installation Services, Inc. | PSE&G | Accepted | 2020-11-03 | 2020-11-05 | 2021-11-05 | Tesla | Powerwall 2 AC | Electric Storage Battery |  |  | 2 |  |  |  | Lithium Ion |  | outside
NJSTRE1545896659 |  | Transition Incentive Program | Cranford | 7016 | 10 | 12.81 | Residential | Yes | Behind the Meter | Net-metered residential rooftop and canopy |  | None | Sunrun Installation Services, Inc. | PSE&G | Accepted | 2020-11-03 | 2020-11-05 | 2021-11-05 | Enphase Energy | IQ7-60-x-US (240V) | Inverters | 240 |  | 42 |  |  | 0.96 |  | Outdoor | Rooftop
NJSTRE1545896659 |  | Transition Incentive Program | Cranford | 7016 | 10 | 12.81 | Residential | Yes | Behind the Meter | Net-metered residential rooftop and canopy |  | None | Sunrun Installation Services, Inc. | PSE&G | Accepted | 2020-11-03 | 2020-11-05 | 2021-11-05 | LONGi Green Energy Technology Co Ltd | LR6-60HPB-305M | Solar Panels |  | 0.305 | 5 | 219 | 33 |  | Fixed | Roof
NJSTRE1545896659 |  | Transition Incentive Program | Cranford | 7016 | 10 | 12.81 | Residential | Yes | Behind the Meter | Net-metered residential rooftop and canopy |  | None | Sunrun Installation Services, Inc. | PSE&G | Accepted | 2020-11-03 | 2020-11-05 | 2021-11-05 | LONGi Green Energy Technology Co Ltd | LR6-60HPB-305M | Solar Panels |  | 0.305 | 23 | 309 | 23 |  | Fixed | Roof
NJSTRE1545896659 |  | Transition Incentive Program | Cranford | 7016 | 10 | 12.81 | Residential | Yes | Behind the Meter | Net-metered residential rooftop and canopy |  | None | Sunrun Installation Services, Inc. | PSE&G | Accepted | 2020-11-03 | 2020-11-05 | 2021-11-05 | LONGi Green Energy Technology Co Ltd | LR6-60HPB-305M | Solar Panels |  | 0.305 | 2 | 39 | 34 |  | Fixed | Roof
NJSTRE1545896659 |  | Transition Incentive Program | Cranford | 7016 | 10 | 12.81 | Residential | Yes | Behind the Meter | Net-metered residential rooftop and canopy |  | None | Sunrun Installation Services, Inc. | PSE&G | Accepted | 2020-11-03 | 2020-11-05 | 2021-11-05 | LONGi Green Energy Technology Co Ltd | LR6-60HPB-305M | Solar Panels |  | 0.305 | 12 | 129 | 22 |  | Fixed | Roof
NJSTRE1545896661 |  | Transition Incentive Program | Livingston TWP | 7039 | 9 | 8.16 | Residential | Yes | Behind the Meter | Net-metered residential rooftop and canopy |  | None | Tesla Energy Operations Inc. | PSE&G | Accepted | 2020-11-03 | 2020-11-05 | 2021-11-05 | SolarEdge Technologies | SE7600H-US [240V] | Inverters | 7600 |  | 1 |  |  | 0.99 |  | Outside | Outside
NJSTRE1545896661 |  | Transition Incentive Program | Livingston TWP | 7039 | 9 | 8.16 | Residential | Yes | Behind the Meter | Net-metered residential rooftop and canopy |  | None | Tesla Energy Operations Inc. | PSE&G | Accepted | 2020-11-03 | 2020-11-05 | 2021-11-05 | Hanwha Q-CELLS | Q.Peak DUO BLK-G6+ 340 | Solar Panels |  | 0.34 | 24 | 159 | 40 |  | Fixed | Roof
NJSTRE1545896663 |  | Transition Incentive Program | Whitehouse Station | 8889 | 4 | 10.88 | Residential | Yes | Behind the Meter | Net-metered residential rooftop and canopy |  | None | Vivint Solar Developer, LLC | JCP&L | Accepted | 2020-11-05 | 2020-11-05 | 2021-11-05 | Solar Edge | SE7600H-US | Inverters | 7600 |  | 1 |  |  | 0.992 |  | Outdoor | Near the Utility Meter
NJSTRE1545896663 |  | Transition Incentive Program | Whitehouse Station | 8889 | 4 | 10.88 | Residential | Yes | Behind the Meter | Net-metered residential rooftop and canopy |  | None | Vivint Solar Developer, LLC | JCP&L | Accepted | 2020-11-05 | 2020-11-05 | 2021-11-05 | JINKO SOLAR | JKM320M-60HBL | Solar Panels |  | 0.32 | 17 | 126 | 36 |  | Fixed | Roof
NJSTRE1545896663 |  | Transition Incentive Program | Whitehouse Station | 8889 | 4 | 10.88 | Residential | Yes | Behind the Meter | Net-metered residential rooftop and canopy |  | None | Vivint Solar Developer, LLC | JCP&L | Accepted | 2020-11-05 | 2020-11-05 | 2021-11-05 | JINKO SOLAR | JKM320M-60HBL | Solar Panels |  | 0.32 | 17 | 306 | 36 |  | Fixed | Roof
NJSTRE1545896684 |  | Transition Incentive Program | Burlington | 8016 | 13 | 7.68 | Residential | Yes | Behind the Meter | Net-metered residential rooftop and canopy |  | None | Vivint Solar Developer, LLC | PSE&G | Accepted | 2020-11-04 | 2020-11-05 | 2021-11-05 | Solar Edge | SE7600H-US | Inverters | 7600 |  | 1 |  |  | 0.992 |  | Outdoor | Near the Utility Meter
NJSTRE1545896684 |  | Transition Incentive Program | Burlington | 8016 | 13 | 7.68 | Residential | Yes | Behind the Meter | Net-metered residential rooftop and canopy |  | None | Vivint Solar Developer, LLC | PSE&G | Accepted | 2020-11-04 | 2020-11-05 | 2021-11-05 | JINKO SOLAR | JKM320M-60HBL | Solar Panels |  | 0.32 | 4 | 80 | 12 |  | Fixed | Roof
NJSTRE1545896684 |  | Transition Incentive Program | Burlington | 8016 | 13 | 7.68 | Residential | Yes | Behind the Meter | Net-metered residential rooftop and canopy |  | None | Vivint Solar Developer, LLC | PSE&G | Accepted | 2020-11-04 | 2020-11-05 | 2021-11-05 | JINKO SOLAR | JKM320M-60HBL | Solar Panels |  | 0.32 | 16 | 80 | 37 |  | Fixed | Roof
NJSTRE1545896684 |  | Transition Incentive Program | Burlington | 8016 | 13 | 7.68 | Residential | Yes | Behind the Meter | Net-metered residential rooftop and canopy |  | None | Vivint Solar Developer, LLC | PSE&G | Accepted | 2020-11-04 | 2020-11-05 | 2021-11-05 | JINKO SOLAR | JKM320M-60HBL | Solar Panels |  | 0.32 | 4 | 80 | 37 |  | Fixed | Roof
NJSTRE1545896688 |  | Transition Incentive Program | Dunellen | 8812 | 11 | 4.03 | Residential | No | Behind the Meter | Net-metered residential rooftop and canopy |  | None | Sunrun Installation Services, Inc. | PSE&G | Accepted | 2020-11-03 | 2020-11-05 | 2021-11-05 | Enphase Energy | IQ7-60-x-US (240V) | Inverters | 240 |  | 13 |  |  | 0.96 |  | Outdoor | Rooftop
NJSTRE1545896688 |  | Transition Incentive Program | Dunellen | 8812 | 11 | 4.03 | Residential | No | Behind the Meter | Net-metered residential rooftop and canopy |  | None | Sunrun Installation Services, Inc. | PSE&G | Accepted | 2020-11-03 | 2020-11-05 | 2021-11-05 | LONGi Green Energy Technology Co Ltd | LR6-60HPB-310M | Solar Panels |  | 0.31 | 13 | 174 | 33 |  | Fixed | Roof
NJSTRE1545896689 |  | Transition Incentive Program | Fair Lawn Boro | 7410 | 7 | 7.92 | Residential | No | Behind the Meter | Net-metered residential rooftop and canopy |  | None | SunPower Corporation, Systems | PSE&G | Accepted | 2020-11-06 | 2020-11-06 | 2021-11-06 | SunPower | SPR-X22-360-E-AC | Inverters | 320 |  | 22 |  |  | 0.96 |  | Other | under each panel
NJSTRE1545896689 |  | Transition Incentive Program | Fair Lawn Boro | 7410 | 7 | 7.92 | Residential | No | Behind the Meter | Net-metered residential rooftop and canopy |  | None | SunPower Corporation, Systems | PSE&G | Accepted | 2020-11-06 | 2020-11-06 | 2021-11-06 | SunPower | SPR-X22-360-E-AC | Solar Panels |  | 0.36 | 4 | 160 | 27 |  | Fixed | Roof
NJSTRE1545896689 |  | Transition Incentive Program | Fair Lawn Boro | 7410 | 7 | 7.92 | Residential | No | Behind the Meter | Net-metered residential rooftop and canopy |  | None | SunPower Corporation, Systems | PSE&G | Accepted | 2020-11-06 | 2020-11-06 | 2021-11-06 | SunPower | SPR-X22-360-E-AC | Solar Panels |  | 0.36 | 7 | 70 | 27 |  | Fixed | Roof
NJSTRE1545896689 |  | Transition Incentive Program | Fair Lawn Boro | 7410 | 7 | 7.92 | Residential | No | Behind the Meter | Net-metered residential rooftop and canopy |  | None | SunPower Corporation, Systems | PSE&G | Accepted | 2020-11-06 | 2020-11-06 | 2021-11-06 | SunPower | SPR-X22-360-E-AC | Solar Panels |  | 0.36 | 11 | 70 | 27 |  | Fixed | Roof
NJSTRE1545896699 |  | Transition Incentive Program | Northfield | 8225 | 19 | 11.97 | Residential | No | Behind the Meter | Net-metered residential rooftop and canopy |  | None | All Season Solar | AC Electric | Accepted | 2020-11-03 | 2020-11-05 | 2021-11-05 | Enphase | IQ7 | Inverters | 240 |  | 38 |  |  | 0.97 |  | Outdoor | under module
NJSTRE1545896699 |  | Transition Incentive Program | Northfield | 8225 | 19 | 11.97 | Residential | No | Behind the Meter | Net-metered residential rooftop and canopy |  | None | All Season Solar | AC Electric | Accepted | 2020-11-03 | 2020-11-05 | 2021-11-05 | Certainteed | CT315HC11-04 | Solar Panels |  | 0.315 | 5 | 216 | 45 |  | Fixed | Roof
NJSTRE1545896699 |  | Transition Incentive Program | Northfield | 8225 | 19 | 11.97 | Residential | No | Behind the Meter | Net-metered residential rooftop and canopy |  | None | All Season Solar | AC Electric | Accepted | 2020-11-03 | 2020-11-05 | 2021-11-05 | Certainteed | CT315HC11-04 | Solar Panels |  | 0.315 | 10 | 126 | 33 |  | Fixed | Roof
NJSTRE1545896699 |  | Transition Incentive Program | Northfield | 8225 | 19 | 11.97 | Residential | No | Behind the Meter | Net-metered residential rooftop and canopy |  | None | All Season Solar | AC Electric | Accepted | 2020-11-03 | 2020-11-05 | 2021-11-05 | Certainteed | CT315HC11-04 | Solar Panels |  | 0.315 | 13 | 126 | 33 |  | Fixed | Roof
NJSTRE1545896699 |  | Transition Incentive Program | Northfield | 8225 | 19 | 11.97 | Residential | No | Behind the Meter | Net-metered residential rooftop and canopy |  | None | All Season Solar | AC Electric | Accepted | 2020-11-03 | 2020-11-05 | 2021-11-05 | Certainteed | CT315HC11-04 | Solar Panels |  | 0.315 | 10 | 306 | 33 |  | Fixed | Roof
NJSTRE1545896819 |  | Transition Incentive Program | Hillsborough Twp | 8844 | 5 | 6.62 | Residential | Yes | Behind the Meter | Net-metered residential rooftop and canopy |  | None | 1st Light Energy Inc | PSE&G | Accepted | 2020-11-03 | 2020-11-05 | 2021-11-05 | SolarEdge | SE6000H-US | Inverters | 6000 |  | 1 |  |  | 0.99 |  | Outside | Next to Meter
NJSTRE1545896819 |  | Transition Incentive Program | Hillsborough Twp | 8844 | 5 | 6.62 | Residential | Yes | Behind the Meter | Net-metered residential rooftop and canopy |  | None | 1st Light Energy Inc | PSE&G | Accepted | 2020-11-03 | 2020-11-05 | 2021-11-05 | Longi | LR6-60HPB-315M | Solar Panels |  | 0.315 | 21 | 174 | 23 |  | Fixed | Roof
NJSTRE1545897948 |  | Transition Incentive Program | Beverly City | 8010 | 13 | 5.99 | Residential | Yes | Behind the Meter | Net-metered residential rooftop and canopy |  | None | 1st Light Energy Inc | PSE&G | Accepted | 2020-11-03 | 2020-11-05 | 2021-11-05 | SolarEdge | SE5000H-US | Inverters | 5000 |  | 1 |  |  | 0.99 |  | Outside | Next to Meter
NJSTRE1545897948 |  | Transition Incentive Program | Beverly City | 8010 | 13 | 5.99 | Residential | Yes | Behind the Meter | Net-metered residential rooftop and canopy |  | None | 1st Light Energy Inc | PSE&G | Accepted | 2020-11-03 | 2020-11-05 | 2021-11-05 | Longi | LR6-60HPB-315M | Solar Panels |  | 0.315 | 19 | 151 | 27 |  | Fixed | Roof
NJSTRE1545905557 |  | Transition Incentive Program | Cape May Court House | 8210 | 21 | 10.4 | Residential | No | Behind the Meter | Net-metered residential rooftop and canopy |  | None | Suntuity Solar LLC | AC Electric | Accepted | 2020-11-04 | 2020-11-05 | 2021-11-05 | Enphase Energy | IQ7-60-2-US | Inverters | 240 |  | 33 |  |  | 0.97 |  | Outdoor | Behind the PV Modules
NJSTRE1545905557 |  | Transition Incentive Program | Cape May Court House | 8210 | 21 | 10.4 | Residential | No | Behind the Meter | Net-metered residential rooftop and canopy |  | None | Suntuity Solar LLC | AC Electric | Accepted | 2020-11-04 | 2020-11-05 | 2021-11-05 | Longi | LR6-60HPB-315M | Solar Panels |  | 0.315 | 12 | 302 | 18 |  | Fixed | Roof
NJSTRE1545905557 |  | Transition Incentive Program | Cape May Court House | 8210 | 21 | 10.4 | Residential | No | Behind the Meter | Net-metered residential rooftop and canopy |  | None | Suntuity Solar LLC | AC Electric | Accepted | 2020-11-04 | 2020-11-05 | 2021-11-05 | Longi | LR6-60HPB-315M | Solar Panels |  | 0.315 | 6 | 212 | 18 |  | Fixed | Roof
NJSTRE1545905557 |  | Transition Incentive Program | Cape May Court House | 8210 | 21 | 10.4 | Residential | No | Behind the Meter | Net-metered residential rooftop and canopy |  | None | Suntuity Solar LLC | AC Electric | Accepted | 2020-11-04 | 2020-11-05 | 2021-11-05 | Longi | LR6-60HPB-315M | Solar Panels |  | 0.315 | 9 | 122 | 18 |  | Fixed | Roof
NJSTRE1545905557 |  | Transition Incentive Program | Cape May Court House | 8210 | 21 | 10.4 | Residential | No | Behind the Meter | Net-metered residential rooftop and canopy |  | None | Suntuity Solar LLC | AC Electric | Accepted | 2020-11-04 | 2020-11-05 | 2021-11-05 | Longi | LR6-60HPB-315M | Solar Panels |  | 0.315 | 6 | 32 | 18 |  | Fixed | Roof
NJSTRE1545905558 |  | Transition Incentive Program | Willingboro | 8046 | 13 | 11.34 | Residential | Yes | Behind the Meter | Net-metered residential rooftop and canopy |  | None | Suntuity Solar LLC | PSE&G | Accepted | 2020-11-04 | 2020-11-05 | 2021-11-05 | Enphase Energy | IQ7-60-2-US | Inverters | 240 |  | 36 |  |  | 0.97 |  | Outdoor | Behind the PV Modules
NJSTRE1545905558 |  | Transition Incentive Program | Willingboro | 8046 | 13 | 11.34 | Residential | Yes | Behind the Meter | Net-metered residential rooftop and canopy |  | None | Suntuity Solar LLC | PSE&G | Accepted | 2020-11-04 | 2020-11-05 | 2021-11-05 | Longi | LR6-60HPB-315M | Solar Panels |  | 0.315 | 19 | 145 | 14 |  | Fixed | Roof
NJSTRE1545905558 |  | Transition Incentive Program | Willingboro | 8046 | 13 | 11.34 | Residential | Yes | Behind the Meter | Net-metered residential rooftop and canopy |  | None | Suntuity Solar LLC | PSE&G | Accepted | 2020-11-04 | 2020-11-05 | 2021-11-05 | Longi | LR6-60HPB-315M | Solar Panels |  | 0.315 | 4 | 325 | 42 |  | Fixed | Roof
NJSTRE1545905558 |  | Transition Incentive Program | Willingboro | 8046 | 13 | 11.34 | Residential | Yes | Behind the Meter | Net-metered residential rooftop and canopy |  | None | Suntuity Solar LLC | PSE&G | Accepted | 2020-11-04 | 2020-11-05 | 2021-11-05 | Longi | LR6-60HPB-315M | Solar Panels |  | 0.315 | 10 | 145 | 42 |  | Fixed | Roof
NJSTRE1545905558 |  | Transition Incentive Program | Willingboro | 8046 | 13 | 11.34 | Residential | Yes | Behind the Meter | Net-metered residential rooftop and canopy |  | None | Suntuity Solar LLC | PSE&G | Accepted | 2020-11-04 | 2020-11-05 | 2021-11-05 | Longi | LR6-60HPB-315M | Solar Panels |  | 0.315 | 3 | 145 | 17 |  | Fixed | Roof
NJSTRE1545905577 |  | Transition Incentive Program | Millville | 8332 | 20 | 3.74 | Residential | No | Behind the Meter | Net-metered residential rooftop and canopy |  | None | Vision Solar LLC | AC Electric | Accepted | 2020-11-04 | 2020-11-05 | 2021-11-05 | ENPHASE | IQ7-60-2-US | Inverters | 0.24 |  | 11 |  |  | 0.96 |  | Other | BEHIND EACH PANEL
NJSTRE1545905577 |  | Transition Incentive Program | Millville | 8332 | 20 | 3.74 | Residential | No | Behind the Meter | Net-metered residential rooftop and canopy |  | None | Vision Solar LLC | AC Electric | Accepted | 2020-11-04 | 2020-11-05 | 2021-11-05 | HANWHA Q-CELLS | Q.PEAK DUO BLK-G6 340W | Solar Panels |  | 0.34 | 11 | 195 | 20 |  | Fixed | Roof
NJSTRE1545905586 |  | Transition Incentive Program | Southampton | 8088 | 13 | 11.06 | Residential | Yes | Behind the Meter | Net-metered residential rooftop and canopy |  | None | Vision Solar LLC | JCP&L | Accepted | 2020-11-04 | 2020-11-05 | 2021-11-05 | ENPHASE | IQ7-60-2-US | Inverters | 0.24 |  | 33 |  |  | 0.96 |  | Other | BEHIND EACH PANEL
NJSTRE1545905586 |  | Transition Incentive Program | Southampton | 8088 | 13 | 11.06 | Residential | Yes | Behind the Meter | Net-metered residential rooftop and canopy |  | None | Vision Solar LLC | JCP&L | Accepted | 2020-11-04 | 2020-11-05 | 2021-11-05 | HANWHA Q-CELLS | Q.PEAK DUO-G6+ 335 | Solar Panels |  | 0.335 | 17 | 2152 | 25 |  | Fixed | Roof
NJSTRE1545905586 |  | Transition Incentive Program | Southampton | 8088 | 13 | 11.06 | Residential | Yes | Behind the Meter | Net-metered residential rooftop and canopy |  | None | Vision Solar LLC | JCP&L | Accepted | 2020-11-04 | 2020-11-05 | 2021-11-05 | HANWHA Q-CELLS | Q.PEAK DUO-G6+ 335 | Solar Panels |  | 0.335 | 10 | 32 | 25 |  | Fixed | Roof
NJSTRE1545905586 |  | Transition Incentive Program | Southampton | 8088 | 13 | 11.06 | Residential | Yes | Behind the Meter | Net-metered residential rooftop and canopy |  | None | Vision Solar LLC | JCP&L | Accepted | 2020-11-04 | 2020-11-05 | 2021-11-05 | HANWHA Q-CELLS | Q.PEAK DUO-G6+ 335 | Solar Panels |  | 0.335 | 3 | 302 | 25 |  | Fixed | Roof
NJSTRE1545905586 |  | Transition Incentive Program | Southampton | 8088 | 13 | 11.06 | Residential | Yes | Behind the Meter | Net-metered residential rooftop and canopy |  | None | Vision Solar LLC | JCP&L | Accepted | 2020-11-04 | 2020-11-05 | 2021-11-05 | HANWHA Q-CELLS | Q.PEAK DUO-G6+ 335 | Solar Panels |  | 0.335 | 3 | 122 | 25 |  | Fixed | Roof
NJSTRE1545906281 |  | Transition Incentive Program | Egg harbor city | 8215 | 19 | 6.37 | Residential | No | Behind the Meter | Net-metered residential rooftop and canopy |  | None | Vision Solar LLC | AC Electric | Accepted | 2020-11-04 | 2020-11-05 | 2021-11-05 | ENPHASE | IQ7-60-2-US | Inverters | 0.24 |  | 19 |  |  | 0.96 |  | Other | BEHIND EACH PANEL
NJSTRE1545906281 |  | Transition Incentive Program | Egg harbor city | 8215 | 19 | 6.37 | Residential | No | Behind the Meter | Net-metered residential rooftop and canopy |  | None | Vision Solar LLC | AC Electric | Accepted | 2020-11-04 | 2020-11-05 | 2021-11-05 | HANWHA Q-CELLS | Q.PEAK DUO-G6+ 335 | Solar Panels |  | 0.335 | 6 | 222 | 10 |  | Fixed | Roof
NJSTRE1545906281 |  | Transition Incentive Program | Egg harbor city | 8215 | 19 | 6.37 | Residential | No | Behind the Meter | Net-metered residential rooftop and canopy |  | None | Vision Solar LLC | AC Electric | Accepted | 2020-11-04 | 2020-11-05 | 2021-11-05 | HANWHA Q-CELLS | Q.PEAK DUO-G6+ 335 | Solar Panels |  | 0.335 | 10 | 222 | 35 |  | Fixed | Roof
NJSTRE1545906281 |  | Transition Incentive Program | Egg harbor city | 8215 | 19 | 6.37 | Residential | No | Behind the Meter | Net-metered residential rooftop and canopy |  | None | Vision Solar LLC | AC Electric | Accepted | 2020-11-04 | 2020-11-05 | 2021-11-05 | HANWHA Q-CELLS | Q.PEAK DUO-G6+ 335 | Solar Panels |  | 0.335 | 3 | 42 | 35 |  | Fixed | Roof
NJSTRE1545906578 |  | Transition Incentive Program | Millville | 8332 | 20 | 15.64 | Residential | No | Behind the Meter | Net-metered residential rooftop and canopy |  | None | Vision Solar LLC | AC Electric | Accepted | 2020-11-04 | 2020-11-06 | 2021-11-06 | ENPHASE | IQ7-60-2-US | Inverters | 0.24 |  | 46 |  |  | 0.96 |  | Other | BEHIND EACH PANEL
NJSTRE1545906578 |  | Transition Incentive Program | Millville | 8332 | 20 | 15.64 | Residential | No | Behind the Meter | Net-metered residential rooftop and canopy |  | None | Vision Solar LLC | AC Electric | Accepted | 2020-11-04 | 2020-11-06 | 2021-11-06 | HANWHA Q-CELLS | Q.PEAK DUO BLK-G6 340 | Solar Panels |  | 0.34 | 11 | 217 | 20 |  | Fixed | Roof
NJSTRE1545906578 |  | Transition Incentive Program | Millville | 8332 | 20 | 15.64 | Residential | No | Behind the Meter | Net-metered residential rooftop and canopy |  | None | Vision Solar LLC | AC Electric | Accepted | 2020-11-04 | 2020-11-06 | 2021-11-06 | HANWHA Q-CELLS | Q.PEAK DUO BLK-G6 340 | Solar Panels |  | 0.34 | 15 | 36 | 20 |  | Fixed | Roof
NJSTRE1545906578 |  | Transition Incentive Program | Millville | 8332 | 20 | 15.64 | Residential | No | Behind the Meter | Net-metered residential rooftop and canopy |  | None | Vision Solar LLC | AC Electric | Accepted | 2020-11-04 | 2020-11-06 | 2021-11-06 | HANWHA Q-CELLS | Q.PEAK DUO BLK-G6 340 | Solar Panels |  | 0.34 | 20 | 216 | 20 |  | Fixed | Roof
NJSTRE1545907501 |  | Transition Incentive Program | Passaic | 7055 | 6 | 11.9 | Residential | Yes | Behind the Meter | Net-metered residential rooftop and canopy |  | None | Infinity Solar Systems | PSE&G | Accepted | 2020-11-04 | 2020-11-06 | 2021-11-06 | ENPHASE | IQ7PLUS-72-2-US | Inverters | 295 |  | 14 |  |  | 0.95 |  | Outdoor | Rooftop
NJSTRE1545907501 |  | Transition Incentive Program | Passaic | 7055 | 6 | 11.9 | Residential | Yes | Behind the Meter | Net-metered residential rooftop and canopy |  | None | Infinity Solar Systems | PSE&G | Accepted | 2020-11-04 | 2020-11-06 | 2021-11-06 | ENPHASE | IQ7PLUS-72-2-US | Inverters | 295 |  | 20 |  |  | 0.95 |  | Outdoor | Rooftop
NJSTRE1545907501 |  | Transition Incentive Program | Passaic | 7055 | 6 | 11.9 | Residential | Yes | Behind the Meter | Net-metered residential rooftop and canopy |  | None | Infinity Solar Systems | PSE&G | Accepted | 2020-11-04 | 2020-11-06 | 2021-11-06 | LG | LG350N1C-V5_BW | Solar Panels |  | 0.35 | 20 | 213 | 20 |  | Fixed | Roof
NJSTRE1545907501 |  | Transition Incentive Program | Passaic | 7055 | 6 | 11.9 | Residential | Yes | Behind the Meter | Net-metered residential rooftop and canopy |  | None | Infinity Solar Systems | PSE&G | Accepted | 2020-11-04 | 2020-11-06 | 2021-11-06 | LG | LG350N1C-V5_BW | Solar Panels |  | 0.35 | 14 | 33 | 20 |  | Fixed | Roof
NJSTRE1545907570 |  | Transition Incentive Program | Ocean City | 8226 | 21 | 8.16 | Residential | No | Behind the Meter | Net-metered residential rooftop and canopy |  | None | Public Service Solar | AC Electric | Accepted | 2020-11-04 | 2020-11-06 | 2021-11-06 | Enphase | IQ7+ | Inverters | 0.29 |  | 24 |  |  | 0.96 |  | Outdoor | under panels
NJSTRE1545907570 |  | Transition Incentive Program | Ocean City | 8226 | 21 | 8.16 | Residential | No | Behind the Meter | Net-metered residential rooftop and canopy |  | None | Public Service Solar | AC Electric | Accepted | 2020-11-04 | 2020-11-06 | 2021-11-06 | LG | N1K-L5 | Solar Panels |  | 0.34 | 24 | 134 | 22 |  | Fixed | Roof
NJSTRE1545907582 |  | Transition Incentive Program | North Plainfield | 7063 | 10 | 8.84 | Residential | No | Behind the Meter | Net-metered residential rooftop and canopy |  | None | Vision Solar LLC | PSE&G | Accepted | 2020-11-04 | 2020-11-05 | 2021-11-05 | ENPHASE | IQ7-60-2-US | Inverters | 0.24 |  | 26 |  |  | 0.96 |  | Other | BEHIND EACH PANEL
NJSTRE1545907582 |  | Transition Incentive Program | North Plainfield | 7063 | 10 | 8.84 | Residential | No | Behind the Meter | Net-metered residential rooftop and canopy |  | None | Vision Solar LLC | PSE&G | Accepted | 2020-11-04 | 2020-11-05 | 2021-11-05 | HANWHA Q-CELLS | Q.PEAK DUO BLK-G6 340 | Solar Panels |  | 0.34 | 8 | 226 | 25 |  | Fixed | Roof
NJSTRE1545907582 |  | Transition Incentive Program | North Plainfield | 7063 | 10 | 8.84 | Residential | No | Behind the Meter | Net-metered residential rooftop and canopy |  | None | Vision Solar LLC | PSE&G | Accepted | 2020-11-04 | 2020-11-05 | 2021-11-05 | HANWHA Q-CELLS | Q.PEAK DUO BLK-G6 340 | Solar Panels |  | 0.34 | 12 | 226 | 25 |  | Fixed | Roof
NJSTRE1545907582 |  | Transition Incentive Program | North Plainfield | 7063 | 10 | 8.84 | Residential | No | Behind the Meter | Net-metered residential rooftop and canopy |  | None | Vision Solar LLC | PSE&G | Accepted | 2020-11-04 | 2020-11-05 | 2021-11-05 | HANWHA Q-CELLS | Q.PEAK DUO BLK-G6 340 | Solar Panels |  | 0.34 | 6 | 46 | 25 |  | Fixed | Roof
NJSTRE1545907656 |  | Transition Incentive Program | East Brunswick TWP | 8816 | 11 | 12.24 | Residential | No | Behind the Meter | Net-metered residential rooftop and canopy |  | None | Tesla Energy Operations Inc. | PSE&G | Accepted | 2020-11-04 | 2020-11-05 | 2021-11-05 | SolarEdge Technologies | SE11400H-US [240V] | Inverters | 11400 |  | 1 |  |  | 0.99 |  | Outside | Outside
NJSTRE1545907656 |  | Transition Incentive Program | East Brunswick TWP | 8816 | 11 | 12.24 | Residential | No | Behind the Meter | Net-metered residential rooftop and canopy |  | None | Tesla Energy Operations Inc. | PSE&G | Accepted | 2020-11-04 | 2020-11-05 | 2021-11-05 | Hanwha Q-CELLS | Q.Peak DUO BLK-G6+ 340 | Solar Panels |  | 0.34 | 36 | 171 | 26 |  | Fixed | Roof
NJSTRE1545907669 |  | Transition Incentive Program | South Egg Harbor | 8215 | 19 | 6.5 | Residential | Yes | Behind the Meter | Net-metered residential rooftop and canopy |  | None | All Season Solar | AC Electric | Accepted | 2020-11-04 | 2020-11-05 | 2021-11-05 | Enphase | IQ7 | Inverters | 240 |  | 20 |  |  | 0.97 |  | Outside | under module
NJSTRE1545907669 |  | Transition Incentive Program | South Egg Harbor | 8215 | 19 | 6.5 | Residential | Yes | Behind the Meter | Net-metered residential rooftop and canopy |  | None | All Season Solar | AC Electric | Accepted | 2020-11-04 | 2020-11-05 | 2021-11-05 | Trina | TSMDD06M.05II | Solar Panels |  | 0.325 | 20 | 223 | 32 |  | Fixed | Roof
NJSTRE1545907950 |  | Transition Incentive Program | Bayville | 8721 | 18 | 5.03 | Residential | Yes | Behind the Meter | Net-metered residential rooftop and canopy |  | None | Vision Solar LLC | JCP&L | Accepted | 2020-11-04 | 2020-11-05 | 2021-11-05 | ENPHASE | IQ7-60-2-US | Inverters | 0.24 |  | 15 |  |  | 0.96 |  | Other | BEHIND EACH PANEL
NJSTRE1545907950 |  | Transition Incentive Program | Bayville | 8721 | 18 | 5.03 | Residential | Yes | Behind the Meter | Net-metered residential rooftop and canopy |  | None | Vision Solar LLC | JCP&L | Accepted | 2020-11-04 | 2020-11-05 | 2021-11-05 | HANWHA Q-CELLS | Q.PEAK DUO-G6+ 335 | Solar Panels |  | 0.335 | 15 | 184 | 20 |  | Fixed | Roof
NJSTRE1545908061 |  | Transition Incentive Program | Point Pleasant | 8742 | 18 | 9.18 | Residential | No | Behind the Meter | Net-metered residential rooftop and canopy |  | None | Public Service Solar | JCP&L | Accepted | 2020-11-04 | 2020-11-05 | 2021-11-05 | Enphase | IQ7+ | Inverters | 0.29 |  | 27 |  |  | 0.96 |  | Outdoor | under panels
NJSTRE1545908061 |  | Transition Incentive Program | Point Pleasant | 8742 | 18 | 9.18 | Residential | No | Behind the Meter | Net-metered residential rooftop and canopy |  | None | Public Service Solar | JCP&L | Accepted | 2020-11-04 | 2020-11-05 | 2021-11-05 | LG | N1K-L5 | Solar Panels |  | 0.34 | 19 | 282 | 28 |  | Fixed | Roof
NJSTRE1545908061 |  | Transition Incentive Program | Point Pleasant | 8742 | 18 | 9.18 | Residential | No | Behind the Meter | Net-metered residential rooftop and canopy |  | None | Public Service Solar | JCP&L | Accepted | 2020-11-04 | 2020-11-05 | 2021-11-05 | LG | N1K-L5 | Solar Panels |  | 0.34 | 5 | 102 | 28 |  | Fixed | Roof
NJSTRE1545908061 |  | Transition Incentive Program | Point Pleasant | 8742 | 18 | 9.18 | Residential | No | Behind the Meter | Net-metered residential rooftop and canopy |  | None | Public Service Solar | JCP&L | Accepted | 2020-11-04 | 2020-11-05 | 2021-11-05 | LG | N1K-L5 | Solar Panels |  | 0.34 | 3 | 192 | 26 |  | Fixed | Roof
NJSTRE1545908283 |  | Transition Incentive Program | Williamstown | 8094 | 15 | 17.68 | Residential | No | Behind the Meter | Net-metered residential rooftop and canopy |  | None | EMT Renewables | AC Electric | Accepted | 2020-11-04 | 2020-11-06 | 2021-11-06 | Enphase | IQ7+-72-2-US | Inverters | 290 |  | 52 |  |  | 0.97 |  | Outside | under panes
NJSTRE1545908283 |  | Transition Incentive Program | Williamstown | 8094 | 15 | 17.68 | Residential | No | Behind the Meter | Net-metered residential rooftop and canopy |  | None | EMT Renewables | AC Electric | Accepted | 2020-11-04 | 2020-11-06 | 2021-11-06 | Hanwha | Q-Cells Q.Peak Duo-G6 340 | Solar Panels |  | 0.34 | 14 | 13 | 30 |  | Fixed | Roof
NJSTRE1545908283 |  | Transition Incentive Program | Williamstown | 8094 | 15 | 17.68 | Residential | No | Behind the Meter | Net-metered residential rooftop and canopy |  | None | EMT Renewables | AC Electric | Accepted | 2020-11-04 | 2020-11-06 | 2021-11-06 | Hanwha | Q-Cells Q.Peak Duo-G6 340 | Solar Panels |  | 0.34 | 11 | 193 | 30 |  | Fixed | Roof
NJSTRE1545908283 |  | Transition Incentive Program | Williamstown | 8094 | 15 | 17.68 | Residential | No | Behind the Meter | Net-metered residential rooftop and canopy |  | None | EMT Renewables | AC Electric | Accepted | 2020-11-04 | 2020-11-06 | 2021-11-06 | Hanwha | Q-Cells Q.Peak Duo-G6 340 | Solar Panels |  | 0.34 | 2 | 283 | 30 |  | Fixed | Roof
NJSTRE1545908283 |  | Transition Incentive Program | Williamstown | 8094 | 15 | 17.68 | Residential | No | Behind the Meter | Net-metered residential rooftop and canopy |  | None | EMT Renewables | AC Electric | Accepted | 2020-11-04 | 2020-11-06 | 2021-11-06 | Hanwha | Q-Cells Q.Peak Duo-G6 340 | Solar Panels |  | 0.34 | 22 | 193 | 30 |  | Fixed | Roof
NJSTRE1545908283 |  | Transition Incentive Program | Williamstown | 8094 | 15 | 17.68 | Residential | No | Behind the Meter | Net-metered residential rooftop and canopy |  | None | EMT Renewables | AC Electric | Accepted | 2020-11-04 | 2020-11-06 | 2021-11-06 | Hanwha | Q-Cells Q.Peak Duo-G6 340 | Solar Panels |  | 0.34 | 3 | 193 | 30 |  | Fixed | Roof
NJSTRE1545908435 |  | Transition Incentive Program | Secaucus | 07094-1644 |  | 558.53 | Commercial | Yes | Behind the Meter | Net-metered non-residential rooftop and canopy |  | None | EnterSolar, LLC | PSE&G | Accepted | 2020-11-04 | 2020-11-05 | 2021-11-05 | SolarEdge | SE100K | Inverters | 100000 |  | 4 |  |  | 0.985 |  | Outside | Roof
NJSTRE1545908435 |  | Transition Incentive Program | Secaucus | 07094-1644 |  | 558.53 | Commercial | Yes | Behind the Meter | Net-metered non-residential rooftop and canopy |  | None | EnterSolar, LLC | PSE&G | Accepted | 2020-11-04 | 2020-11-05 | 2021-11-05 | JA Solar | JAM72S09-395 | Solar Panels |  | 0.395 | 1414 | 226 | 10 |  | Fixed | Roof
NJSTRE1545908451 |  | Transition Incentive Program | Parsippany-Troy Hills | 7054 | 3 | 6.12 | Residential | No | Behind the Meter | Net-metered residential rooftop and canopy |  | None | Public Service Solar | JCP&L | Accepted | 2020-11-04 | 2020-11-06 | 2021-11-06 | Enphase | IQ7+ | Inverters | 0.29 |  | 18 |  |  | 0.96 |  | Outdoor | under panels
NJSTRE1545908451 |  | Transition Incentive Program | Parsippany-Troy Hills | 7054 | 3 | 6.12 | Residential | No | Behind the Meter | Net-metered residential rooftop and canopy |  | None | Public Service Solar | JCP&L | Accepted | 2020-11-04 | 2020-11-06 | 2021-11-06 | LG | N1K-L5 | Solar Panels |  | 0.34 | 18 | 181 | 24 |  | Fixed | Roof
NJSTRE1545908488 |  | Transition Incentive Program | Holmdel | 7733 | 17 | 13.8 | Residential | No | Behind the Meter | Net-metered residential rooftop and canopy |  | None | Sunrun Installation Services, Inc. | JCP&L | Accepted | 2020-11-04 | 2020-11-06 | 2021-11-06 | Enphase Energy | IQ7PLUS-72-x-US (240V) | Inverters | 290 |  | 40 |  |  | 0.96 |  | Outdoor | Rooftop
NJSTRE1545908488 |  | Transition Incentive Program | Holmdel | 7733 | 17 | 13.8 | Residential | No | Behind the Meter | Net-metered residential rooftop and canopy |  | None | Sunrun Installation Services, Inc. | JCP&L | Accepted | 2020-11-04 | 2020-11-06 | 2021-11-06 | LG Electronics | LG345N1C-V5 | Solar Panels |  | 0.345 | 40 | 180 | 30 |  | Fixed | Roof
NJSTRE1545908627 |  | Transition Incentive Program | Millville | 8332 | 20 | 11.38 | Residential | Yes | Behind the Meter | Net-metered residential rooftop and canopy |  | None | All Season Solar | AC Electric | Accepted | 2020-11-04 | 2020-11-06 | 2021-11-06 | Enphase | IQ7 | Inverters | 240 |  | 35 |  |  | 0.97 |  | Outdoor | under module
NJSTRE1545908627 |  | Transition Incentive Program | Millville | 8332 | 20 | 11.38 | Residential | Yes | Behind the Meter | Net-metered residential rooftop and canopy |  | None | All Season Solar | AC Electric | Accepted | 2020-11-04 | 2020-11-06 | 2021-11-06 | Trina | TSMDD06M.05II | Solar Panels |  | 0.325 | 4 | 176 | 45 |  | Fixed | Roof
NJSTRE1545908627 |  | Transition Incentive Program | Millville | 8332 | 20 | 11.38 | Residential | Yes | Behind the Meter | Net-metered residential rooftop and canopy |  | None | All Season Solar | AC Electric | Accepted | 2020-11-04 | 2020-11-06 | 2021-11-06 | Trina | TSMDD06M.05II | Solar Panels |  | 0.325 | 4 | 176 | 45 |  | Fixed | Roof
NJSTRE1545908627 |  | Transition Incentive Program | Millville | 8332 | 20 | 11.38 | Residential | Yes | Behind the Meter | Net-metered residential rooftop and canopy |  | None | All Season Solar | AC Electric | Accepted | 2020-11-04 | 2020-11-06 | 2021-11-06 | Trina | TSMDD06M.05II | Solar Panels |  | 0.325 | 18 | 266 | 33 |  | Fixed | Roof
NJSTRE1545908627 |  | Transition Incentive Program | Millville | 8332 | 20 | 11.38 | Residential | Yes | Behind the Meter | Net-metered residential rooftop and canopy |  | None | All Season Solar | AC Electric | Accepted | 2020-11-04 | 2020-11-06 | 2021-11-06 | Trina | TSMDD06M.05II | Solar Panels |  | 0.325 | 9 | 266 | 33 |  | Fixed | Roof
NJSTRE1545908793 |  | Transition Incentive Program | East Brunswick | 8816 | 11 | 17.42 | Residential | No | Behind the Meter | Net-metered residential rooftop and canopy |  | None | Public Service Solar | JCP&L | Accepted | 2020-11-04 | 2020-11-06 | 2021-11-06 | Enphase | IQ7+ | Inverters | 0.29 |  | 52 |  |  | 0.96 |  | Outdoor | under panels
NJSTRE1545908793 |  | Transition Incentive Program | East Brunswick | 8816 | 11 | 17.42 | Residential | No | Behind the Meter | Net-metered residential rooftop and canopy |  | None | Public Service Solar | JCP&L | Accepted | 2020-11-04 | 2020-11-06 | 2021-11-06 | LG | N1K-V5 | Solar Panels |  | 0.335 | 27 | 256 | 18 |  | Fixed | Roof
NJSTRE1545908793 |  | Transition Incentive Program | East Brunswick | 8816 | 11 | 17.42 | Residential | No | Behind the Meter | Net-metered residential rooftop and canopy |  | None | Public Service Solar | JCP&L | Accepted | 2020-11-04 | 2020-11-06 | 2021-11-06 | LG | N1K-V5 | Solar Panels |  | 0.335 | 25 | 76 | 18 |  | Fixed | Roof
NJSTRE1545908810 |  | Transition Incentive Program | Somerset | 8873 | 5 | 3.52 | Residential | Yes | Behind the Meter | Net-metered residential rooftop and canopy |  | None | Vivint Solar Developer, LLC | PSE&G | Accepted | 2020-11-04 | 2020-11-06 | 2021-11-06 | Solar Edge | SE3800H-US | Inverters | 3800 |  | 1 |  |  | 0.992 |  | Outdoor | Near the Utility Meter
NJSTRE1545908810 |  | Transition Incentive Program | Somerset | 8873 | 5 | 3.52 | Residential | Yes | Behind the Meter | Net-metered residential rooftop and canopy |  | None | Vivint Solar Developer, LLC | PSE&G | Accepted | 2020-11-04 | 2020-11-06 | 2021-11-06 | JINKO SOLAR | JKM320M-60HBL | Solar Panels |  | 0.32 | 6 | 37 | 17 |  | Fixed | Roof
NJSTRE1545908810 |  | Transition Incentive Program | Somerset | 8873 | 5 | 3.52 | Residential | Yes | Behind the Meter | Net-metered residential rooftop and canopy |  | None | Vivint Solar Developer, LLC | PSE&G | Accepted | 2020-11-04 | 2020-11-06 | 2021-11-06 | JINKO SOLAR | JKM320M-60HBL | Solar Panels |  | 0.32 | 5 | 127 | 15 |  | Fixed | Roof
NJSTRE1545908957 |  | Transition Incentive Program | Boonton | 7005 | 3 | 4.62 | Residential | Yes | Behind the Meter | Net-metered residential rooftop and canopy |  | None | Tesla Energy Operations Inc. | JCP&L | Accepted | 2020-11-04 | 2020-11-06 | 2021-11-06 | Tesla | AC Powerwall 2.0 | Electric Storage Battery |  |  | 2 |  |  |  | Lithium Ion |  | Inside
NJSTRE1545908957 |  | Transition Incentive Program | Boonton | 7005 | 3 | 4.62 | Residential | Yes | Behind the Meter | Net-metered residential rooftop and canopy |  | None | Tesla Energy Operations Inc. | JCP&L | Accepted | 2020-11-04 | 2020-11-06 | 2021-11-06 | Delta Electronics | M4-TL-US [240V] | Inverters | 3840 |  | 1 |  |  | 0.975 |  | Indoor | Inside
NJSTRE1545908957 |  | Transition Incentive Program | Boonton | 7005 | 3 | 4.62 | Residential | Yes | Behind the Meter | Net-metered residential rooftop and canopy |  | None | Tesla Energy Operations Inc. | JCP&L | Accepted | 2020-11-04 | 2020-11-06 | 2021-11-06 | Tesla | SR60T1 | Solar Panels |  | 0.05847 | 60 | 24 | 17 |  | Fixed | Roof
NJSTRE1545908957 |  | Transition Incentive Program | Boonton | 7005 | 3 | 4.62 | Residential | Yes | Behind the Meter | Net-metered residential rooftop and canopy |  | None | Tesla Energy Operations Inc. | JCP&L | Accepted | 2020-11-04 | 2020-11-06 | 2021-11-06 | Tesla | SR60T1 | Solar Panels |  | 0.05847 | 19 | 204 | 20 |  | Fixed | Roof
NJSTRE1545909481 |  | Transition Incentive Program | Lawrence Twp | 8648 | 12 | 8.58 | Residential | No | Behind the Meter | Net-metered residential rooftop and canopy |  | None | Green Power Energy | PSE&G | Accepted | 2020-11-04 | 2020-11-06 | 2021-11-06 | Enphase Energy | IQ7PLUS-72-2-US (240V) | Inverters | 290 |  | 26 |  |  | 0.975 |  | Outside | next to meter
NJSTRE1545909481 |  | Transition Incentive Program | Lawrence Twp | 8648 | 12 | 8.58 | Residential | No | Behind the Meter | Net-metered residential rooftop and canopy |  | None | Green Power Energy | PSE&G | Accepted | 2020-11-04 | 2020-11-06 | 2021-11-06 | LG Electronics | LG330N1C-A5 | Solar Panels |  | 0.33 | 10 | 248 | 30 |  | Fixed | Roof
NJSTRE1545909481 |  | Transition Incentive Program | Lawrence Twp | 8648 | 12 | 8.58 | Residential | No | Behind the Meter | Net-metered residential rooftop and canopy |  | None | Green Power Energy | PSE&G | Accepted | 2020-11-04 | 2020-11-06 | 2021-11-06 | LG Electronics | LG330N1C-A5 | Solar Panels |  | 0.33 | 11 | 156 | 30 |  | Fixed | Roof
NJSTRE1545909481 |  | Transition Incentive Program | Lawrence Twp | 8648 | 12 | 8.58 | Residential | No | Behind the Meter | Net-metered residential rooftop and canopy |  | None | Green Power Energy | PSE&G | Accepted | 2020-11-04 | 2020-11-06 | 2021-11-06 | LG Electronics | LG330N1C-A5 | Solar Panels |  | 0.33 | 5 | 158 | 30 |  | Fixed | Roof
NJSTRE1545909541 |  | Transition Incentive Program | Pennsauken TWP | 8109 | 14 | 5.76 | Residential | Yes | Behind the Meter | Net-metered residential rooftop and canopy |  | None | Sunbound Solar | PSE&G | Accepted | 2020-11-04 | 2020-11-06 | 2021-11-06 | ENPHASE | IQ7-60-2-US | Inverters | 240 |  | 18 |  |  | 0.976 |  | Outdoor | UNDER MODULE
NJSTRE1545909541 |  | Transition Incentive Program | Pennsauken TWP | 8109 | 14 | 5.76 | Residential | Yes | Behind the Meter | Net-metered residential rooftop and canopy |  | None | Sunbound Solar | PSE&G | Accepted | 2020-11-04 | 2020-11-06 | 2021-11-06 | HANWHA Q-CELL | Q.PEAKDUO-G5 320 | Solar Panels |  | 0.32 | 18 | 32 | 21 |  | Fixed | Roof
NJSTRE1545909658 |  | Transition Incentive Program | Short Hills | 7078 | 9 | 19.38 | Residential | No | Behind the Meter | Net-metered residential rooftop and canopy |  | None | Maier Solar Engineering dba Solar Me | JCP&L | Accepted | 2020-11-04 | 2020-11-06 | 2021-11-06 | Enphase | IQ7+ | Inverters | 290 |  | 57 |  |  | 0.96 |  | Outdoor | Next to meter
NJSTRE1545909658 |  | Transition Incentive Program | Short Hills | 7078 | 9 | 19.38 | Residential | No | Behind the Meter | Net-metered residential rooftop and canopy |  | None | Maier Solar Engineering dba Solar Me | JCP&L | Accepted | 2020-11-04 | 2020-11-06 | 2021-11-06 | Hanwha | Q.CELL DUO BLK G6 340W | Solar Panels |  | 0.34 | 6 | 238 | 10 |  | Fixed | Roof
NJSTRE1545909658 |  | Transition Incentive Program | Short Hills | 7078 | 9 | 19.38 | Residential | No | Behind the Meter | Net-metered residential rooftop and canopy |  | None | Maier Solar Engineering dba Solar Me | JCP&L | Accepted | 2020-11-04 | 2020-11-06 | 2021-11-06 | Hanwha | Q.CELL DUO BLK G6 340W | Solar Panels |  | 0.34 | 10 | 129 | 20 |  | Fixed | Roof
NJSTRE1545909658 |  | Transition Incentive Program | Short Hills | 7078 | 9 | 19.38 | Residential | No | Behind the Meter | Net-metered residential rooftop and canopy |  | None | Maier Solar Engineering dba Solar Me | JCP&L | Accepted | 2020-11-04 | 2020-11-06 | 2021-11-06 | Hanwha | Q.CELL DUO BLK G6 340W | Solar Panels |  | 0.34 | 10 | 328 | 20 |  | Fixed | Roof
NJSTRE1545909658 |  | Transition Incentive Program | Short Hills | 7078 | 9 | 19.38 | Residential | No | Behind the Meter | Net-metered residential rooftop and canopy |  | None | Maier Solar Engineering dba Solar Me | JCP&L | Accepted | 2020-11-04 | 2020-11-06 | 2021-11-06 | Hanwha | Q.CELL DUO BLK G6 340W | Solar Panels |  | 0.34 | 12 | 148 | 20 |  | Fixed | Roof
NJSTRE1545909658 |  | Transition Incentive Program | Short Hills | 7078 | 9 | 19.38 | Residential | No | Behind the Meter | Net-metered residential rooftop and canopy |  | None | Maier Solar Engineering dba Solar Me | JCP&L | Accepted | 2020-11-04 | 2020-11-06 | 2021-11-06 | Hanwha | Q.CELL DUO BLK G6 340W | Solar Panels |  | 0.34 | 19 | 148 | 20 |  | Fixed | Roof
NJSTRE1545909793 |  | Transition Incentive Program | Livingston | 7039 | 9 | 5.1 | Residential | No | Behind the Meter | Net-metered residential rooftop and canopy |  | None | Public Service Solar | PSE&G | Accepted | 2020-11-04 | 2020-11-06 | 2021-11-06 | Enphase | IQ7+ | Inverters | 0.29 |  | 15 |  |  | 0.96 |  | Outdoor | under panels
NJSTRE1545909793 |  | Transition Incentive Program | Livingston | 7039 | 9 | 5.1 | Residential | No | Behind the Meter | Net-metered residential rooftop and canopy |  | None | Public Service Solar | PSE&G | Accepted | 2020-11-04 | 2020-11-06 | 2021-11-06 | LG | N1K-L5 | Solar Panels |  | 0.34 | 9 | 200 | 27 |  | Fixed | Roof
NJSTRE1545909793 |  | Transition Incentive Program | Livingston | 7039 | 9 | 5.1 | Residential | No | Behind the Meter | Net-metered residential rooftop and canopy |  | None | Public Service Solar | PSE&G | Accepted | 2020-11-04 | 2020-11-06 | 2021-11-06 | LG | N1K-L5 | Solar Panels |  | 0.34 | 6 | 200 | 14 |  | Fixed | Roof
NJSTRE1545910123 |  | Transition Incentive Program | Englewood | 7631 | 7 | 14.72 | Residential | Yes | Behind the Meter | Net-metered residential rooftop and canopy |  | None | Vivint Solar Developer, LLC | PSE&G | Accepted | 2020-11-04 | 2020-11-06 | 2021-11-06 | Solar Edge | SE7600H-US | Inverters | 7600 |  | 1 |  |  | 0.992 |  | Outdoor | Near the Utility Meter
NJSTRE1545910123 |  | Transition Incentive Program | Englewood | 7631 | 7 | 14.72 | Residential | Yes | Behind the Meter | Net-metered residential rooftop and canopy |  | None | Vivint Solar Developer, LLC | PSE&G | Accepted | 2020-11-04 | 2020-11-06 | 2021-11-06 | Solar Edge | SE3800H-US | Inverters | 3800 |  | 1 |  |  | 0.992 |  | Outdoor | Near the Utility Meter
NJSTRE1545910123 |  | Transition Incentive Program | Englewood | 7631 | 7 | 14.72 | Residential | Yes | Behind the Meter | Net-metered residential rooftop and canopy |  | None | Vivint Solar Developer, LLC | PSE&G | Accepted | 2020-11-04 | 2020-11-06 | 2021-11-06 | JINKO SOLAR | JKM320M-60HBL | Solar Panels |  | 0.32 | 5 | 149 | 31 |  | Fixed | Roof
NJSTRE1545910123 |  | Transition Incentive Program | Englewood | 7631 | 7 | 14.72 | Residential | Yes | Behind the Meter | Net-metered residential rooftop and canopy |  | None | Vivint Solar Developer, LLC | PSE&G | Accepted | 2020-11-04 | 2020-11-06 | 2021-11-06 | JINKO SOLAR | JKM320M-60HBL | Solar Panels |  | 0.32 | 6 | 59 | 30 |  | Fixed | Roof
NJSTRE1545910123 |  | Transition Incentive Program | Englewood | 7631 | 7 | 14.72 | Residential | Yes | Behind the Meter | Net-metered residential rooftop and canopy |  | None | Vivint Solar Developer, LLC | PSE&G | Accepted | 2020-11-04 | 2020-11-06 | 2021-11-06 | JINKO SOLAR | JKM320M-60HBL | Solar Panels |  | 0.32 | 8 | 329 | 31 |  | Fixed | Roof
NJSTRE1545910123 |  | Transition Incentive Program | Englewood | 7631 | 7 | 14.72 | Residential | Yes | Behind the Meter | Net-metered residential rooftop and canopy |  | None | Vivint Solar Developer, LLC | PSE&G | Accepted | 2020-11-04 | 2020-11-06 | 2021-11-06 | JINKO SOLAR | JKM320M-60HBL | Solar Panels |  | 0.32 | 4 | 149 | 30 |  | Fixed | Roof
NJSTRE1545910123 |  | Transition Incentive Program | Englewood | 7631 | 7 | 14.72 | Residential | Yes | Behind the Meter | Net-metered residential rooftop and canopy |  | None | Vivint Solar Developer, LLC | PSE&G | Accepted | 2020-11-04 | 2020-11-06 | 2021-11-06 | JINKO SOLAR | JKM320M-60HBL | Solar Panels |  | 0.32 | 8 | 149 | 31 |  | Fixed | Roof
NJSTRE1545910123 |  | Transition Incentive Program | Englewood | 7631 | 7 | 14.72 | Residential | Yes | Behind the Meter | Net-metered residential rooftop and canopy |  | None | Vivint Solar Developer, LLC | PSE&G | Accepted | 2020-11-04 | 2020-11-06 | 2021-11-06 | JINKO SOLAR | JKM320M-60HBL | Solar Panels |  | 0.32 | 4 | 329 | 30 |  | Fixed | Roof
NJSTRE1545910123 |  | Transition Incentive Program | Englewood | 7631 | 7 | 14.72 | Residential | Yes | Behind the Meter | Net-metered residential rooftop and canopy |  | None | Vivint Solar Developer, LLC | PSE&G | Accepted | 2020-11-04 | 2020-11-06 | 2021-11-06 | JINKO SOLAR | JKM320M-60HBL | Solar Panels |  | 0.32 | 9 | 239 | 30 |  | Fixed | Roof
NJSTRE1545910123 |  | Transition Incentive Program | Englewood | 7631 | 7 | 14.72 | Residential | Yes | Behind the Meter | Net-metered residential rooftop and canopy |  | None | Vivint Solar Developer, LLC | PSE&G | Accepted | 2020-11-04 | 2020-11-06 | 2021-11-06 | JINKO SOLAR | JKM320M-60HBL | Solar Panels |  | 0.32 | 2 | 329 | 31 |  | Fixed | Roof
NJSTRE1545910183 |  | Transition Incentive Program | Flemington | 8822 | 4 | 10.98 | Residential | Yes | Behind the Meter | Net-metered residential rooftop and canopy |  | None | Sunrun Installation Services, Inc. | JCP&L | Accepted | 2020-11-04 | 2020-11-06 | 2021-11-06 | Enphase Energy | IQ7-60-x-US (240V) | Inverters | 240 |  | 36 |  |  | 0.96 |  | Outdoor | Rooftop
NJSTRE1545910183 |  | Transition Incentive Program | Flemington | 8822 | 4 | 10.98 | Residential | Yes | Behind the Meter | Net-metered residential rooftop and canopy |  | None | Sunrun Installation Services, Inc. | JCP&L | Accepted | 2020-11-04 | 2020-11-06 | 2021-11-06 | LONGi Green Energy Technology Co Ltd | LR6-60HPB-305M | Solar Panels |  | 0.305 | 24 | 198 | 38 |  | Fixed | Roof
NJSTRE1545910183 |  | Transition Incentive Program | Flemington | 8822 | 4 | 10.98 | Residential | Yes | Behind the Meter | Net-metered residential rooftop and canopy |  | None | Sunrun Installation Services, Inc. | JCP&L | Accepted | 2020-11-04 | 2020-11-06 | 2021-11-06 | LONGi Green Energy Technology Co Ltd | LR6-60HPB-305M | Solar Panels |  | 0.305 | 12 | 173 | 37 |  | Fixed | Roof
NJSTRE1545910546 |  | Transition Incentive Program | Perth Amboy | 8861 | 11 | 4.81 | Residential | No | Behind the Meter | Net-metered residential rooftop and canopy |  | None | Whitman Construction, LLC | PSE&G | Accepted | 2020-11-04 | 2020-11-06 | 2021-11-06 | enphase energy | iq7plus-72-2-us | Inverters | 295 |  | 13 |  |  | 0.975 |  | Outdoor | microinverters located under modules
NJSTRE1545910546 |  | Transition Incentive Program | Perth Amboy | 8861 | 11 | 4.81 | Residential | No | Behind the Meter | Net-metered residential rooftop and canopy |  | None | Whitman Construction, LLC | PSE&G | Accepted | 2020-11-04 | 2020-11-06 | 2021-11-06 | solaria power | xt 370r pd | Solar Panels |  | 0.37 | 5 | 110 | 40 |  | Fixed | Roof
NJSTRE1545910546 |  | Transition Incentive Program | Perth Amboy | 8861 | 11 | 4.81 | Residential | No | Behind the Meter | Net-metered residential rooftop and canopy |  | None | Whitman Construction, LLC | PSE&G | Accepted | 2020-11-04 | 2020-11-06 | 2021-11-06 | solaria power | xt 370r pd | Solar Panels |  | 0.37 | 2 | 20 | 15 |  | Fixed | Roof
NJSTRE1545910546 |  | Transition Incentive Program | Perth Amboy | 8861 | 11 | 4.81 | Residential | No | Behind the Meter | Net-metered residential rooftop and canopy |  | None | Whitman Construction, LLC | PSE&G | Accepted | 2020-11-04 | 2020-11-06 | 2021-11-06 | solaria power | xt 370r pd | Solar Panels |  | 0.37 | 4 | 290 | 40 |  | Fixed | Roof
NJSTRE1545910546 |  | Transition Incentive Program | Perth Amboy | 8861 | 11 | 4.81 | Residential | No | Behind the Meter | Net-metered residential rooftop and canopy |  | None | Whitman Construction, LLC | PSE&G | Accepted | 2020-11-04 | 2020-11-06 | 2021-11-06 | solaria power | xt 370r pd | Solar Panels |  | 0.37 | 2 | 200 | 40 |  | Fixed | Roof
NJSTRE1545910600 |  | Transition Incentive Program | Paramus | 7652 | 7 | 8.16 | Residential | No | Behind the Meter | Net-metered residential rooftop and canopy |  | None | Tesla Energy Operations, Inc. | PSE&G | Accepted | 2020-11-04 | 2020-11-06 | 2021-11-06 | Tesla | AC Powerwalll 2.0 | Electric Storage Battery |  |  | 2 |  |  |  | Lithium Ion |  | Outside
NJSTRE1545910600 |  | Transition Incentive Program | Paramus | 7652 | 7 | 8.16 | Residential | No | Behind the Meter | Net-metered residential rooftop and canopy |  | None | Tesla Energy Operations, Inc. | PSE&G | Accepted | 2020-11-04 | 2020-11-06 | 2021-11-06 | SOLAREDGE | SE7600A-US002SNR2 | Inverters | 7600 |  | 1 |  |  | 0.975 |  | Outdoor | Outside
NJSTRE1545910600 |  | Transition Incentive Program | Paramus | 7652 | 7 | 8.16 | Residential | No | Behind the Meter | Net-metered residential rooftop and canopy |  | None | Tesla Energy Operations, Inc. | PSE&G | Accepted | 2020-11-04 | 2020-11-06 | 2021-11-06 | Hanwha Q-CELLS | Q.Peak DUO BLK-G6+ 340 | Solar Panels |  | 0.34 | 24 | 196 | 27 |  | Fixed | Roof
NJSTRE1545910813 |  | Transition Incentive Program | Margate City | 8402 | 19 | 8.13 | Residential | Yes | Behind the Meter | Net-metered residential rooftop and canopy |  | None | All Season Solar | AC Electric | Accepted | 2020-11-04 | 2020-11-06 | 2021-11-06 | Enphase | iQ7 | Inverters | 240 |  | 25 |  |  | 0.97 |  | Outdoor | under module
NJSTRE1545910813 |  | Transition Incentive Program | Margate City | 8402 | 19 | 8.13 | Residential | Yes | Behind the Meter | Net-metered residential rooftop and canopy |  | None | All Season Solar | AC Electric | Accepted | 2020-11-04 | 2020-11-06 | 2021-11-06 | Trina | TSMDD06M.05II | Solar Panels |  | 0.325 | 25 | 233 | 22 |  | Fixed | Roof
NJSTRE1545910973 |  | Transition Incentive Program | Hillsborough | 8844 | 5 | 8.84 | Residential | No | Behind the Meter | Net-metered residential rooftop and canopy |  | None | Public Service Solar | PSE&G | Accepted | 2020-11-04 | 2020-11-06 | 2021-11-06 | Enphase | IQ7+ | Inverters | 0.29 |  | 26 |  |  | 0.96 |  | Outdoor | under panels
NJSTRE1545910973 |  | Transition Incentive Program | Hillsborough | 8844 | 5 | 8.84 | Residential | No | Behind the Meter | Net-metered residential rooftop and canopy |  | None | Public Service Solar | PSE&G | Accepted | 2020-11-04 | 2020-11-06 | 2021-11-06 | LG | N1K-L5 | Solar Panels |  | 0.34 | 8 | 152 | 27 |  | Fixed | Roof
NJSTRE1545910973 |  | Transition Incentive Program | Hillsborough | 8844 | 5 | 8.84 | Residential | No | Behind the Meter | Net-metered residential rooftop and canopy |  | None | Public Service Solar | PSE&G | Accepted | 2020-11-04 | 2020-11-06 | 2021-11-06 | LG | N1K-L5 | Solar Panels |  | 0.34 | 7 | 242 | 37 |  | Fixed | Roof
NJSTRE1545910973 |  | Transition Incentive Program | Hillsborough | 8844 | 5 | 8.84 | Residential | No | Behind the Meter | Net-metered residential rooftop and canopy |  | None | Public Service Solar | PSE&G | Accepted | 2020-11-04 | 2020-11-06 | 2021-11-06 | LG | N1K-L5 | Solar Panels |  | 0.34 | 11 | 152 | 37 |  | Fixed | Roof
NJSTRE1545911286 |  | Transition Incentive Program | South Plainfield | 7080 | 11 | 6.41 | Residential | Yes | Behind the Meter | Net-metered residential rooftop and canopy |  | None | Sunrun Installation Services, Inc. | PSE&G | Accepted | 2020-11-04 | 2020-11-17 | 2021-11-17 | Enphase Energy | IQ7-60-x-US (240V) | Inverters | 240 |  | 21 |  |  | 0.96 |  | Outdoor | Rooftop
NJSTRE1545911286 |  | Transition Incentive Program | South Plainfield | 7080 | 11 | 6.41 | Residential | Yes | Behind the Meter | Net-metered residential rooftop and canopy |  | None | Sunrun Installation Services, Inc. | PSE&G | Accepted | 2020-11-04 | 2020-11-17 | 2021-11-17 | LONGi Green Energy Technology Co Ltd | LR6-60HPB-305M | Solar Panels |  | 0.305 | 21 | 68 | 23 |  | Fixed | Roof
NJSTRE1545912130 |  | Transition Incentive Program | Egg Harbor Twp | 8234 | 19 | 7.8 | Residential | Yes | Behind the Meter | Net-metered residential rooftop and canopy |  | None | All Season Solar | AC Electric | Accepted | 2020-11-04 | 2020-11-06 | 2021-11-06 | Enphase | IQ7 | Inverters | 240 |  | 24 |  |  | 0.97 |  | Outdoor | under module
NJSTRE1545912130 |  | Transition Incentive Program | Egg Harbor Twp | 8234 | 19 | 7.8 | Residential | Yes | Behind the Meter | Net-metered residential rooftop and canopy |  | None | All Season Solar | AC Electric | Accepted | 2020-11-04 | 2020-11-06 | 2021-11-06 | Trina | TSMDD06M.05II | Solar Panels |  | 0.325 | 4 | 50 | 22 |  | Fixed | Roof
NJSTRE1545912130 |  | Transition Incentive Program | Egg Harbor Twp | 8234 | 19 | 7.8 | Residential | Yes | Behind the Meter | Net-metered residential rooftop and canopy |  | None | All Season Solar | AC Electric | Accepted | 2020-11-04 | 2020-11-06 | 2021-11-06 | Trina | TSMDD06M.05II | Solar Panels |  | 0.325 | 2 | 230 | 22 |  | Fixed | Roof
NJSTRE1545912130 |  | Transition Incentive Program | Egg Harbor Twp | 8234 | 19 | 7.8 | Residential | Yes | Behind the Meter | Net-metered residential rooftop and canopy |  | None | All Season Solar | AC Electric | Accepted | 2020-11-04 | 2020-11-06 | 2021-11-06 | Trina | TSMDD06M.05II | Solar Panels |  | 0.325 | 5 | 140 | 22 |  | Fixed | Roof
NJSTRE1545912130 |  | Transition Incentive Program | Egg Harbor Twp | 8234 | 19 | 7.8 | Residential | Yes | Behind the Meter | Net-metered residential rooftop and canopy |  | None | All Season Solar | AC Electric | Accepted | 2020-11-04 | 2020-11-06 | 2021-11-06 | Trina | TSMDD06M.05II | Solar Panels |  | 0.325 | 13 | 140 | 22 |  | Fixed | Roof
NJSTRE1545912250 |  | Transition Incentive Program | Union | 7083 | 10 | 7.68 | Residential | Yes | Behind the Meter | Net-metered residential rooftop and canopy |  | None | Vivint Solar Developer, LLC | PSE&G | Accepted | 2020-11-05 | 2020-11-06 | 2021-11-06 | Solar Edge | SE7600H-US | Inverters | 7600 |  | 1 |  |  | 0.992 |  | Outdoor | Near the Utility Meter
NJSTRE1545912250 |  | Transition Incentive Program | Union | 7083 | 10 | 7.68 | Residential | Yes | Behind the Meter | Net-metered residential rooftop and canopy |  | None | Vivint Solar Developer, LLC | PSE&G | Accepted | 2020-11-05 | 2020-11-06 | 2021-11-06 | JINKO SOLAR | JKM320M-60HBL | Solar Panels |  | 0.32 | 2 | 354 | 34 |  | Fixed | Roof
NJSTRE1545912250 |  | Transition Incentive Program | Union | 7083 | 10 | 7.68 | Residential | Yes | Behind the Meter | Net-metered residential rooftop and canopy |  | None | Vivint Solar Developer, LLC | PSE&G | Accepted | 2020-11-05 | 2020-11-06 | 2021-11-06 | JINKO SOLAR | JKM320M-60HBL | Solar Panels |  | 0.32 | 12 | 174 | 34 |  | Fixed | Roof
NJSTRE1545912250 |  | Transition Incentive Program | Union | 7083 | 10 | 7.68 | Residential | Yes | Behind the Meter | Net-metered residential rooftop and canopy |  | None | Vivint Solar Developer, LLC | PSE&G | Accepted | 2020-11-05 | 2020-11-06 | 2021-11-06 | JINKO SOLAR | JKM320M-60HBL | Solar Panels |  | 0.32 | 10 | 264 | 12 |  | Fixed | Roof
NJSTRE1545915643 |  | Transition Incentive Program | Union | 7083 | 10 | 4.16 | Residential | Yes | Behind the Meter | Net-metered residential rooftop and canopy |  | None | Vivint Solar Developer, LLC | PSE&G | Accepted | 2020-11-05 | 2020-11-06 | 2021-11-06 | Solar Edge | SE3800H-US | Inverters | 3800 |  | 1 |  |  | 0.992 |  | Outdoor | Near the Utility Meter
NJSTRE1545915643 |  | Transition Incentive Program | Union | 7083 | 10 | 4.16 | Residential | Yes | Behind the Meter | Net-metered residential rooftop and canopy |  | None | Vivint Solar Developer, LLC | PSE&G | Accepted | 2020-11-05 | 2020-11-06 | 2021-11-06 | JINKO SOLAR | JKM320M-60HBL | Solar Panels |  | 0.32 | 13 | 217 | 23 |  | Fixed | Roof
NJSTRE1545915646 |  | Transition Incentive Program | Newark | 7114 | 9 | 11.9 | Residential | Yes | Behind the Meter | Net-metered residential rooftop and canopy |  | None | Sunrun Installation Services, Inc. | PSE&G | Accepted | 2020-11-04 | 2020-11-06 | 2021-11-06 | Enphase Energy | IQ7-60-x-US (240V) | Inverters | 240 |  | 22 |  |  | 0.96 |  | Outdoor | Rooftop
NJSTRE1545915646 |  | Transition Incentive Program | Newark | 7114 | 9 | 11.9 | Residential | Yes | Behind the Meter | Net-metered residential rooftop and canopy |  | None | Sunrun Installation Services, Inc. | PSE&G | Accepted | 2020-11-04 | 2020-11-06 | 2021-11-06 | LONGi Green Energy Technology Co Ltd | LR6-60HPB-305M | Solar Panels |  | 0.305 | 39 | 294 | 27 |  | Fixed | Roof
NJSTRE1545915649 |  | Transition Incentive Program | Mullica Hill | 8062 | 15 | 7.48 | Residential | Yes | Behind the Meter | Net-metered residential rooftop and canopy |  | None | Tesla Energy Operations Inc. | AC Electric | Accepted | 2020-11-04 | 2020-11-06 | 2021-11-06 | SolarEdge Technologies | SE7600H-US [240V] | Inverters | 7600 |  | 1 |  |  | 0.99 |  | Outside | Outside
NJSTRE1545915649 |  | Transition Incentive Program | Mullica Hill | 8062 | 15 | 7.48 | Residential | Yes | Behind the Meter | Net-metered residential rooftop and canopy |  | None | Tesla Energy Operations Inc. | AC Electric | Accepted | 2020-11-04 | 2020-11-06 | 2021-11-06 | Hanwha Q-CELLS | Q.Peak DUO BLK-G6+ 340 | Solar Panels |  | 0.34 | 11 | 96 | 22 |  | Fixed | Roof
NJSTRE1545915649 |  | Transition Incentive Program | Mullica Hill | 8062 | 15 | 7.48 | Residential | Yes | Behind the Meter | Net-metered residential rooftop and canopy |  | None | Tesla Energy Operations Inc. | AC Electric | Accepted | 2020-11-04 | 2020-11-06 | 2021-11-06 | Hanwha Q-CELLS | Q.Peak DUO BLK-G6+ 340 | Solar Panels |  | 0.34 | 11 | 276 | 22 |  | Fixed | Roof
NJSTRE1545915675 |  | Transition Incentive Program | Burlington | 8016 | 13 | 531.36 | Commercial | No | Behind the Meter | Net-metered non-residential rooftop and canopy |  | None | Pfister Energy, Inc. | PSE&G | Accepted | 2020-11-19 | 2020-11-19 | 2021-11-19 | CHINT | CPS SCA 60KTL | Inverters | 60000 |  | 2 |  |  | 0.985 |  | Outside | Along the Canopy Post
NJSTRE1545915675 |  | Transition Incentive Program | Burlington | 8016 | 13 | 531.36 | Commercial | No | Behind the Meter | Net-metered non-residential rooftop and canopy |  | None | Pfister Energy, Inc. | PSE&G | Accepted | 2020-11-19 | 2020-11-19 | 2021-11-19 | CHINT | CPS-SCA 50KTL | Inverters | 50000 |  | 5 |  |  | 0.985 |  | Outside | Along the Canopy Post
NJSTRE1545915675 |  | Transition Incentive Program | Burlington | 8016 | 13 | 531.36 | Commercial | No | Behind the Meter | Net-metered non-residential rooftop and canopy |  | None | Pfister Energy, Inc. | PSE&G | Accepted | 2020-11-19 | 2020-11-19 | 2021-11-19 | TRINA | TSM DE (II) 410W | Solar Panels |  | 0.41 | 126 | 360 | 1 |  | Fixed | Parking Lot
NJSTRE1545915675 |  | Transition Incentive Program | Burlington | 8016 | 13 | 531.36 | Commercial | No | Behind the Meter | Net-metered non-residential rooftop and canopy |  | None | Pfister Energy, Inc. | PSE&G | Accepted | 2020-11-19 | 2020-11-19 | 2021-11-19 | TRINA | TSM DE (II) 410W | Solar Panels |  | 0.41 | 90 | 270 | 1 |  | Fixed | Parking Lot
NJSTRE1545915675 |  | Transition Incentive Program | Burlington | 8016 | 13 | 531.36 | Commercial | No | Behind the Meter | Net-metered non-residential rooftop and canopy |  | None | Pfister Energy, Inc. | PSE&G | Accepted | 2020-11-19 | 2020-11-19 | 2021-11-19 | TRINA | TSM DE (II) 410W | Solar Panels |  | 0.41 | 90 | 90 | 7 |  | Fixed | Parking Lot
NJSTRE1545915675 |  | Transition Incentive Program | Burlington | 8016 | 13 | 531.36 | Commercial | No | Behind the Meter | Net-metered non-residential rooftop and canopy |  | None | Pfister Energy, Inc. | PSE&G | Accepted | 2020-11-19 | 2020-11-19 | 2021-11-19 | TRINA | TSM DE (II) 410W | Solar Panels |  | 0.41 | 990 | 180 | 7 |  | Fixed | Parking Lot
NJSTRE1545915684 |  | Transition Incentive Program | Bellmawr | 8031 | 14 | 8.16 | Residential | Yes | Behind the Meter | Net-metered residential rooftop and canopy |  | None | Trinity Solar | PSE&G | Accepted | 2020-11-04 | 2020-11-06 | 2021-11-06 | Solar Edge | SE7600 | Inverters | 7600 |  | 1 |  |  | 0.97 |  | Outdoor | side of home
NJSTRE1545915684 |  | Transition Incentive Program | Bellmawr | 8031 | 14 | 8.16 | Residential | Yes | Behind the Meter | Net-metered residential rooftop and canopy |  | None | Trinity Solar | PSE&G | Accepted | 2020-11-04 | 2020-11-06 | 2021-11-06 | Hanwha | Q.PEAK DUO BLK-G6 340 | Solar Panels |  | 0.34 | 18 | 266 | 27 |  | Fixed | Roof
NJSTRE1545915684 |  | Transition Incentive Program | Bellmawr | 8031 | 14 | 8.16 | Residential | Yes | Behind the Meter | Net-metered residential rooftop and canopy |  | None | Trinity Solar | PSE&G | Accepted | 2020-11-04 | 2020-11-06 | 2021-11-06 | Hanwha | Q.PEAK DUO BLK-G6 340 | Solar Panels |  | 0.34 | 6 | 86 | 27 |  | Fixed | Roof
NJSTRE1545915689 |  | Transition Incentive Program | Middlesex Boro | 8846 | 11 | 10.56 | Residential | Yes | Behind the Meter | Net-metered residential rooftop and canopy |  | None | All Season Solar | PSE&G | Accepted | 2020-11-04 | 2020-11-06 | 2021-11-06 | Enphase | IQ7 | Inverters | 240 |  | 33 |  |  | 0.97 |  | Outside | under module
NJSTRE1545915689 |  | Transition Incentive Program | Middlesex Boro | 8846 | 11 | 10.56 | Residential | Yes | Behind the Meter | Net-metered residential rooftop and canopy |  | None | All Season Solar | PSE&G | Accepted | 2020-11-04 | 2020-11-06 | 2021-11-06 | Trina | TSMDD06M.05II | Solar Panels |  | 0.32 | 33 | 210 | 21 |  | Fixed | Roof
NJSTRE1545915716 |  | Transition Incentive Program | Manahawkin | 8050 | 18 | 9.92 | Residential | Yes | Behind the Meter | Net-metered residential rooftop and canopy |  | None | Vivint Solar Developer, LLC | AC Electric | Accepted | 2020-11-05 | 2020-11-06 | 2021-11-06 | Solar Edge | SE7600H-US | Inverters | 7600 |  | 1 |  |  | 0.992 |  | Outdoor | Near the Utility Meter
NJSTRE1545915716 |  | Transition Incentive Program | Manahawkin | 8050 | 18 | 9.92 | Residential | Yes | Behind the Meter | Net-metered residential rooftop and canopy |  | None | Vivint Solar Developer, LLC | AC Electric | Accepted | 2020-11-05 | 2020-11-06 | 2021-11-06 | JINKO SOLAR | JKM320M-60HBL | Solar Panels |  | 0.32 | 10 | 246 | 39 |  | Fixed | Roof
NJSTRE1545915716 |  | Transition Incentive Program | Manahawkin | 8050 | 18 | 9.92 | Residential | Yes | Behind the Meter | Net-metered residential rooftop and canopy |  | None | Vivint Solar Developer, LLC | AC Electric | Accepted | 2020-11-05 | 2020-11-06 | 2021-11-06 | JINKO SOLAR | JKM320M-60HBL | Solar Panels |  | 0.32 | 2 | 246 | 20 |  | Fixed | Roof
NJSTRE1545915716 |  | Transition Incentive Program | Manahawkin | 8050 | 18 | 9.92 | Residential | Yes | Behind the Meter | Net-metered residential rooftop and canopy |  | None | Vivint Solar Developer, LLC | AC Electric | Accepted | 2020-11-05 | 2020-11-06 | 2021-11-06 | JINKO SOLAR | JKM320M-60HBL | Solar Panels |  | 0.32 | 19 | 66 | 14 |  | Fixed | Roof
NJSTRE1545915738 |  | Transition Incentive Program | Edison | 8820 | 11 | 11.55 | Residential | Yes | Behind the Meter | Net-metered residential rooftop and canopy |  | None | Pro Custom Solar dba Momentum Solar | PSE&G | Accepted | 2020-11-04 | 2020-11-06 | 2021-11-06 | Enphase | IQ7PLUS-72-2-US | Inverters | 290 |  | 33 |  |  | 0.97 |  | Outdoor | Roof
NJSTRE1545915738 |  | Transition Incentive Program | Edison | 8820 | 11 | 11.55 | Residential | Yes | Behind the Meter | Net-metered residential rooftop and canopy |  | None | Pro Custom Solar dba Momentum Solar | PSE&G | Accepted | 2020-11-04 | 2020-11-06 | 2021-11-06 | LG | LG 350N1C-V5 | Solar Panels |  | 0.35 | 6 | 178 | 35 |  | Fixed | Roof
NJSTRE1545915738 |  | Transition Incentive Program | Edison | 8820 | 11 | 11.55 | Residential | Yes | Behind the Meter | Net-metered residential rooftop and canopy |  | None | Pro Custom Solar dba Momentum Solar | PSE&G | Accepted | 2020-11-04 | 2020-11-06 | 2021-11-06 | LG | LG 350N1C-V5 | Solar Panels |  | 0.35 | 12 | 88 | 34 |  | Fixed | Roof
NJSTRE1545915738 |  | Transition Incentive Program | Edison | 8820 | 11 | 11.55 | Residential | Yes | Behind the Meter | Net-metered residential rooftop and canopy |  | None | Pro Custom Solar dba Momentum Solar | PSE&G | Accepted | 2020-11-04 | 2020-11-06 | 2021-11-06 | LG | LG 350N1C-V5 | Solar Panels |  | 0.35 | 15 | 268 | 34 |  | Fixed | Roof
NJSTRE1545915761 |  | Transition Incentive Program | Toms River | 8757 | 18 | 9.18 | Residential | Yes | Behind the Meter | Net-metered residential rooftop and canopy |  | None | Trinity Solar | JCP&L | Accepted | 2020-11-04 | 2020-11-06 | 2021-11-06 | Solar Edge | SE7600 | Inverters | 7600 |  | 1 |  |  | 0.97 |  | Outside | side of home
NJSTRE1545915761 |  | Transition Incentive Program | Toms River | 8757 | 18 | 9.18 | Residential | Yes | Behind the Meter | Net-metered residential rooftop and canopy |  | None | Trinity Solar | JCP&L | Accepted | 2020-11-04 | 2020-11-06 | 2021-11-06 | Hanwha | Q.PEAK DUO BLK-G6 340 | Solar Panels |  | 0.34 | 9 | 167 | 34 |  | Fixed | Roof
NJSTRE1545915761 |  | Transition Incentive Program | Toms River | 8757 | 18 | 9.18 | Residential | Yes | Behind the Meter | Net-metered residential rooftop and canopy |  | None | Trinity Solar | JCP&L | Accepted | 2020-11-04 | 2020-11-06 | 2021-11-06 | Hanwha | Q.PEAK DUO BLK-G6 340 | Solar Panels |  | 0.34 | 18 | 167 | 34 |  | Fixed | Roof
NJSTRE1545915766 |  | Transition Incentive Program | Irvington | 7111 | 9 | 7.04 | Residential | Yes | Behind the Meter | Net-metered residential rooftop and canopy |  | None | Vision Solar LLC | PSE&G | Accepted | 2020-11-04 | 2020-11-06 | 2021-11-06 | ENPHASE | IQ7-60-2-US | Inverters | 0.24 |  | 21 |  |  | 0.96 |  | Other | BEHIND EACH PANEL
NJSTRE1545915766 |  | Transition Incentive Program | Irvington | 7111 | 9 | 7.04 | Residential | Yes | Behind the Meter | Net-metered residential rooftop and canopy |  | None | Vision Solar LLC | PSE&G | Accepted | 2020-11-04 | 2020-11-06 | 2021-11-06 | HANWHA Q-CELLS | Q.PEAK DUO-G6+ 335 | Solar Panels |  | 0.335 | 14 | 124 | 28 |  | Fixed | Roof
NJSTRE1545915766 |  | Transition Incentive Program | Irvington | 7111 | 9 | 7.04 | Residential | Yes | Behind the Meter | Net-metered residential rooftop and canopy |  | None | Vision Solar LLC | PSE&G | Accepted | 2020-11-04 | 2020-11-06 | 2021-11-06 | HANWHA Q-CELLS | Q.PEAK DUO-G6+ 335 | Solar Panels |  | 0.335 | 7 | 304 | 19 |  | Fixed | Roof
NJSTRE1545915778 |  | Transition Incentive Program | Bordentown | 8505 | 13 | 6.65 | Residential | Yes | Behind the Meter | Net-metered residential rooftop and canopy |  | None | Pro Custom Solar dba Momentum Solar | PSE&G | Accepted | 2020-11-04 | 2020-11-06 | 2021-11-06 | Enphase | IQ7PLUS-72-2-US | Inverters | 290 |  | 19 |  |  | 0.97 |  | Outdoor | Roof
NJSTRE1545915778 |  | Transition Incentive Program | Bordentown | 8505 | 13 | 6.65 | Residential | Yes | Behind the Meter | Net-metered residential rooftop and canopy |  | None | Pro Custom Solar dba Momentum Solar | PSE&G | Accepted | 2020-11-04 | 2020-11-06 | 2021-11-06 | LG | IQ7PLUS-72-2-US | Solar Panels |  | 0.35 | 19 | 184 | 26 |  | Fixed | Roof
NJSTRE1545915780 |  | Transition Incentive Program | Absecon | 8201 | 19 | 6.03 | Residential | No | Behind the Meter | Net-metered residential rooftop and canopy |  | ACE | Vision Solar LLC | AC Electric | Accepted | 2020-11-04 | 2020-11-06 | 2021-11-06 | ENPHASE | IQ7-60-2-US | Inverters | 0.24 |  | 18 |  |  | 0.96 |  | Other | BEHIND EACH PANEL
NJSTRE1545915780 |  | Transition Incentive Program | Absecon | 8201 | 19 | 6.03 | Residential | No | Behind the Meter | Net-metered residential rooftop and canopy |  | ACE | Vision Solar LLC | AC Electric | Accepted | 2020-11-04 | 2020-11-06 | 2021-11-06 | HANWHA Q-CELLS | Q.PEAK DUO-G6+ 335 | Solar Panels |  | 0.335 | 4 | 205 | 20 |  | Fixed | Roof
NJSTRE1545915780 |  | Transition Incentive Program | Absecon | 8201 | 19 | 6.03 | Residential | No | Behind the Meter | Net-metered residential rooftop and canopy |  | ACE | Vision Solar LLC | AC Electric | Accepted | 2020-11-04 | 2020-11-06 | 2021-11-06 | HANWHA Q-CELLS | Q.PEAK DUO-G6+ 335 | Solar Panels |  | 0.335 | 2 | 25 | 20 |  | Fixed | Roof
NJSTRE1545915780 |  | Transition Incentive Program | Absecon | 8201 | 19 | 6.03 | Residential | No | Behind the Meter | Net-metered residential rooftop and canopy |  | ACE | Vision Solar LLC | AC Electric | Accepted | 2020-11-04 | 2020-11-06 | 2021-11-06 | HANWHA Q-CELLS | Q.PEAK DUO-G6+ 335 | Solar Panels |  | 0.335 | 3 | 295 | 20 |  | Fixed | Roof
NJSTRE1545915780 |  | Transition Incentive Program | Absecon | 8201 | 19 | 6.03 | Residential | No | Behind the Meter | Net-metered residential rooftop and canopy |  | ACE | Vision Solar LLC | AC Electric | Accepted | 2020-11-04 | 2020-11-06 | 2021-11-06 | HANWHA Q-CELLS | Q.PEAK DUO-G6+ 335 | Solar Panels |  | 0.335 | 6 | 296 | 20 |  | Fixed | Roof
NJSTRE1545915780 |  | Transition Incentive Program | Absecon | 8201 | 19 | 6.03 | Residential | No | Behind the Meter | Net-metered residential rooftop and canopy |  | ACE | Vision Solar LLC | AC Electric | Accepted | 2020-11-04 | 2020-11-06 | 2021-11-06 | HANWHA Q-CELLS | Q.PEAK DUO-G6+ 335 | Solar Panels |  | 0.335 | 3 | 116 | 20 |  | Fixed | Roof
NJSTRE1545915792 |  | Transition Incentive Program | Toms River | 8755 | 18 | 7.7 | Residential | Yes | Behind the Meter | Net-metered residential rooftop and canopy |  | None | Pro Custom Solar dba Momentum Solar | JCP&L | Accepted | 2020-11-04 | 2020-11-06 | 2021-11-06 | Enphase | IQ7PLUS-72-2-US | Inverters | 290 |  | 22 |  |  | 0.97 |  | Outdoor | Roof
NJSTRE1545915792 |  | Transition Incentive Program | Toms River | 8755 | 18 | 7.7 | Residential | Yes | Behind the Meter | Net-metered residential rooftop and canopy |  | None | Pro Custom Solar dba Momentum Solar | JCP&L | Accepted | 2020-11-04 | 2020-11-06 | 2021-11-06 | LG | LG 350N1C-V5 | Solar Panels |  | 0.35 | 22 | 217 | 39 |  | Fixed | Roof
NJSTRE1545915798 |  | Transition Incentive Program | Tuckerton | 8087 | 18 | 7.48 | Residential | Yes | Behind the Meter | Net-metered residential rooftop and canopy |  | None | Trinity Solar | AC Electric | Accepted | 2020-11-04 | 2020-11-06 | 2021-11-06 | Solar Edge | SE6000H-US000BNC4 | Inverters | 6000 |  | 1 |  |  | 0.97 |  | Outdoor | side of home
NJSTRE1545915798 |  | Transition Incentive Program | Tuckerton | 8087 | 18 | 7.48 | Residential | Yes | Behind the Meter | Net-metered residential rooftop and canopy |  | None | Trinity Solar | AC Electric | Accepted | 2020-11-04 | 2020-11-06 | 2021-11-06 | HANWHA | Q.PEAK DUO BLK-G6 340 | Solar Panels |  | 0.34 | 3 | 116 | 23 |  | Fixed | Roof
NJSTRE1545915798 |  | Transition Incentive Program | Tuckerton | 8087 | 18 | 7.48 | Residential | Yes | Behind the Meter | Net-metered residential rooftop and canopy |  | None | Trinity Solar | AC Electric | Accepted | 2020-11-04 | 2020-11-06 | 2021-11-06 | HANWHA | Q.PEAK DUO BLK-G6 340 | Solar Panels |  | 0.34 | 19 | 206 | 16 |  | Fixed | Roof
NJSTRE1545915802 |  | Transition Incentive Program | Sewell | 8080 | 15 | 5.89 | Residential | Yes | Behind the Meter | Net-metered residential rooftop and canopy |  | None | Ad Energy | AC Electric | Accepted | 2020-11-04 | 2020-11-12 | 2021-11-12 | Enphase Energy | IQ7XS-96-ACM-US | Inverters | 315 |  | 18 |  |  | 0.975 |  | Outdoor | At each panel
NJSTRE1545915802 |  | Transition Incentive Program | Sewell | 8080 | 15 | 5.89 | Residential | Yes | Behind the Meter | Net-metered residential rooftop and canopy |  | None | Ad Energy | AC Electric | Accepted | 2020-11-04 | 2020-11-12 | 2021-11-12 | SunPower | SPR-E20-327-E-AC | Solar Panels |  | 0.327 | 18 | 140 | 19 |  | Fixed | Roof
NJSTRE1545915805 |  | Transition Incentive Program | Edison | 8817 | 11 | 6.65 | Residential | Yes | Behind the Meter | Net-metered residential rooftop and canopy |  | None | Pro Custom Solar dba Momentum Solar | PSE&G | Accepted | 2020-11-04 | 2020-11-06 | 2021-11-06 | Enphase | IQ7PLUS-72-2-US | Inverters | 290 |  | 19 |  |  | 0.97 |  | Outdoor | Roof
NJSTRE1545915805 |  | Transition Incentive Program | Edison | 8817 | 11 | 6.65 | Residential | Yes | Behind the Meter | Net-metered residential rooftop and canopy |  | None | Pro Custom Solar dba Momentum Solar | PSE&G | Accepted | 2020-11-04 | 2020-11-06 | 2021-11-06 | LG | LG 350N1C-V5 | Solar Panels |  | 0.35 | 11 | 209 | 8 |  | Fixed | Roof
NJSTRE1545915805 |  | Transition Incentive Program | Edison | 8817 | 11 | 6.65 | Residential | Yes | Behind the Meter | Net-metered residential rooftop and canopy |  | None | Pro Custom Solar dba Momentum Solar | PSE&G | Accepted | 2020-11-04 | 2020-11-06 | 2021-11-06 | LG | LG 350N1C-V5 | Solar Panels |  | 0.35 | 8 | 209 | 37 |  | Fixed | Roof
NJSTRE1545915807 |  | Transition Incentive Program | Vineland | 8360 | 20 | 4.42 | Residential | Yes | Behind the Meter | Net-metered residential rooftop and canopy |  | None | Castle Energy, LLC | Vineland Muni Electric | Accepted | 2020-11-04 | 2020-11-06 | 2021-11-06 | Enphase Energy | IQ7-60-2-US | Inverters | 240 |  | 13 |  |  | 0.967 |  | Outdoor | on the rooftop under each solar panel
NJSTRE1545915807 |  | Transition Incentive Program | Vineland | 8360 | 20 | 4.42 | Residential | Yes | Behind the Meter | Net-metered residential rooftop and canopy |  | None | Castle Energy, LLC | Vineland Muni Electric | Accepted | 2020-11-04 | 2020-11-06 | 2021-11-06 | Hanwha Q-Cells | Q.Peak DUO BLK-G6 340 | Solar Panels |  | 0.34 | 3 | 92 | 34 |  | Fixed | Roof
NJSTRE1545915807 |  | Transition Incentive Program | Vineland | 8360 | 20 | 4.42 | Residential | Yes | Behind the Meter | Net-metered residential rooftop and canopy |  | None | Castle Energy, LLC | Vineland Muni Electric | Accepted | 2020-11-04 | 2020-11-06 | 2021-11-06 | Hanwha Q-Cells | Q.Peak DUO BLK-G6 340 | Solar Panels |  | 0.34 | 10 | 182 | 30 |  | Fixed | Roof
NJSTRE1545915809 |  | Transition Incentive Program | Franklin Twp | 8873 | 5 | 11.22 | Residential | No | Behind the Meter | Net-metered residential rooftop and canopy |  | None | Maier Solar Engineering dba Solar Me | PSE&G | Accepted | 2020-11-04 | 2020-11-06 | 2021-11-06 | Enphase | IQ7+ | Inverters | 290 |  | 33 |  |  | 0.96 |  | Outdoor | Next to meter
NJSTRE1545915809 |  | Transition Incentive Program | Franklin Twp | 8873 | 5 | 11.22 | Residential | No | Behind the Meter | Net-metered residential rooftop and canopy |  | None | Maier Solar Engineering dba Solar Me | PSE&G | Accepted | 2020-11-04 | 2020-11-06 | 2021-11-06 | Hanwha | Q.CELL DUO BLK G6 340W | Solar Panels |  | 0.34 | 5 | 273 | 30 |  | Fixed | Roof
NJSTRE1545915809 |  | Transition Incentive Program | Franklin Twp | 8873 | 5 | 11.22 | Residential | No | Behind the Meter | Net-metered residential rooftop and canopy |  | None | Maier Solar Engineering dba Solar Me | PSE&G | Accepted | 2020-11-04 | 2020-11-06 | 2021-11-06 | Hanwha | Q.CELL DUO BLK G6 340W | Solar Panels |  | 0.34 | 8 | 183 | 40 |  | Fixed | Roof
NJSTRE1545915809 |  | Transition Incentive Program | Franklin Twp | 8873 | 5 | 11.22 | Residential | No | Behind the Meter | Net-metered residential rooftop and canopy |  | None | Maier Solar Engineering dba Solar Me | PSE&G | Accepted | 2020-11-04 | 2020-11-06 | 2021-11-06 | Hanwha | Q.CELL DUO BLK G6 340W | Solar Panels |  | 0.34 | 14 | 183 | 40 |  | Fixed | Roof
NJSTRE1545915809 |  | Transition Incentive Program | Franklin Twp | 8873 | 5 | 11.22 | Residential | No | Behind the Meter | Net-metered residential rooftop and canopy |  | None | Maier Solar Engineering dba Solar Me | PSE&G | Accepted | 2020-11-04 | 2020-11-06 | 2021-11-06 | Hanwha | Q.CELL DUO BLK G6 340W | Solar Panels |  | 0.34 | 6 | 273 | 30 |  | Fixed | Roof
NJSTRE1545915819 |  | Transition Incentive Program | Elmer | 8318 | 16 | 12.6 | Residential | Yes | Behind the Meter | Net-metered residential rooftop and canopy |  | None | Pro Custom Solar dba Momentum Solar | AC Electric | Accepted | 2020-11-04 | 2020-11-06 | 2021-11-06 | Enphase | IQ7PLUS-72-2-US | Inverters | 290 |  | 36 |  |  | 0.97 |  | Outdoor | Roof
NJSTRE1545915819 |  | Transition Incentive Program | Elmer | 8318 | 16 | 12.6 | Residential | Yes | Behind the Meter | Net-metered residential rooftop and canopy |  | None | Pro Custom Solar dba Momentum Solar | AC Electric | Accepted | 2020-11-04 | 2020-11-06 | 2021-11-06 | LG | LG 350N1C-V5 | Solar Panels |  | 0.35 | 22 | 105 | 39 |  | Fixed | Roof
NJSTRE1545915819 |  | Transition Incentive Program | Elmer | 8318 | 16 | 12.6 | Residential | Yes | Behind the Meter | Net-metered residential rooftop and canopy |  | None | Pro Custom Solar dba Momentum Solar | AC Electric | Accepted | 2020-11-04 | 2020-11-06 | 2021-11-06 | LG | LG 350N1C-V5 | Solar Panels |  | 0.35 | 9 | 194 | 30 |  | Fixed | Roof
NJSTRE1545915819 |  | Transition Incentive Program | Elmer | 8318 | 16 | 12.6 | Residential | Yes | Behind the Meter | Net-metered residential rooftop and canopy |  | None | Pro Custom Solar dba Momentum Solar | AC Electric | Accepted | 2020-11-04 | 2020-11-06 | 2021-11-06 | LG | LG 350N1C-V5 | Solar Panels |  | 0.35 | 5 | 105 | 26 |  | Fixed | Roof
NJSTRE1545915820 |  | Transition Incentive Program | Hainesport | 8036 | 13 | 12.68 | Residential | No | Behind the Meter | Net-metered residential rooftop and canopy |  | None | EMT Renewables | PSE&G | Accepted | 2020-11-04 | 2020-11-09 | 2021-11-09 | Enphase | IQ7-60-2-US | Inverters | 240 |  | 39 |  |  | 0.97 |  | Outside | under panels
NJSTRE1545915820 |  | Transition Incentive Program | Hainesport | 8036 | 13 | 12.68 | Residential | No | Behind the Meter | Net-metered residential rooftop and canopy |  | None | EMT Renewables | PSE&G | Accepted | 2020-11-04 | 2020-11-09 | 2021-11-09 | Trina | TSM-325-DD06M.05 (II) | Solar Panels |  | 0.325 | 11 | 254 | 36 |  | Fixed | Roof
NJSTRE1545915820 |  | Transition Incentive Program | Hainesport | 8036 | 13 | 12.68 | Residential | No | Behind the Meter | Net-metered residential rooftop and canopy |  | None | EMT Renewables | PSE&G | Accepted | 2020-11-04 | 2020-11-09 | 2021-11-09 | Trina | TSM-325-DD06M.05 (II) | Solar Panels |  | 0.325 | 12 | 74 | 36 |  | Fixed | Roof
NJSTRE1545915820 |  | Transition Incentive Program | Hainesport | 8036 | 13 | 12.68 | Residential | No | Behind the Meter | Net-metered residential rooftop and canopy |  | None | EMT Renewables | PSE&G | Accepted | 2020-11-04 | 2020-11-09 | 2021-11-09 | Trina | TSM-325-DD06M.05 (II) | Solar Panels |  | 0.325 | 12 | 254 | 9 |  | Fixed | Roof
NJSTRE1545915820 |  | Transition Incentive Program | Hainesport | 8036 | 13 | 12.68 | Residential | No | Behind the Meter | Net-metered residential rooftop and canopy |  | None | EMT Renewables | PSE&G | Accepted | 2020-11-04 | 2020-11-09 | 2021-11-09 | Trina | TSM-325-DD06M.05 (II) | Solar Panels |  | 0.325 | 4 | 254 | 9 |  | Fixed | Roof
NJSTRE1545915941 |  | Transition Incentive Program | Manahawkin | 8050 | 18 | 8.14 | Residential | No | Behind the Meter | Net-metered residential rooftop and canopy |  | None | Whitman Construction, LLC | AC Electric | Accepted | 2020-11-04 | 2020-11-06 | 2021-11-06 | enphase energy | iq7plus-72-2-us | Inverters | 295 |  | 2 |  |  | 0.975 |  | Outdoor | microinverters located under modules
NJSTRE1545915941 |  | Transition Incentive Program | Manahawkin | 8050 | 18 | 8.14 | Residential | No | Behind the Meter | Net-metered residential rooftop and canopy |  | None | Whitman Construction, LLC | AC Electric | Accepted | 2020-11-04 | 2020-11-06 | 2021-11-06 | solaria power | xt 370r pd | Solar Panels |  | 0.37 | 20 | 175 | 35 |  | Fixed | Roof
NJSTRE1545915941 |  | Transition Incentive Program | Manahawkin | 8050 | 18 | 8.14 | Residential | No | Behind the Meter | Net-metered residential rooftop and canopy |  | None | Whitman Construction, LLC | AC Electric | Accepted | 2020-11-04 | 2020-11-06 | 2021-11-06 | solaria power | xt 370r pd | Solar Panels |  | 0.37 | 2 | 355 | 30 |  | Fixed | Roof
NJSTRE1545915948 |  | Transition Incentive Program | Morganville | 7751 | 17 | 8.16 | Residential | Yes | Behind the Meter | Net-metered residential rooftop and canopy |  | None | Tesla Energy Operations Inc. | JCP&L | Accepted | 2020-11-04 | 2020-11-06 | 2021-11-06 | SolarEdge Technologies | SE7600H-US [240V] | Inverters | 7600 |  | 1 |  |  | 0.99 |  | Outside | Outside
NJSTRE1545915948 |  | Transition Incentive Program | Morganville | 7751 | 17 | 8.16 | Residential | Yes | Behind the Meter | Net-metered residential rooftop and canopy |  | None | Tesla Energy Operations Inc. | JCP&L | Accepted | 2020-11-04 | 2020-11-06 | 2021-11-06 | Hanwha Q-CELLS | Q.Peak DUO BLK-G6+ 340 | Solar Panels |  | 0.34 | 12 | 111 | 32 |  | Fixed | Roof
NJSTRE1545915948 |  | Transition Incentive Program | Morganville | 7751 | 17 | 8.16 | Residential | Yes | Behind the Meter | Net-metered residential rooftop and canopy |  | None | Tesla Energy Operations Inc. | JCP&L | Accepted | 2020-11-04 | 2020-11-06 | 2021-11-06 | Hanwha Q-CELLS | Q.Peak DUO BLK-G6+ 340 | Solar Panels |  | 0.34 | 9 | 291 | 29 |  | Fixed | Roof
NJSTRE1545915948 |  | Transition Incentive Program | Morganville | 7751 | 17 | 8.16 | Residential | Yes | Behind the Meter | Net-metered residential rooftop and canopy |  | None | Tesla Energy Operations Inc. | JCP&L | Accepted | 2020-11-04 | 2020-11-06 | 2021-11-06 | Hanwha Q-CELLS | Q.Peak DUO BLK-G6+ 340 | Solar Panels |  | 0.34 | 3 | 201 | 39 |  | Fixed | Roof
NJSTRE1545915955 |  | Transition Incentive Program | Vineland | 8360 | 20 | 5.1 | Residential | Yes | Behind the Meter | Net-metered residential rooftop and canopy |  | None | Trinity Solar | Vineland Muni Electric | Accepted | 2020-11-04 | 2020-11-06 | 2021-11-06 | Solar Edge | SE3800 | Inverters | 3800 |  | 1 |  |  | 0.97 |  | Outside | side of home
NJSTRE1545915955 |  | Transition Incentive Program | Vineland | 8360 | 20 | 5.1 | Residential | Yes | Behind the Meter | Net-metered residential rooftop and canopy |  | None | Trinity Solar | Vineland Muni Electric | Accepted | 2020-11-04 | 2020-11-06 | 2021-11-06 | Hanwha | Q.PEAK DUO BLK-G6 340 | Solar Panels |  | 0.34 | 5 | 184 | 20 |  | Fixed | Roof
NJSTRE1545915955 |  | Transition Incentive Program | Vineland | 8360 | 20 | 5.1 | Residential | Yes | Behind the Meter | Net-metered residential rooftop and canopy |  | None | Trinity Solar | Vineland Muni Electric | Accepted | 2020-11-04 | 2020-11-06 | 2021-11-06 | Hanwha | Q.PEAK DUO BLK-G6 340 | Solar Panels |  | 0.34 | 10 | 184 | 18 |  | Fixed | Roof
NJSTRE1545916390 |  | Transition Incentive Program | Old Bridge | 8857 | 11 | 16.32 | Residential | Yes | Behind the Meter | Net-metered residential rooftop and canopy |  | None | Tesla Energy Operations Inc. | JCP&L | Accepted | 2020-11-04 | 2020-11-06 | 2021-11-06 | Tesla | AC Powerwall 2.0 | Electric Storage Battery |  |  | 3 |  |  |  | Lithium Ion |  | Outside
NJSTRE1545916390 |  | Transition Incentive Program | Old Bridge | 8857 | 11 | 16.32 | Residential | Yes | Behind the Meter | Net-metered residential rooftop and canopy |  | None | Tesla Energy Operations Inc. | JCP&L | Accepted | 2020-11-04 | 2020-11-06 | 2021-11-06 | SolarEdge Technologies | SE7600H-US [240V] | Inverters | 7600 |  | 2 |  |  | 0.99 |  | Outside | Outside
NJSTRE1545916390 |  | Transition Incentive Program | Old Bridge | 8857 | 11 | 16.32 | Residential | Yes | Behind the Meter | Net-metered residential rooftop and canopy |  | None | Tesla Energy Operations Inc. | JCP&L | Accepted | 2020-11-04 | 2020-11-06 | 2021-11-06 | Hanwha Q-CELLS | Q.Peak DUO BLK-G6+ 340 | Solar Panels |  | 0.34 | 34 | 170 | 36 |  | Fixed | Roof
NJSTRE1545916390 |  | Transition Incentive Program | Old Bridge | 8857 | 11 | 16.32 | Residential | Yes | Behind the Meter | Net-metered residential rooftop and canopy |  | None | Tesla Energy Operations Inc. | JCP&L | Accepted | 2020-11-04 | 2020-11-06 | 2021-11-06 | Hanwha Q-CELLS | Q.Peak DUO BLK-G6+ 340 | Solar Panels |  | 0.34 | 6 | 260 | 36 |  | Fixed | Roof
NJSTRE1545916390 |  | Transition Incentive Program | Old Bridge | 8857 | 11 | 16.32 | Residential | Yes | Behind the Meter | Net-metered residential rooftop and canopy |  | None | Tesla Energy Operations Inc. | JCP&L | Accepted | 2020-11-04 | 2020-11-06 | 2021-11-06 | Hanwha Q-CELLS | Q.Peak DUO BLK-G6+ 340 | Solar Panels |  | 0.34 | 8 | 80 | 36 |  | Fixed | Roof
NJSTRE1545917056 |  | Transition Incentive Program | Thorofare | 8086 | 15 | 8.64 | Residential | No | Behind the Meter | Net-metered residential rooftop and canopy |  | None | Vivint Solar Developer, LLC | PSE&G | Accepted | 2020-11-06 | 2020-11-11 | 2021-11-11 | Solar Edge | SE7600H-US | Inverters | 7600 |  | 1 |  |  | 0.992 |  | Outdoor | Near the Utility Meter
NJSTRE1545917056 |  | Transition Incentive Program | Thorofare | 8086 | 15 | 8.64 | Residential | No | Behind the Meter | Net-metered residential rooftop and canopy |  | None | Vivint Solar Developer, LLC | PSE&G | Accepted | 2020-11-06 | 2020-11-11 | 2021-11-11 | JINKO SOLAR | JKM320M-60HBL | Solar Panels |  | 0.32 | 3 | 151 | 37 |  | Fixed | Roof
NJSTRE1545917056 |  | Transition Incentive Program | Thorofare | 8086 | 15 | 8.64 | Residential | No | Behind the Meter | Net-metered residential rooftop and canopy |  | None | Vivint Solar Developer, LLC | PSE&G | Accepted | 2020-11-06 | 2020-11-11 | 2021-11-11 | JINKO SOLAR | JKM320M-60HBL | Solar Panels |  | 0.32 | 6 | 241 | 37 |  | Fixed | Roof
NJSTRE1545917056 |  | Transition Incentive Program | Thorofare | 8086 | 15 | 8.64 | Residential | No | Behind the Meter | Net-metered residential rooftop and canopy |  | None | Vivint Solar Developer, LLC | PSE&G | Accepted | 2020-11-06 | 2020-11-11 | 2021-11-11 | JINKO SOLAR | JKM320M-60HBL | Solar Panels |  | 0.32 | 18 | 241 | 37 |  | Fixed | Roof
NJSTRE1545918019 |  | Transition Incentive Program | Hillsborough | 8844 | 5 | 6.84 | Residential | No | Behind the Meter | Net-metered residential rooftop and canopy |  | None | GenRenew, LLC | PSE&G | Accepted | 2020-11-06 | 2020-11-09 | 2021-11-09 | ENPHASE | ENVOY | Meters |  |  | 1 |  |  |  | Yes | Outdoor
NJSTRE1545918019 |  | Transition Incentive Program | Hillsborough | 8844 | 5 | 6.84 | Residential | No | Behind the Meter | Net-metered residential rooftop and canopy |  | None | GenRenew, LLC | PSE&G | Accepted | 2020-11-06 | 2020-11-09 | 2021-11-09 | ENPHASE | IQ7 | Inverters | 250 |  | 19 |  |  | 0.975 |  | Outdoor | UNDER MODULE
NJSTRE1545918019 |  | Transition Incentive Program | Hillsborough | 8844 | 5 | 6.84 | Residential | No | Behind the Meter | Net-metered residential rooftop and canopy |  | None | GenRenew, LLC | PSE&G | Accepted | 2020-11-06 | 2020-11-09 | 2021-11-09 | LG | LG360Q1K-V5 | Solar Panels |  | 0.36 | 4 | 174 | 45 |  | Fixed | Roof
NJSTRE1545918019 |  | Transition Incentive Program | Hillsborough | 8844 | 5 | 6.84 | Residential | No | Behind the Meter | Net-metered residential rooftop and canopy |  | None | GenRenew, LLC | PSE&G | Accepted | 2020-11-06 | 2020-11-09 | 2021-11-09 | LG | LG60Q1K-V5 | Solar Panels |  | 0.36 | 15 | 264 | 34 |  | Fixed | Roof
NJSTRE1545918020 |  | Transition Incentive Program | Gloucester | 8030 | 14 | 9.99 | Residential | No | Behind the Meter | Net-metered residential rooftop and canopy |  | None | Whitman Construction, LLC | PSE&G | Accepted | 2020-11-04 | 2020-11-06 | 2021-11-06 | enphase energy | iq7plus-72-2-us | Inverters | 295 |  | 27 |  |  | 0.975 |  | Outdoor | microinverters located under modules
NJSTRE1545918020 |  | Transition Incentive Program | Gloucester | 8030 | 14 | 9.99 | Residential | No | Behind the Meter | Net-metered residential rooftop and canopy |  | None | Whitman Construction, LLC | PSE&G | Accepted | 2020-11-04 | 2020-11-06 | 2021-11-06 | solaria power | xt 370r pd | Solar Panels |  | 0.37 | 10 | 271 | 33 |  | Fixed | Roof
NJSTRE1545918020 |  | Transition Incentive Program | Gloucester | 8030 | 14 | 9.99 | Residential | No | Behind the Meter | Net-metered residential rooftop and canopy |  | None | Whitman Construction, LLC | PSE&G | Accepted | 2020-11-04 | 2020-11-06 | 2021-11-06 | solaria power | xt 370r pd | Solar Panels |  | 0.37 | 4 | 271 | 20 |  | Fixed | Roof
NJSTRE1545918020 |  | Transition Incentive Program | Gloucester | 8030 | 14 | 9.99 | Residential | No | Behind the Meter | Net-metered residential rooftop and canopy |  | None | Whitman Construction, LLC | PSE&G | Accepted | 2020-11-04 | 2020-11-06 | 2021-11-06 | solaria power | xt 370r pd | Solar Panels |  | 0.37 | 8 | 91 | 33 |  | Fixed | Roof
NJSTRE1545918020 |  | Transition Incentive Program | Gloucester | 8030 | 14 | 9.99 | Residential | No | Behind the Meter | Net-metered residential rooftop and canopy |  | None | Whitman Construction, LLC | PSE&G | Accepted | 2020-11-04 | 2020-11-06 | 2021-11-06 | solaria power | xt 370r pd | Solar Panels |  | 0.37 | 5 | 91 | 20 |  | Fixed | Roof
NJSTRE1545918098 |  | Transition Incentive Program | ┬áIrvington | 7111 | 9 | 7.85 | Residential | Yes | Behind the Meter | Net-metered residential rooftop and canopy |  | None | Seabright Solar | PSE&G | Accepted | 2020-11-04 | 2020-11-06 | 2021-11-06 | Enphase | IQ7XS-96-ACM-US | Inverters | 0.15 |  | 24 |  |  | 0.99 |  | Outside | Roof
NJSTRE1545918098 |  | Transition Incentive Program | ┬áIrvington | 7111 | 9 | 7.85 | Residential | Yes | Behind the Meter | Net-metered residential rooftop and canopy |  | None | Seabright Solar | PSE&G | Accepted | 2020-11-04 | 2020-11-06 | 2021-11-06 | Sunpower | SPR-E20-327 | Solar Panels |  | 0.327 | 7 | 312 | 23 |  | Fixed | Roof
NJSTRE1545918098 |  | Transition Incentive Program | ┬áIrvington | 7111 | 9 | 7.85 | Residential | Yes | Behind the Meter | Net-metered residential rooftop and canopy |  | None | Seabright Solar | PSE&G | Accepted | 2020-11-04 | 2020-11-06 | 2021-11-06 | Sunpower | SPR-E20-327 | Solar Panels |  | 0.327 | 5 | 222 | 34 |  | Fixed | Roof
NJSTRE1545918098 |  | Transition Incentive Program | ┬áIrvington | 7111 | 9 | 7.85 | Residential | Yes | Behind the Meter | Net-metered residential rooftop and canopy |  | None | Seabright Solar | PSE&G | Accepted | 2020-11-04 | 2020-11-06 | 2021-11-06 | Sunpower | SPR-E20-327 | Solar Panels |  | 0.327 | 2 | 132 | 23 |  | Fixed | Roof
NJSTRE1545918098 |  | Transition Incentive Program | ┬áIrvington | 7111 | 9 | 7.85 | Residential | Yes | Behind the Meter | Net-metered residential rooftop and canopy |  | None | Seabright Solar | PSE&G | Accepted | 2020-11-04 | 2020-11-06 | 2021-11-06 | Sunpower | SPR-E20-327 | Solar Panels |  | 0.327 | 2 | 312 | 23 |  | Fixed | Roof
NJSTRE1545918098 |  | Transition Incentive Program | ┬áIrvington | 7111 | 9 | 7.85 | Residential | Yes | Behind the Meter | Net-metered residential rooftop and canopy |  | None | Seabright Solar | PSE&G | Accepted | 2020-11-04 | 2020-11-06 | 2021-11-06 | Sunpower | SPR-E20-327 | Solar Panels |  | 0.327 | 8 | 132 | 23 |  | Fixed | Roof
NJSTRE1545918107 |  | Transition Incentive Program | North Plainfield | 7060 | 10 | 7.71 | Residential | No | Behind the Meter | Net-metered residential rooftop and canopy |  | None | Vision Solar LLC | PSE&G | Accepted | 2020-11-04 | 2020-11-06 | 2021-11-06 | ENPHASE | IQ7-60-2-US | Inverters | 0.24 |  | 23 |  |  | 0.96 |  | Other | BEHIND EACH PANEL
NJSTRE1545918107 |  | Transition Incentive Program | North Plainfield | 7060 | 10 | 7.71 | Residential | No | Behind the Meter | Net-metered residential rooftop and canopy |  | None | Vision Solar LLC | PSE&G | Accepted | 2020-11-04 | 2020-11-06 | 2021-11-06 | HANWHA Q-CELLS | Q.PEAK DUO-G6+ 335 | Solar Panels |  | 0.335 | 8 | 39 | 31 |  | Fixed | Roof
NJSTRE1545918107 |  | Transition Incentive Program | North Plainfield | 7060 | 10 | 7.71 | Residential | No | Behind the Meter | Net-metered residential rooftop and canopy |  | None | Vision Solar LLC | PSE&G | Accepted | 2020-11-04 | 2020-11-06 | 2021-11-06 | HANWHA Q-CELLS | Q.PEAK DUO-G6+ 335 | Solar Panels |  | 0.335 | 15 | 219 | 31 |  | Fixed | Roof
NJSTRE1545918129 |  | Transition Incentive Program | Budd Lake | 7828 | 3 | 9.18 | Residential | No | Behind the Meter | Net-metered residential rooftop and canopy |  | None | Vision Solar LLC | JCP&L | Accepted | 2020-11-04 | 2020-11-06 | 2021-11-06 | ENPHASE | IQ7-60-2-US | Inverters | 0.24 |  | 27 |  |  | 0.96 |  | Other | BEHIND EACH PANEL
NJSTRE1545918129 |  | Transition Incentive Program | Budd Lake | 7828 | 3 | 9.18 | Residential | No | Behind the Meter | Net-metered residential rooftop and canopy |  | None | Vision Solar LLC | JCP&L | Accepted | 2020-11-04 | 2020-11-06 | 2021-11-06 | HANWHA Q-CELLS | Q.PEAK DUO BLK-G6 340 | Solar Panels |  | 0.34 | 2 | 161 | 25 |  | Fixed | Roof
NJSTRE1545918129 |  | Transition Incentive Program | Budd Lake | 7828 | 3 | 9.18 | Residential | No | Behind the Meter | Net-metered residential rooftop and canopy |  | None | Vision Solar LLC | JCP&L | Accepted | 2020-11-04 | 2020-11-06 | 2021-11-06 | HANWHA Q-CELLS | Q.PEAK DUO BLK-G6 340 | Solar Panels |  | 0.34 | 3 | 340 | 9 |  | Fixed | Roof
NJSTRE1545918129 |  | Transition Incentive Program | Budd Lake | 7828 | 3 | 9.18 | Residential | No | Behind the Meter | Net-metered residential rooftop and canopy |  | None | Vision Solar LLC | JCP&L | Accepted | 2020-11-04 | 2020-11-06 | 2021-11-06 | HANWHA Q-CELLS | Q.PEAK DUO BLK-G6 340 | Solar Panels |  | 0.34 | 6 | 341 | 25 |  | Fixed | Roof
NJSTRE1545918129 |  | Transition Incentive Program | Budd Lake | 7828 | 3 | 9.18 | Residential | No | Behind the Meter | Net-metered residential rooftop and canopy |  | None | Vision Solar LLC | JCP&L | Accepted | 2020-11-04 | 2020-11-06 | 2021-11-06 | HANWHA Q-CELLS | Q.PEAK DUO BLK-G6 340 | Solar Panels |  | 0.34 | 13 | 160 | 27 |  | Fixed | Roof
NJSTRE1545918129 |  | Transition Incentive Program | Budd Lake | 7828 | 3 | 9.18 | Residential | No | Behind the Meter | Net-metered residential rooftop and canopy |  | None | Vision Solar LLC | JCP&L | Accepted | 2020-11-04 | 2020-11-06 | 2021-11-06 | HANWHA Q-CELLS | Q.PEAK DUO BLK-G6 340 | Solar Panels |  | 0.34 | 3 | 161 | 25 |  | Fixed | Roof
NJSTRE1545918136 |  | Transition Incentive Program | Somerset | 8873 | 5 | 6.87 | Residential | No | Behind the Meter | Net-metered residential rooftop and canopy |  | None | GenRenew, LLC | PSE&G | Accepted | 2020-11-05 | 2020-11-06 | 2021-11-06 | SUNPOWER | PVS6 | Meters |  |  | 1 |  |  |  | Yes | Outdoor
NJSTRE1545918136 |  | Transition Incentive Program | Somerset | 8873 | 5 | 6.87 | Residential | No | Behind the Meter | Net-metered residential rooftop and canopy |  | None | GenRenew, LLC | PSE&G | Accepted | 2020-11-05 | 2020-11-06 | 2021-11-06 | ENPASE | IQ7XS-96-ACM-US | Inverters | 320 |  | 21 |  |  | 0.975 |  | Outdoor | UNDER MODULE
NJSTRE1545918136 |  | Transition Incentive Program | Somerset | 8873 | 5 | 6.87 | Residential | No | Behind the Meter | Net-metered residential rooftop and canopy |  | None | GenRenew, LLC | PSE&G | Accepted | 2020-11-05 | 2020-11-06 | 2021-11-06 | SUNPOWER | SPR-E20-327-E-AC | Solar Panels |  | 0.327 | 9 | 292 | 37 |  | Fixed | Roof
NJSTRE1545918136 |  | Transition Incentive Program | Somerset | 8873 | 5 | 6.87 | Residential | No | Behind the Meter | Net-metered residential rooftop and canopy |  | None | GenRenew, LLC | PSE&G | Accepted | 2020-11-05 | 2020-11-06 | 2021-11-06 | Sunpower | SPR-E20-327-E-AC | Solar Panels |  | 0.327 | 12 | 112 | 37 |  | Fixed | Roof
NJSTRE1545918157 |  | Transition Incentive Program | Edison | 8817 | 11 | 4.2 | Residential | No | Behind the Meter | Net-metered residential rooftop and canopy |  | None | Pro Custom Solar dba Momentum Solar | PSE&G | Accepted | 2020-11-04 | 2020-11-06 | 2021-11-06 | Enphase | IQ7PLUS-72-2-US | Inverters | 290 |  | 12 |  |  | 0.97 |  | Outdoor | Roof
NJSTRE1545918157 |  | Transition Incentive Program | Edison | 8817 | 11 | 4.2 | Residential | No | Behind the Meter | Net-metered residential rooftop and canopy |  | None | Pro Custom Solar dba Momentum Solar | PSE&G | Accepted | 2020-11-04 | 2020-11-06 | 2021-11-06 | LG | LG 350N1C-V5 | Solar Panels |  | 0.35 | 12 | 137 | 27 |  | Fixed | Roof
NJSTRE1545918171 |  | Transition Incentive Program | Haddonfield Boro | 8033 | 14 | 5.79 | Residential | Yes | Behind the Meter | Net-metered residential rooftop and canopy |  | None | Tesla Energy Operations Inc. | PSE&G | Accepted | 2020-11-04 | 2020-11-06 | 2021-11-06 | Delta | M4-TL-US [240V] | Inverters | 3840 |  | 2 |  |  | 0.975 |  | Outdoor | Outdoor
NJSTRE1545918171 |  | Transition Incentive Program | Haddonfield Boro | 8033 | 14 | 5.79 | Residential | Yes | Behind the Meter | Net-metered residential rooftop and canopy |  | None | Tesla Energy Operations Inc. | PSE&G | Accepted | 2020-11-04 | 2020-11-06 | 2021-11-06 | Tesla | SR60T1 | Solar Panels |  | 0.05847 | 18 | 225 | 45 |  | Fixed | Roof
NJSTRE1545918171 |  | Transition Incentive Program | Haddonfield Boro | 8033 | 14 | 5.79 | Residential | Yes | Behind the Meter | Net-metered residential rooftop and canopy |  | None | Tesla Energy Operations Inc. | PSE&G | Accepted | 2020-11-04 | 2020-11-06 | 2021-11-06 | Tesla | SR60T1 | Solar Panels |  | 0.05847 | 45 | 45 | 45 |  | Fixed | Roof
NJSTRE1545918171 |  | Transition Incentive Program | Haddonfield Boro | 8033 | 14 | 5.79 | Residential | Yes | Behind the Meter | Net-metered residential rooftop and canopy |  | None | Tesla Energy Operations Inc. | PSE&G | Accepted | 2020-11-04 | 2020-11-06 | 2021-11-06 | Tesla | SR60T1 | Solar Panels |  | 0.05847 | 20 | 225 | 18 |  | Fixed | Roof
NJSTRE1545918171 |  | Transition Incentive Program | Haddonfield Boro | 8033 | 14 | 5.79 | Residential | Yes | Behind the Meter | Net-metered residential rooftop and canopy |  | None | Tesla Energy Operations Inc. | PSE&G | Accepted | 2020-11-04 | 2020-11-06 | 2021-11-06 | Tesla | SR60T1 | Solar Panels |  | 0.05847 | 16 | 135 | 18 |  | Fixed | Roof
NJSTRE1545918175 |  | Transition Incentive Program | Bloomfield | 7003 | 9 | 5.25 | Residential | Yes | Behind the Meter | Net-metered residential rooftop and canopy |  | None | Pro Custom Solar dba Momentum Solar | PSE&G | Accepted | 2020-11-04 | 2020-11-06 | 2021-11-06 | Enphase | IQ7PLUS-72-2-US | Inverters | 290 |  | 15 |  |  | 0.97 |  | Outdoor | Roof
NJSTRE1545918175 |  | Transition Incentive Program | Bloomfield | 7003 | 9 | 5.25 | Residential | Yes | Behind the Meter | Net-metered residential rooftop and canopy |  | None | Pro Custom Solar dba Momentum Solar | PSE&G | Accepted | 2020-11-04 | 2020-11-06 | 2021-11-06 | LG | LG 350N1C-V5 | Solar Panels |  | 0.35 | 7 | 173 | 43 |  | Fixed | Roof
NJSTRE1545918175 |  | Transition Incentive Program | Bloomfield | 7003 | 9 | 5.25 | Residential | Yes | Behind the Meter | Net-metered residential rooftop and canopy |  | None | Pro Custom Solar dba Momentum Solar | PSE&G | Accepted | 2020-11-04 | 2020-11-06 | 2021-11-06 | LG | LG 350N1C-V5 | Solar Panels |  | 0.35 | 8 | 353 | 43 |  | Fixed | Roof
NJSTRE1545918212 |  | Transition Incentive Program | Edison | 8820 | 11 | 4.58 | Residential | No | Behind the Meter | Net-metered residential rooftop and canopy |  | None | Seabright Solar | PSE&G | Accepted | 2020-11-04 | 2020-11-06 | 2021-11-06 | Enphase | IQ7XS-96-ACM-US | Inverters | 0.315 |  | 14 |  |  | 0.99 |  | Outside | Roof
NJSTRE1545918212 |  | Transition Incentive Program | Edison | 8820 | 11 | 4.58 | Residential | No | Behind the Meter | Net-metered residential rooftop and canopy |  | None | Seabright Solar | PSE&G | Accepted | 2020-11-04 | 2020-11-06 | 2021-11-06 | Sunpower | SPR-E20-327 | Solar Panels |  | 0.327 | 14 | 87 | 18 |  | Fixed | Roof
NJSTRE1545918223 |  | Transition Incentive Program | Marlton | 8053 | 13 | 3.52 | Residential | Yes | Behind the Meter | Net-metered residential rooftop and canopy |  | None | Vivint Solar Developer, LLC | PSE&G | Accepted | 2020-11-04 | 2020-11-06 | 2021-11-06 | Solar Edge | SE3800H-US | Inverters | 3800 |  | 1 |  |  | 0.992 |  | Outdoor | Near the Utility Meter
NJSTRE1545918223 |  | Transition Incentive Program | Marlton | 8053 | 13 | 3.52 | Residential | Yes | Behind the Meter | Net-metered residential rooftop and canopy |  | None | Vivint Solar Developer, LLC | PSE&G | Accepted | 2020-11-04 | 2020-11-06 | 2021-11-06 | JINKO SOLAR | JKM320M-60HBL | Solar Panels |  | 0.32 | 11 | 336 | 23 |  | Fixed | Roof
NJSTRE1545918239 |  | Transition Incentive Program | Monroe Township | 8831 | 11 | 7.82 | Residential | No | Behind the Meter | Net-metered residential rooftop and canopy |  | None | Tesla Energy Operations Inc. | JCP&L | Accepted | 2020-11-04 | 2020-11-06 | 2021-11-06 | SolarEdge Technologies | SE7600H-US [240V] | Inverters | 7600 |  | 1 |  |  | 0.99 |  | Outside | Outside
NJSTRE1545918239 |  | Transition Incentive Program | Monroe Township | 8831 | 11 | 7.82 | Residential | No | Behind the Meter | Net-metered residential rooftop and canopy |  | None | Tesla Energy Operations Inc. | JCP&L | Accepted | 2020-11-04 | 2020-11-06 | 2021-11-06 | Hanwha Q-CELLS | Q.Peak DUO BLK-G6+ 340 | Solar Panels |  | 0.34 | 11 | 176 | 34 |  | Fixed | Roof
NJSTRE1545918239 |  | Transition Incentive Program | Monroe Township | 8831 | 11 | 7.82 | Residential | No | Behind the Meter | Net-metered residential rooftop and canopy |  | None | Tesla Energy Operations Inc. | JCP&L | Accepted | 2020-11-04 | 2020-11-06 | 2021-11-06 | Hanwha Q-CELLS | Q.Peak DUO BLK-G6+ 340 | Solar Panels |  | 0.34 | 12 | 176 | 34 |  | Fixed | Roof
NJSTRE1545926733 |  | Transition Incentive Program | Sicklerville | 8081 | 14 | 6.82 | Residential | Yes | Behind the Meter | Net-metered residential rooftop and canopy |  | None | Bright Planet Solar | AC Electric | Accepted | 2020-11-04 | 2020-11-06 | 2021-11-06 | SOLAR EDGE | SE6000H-USRGM | Inverters | 6000 |  | 1 |  |  | 0.98 |  | Outdoor | OUTSIDE
NJSTRE1545926733 |  | Transition Incentive Program | Sicklerville | 8081 | 14 | 6.82 | Residential | Yes | Behind the Meter | Net-metered residential rooftop and canopy |  | None | Bright Planet Solar | AC Electric | Accepted | 2020-11-04 | 2020-11-06 | 2021-11-06 | HANWHA Q-CELLS | Q.PEAK DUO BLK-G5 310W | Solar Panels |  | 0.31 | 12 | 208 | 26 |  | Fixed | Roof
NJSTRE1545926733 |  | Transition Incentive Program | Sicklerville | 8081 | 14 | 6.82 | Residential | Yes | Behind the Meter | Net-metered residential rooftop and canopy |  | None | Bright Planet Solar | AC Electric | Accepted | 2020-11-04 | 2020-11-06 | 2021-11-06 | HANWHA Q-CELLS | Q.PEAK DUO BLK-G5 310W | Solar Panels |  | 0.31 | 10 | 28 | 18 |  | Fixed | Roof
NJSTRE1545935389 |  | Transition Incentive Program | Mahwah | 7430 | 7 | 4.55 | Residential | No | Behind the Meter | Net-metered residential rooftop and canopy |  | None | Suntuity Solar LLC | Orange Rockland Electric | Accepted | 2020-11-05 | 2020-11-10 | 2021-11-10 | Enphase Energy | IQ7-60-2-US | Inverters | 240 |  | 13 |  |  | 0.97 |  | Outdoor | Behind the PV Modules
NJSTRE1545935389 |  | Transition Incentive Program | Mahwah | 7430 | 7 | 4.55 | Residential | No | Behind the Meter | Net-metered residential rooftop and canopy |  | None | Suntuity Solar LLC | Orange Rockland Electric | Accepted | 2020-11-05 | 2020-11-10 | 2021-11-10 | Longi | LR4-60HPB-350M | Solar Panels |  | 0.35 | 8 | 264 | 24 |  | Fixed | Roof
NJSTRE1545935389 |  | Transition Incentive Program | Mahwah | 7430 | 7 | 4.55 | Residential | No | Behind the Meter | Net-metered residential rooftop and canopy |  | None | Suntuity Solar LLC | Orange Rockland Electric | Accepted | 2020-11-05 | 2020-11-10 | 2021-11-10 | Longi | LR4-60HPB-350M | Solar Panels |  | 0.35 | 5 | 84 | 24 |  | Fixed | Roof
NJSTRE1545935390 |  | Transition Incentive Program | Magnolia | 8049 | 14 | 9 | Residential | No | Behind the Meter | Net-metered residential rooftop and canopy |  | None | Suntuity Solar LLC | PSE&G | Accepted | 2020-11-05 | 2020-11-10 | 2021-11-10 | Enphase Energy | IQ7-60-2-US | Inverters | 240 |  | 25 |  |  | 0.97 |  | Outdoor | Behind the PV Modules
NJSTRE1545935390 |  | Transition Incentive Program | Magnolia | 8049 | 14 | 9 | Residential | No | Behind the Meter | Net-metered residential rooftop and canopy |  | None | Suntuity Solar LLC | PSE&G | Accepted | 2020-11-05 | 2020-11-10 | 2021-11-10 | Longi | LR4-60HPB-350M | Solar Panels |  | 0.36 | 9 | 161 | 29 |  | Fixed | Roof
NJSTRE1545935390 |  | Transition Incentive Program | Magnolia | 8049 | 14 | 9 | Residential | No | Behind the Meter | Net-metered residential rooftop and canopy |  | None | Suntuity Solar LLC | PSE&G | Accepted | 2020-11-05 | 2020-11-10 | 2021-11-10 | Longi | LR4-60HPB-350M | Solar Panels |  | 0.36 | 6 | 341 | 29 |  | Fixed | Roof
NJSTRE1545935390 |  | Transition Incentive Program | Magnolia | 8049 | 14 | 9 | Residential | No | Behind the Meter | Net-metered residential rooftop and canopy |  | None | Suntuity Solar LLC | PSE&G | Accepted | 2020-11-05 | 2020-11-10 | 2021-11-10 | Longi | LR4-60HPB-350M | Solar Panels |  | 0.36 | 10 | 161 | 40 |  | Fixed | Roof
NJSTRE1545935391 |  | Transition Incentive Program | Wayne | 7470 | 6 | 17.85 | Residential | Yes | Behind the Meter | Net-metered residential rooftop and canopy |  | None | Suntuity Solar LLC | PSE&G | Accepted | 2020-11-05 | 2020-11-10 | 2021-11-10 | Enphase Energy | IQ7-60-2-US | Inverters | 240 |  | 51 |  |  | 0.97 |  | Outdoor | Behind the PV Modules
NJSTRE1545935391 |  | Transition Incentive Program | Wayne | 7470 | 6 | 17.85 | Residential | Yes | Behind the Meter | Net-metered residential rooftop and canopy |  | None | Suntuity Solar LLC | PSE&G | Accepted | 2020-11-05 | 2020-11-10 | 2021-11-10 | Longi | LR4-60HPB-350M | Solar Panels |  | 0.35 | 23 | 105 | 23 |  | Fixed | Roof
NJSTRE1545935391 |  | Transition Incentive Program | Wayne | 7470 | 6 | 17.85 | Residential | Yes | Behind the Meter | Net-metered residential rooftop and canopy |  | None | Suntuity Solar LLC | PSE&G | Accepted | 2020-11-05 | 2020-11-10 | 2021-11-10 | Longi | LR4-60HPB-350M | Solar Panels |  | 0.35 | 28 | 285 | 23 |  | Fixed | Roof
NJSTRE1545935392 |  | Transition Incentive Program | Woodbridge Township | 8863 | 11 | 5.25 | Residential | Yes | Behind the Meter | Net-metered residential rooftop and canopy |  | None | Suntuity Solar LLC | PSE&G | Accepted | 2020-11-05 | 2020-11-10 | 2021-11-10 | Enphase Energy | Energy IQ7-60-2-US | Inverters | 240 |  | 15 |  |  | 0.97 |  | Outdoor | Behind the PV Modules
NJSTRE1545935392 |  | Transition Incentive Program | Woodbridge Township | 8863 | 11 | 5.25 | Residential | Yes | Behind the Meter | Net-metered residential rooftop and canopy |  | None | Suntuity Solar LLC | PSE&G | Accepted | 2020-11-05 | 2020-11-10 | 2021-11-10 | Longi | LR4-60HPB-350M | Solar Panels |  | 0.35 | 15 | 175 | 26 |  | Fixed | Roof
NJSTRE1545935394 |  | Transition Incentive Program | Red Bank | 7701 | 17 | 10.88 | Residential | Yes | Behind the Meter | Net-metered residential rooftop and canopy |  | None | Vivint Solar Developer, LLC | JCP&L | Accepted | 2020-11-05 | 2020-11-10 | 2021-11-10 | SolarEdge | SE7600H-US | Inverters | 7600 |  | 1 |  |  | 0.992 |  | Outdoor | Near the Utility Meter
NJSTRE1545935394 |  | Transition Incentive Program | Red Bank | 7701 | 17 | 10.88 | Residential | Yes | Behind the Meter | Net-metered residential rooftop and canopy |  | None | Vivint Solar Developer, LLC | JCP&L | Accepted | 2020-11-05 | 2020-11-10 | 2021-11-10 | Jinko Solar | JKM320M-60HBL | Solar Panels |  | 0.32 | 22 | 171 | 27 |  | Fixed | Roof
NJSTRE1545935394 |  | Transition Incentive Program | Red Bank | 7701 | 17 | 10.88 | Residential | Yes | Behind the Meter | Net-metered residential rooftop and canopy |  | None | Vivint Solar Developer, LLC | JCP&L | Accepted | 2020-11-05 | 2020-11-10 | 2021-11-10 | Jinko Solar | JKM320M-60HBL | Solar Panels |  | 0.32 | 8 | 261 | 26 |  | Fixed | Roof
NJSTRE1545935394 |  | Transition Incentive Program | Red Bank | 7701 | 17 | 10.88 | Residential | Yes | Behind the Meter | Net-metered residential rooftop and canopy |  | None | Vivint Solar Developer, LLC | JCP&L | Accepted | 2020-11-05 | 2020-11-10 | 2021-11-10 | Jinko Solar | JKM320M-60HBL | Solar Panels |  | 0.32 | 4 | 351 | 27 |  | Fixed | Roof
NJSTRE1545935404 |  | Transition Incentive Program | Pennington | 8534 | 12 | 12.95 | Residential | No | Behind the Meter | Net-metered residential rooftop and canopy |  | None | Whitman Construction, LLC | PSE&G | Accepted | 2020-11-05 | 2020-11-06 | 2021-11-06 | enphase energy | iq7plus-72-2-us | Inverters | 295 |  | 35 |  |  | 0.975 |  | Outdoor | microinverters located under modules
NJSTRE1545935404 |  | Transition Incentive Program | Pennington | 8534 | 12 | 12.95 | Residential | No | Behind the Meter | Net-metered residential rooftop and canopy |  | None | Whitman Construction, LLC | PSE&G | Accepted | 2020-11-05 | 2020-11-06 | 2021-11-06 | solaria power | xt 370r pd | Solar Panels |  | 0.37 | 13 | 302 | 35 |  | Fixed | Roof
NJSTRE1545935404 |  | Transition Incentive Program | Pennington | 8534 | 12 | 12.95 | Residential | No | Behind the Meter | Net-metered residential rooftop and canopy |  | None | Whitman Construction, LLC | PSE&G | Accepted | 2020-11-05 | 2020-11-06 | 2021-11-06 | solaria power | xt 370r pd | Solar Panels |  | 0.37 | 6 | 214 | 35 |  | Fixed | Roof
NJSTRE1545935404 |  | Transition Incentive Program | Pennington | 8534 | 12 | 12.95 | Residential | No | Behind the Meter | Net-metered residential rooftop and canopy |  | None | Whitman Construction, LLC | PSE&G | Accepted | 2020-11-05 | 2020-11-06 | 2021-11-06 | solaria power | xt 370r pd | Solar Panels |  | 0.37 | 5 | 126 | 35 |  | Fixed | Roof
NJSTRE1545935404 |  | Transition Incentive Program | Pennington | 8534 | 12 | 12.95 | Residential | No | Behind the Meter | Net-metered residential rooftop and canopy |  | None | Whitman Construction, LLC | PSE&G | Accepted | 2020-11-05 | 2020-11-06 | 2021-11-06 | solaria power | xt 370r pd | Solar Panels |  | 0.37 | 11 | 213 | 35 |  | Fixed | Roof
NJSTRE1545935415 |  | Transition Incentive Program | Somerset | 8873 | 5 | 9.05 | Residential | Yes | Behind the Meter | Net-metered residential rooftop and canopy |  | None | Vision Solar LLC | PSE&G | Accepted | 2020-11-05 | 2020-11-09 | 2021-11-09 | ENPHASE | IQ7-60-2-US | Inverters | 0.24 |  | 27 |  |  | 0.96 |  | Other | BEHIND EACH PANEL
NJSTRE1545935415 |  | Transition Incentive Program | Somerset | 8873 | 5 | 9.05 | Residential | Yes | Behind the Meter | Net-metered residential rooftop and canopy |  | None | Vision Solar LLC | PSE&G | Accepted | 2020-11-05 | 2020-11-09 | 2021-11-09 | HANWHA Q-CELLS | Q.PEAK DUO-G6+ 335 | Solar Panels |  | 0.335 | 2 | 98 | 26 |  | Fixed | Roof
NJSTRE1545935415 |  | Transition Incentive Program | Somerset | 8873 | 5 | 9.05 | Residential | Yes | Behind the Meter | Net-metered residential rooftop and canopy |  | None | Vision Solar LLC | PSE&G | Accepted | 2020-11-05 | 2020-11-09 | 2021-11-09 | HANWHA Q-CELLS | Q.PEAK DUO-G6+ 335 | Solar Panels |  | 0.335 | 16 | 98 | 26 |  | Fixed | Roof
NJSTRE1545935415 |  | Transition Incentive Program | Somerset | 8873 | 5 | 9.05 | Residential | Yes | Behind the Meter | Net-metered residential rooftop and canopy |  | None | Vision Solar LLC | PSE&G | Accepted | 2020-11-05 | 2020-11-09 | 2021-11-09 | HANWHA Q-CELLS | Q.PEAK DUO-G6+ 335 | Solar Panels |  | 0.335 | 9 | 98 | 26 |  | Fixed | Roof
NJSTRE1545935418 |  | Transition Incentive Program | Glassboro | 8028 | 15 | 11.7 | Residential | No | Behind the Meter | Net-metered residential rooftop and canopy |  | None | EMT Renewables | AC Electric | Accepted | 2020-11-05 | 2020-11-09 | 2021-11-09 | Enphase | IQ7-60-2-US | Inverters | 240 |  | 36 |  |  | 0.97 |  | Outside | under panels
NJSTRE1545935418 |  | Transition Incentive Program | Glassboro | 8028 | 15 | 11.7 | Residential | No | Behind the Meter | Net-metered residential rooftop and canopy |  | None | EMT Renewables | AC Electric | Accepted | 2020-11-05 | 2020-11-09 | 2021-11-09 | Trina | TSM-325-DD06M.05 (II) | Solar Panels |  | 0.325 | 3 | 339 | 22 |  | Fixed | Roof
NJSTRE1545935418 |  | Transition Incentive Program | Glassboro | 8028 | 15 | 11.7 | Residential | No | Behind the Meter | Net-metered residential rooftop and canopy |  | None | EMT Renewables | AC Electric | Accepted | 2020-11-05 | 2020-11-09 | 2021-11-09 | Trina | TSM-325-DD06M.05 (II) | Solar Panels |  | 0.325 | 5 | 69 | 26 |  | Fixed | Roof
NJSTRE1545935418 |  | Transition Incentive Program | Glassboro | 8028 | 15 | 11.7 | Residential | No | Behind the Meter | Net-metered residential rooftop and canopy |  | None | EMT Renewables | AC Electric | Accepted | 2020-11-05 | 2020-11-09 | 2021-11-09 | Trina | TSM-325-DD06M.05 (II) | Solar Panels |  | 0.325 | 3 | 249 | 5 |  | Fixed | Roof
NJSTRE1545935418 |  | Transition Incentive Program | Glassboro | 8028 | 15 | 11.7 | Residential | No | Behind the Meter | Net-metered residential rooftop and canopy |  | None | EMT Renewables | AC Electric | Accepted | 2020-11-05 | 2020-11-09 | 2021-11-09 | Trina | TSM-325-DD06M.05 (II) | Solar Panels |  | 0.325 | 5 | 249 | 26 |  | Fixed | Roof
NJSTRE1545935418 |  | Transition Incentive Program | Glassboro | 8028 | 15 | 11.7 | Residential | No | Behind the Meter | Net-metered residential rooftop and canopy |  | None | EMT Renewables | AC Electric | Accepted | 2020-11-05 | 2020-11-09 | 2021-11-09 | Trina | TSM-325-DD06M.05 (II) | Solar Panels |  | 0.325 | 14 | 159 | 22 |  | Fixed | Roof
NJSTRE1545935418 |  | Transition Incentive Program | Glassboro | 8028 | 15 | 11.7 | Residential | No | Behind the Meter | Net-metered residential rooftop and canopy |  | None | EMT Renewables | AC Electric | Accepted | 2020-11-05 | 2020-11-09 | 2021-11-09 | Trina | TSM-325-DD06M.05 (II) | Solar Panels |  | 0.325 | 3 | 249 | 26 |  | Fixed | Roof
NJSTRE1545935418 |  | Transition Incentive Program | Glassboro | 8028 | 15 | 11.7 | Residential | No | Behind the Meter | Net-metered residential rooftop and canopy |  | None | EMT Renewables | AC Electric | Accepted | 2020-11-05 | 2020-11-09 | 2021-11-09 | Trina | TSM-325-DD06M.05 (II) | Solar Panels |  | 0.325 | 3 | 69 | 26 |  | Fixed | Pole
NJSTRE1545936332 |  | Transition Incentive Program | Lafayette Township | 7848 | 1 | 21.76 | Residential | No | Behind the Meter | Net-metered residential rooftop and canopy |  | None | Public Service Solar | JCP&L | Accepted | 2020-11-05 | 2020-11-11 | 2021-11-11 | Enphase | IQ7+ | Inverters | 0.29 |  | 64 |  |  | 0.96 |  | Outdoor | under panels
NJSTRE1545936332 |  | Transition Incentive Program | Lafayette Township | 7848 | 1 | 21.76 | Residential | No | Behind the Meter | Net-metered residential rooftop and canopy |  | None | Public Service Solar | JCP&L | Accepted | 2020-11-05 | 2020-11-11 | 2021-11-11 | LG | N1K-L5 | Solar Panels |  | 0.34 | 33 | 99 | 34 |  | Fixed | Roof
NJSTRE1545936332 |  | Transition Incentive Program | Lafayette Township | 7848 | 1 | 21.76 | Residential | No | Behind the Meter | Net-metered residential rooftop and canopy |  | None | Public Service Solar | JCP&L | Accepted | 2020-11-05 | 2020-11-11 | 2021-11-11 | LG | N1K-L5 | Solar Panels |  | 0.34 | 3 | 188 | 20 |  | Fixed | Roof
NJSTRE1545936332 |  | Transition Incentive Program | Lafayette Township | 7848 | 1 | 21.76 | Residential | No | Behind the Meter | Net-metered residential rooftop and canopy |  | None | Public Service Solar | JCP&L | Accepted | 2020-11-05 | 2020-11-11 | 2021-11-11 | LG | N1K-L5 | Solar Panels |  | 0.34 | 8 | 279 | 34 |  | Fixed | Roof
NJSTRE1545936332 |  | Transition Incentive Program | Lafayette Township | 7848 | 1 | 21.76 | Residential | No | Behind the Meter | Net-metered residential rooftop and canopy |  | None | Public Service Solar | JCP&L | Accepted | 2020-11-05 | 2020-11-11 | 2021-11-11 | LG | N1K-L5 | Solar Panels |  | 0.34 | 20 | 279 | 34 |  | Fixed | Roof
NJSTRE1545936991 |  | Transition Incentive Program | Plainsboro TWP | 8536 | 11 | 12.24 | Residential | Yes | Behind the Meter | Net-metered residential rooftop and canopy |  | None | Tesla Energy Operations Inc. | PSE&G | Accepted | 2020-11-05 | 2020-11-06 | 2021-11-06 | SolarEdge Technologies | SE10000H-US [240V] | Inverters | 10000 |  | 1 |  |  | 0.99 |  | Outside | Outside
NJSTRE1545936991 |  | Transition Incentive Program | Plainsboro TWP | 8536 | 11 | 12.24 | Residential | Yes | Behind the Meter | Net-metered residential rooftop and canopy |  | None | Tesla Energy Operations Inc. | PSE&G | Accepted | 2020-11-05 | 2020-11-06 | 2021-11-06 | Hanwha Q-CELLS | Q.Peak DUO BLK-G6+ 340 | Solar Panels |  | 0.34 | 9 | 44 | 40 |  | Fixed | Roof
NJSTRE1545936991 |  | Transition Incentive Program | Plainsboro TWP | 8536 | 11 | 12.24 | Residential | Yes | Behind the Meter | Net-metered residential rooftop and canopy |  | None | Tesla Energy Operations Inc. | PSE&G | Accepted | 2020-11-05 | 2020-11-06 | 2021-11-06 | Hanwha Q-CELLS | Q.Peak DUO BLK-G6+ 340 | Solar Panels |  | 0.34 | 18 | 224 | 40 |  | Fixed | Roof
NJSTRE1545936991 |  | Transition Incentive Program | Plainsboro TWP | 8536 | 11 | 12.24 | Residential | Yes | Behind the Meter | Net-metered residential rooftop and canopy |  | None | Tesla Energy Operations Inc. | PSE&G | Accepted | 2020-11-05 | 2020-11-06 | 2021-11-06 | Hanwha Q-CELLS | Q.Peak DUO BLK-G6+ 340 | Solar Panels |  | 0.34 | 9 | 314 | 34 |  | Fixed | Roof
NJSTRE1545937106 |  | Transition Incentive Program | Belmar | 7719 | 17 | 3.92 | Residential | No | Behind the Meter | Net-metered residential rooftop and canopy |  | None | GenRenew, LLC | JCP&L | Accepted | 2020-11-05 | 2020-11-06 | 2021-11-06 | SUNPOWER | PVS6 | Meters |  |  | 1 |  |  |  | Yes | Outdoor
NJSTRE1545937106 |  | Transition Incentive Program | Belmar | 7719 | 17 | 3.92 | Residential | No | Behind the Meter | Net-metered residential rooftop and canopy |  | None | GenRenew, LLC | JCP&L | Accepted | 2020-11-05 | 2020-11-06 | 2021-11-06 | ENPHASE | IQ7XS-96-ACM-US | Inverters | 320 |  | 12 |  |  | 0.975 |  | Outdoor | UNDER MODULE
NJSTRE1545937106 |  | Transition Incentive Program | Belmar | 7719 | 17 | 3.92 | Residential | No | Behind the Meter | Net-metered residential rooftop and canopy |  | None | GenRenew, LLC | JCP&L | Accepted | 2020-11-05 | 2020-11-06 | 2021-11-06 | Sunpower | SPR-E20-327-E-AC | Solar Panels |  | 0.327 | 8 | 165 | 24 |  | Fixed | Roof
NJSTRE1545937106 |  | Transition Incentive Program | Belmar | 7719 | 17 | 3.92 | Residential | No | Behind the Meter | Net-metered residential rooftop and canopy |  | None | GenRenew, LLC | JCP&L | Accepted | 2020-11-05 | 2020-11-06 | 2021-11-06 | SUNPOWER | SPR-E20-327-E-AC | Solar Panels |  | 0.327 | 4 | 165 | 20 |  | Fixed | Roof
NJSTRE1545937403 |  | Transition Incentive Program | New Egypt | 8533 | 18 | 11.22 | Residential | Yes | Behind the Meter | Net-metered residential rooftop and canopy |  | None | Trinity Solar | JCP&L | Accepted | 2020-11-05 | 2020-11-10 | 2021-11-10 | Solar edge | SE10000 | Inverters | 10000 |  | 1 |  |  | 0.97 |  | Outside | side of home
NJSTRE1545937403 |  | Transition Incentive Program | New Egypt | 8533 | 18 | 11.22 | Residential | Yes | Behind the Meter | Net-metered residential rooftop and canopy |  | None | Trinity Solar | JCP&L | Accepted | 2020-11-05 | 2020-11-10 | 2021-11-10 | Hanwha | Q.PEAK DUO BLK-G6 340 | Solar Panels |  | 0.34 | 24 | 144 | 23 |  | Fixed | Roof
NJSTRE1545937403 |  | Transition Incentive Program | New Egypt | 8533 | 18 | 11.22 | Residential | Yes | Behind the Meter | Net-metered residential rooftop and canopy |  | None | Trinity Solar | JCP&L | Accepted | 2020-11-05 | 2020-11-10 | 2021-11-10 | Hanwha | Q.PEAK DUO BLK-G6 340 | Solar Panels |  | 0.34 | 9 | 144 | 23 |  | Fixed | Roof
NJSTRE1545937689 |  | Transition Incentive Program | Dayton | 8810 | 11 | 10.05 | Residential | No | Behind the Meter | Net-metered residential rooftop and canopy |  | None | GenRenew, LLC | PSE&G | Accepted | 2020-11-06 | 2020-11-09 | 2021-11-09 | ENPHASE | ENVOY | Meters |  |  | 1 |  |  |  | Yes | Outdoor
NJSTRE1545937689 |  | Transition Incentive Program | Dayton | 8810 | 11 | 10.05 | Residential | No | Behind the Meter | Net-metered residential rooftop and canopy |  | None | GenRenew, LLC | PSE&G | Accepted | 2020-11-06 | 2020-11-09 | 2021-11-09 | ENPHASE | IQ7XS-96-ACM-US | Inverters | 320 |  | 30 |  |  | 0.975 |  | Outdoor | UNDER MODULE
NJSTRE1545937689 |  | Transition Incentive Program | Dayton | 8810 | 11 | 10.05 | Residential | No | Behind the Meter | Net-metered residential rooftop and canopy |  | None | GenRenew, LLC | PSE&G | Accepted | 2020-11-06 | 2020-11-09 | 2021-11-09 | LG | LG335N1C-A5 | Solar Panels |  | 0.335 | 11 | 134 | 34 |  | Fixed | Roof
NJSTRE1545937689 |  | Transition Incentive Program | Dayton | 8810 | 11 | 10.05 | Residential | No | Behind the Meter | Net-metered residential rooftop and canopy |  | None | GenRenew, LLC | PSE&G | Accepted | 2020-11-06 | 2020-11-09 | 2021-11-09 | LG | LG335N1C-A5 | Solar Panels |  | 0.335 | 19 | 134 | 34 |  | Fixed | Roof
NJSTRE1545938020 |  | Transition Incentive Program | Linwood | 8221 | 19 | 17.49 | Residential | No | Behind the Meter | Net-metered residential rooftop and canopy |  | None | Sun Up Zero Down | AC Electric | Accepted | 2020-11-05 | 2020-11-17 | 2021-11-17 | Hialeah | CL200 | Meters |  |  | 1 |  |  |  | Yes | Outdoor
NJSTRE1545938020 |  | Transition Incentive Program | Linwood | 8221 | 19 | 17.49 | Residential | No | Behind the Meter | Net-metered residential rooftop and canopy |  | None | Sun Up Zero Down | AC Electric | Accepted | 2020-11-05 | 2020-11-17 | 2021-11-17 | Solaredge | SE7600H-US | Inverters | 7600 |  | 1 |  |  | 0.98 |  | Outside | next to utility meter
NJSTRE1545938020 |  | Transition Incentive Program | Linwood | 8221 | 19 | 17.49 | Residential | No | Behind the Meter | Net-metered residential rooftop and canopy |  | None | Sun Up Zero Down | AC Electric | Accepted | 2020-11-05 | 2020-11-17 | 2021-11-17 | Solaredge | SE6000H-US | Inverters | 6000 |  | 1 |  |  | 0.98 |  | Outside | next to utility meter
NJSTRE1545938020 |  | Transition Incentive Program | Linwood | 8221 | 19 | 17.49 | Residential | No | Behind the Meter | Net-metered residential rooftop and canopy |  | None | Sun Up Zero Down | AC Electric | Accepted | 2020-11-05 | 2020-11-17 | 2021-11-17 | REC | REC330TP3M | Solar Panels |  | 0.33 | 32 | 117 | 43 |  | Fixed | Roof
NJSTRE1545938020 |  | Transition Incentive Program | Linwood | 8221 | 19 | 17.49 | Residential | No | Behind the Meter | Net-metered residential rooftop and canopy |  | None | Sun Up Zero Down | AC Electric | Accepted | 2020-11-05 | 2020-11-17 | 2021-11-17 | REC | REC330TP3M | Solar Panels |  | 0.33 | 21 | 297 | 43 |  | Fixed | Roof
NJSTRE1545938116 |  | Transition Incentive Program | Mount Laurel | 8054 | 13 | 8.64 | Residential | No | Behind the Meter | Net-metered residential rooftop and canopy |  | None | Whitman Construction, LLC | PSE&G | Accepted | 2020-11-06 | 2020-11-06 | 2021-11-06 | enphase energy | iq7plus-72-2-us | Inverters | 295 |  | 24 |  |  | 0.975 |  | Outdoor | microinverters located under modules
NJSTRE1545938116 |  | Transition Incentive Program | Mount Laurel | 8054 | 13 | 8.64 | Residential | No | Behind the Meter | Net-metered residential rooftop and canopy |  | None | Whitman Construction, LLC | PSE&G | Accepted | 2020-11-06 | 2020-11-06 | 2021-11-06 | solaria power GAF | xt 360r pd | Solar Panels |  | 0.36 | 10 | 241 | 20 |  | Fixed | Roof
NJSTRE1545938116 |  | Transition Incentive Program | Mount Laurel | 8054 | 13 | 8.64 | Residential | No | Behind the Meter | Net-metered residential rooftop and canopy |  | None | Whitman Construction, LLC | PSE&G | Accepted | 2020-11-06 | 2020-11-06 | 2021-11-06 | solaria power GAF | xt 360r pd | Solar Panels |  | 0.36 | 14 | 242 | 23 |  | Fixed | Roof
NJSTRE1545938173 |  | Transition Incentive Program | Madison | 7940 | 3 | 8.13 | Residential | No | Behind the Meter | Net-metered residential rooftop and canopy |  | None | Apex Solar Power | Borough of Madison | Accepted | 2020-11-05 | 2020-11-06 | 2021-11-06 | Tesla | Powerwall 2.0 | Electric Storage Battery |  |  | 1 |  |  |  | Lithium Ion |  | inside
NJSTRE1545938173 |  | Transition Incentive Program | Madison | 7940 | 3 | 8.13 | Residential | No | Behind the Meter | Net-metered residential rooftop and canopy |  | None | Apex Solar Power | Borough of Madison | Accepted | 2020-11-05 | 2020-11-06 | 2021-11-06 | Solaredge | SE10000H-US | Inverters | 10 |  | 1 |  |  | 0.98 |  | Outdoor | with meter
NJSTRE1545938173 |  | Transition Incentive Program | Madison | 7940 | 3 | 8.13 | Residential | No | Behind the Meter | Net-metered residential rooftop and canopy |  | None | Apex Solar Power | Borough of Madison | Accepted | 2020-11-05 | 2020-11-06 | 2021-11-06 | Trina | (TSM-DD06M.05(II) | Solar Panels |  | 0.325 | 25 | 220 | 34 |  | Fixed | Roof
NJSTRE1545938362 |  | Transition Incentive Program | Pennsville | 8070 | 16 | 18.24 | Residential | Yes | Behind the Meter | Net-metered residential rooftop and canopy |  | None | All Season Solar | AC Electric | Accepted | 2020-11-05 | 2020-11-10 | 2021-11-10 | Enphase | IQ7 | Inverters | 240 |  | 57 |  |  | 0.97 |  | Outdoor | under module
NJSTRE1545938362 |  | Transition Incentive Program | Pennsville | 8070 | 16 | 18.24 | Residential | Yes | Behind the Meter | Net-metered residential rooftop and canopy |  | None | All Season Solar | AC Electric | Accepted | 2020-11-05 | 2020-11-10 | 2021-11-10 | Trina | TSMDD06M.05II | Solar Panels |  | 0.32 | 6 | 128 | 18 |  | Fixed | Roof
NJSTRE1545938362 |  | Transition Incentive Program | Pennsville | 8070 | 16 | 18.24 | Residential | Yes | Behind the Meter | Net-metered residential rooftop and canopy |  | None | All Season Solar | AC Electric | Accepted | 2020-11-05 | 2020-11-10 | 2021-11-10 | Trina | TSMDD06M.05II | Solar Panels |  | 0.32 | 12 | 218 | 22 |  | Fixed | Roof
NJSTRE1545938362 |  | Transition Incentive Program | Pennsville | 8070 | 16 | 18.24 | Residential | Yes | Behind the Meter | Net-metered residential rooftop and canopy |  | None | All Season Solar | AC Electric | Accepted | 2020-11-05 | 2020-11-10 | 2021-11-10 | Trina | TSMDD06M.05II | Solar Panels |  | 0.32 | 6 | 308 | 18 |  | Fixed | Roof
NJSTRE1545938362 |  | Transition Incentive Program | Pennsville | 8070 | 16 | 18.24 | Residential | Yes | Behind the Meter | Net-metered residential rooftop and canopy |  | None | All Season Solar | AC Electric | Accepted | 2020-11-05 | 2020-11-10 | 2021-11-10 | Trina | TSMDD06M.05II | Solar Panels |  | 0.32 | 33 | 218 | 22 |  | Fixed | Roof
NJSTRE1545938368 |  | Transition Incentive Program | Trenton | 8618 | 12 | 6.5 | Residential | No | Behind the Meter | Net-metered residential rooftop and canopy |  | None | EMT Renewables | PSE&G | Accepted | 2020-11-05 | 2020-11-09 | 2021-11-09 | Enphase | IQ7-60-2-US | Inverters | 240 |  | 20 |  |  | 0.97 |  | Outside | under panels
NJSTRE1545938368 |  | Transition Incentive Program | Trenton | 8618 | 12 | 6.5 | Residential | No | Behind the Meter | Net-metered residential rooftop and canopy |  | None | EMT Renewables | PSE&G | Accepted | 2020-11-05 | 2020-11-09 | 2021-11-09 | Trina | TSM-325-DD06M.05 (II) | Solar Panels |  | 0.325 | 7 | 75 | 14 |  | Fixed | Roof
NJSTRE1545938368 |  | Transition Incentive Program | Trenton | 8618 | 12 | 6.5 | Residential | No | Behind the Meter | Net-metered residential rooftop and canopy |  | None | EMT Renewables | PSE&G | Accepted | 2020-11-05 | 2020-11-09 | 2021-11-09 | Trina | TSM-325-DD06M.05 (II) | Solar Panels |  | 0.325 | 5 | 165 | 4 |  | Fixed | Roof
NJSTRE1545938368 |  | Transition Incentive Program | Trenton | 8618 | 12 | 6.5 | Residential | No | Behind the Meter | Net-metered residential rooftop and canopy |  | None | EMT Renewables | PSE&G | Accepted | 2020-11-05 | 2020-11-09 | 2021-11-09 | Trina | TSM-325-DD06M.05 (II) | Solar Panels |  | 0.325 | 8 | 255 | 14 |  | Fixed | Roof
NJSTRE1545938711 |  | Transition Incentive Program | Bridgeton | 8302 | 20 | 14.63 | Residential | Yes | Behind the Meter | Net-metered residential rooftop and canopy |  | None | RCL Enterprises Inc. | AC Electric | Accepted | 2020-11-05 | 2020-11-06 | 2021-11-06 | enphase | iq7 | Inverters | 240 |  | 45 |  |  | 0.96 |  | Outdoor | under panels
NJSTRE1545938711 |  | Transition Incentive Program | Bridgeton | 8302 | 20 | 14.63 | Residential | Yes | Behind the Meter | Net-metered residential rooftop and canopy |  | None | RCL Enterprises Inc. | AC Electric | Accepted | 2020-11-05 | 2020-11-06 | 2021-11-06 | Trina Solar | TSM-325DD06M | Solar Panels |  | 0.325 | 10 | 219 | 18 |  | Fixed | Roof
NJSTRE1545938711 |  | Transition Incentive Program | Bridgeton | 8302 | 20 | 14.63 | Residential | Yes | Behind the Meter | Net-metered residential rooftop and canopy |  | None | RCL Enterprises Inc. | AC Electric | Accepted | 2020-11-05 | 2020-11-06 | 2021-11-06 | Trina Solar | TSM-325DD06M | Solar Panels |  | 0.325 | 22 | 129 | 15 |  | Fixed | Roof
NJSTRE1545938711 |  | Transition Incentive Program | Bridgeton | 8302 | 20 | 14.63 | Residential | Yes | Behind the Meter | Net-metered residential rooftop and canopy |  | None | RCL Enterprises Inc. | AC Electric | Accepted | 2020-11-05 | 2020-11-06 | 2021-11-06 | Trina Solar | TSM-325DD06M | Solar Panels |  | 0.325 | 13 | 219 | 18 |  | Fixed | Roof
NJSTRE1545938792 |  | Transition Incentive Program | Smithville | 8205 | 19 | 6.72 | Residential | Yes | Behind the Meter | Net-metered residential rooftop and canopy |  | None | All Season Solar | AC Electric | Accepted | 2020-11-05 | 2020-11-10 | 2021-11-10 | Enphase | IQ7 | Inverters | 240 |  | 21 |  |  | 0.97 |  | Outside | under module
NJSTRE1545938792 |  | Transition Incentive Program | Smithville | 8205 | 19 | 6.72 | Residential | Yes | Behind the Meter | Net-metered residential rooftop and canopy |  | None | All Season Solar | AC Electric | Accepted | 2020-11-05 | 2020-11-10 | 2021-11-10 | Trina | TSMDD06M.05II | Solar Panels |  | 0.32 | 21 | 267 | 24 |  | Fixed | Roof
NJSTRE1545939062 |  | Transition Incentive Program | Manahawkin | 8050 | 18 | 8.13 | Residential | Yes | Behind the Meter | Net-metered residential rooftop and canopy |  | None | All Season Solar | AC Electric | Accepted | 2020-11-05 | 2020-11-10 | 2021-11-10 | Enphase | IQ7 | Inverters | 240 |  | 25 |  |  | 0.97 |  | Outside | under module
NJSTRE1545939062 |  | Transition Incentive Program | Manahawkin | 8050 | 18 | 8.13 | Residential | Yes | Behind the Meter | Net-metered residential rooftop and canopy |  | None | All Season Solar | AC Electric | Accepted | 2020-11-05 | 2020-11-10 | 2021-11-10 | Trina | TSMDD06M.05II | Solar Panels |  | 0.325 | 25 | 105 | 27 |  | Fixed | Roof
NJSTRE1545939526 |  | Transition Incentive Program | Bloomfield | 7003 | 9 | 6.46 | Residential | Yes | Behind the Meter | Net-metered residential rooftop and canopy |  | None | Trinity Solar | PSE&G | Accepted | 2020-11-05 | 2020-11-17 | 2021-11-17 | SOLAR EDGE | SE5000H-US | Inverters | 5000 |  | 1 |  |  | 0.97 |  | Outside | SIDE OF HOME
NJSTRE1545939526 |  | Transition Incentive Program | Bloomfield | 7003 | 9 | 6.46 | Residential | Yes | Behind the Meter | Net-metered residential rooftop and canopy |  | None | Trinity Solar | PSE&G | Accepted | 2020-11-05 | 2020-11-17 | 2021-11-17 | HANWHA 340 (Q.PEAK DUO BLK-G6 340) | HANWHA 340 (Q.PEAK DUO BLK-G6 340) | Solar Panels |  | 0.34 | 19 | 7 | 27 |  | Fixed | Roof
NJSTRE1545939755 |  | Transition Incentive Program | Andover | 7821 | 1 | 11.52 | Residential | Yes | Behind the Meter | Net-metered residential rooftop and canopy |  | None | Tesla Energy Operations Inc. | JCP&L | Accepted | 2020-11-05 | 2020-11-06 | 2021-11-06 | Delta Electronics | M8-TL-US [240V] | Inverters | 7680 |  | 1 |  |  | 0.975 |  | Outside | Outside
NJSTRE1545939755 |  | Transition Incentive Program | Andover | 7821 | 1 | 11.52 | Residential | Yes | Behind the Meter | Net-metered residential rooftop and canopy |  | None | Tesla Energy Operations Inc. | JCP&L | Accepted | 2020-11-05 | 2020-11-06 | 2021-11-06 | Delta Electronics | M4-TL-US [240V] | Inverters | 3840 |  | 1 |  |  | 0.975 |  | Outside | Outside
NJSTRE1545939755 |  | Transition Incentive Program | Andover | 7821 | 1 | 11.52 | Residential | Yes | Behind the Meter | Net-metered residential rooftop and canopy |  | None | Tesla Energy Operations Inc. | JCP&L | Accepted | 2020-11-05 | 2020-11-06 | 2021-11-06 | Tesla | SR60T1 | Solar Panels |  | 0.05847 | 17 | 38 | 30 |  | Fixed | Roof
NJSTRE1545939755 |  | Transition Incentive Program | Andover | 7821 | 1 | 11.52 | Residential | Yes | Behind the Meter | Net-metered residential rooftop and canopy |  | None | Tesla Energy Operations Inc. | JCP&L | Accepted | 2020-11-05 | 2020-11-06 | 2021-11-06 | Tesla | SR60T1 | Solar Panels |  | 0.05847 | 43 | 308 | 30 |  | Fixed | Roof
NJSTRE1545939755 |  | Transition Incentive Program | Andover | 7821 | 1 | 11.52 | Residential | Yes | Behind the Meter | Net-metered residential rooftop and canopy |  | None | Tesla Energy Operations Inc. | JCP&L | Accepted | 2020-11-05 | 2020-11-06 | 2021-11-06 | Tesla | SR60T1 | Solar Panels |  | 0.05847 | 55 | 128 | 30 |  | Fixed | Roof
NJSTRE1545939755 |  | Transition Incentive Program | Andover | 7821 | 1 | 11.52 | Residential | Yes | Behind the Meter | Net-metered residential rooftop and canopy |  | None | Tesla Energy Operations Inc. | JCP&L | Accepted | 2020-11-05 | 2020-11-06 | 2021-11-06 | Tesla | SR60T1 | Solar Panels |  | 0.05847 | 82 | 38 | 30 |  | Fixed | Roof
NJSTRE1545939918 |  | Transition Incentive Program | Rockaway | 7866 | 3 | 153.6 | Commercial | No | Behind the Meter | Net-metered non-residential rooftop and canopy |  | None | Sunworks | JCP&L | Accepted | 2020-11-05 | 2020-11-20 | 2021-11-20 | Solectria | PVI 50-TL | Inverters | 50 |  | 2 |  |  | 0.99 |  | Outdoor | Canopy pole mounted
NJSTRE1545939918 |  | Transition Incentive Program | Rockaway | 7866 | 3 | 153.6 | Commercial | No | Behind the Meter | Net-metered non-residential rooftop and canopy |  | None | Sunworks | JCP&L | Accepted | 2020-11-05 | 2020-11-20 | 2021-11-20 | Jinko | JKM400M-72HL-V | Solar Panels |  | 0.4 | 384 | 310 | 4 |  | Fixed | Parking Lot
NJSTRE1545939942 |  | Transition Incentive Program | Delran | 8075 | 13 | 16.65 | Residential | No | Behind the Meter | Net-metered residential rooftop and canopy |  | None | Whitman Construction, LLC | PSE&G | Accepted | 2020-11-05 | 2020-11-06 | 2021-11-06 | enphase energy | iq7plus-7-2-us | Inverters | 295 |  | 45 |  |  | 0.975 |  | Outdoor | microinverters located under modules
NJSTRE1545939942 |  | Transition Incentive Program | Delran | 8075 | 13 | 16.65 | Residential | No | Behind the Meter | Net-metered residential rooftop and canopy |  | None | Whitman Construction, LLC | PSE&G | Accepted | 2020-11-05 | 2020-11-06 | 2021-11-06 | solaria power | XT 370r pd | Solar Panels |  | 0.37 | 25 | 47 | 30 |  | Fixed | Roof
NJSTRE1545939942 |  | Transition Incentive Program | Delran | 8075 | 13 | 16.65 | Residential | No | Behind the Meter | Net-metered residential rooftop and canopy |  | None | Whitman Construction, LLC | PSE&G | Accepted | 2020-11-05 | 2020-11-06 | 2021-11-06 | Solaria poer | xt 370r pd | Solar Panels |  | 0.37 | 17 | 227 | 30 |  | Fixed | Roof
NJSTRE1545939942 |  | Transition Incentive Program | Delran | 8075 | 13 | 16.65 | Residential | No | Behind the Meter | Net-metered residential rooftop and canopy |  | None | Whitman Construction, LLC | PSE&G | Accepted | 2020-11-05 | 2020-11-06 | 2021-11-06 | solaria power | xt 370r pd | Solar Panels |  | 0.37 | 3 | 137 | 45 |  | Fixed | Roof
NJSTRE1545940259 |  | Transition Incentive Program | Roselle | 7203 | 10 | 3.2 | Residential | No | Behind the Meter | Net-metered residential rooftop and canopy |  | None | New Jersey Suntech | PSE&G | Accepted | 2020-11-05 | 2020-11-06 | 2021-11-06 | Solaredge | SE3000-US | Inverters | 3000 |  | 1 |  |  | 0.98 |  | Outside | Side of house
NJSTRE1545940259 |  | Transition Incentive Program | Roselle | 7203 | 10 | 3.2 | Residential | No | Behind the Meter | Net-metered residential rooftop and canopy |  | None | New Jersey Suntech | PSE&G | Accepted | 2020-11-05 | 2020-11-06 | 2021-11-06 | Hanwha | Q Peak Duo 320 | Solar Panels |  | 0.32 | 10 | 64 | 14 |  | Fixed | Roof
NJSTRE1545940327 |  | Transition Incentive Program | Elmer | 8318 | 16 | 12.35 | Residential | Yes | Behind the Meter | Net-metered residential rooftop and canopy |  | None | RCL Enterprises Inc. | AC Electric | Accepted | 2020-11-05 | 2020-11-06 | 2021-11-06 | enphase | iq7 | Inverters | 240 |  | 38 |  |  | 0.96 |  | Outdoor | under panels
NJSTRE1545940327 |  | Transition Incentive Program | Elmer | 8318 | 16 | 12.35 | Residential | Yes | Behind the Meter | Net-metered residential rooftop and canopy |  | None | RCL Enterprises Inc. | AC Electric | Accepted | 2020-11-05 | 2020-11-06 | 2021-11-06 | Trina Solar | TSM-325DD06M | Solar Panels |  | 0.325 | 38 | 186 | 18 |  | Fixed | Roof
NJSTRE1545940382 |  | Transition Incentive Program | Lindenwold | 8021 | 14 | 4.55 | Residential | Yes | Behind the Meter | Net-metered residential rooftop and canopy |  | None | All Season Solar | AC Electric | Accepted | 2020-11-05 | 2020-11-10 | 2021-11-10 | Enphase | IQ7 | Inverters | 240 |  | 14 |  |  | 0.97 |  | Outside | under module
NJSTRE1545940382 |  | Transition Incentive Program | Lindenwold | 8021 | 14 | 4.55 | Residential | Yes | Behind the Meter | Net-metered residential rooftop and canopy |  | None | All Season Solar | AC Electric | Accepted | 2020-11-05 | 2020-11-10 | 2021-11-10 | Trina | TSMDD06M.05II | Solar Panels |  | 0.325 | 6 | 123 | 42 |  | Fixed | Roof
NJSTRE1545940382 |  | Transition Incentive Program | Lindenwold | 8021 | 14 | 4.55 | Residential | Yes | Behind the Meter | Net-metered residential rooftop and canopy |  | None | All Season Solar | AC Electric | Accepted | 2020-11-05 | 2020-11-10 | 2021-11-10 | Trina | TSMDD06M.05II | Solar Panels |  | 0.325 | 8 | 123 | 8 |  | Fixed | Roof
NJSTRE1545940420 |  | Transition Incentive Program | Willingboro | 8046 | 13 | 6.03 | Residential | Yes | Behind the Meter | Net-metered residential rooftop and canopy |  | None | Venture Solar | PSE&G | Accepted | 2020-11-05 | 2020-11-10 | 2021-11-10 | Enphase | IQ7-60-2-US | Inverters | 240 |  | 18 |  |  | 0.976 |  | Outside | Outside
NJSTRE1545940420 |  | Transition Incentive Program | Willingboro | 8046 | 13 | 6.03 | Residential | Yes | Behind the Meter | Net-metered residential rooftop and canopy |  | None | Venture Solar | PSE&G | Accepted | 2020-11-05 | 2020-11-10 | 2021-11-10 | LG Electronics | LG335N1C-V5 | Solar Panels |  | 0.335 | 12 | 180 | 19 |  | Fixed | Roof
NJSTRE1545940420 |  | Transition Incentive Program | Willingboro | 8046 | 13 | 6.03 | Residential | Yes | Behind the Meter | Net-metered residential rooftop and canopy |  | None | Venture Solar | PSE&G | Accepted | 2020-11-05 | 2020-11-10 | 2021-11-10 | LG Electronics | LG335N1C-V5 | Solar Panels |  | 0.335 | 6 | 90 | 20 |  | Fixed | Roof
NJSTRE1545940479 |  | Transition Incentive Program | Woodbridge | 7064 | 11 | 150.89 | Commercial | Yes | Behind the Meter | Net-metered non-residential rooftop and canopy |  | None | EnterSolar, LLC | PSE&G | Accepted | 2020-11-05 | 2020-11-06 | 2021-11-06 | SolarEdge | SE66.6K | Inverters | 66600 |  | 2 |  |  | 0.985 |  | Outside | Roof
NJSTRE1545940479 |  | Transition Incentive Program | Woodbridge | 7064 | 11 | 150.89 | Commercial | Yes | Behind the Meter | Net-metered non-residential rooftop and canopy |  | None | EnterSolar, LLC | PSE&G | Accepted | 2020-11-05 | 2020-11-06 | 2021-11-06 | JA Solar | JAM72S09-395 | Solar Panels |  | 0.395 | 382 | 168 | 10 |  | Fixed | Roof
NJSTRE1545940490 |  | Transition Incentive Program | Elizabeth | 7201 | 10 | 9.6 | Residential | No | Behind the Meter | Net-metered residential rooftop and canopy |  | None | New Jersey Suntech | PSE&G | Accepted | 2020-11-05 | 2020-11-09 | 2021-11-09 | Solaredge | SE7600-US | Inverters | 7600 |  | 1 |  |  | 0.98 |  | Outside | Side of house
NJSTRE1545940490 |  | Transition Incentive Program | Elizabeth | 7201 | 10 | 9.6 | Residential | No | Behind the Meter | Net-metered residential rooftop and canopy |  | None | New Jersey Suntech | PSE&G | Accepted | 2020-11-05 | 2020-11-09 | 2021-11-09 | Hanwha | Q.Peak DUO 320 | Solar Panels |  | 0.32 | 19 | 205 | 27 |  | Fixed | Roof
NJSTRE1545940490 |  | Transition Incentive Program | Elizabeth | 7201 | 10 | 9.6 | Residential | No | Behind the Meter | Net-metered residential rooftop and canopy |  | None | New Jersey Suntech | PSE&G | Accepted | 2020-11-05 | 2020-11-09 | 2021-11-09 | Hanwha | Q. Peak DUO 320 | Solar Panels |  | 0.32 | 11 | 25 | 27 |  | Fixed | Roof
NJSTRE1545940780 |  | Transition Incentive Program | Salem | 8079 | 16 | 11.7 | Residential | Yes | Behind the Meter | Net-metered residential rooftop and canopy |  | None | RCL Enterprises Inc. | AC Electric | Accepted | 2020-11-05 | 2020-11-06 | 2021-11-06 | enphase | iq7 | Inverters | 240 |  | 36 |  |  | 0.96 |  | Outdoor | under panels
NJSTRE1545940780 |  | Transition Incentive Program | Salem | 8079 | 16 | 11.7 | Residential | Yes | Behind the Meter | Net-metered residential rooftop and canopy |  | None | RCL Enterprises Inc. | AC Electric | Accepted | 2020-11-05 | 2020-11-06 | 2021-11-06 | Trina Solar | TSM-325DD06M | Solar Panels |  | 0.325 | 36 | 163 | 20 |  | Fixed | Roof
NJSTRE1545940838 |  | Transition Incentive Program | Shrewbury | 7702 | 17 | 9.05 | Residential | No | Behind the Meter | Net-metered residential rooftop and canopy |  | None | GenRenew, LLC | JCP&L | Accepted | 2020-11-05 | 2020-11-06 | 2021-11-06 | ENPHASE | ENVOY | Meters |  |  | 1 |  |  |  | Yes | Outdoor
NJSTRE1545940838 |  | Transition Incentive Program | Shrewbury | 7702 | 17 | 9.05 | Residential | No | Behind the Meter | Net-metered residential rooftop and canopy |  | None | GenRenew, LLC | JCP&L | Accepted | 2020-11-05 | 2020-11-06 | 2021-11-06 | ENPHASE | IQ7XS-96-ACM-US | Inverters | 320 |  | 27 |  |  | 0.975 |  | Outdoor | UNDER MODULE
NJSTRE1545940838 |  | Transition Incentive Program | Shrewbury | 7702 | 17 | 9.05 | Residential | No | Behind the Meter | Net-metered residential rooftop and canopy |  | None | GenRenew, LLC | JCP&L | Accepted | 2020-11-05 | 2020-11-06 | 2021-11-06 | LG | LG335N1K-V5 | Solar Panels |  | 0.335 | 18 | 101 | 28 |  | Fixed | Roof
NJSTRE1545940838 |  | Transition Incentive Program | Shrewbury | 7702 | 17 | 9.05 | Residential | No | Behind the Meter | Net-metered residential rooftop and canopy |  | None | GenRenew, LLC | JCP&L | Accepted | 2020-11-05 | 2020-11-06 | 2021-11-06 | LG | LG335N1K-V5 | Solar Panels |  | 0.335 | 9 | 191 | 21 |  | Fixed | Roof
NJSTRE1545940841 |  | Transition Incentive Program | Pennsauken | 8110 | 14 | 6.03 | Residential | Yes | Behind the Meter | Net-metered residential rooftop and canopy |  | None | Vision Solar LLC | PSE&G | Accepted | 2020-11-05 | 2020-11-09 | 2021-11-09 | ENPHASE | IQ7-60-2-US | Inverters | 0.24 |  | 18 |  |  | 0.96 |  | Outdoor | BEHIND EACH PANEL
NJSTRE1545940841 |  | Transition Incentive Program | Pennsauken | 8110 | 14 | 6.03 | Residential | Yes | Behind the Meter | Net-metered residential rooftop and canopy |  | None | Vision Solar LLC | PSE&G | Accepted | 2020-11-05 | 2020-11-09 | 2021-11-09 | HANWHA Q-CELLS | Q.PEAK DUO-G6+ 335 | Solar Panels |  | 0.335 | 8 | 237 | 20 |  | Fixed | Roof
NJSTRE1545940841 |  | Transition Incentive Program | Pennsauken | 8110 | 14 | 6.03 | Residential | Yes | Behind the Meter | Net-metered residential rooftop and canopy |  | None | Vision Solar LLC | PSE&G | Accepted | 2020-11-05 | 2020-11-09 | 2021-11-09 | HANWHA Q-CELLS | Q.PEAK DUO-G6+ 335 | Solar Panels |  | 0.335 | 10 | 57 | 20 |  | Fixed | Roof
NJSTRE1545940848 |  | Transition Incentive Program | Little Egg Harbor Township | 8087 | 18 | 2.72 | Residential | Yes | Behind the Meter | Net-metered residential rooftop and canopy |  | None | Trinity Solar | AC Electric | Accepted | 2020-11-05 | 2020-11-13 | 2021-11-13 | Solar Edge | SE3800H-US000BNC4 | Inverters | 3800 |  | 1 |  |  | 0.97 |  | Outdoor | side of home
NJSTRE1545940848 |  | Transition Incentive Program | Little Egg Harbor Township | 8087 | 18 | 2.72 | Residential | Yes | Behind the Meter | Net-metered residential rooftop and canopy |  | None | Trinity Solar | AC Electric | Accepted | 2020-11-05 | 2020-11-13 | 2021-11-13 | HANWHA | Q.PEAK DUO BLK-G6 340 | Solar Panels |  | 0.34 | 8 | 183 | 21 |  | Fixed | Roof
NJSTRE1545940860 |  | Transition Incentive Program | East Orange City | 7018 | 9 | 7.43 | Residential | Yes | Behind the Meter | Net-metered residential rooftop and canopy |  | None | Tesla Energy Operations Inc. | PSE&G | Accepted | 2020-11-05 | 2020-11-06 | 2021-11-06 | Delta | M8-TL-US [240V] | Inverters | 7680 |  | 1 |  |  | 0.975 |  | Outdoor | Outdoor
NJSTRE1545940860 |  | Transition Incentive Program | East Orange City | 7018 | 9 | 7.43 | Residential | Yes | Behind the Meter | Net-metered residential rooftop and canopy |  | None | Tesla Energy Operations Inc. | PSE&G | Accepted | 2020-11-05 | 2020-11-06 | 2021-11-06 | Tesla | SR60T1 | Solar Panels |  | 0.05847 | 51 | 32 | 36 |  | Fixed | Roof
NJSTRE1545940860 |  | Transition Incentive Program | East Orange City | 7018 | 9 | 7.43 | Residential | Yes | Behind the Meter | Net-metered residential rooftop and canopy |  | None | Tesla Energy Operations Inc. | PSE&G | Accepted | 2020-11-05 | 2020-11-06 | 2021-11-06 | Tesla | SR60T1 | Solar Panels |  | 0.05847 | 16 | 302 | 36 |  | Fixed | Roof
NJSTRE1545940860 |  | Transition Incentive Program | East Orange City | 7018 | 9 | 7.43 | Residential | Yes | Behind the Meter | Net-metered residential rooftop and canopy |  | None | Tesla Energy Operations Inc. | PSE&G | Accepted | 2020-11-05 | 2020-11-06 | 2021-11-06 | Tesla | SR60T1 | Solar Panels |  | 0.05847 | 60 | 212 | 36 |  | Fixed | Roof
NJSTRE1545940874 |  | Transition Incentive Program | Mount Ephraim | 8059 | 14 | 18.85 | Residential | No | Behind the Meter | Net-metered residential rooftop and canopy |  | None | All Season Solar | PSE&G | Accepted | 2020-11-05 | 2020-11-06 | 2021-11-06 | Enphase | IQ7 | Inverters | 240 |  | 58 |  |  | 0.97 |  | Outdoor | under module
NJSTRE1545940874 |  | Transition Incentive Program | Mount Ephraim | 8059 | 14 | 18.85 | Residential | No | Behind the Meter | Net-metered residential rooftop and canopy |  | None | All Season Solar | PSE&G | Accepted | 2020-11-05 | 2020-11-06 | 2021-11-06 | Certainteed | CT325HC11-04 | Solar Panels |  | 0.325 | 23 | 115 | 21 |  | Fixed | Roof
NJSTRE1545940874 |  | Transition Incentive Program | Mount Ephraim | 8059 | 14 | 18.85 | Residential | No | Behind the Meter | Net-metered residential rooftop and canopy |  | None | All Season Solar | PSE&G | Accepted | 2020-11-05 | 2020-11-06 | 2021-11-06 | Certainteed | CT325HC11-04 | Solar Panels |  | 0.325 | 5 | 205 | 24 |  | Fixed | Roof
NJSTRE1545940874 |  | Transition Incentive Program | Mount Ephraim | 8059 | 14 | 18.85 | Residential | No | Behind the Meter | Net-metered residential rooftop and canopy |  | None | All Season Solar | PSE&G | Accepted | 2020-11-05 | 2020-11-06 | 2021-11-06 | Certainteed | CT325HC11-04 | Solar Panels |  | 0.325 | 30 | 295 | 31 |  | Fixed | Roof
NJSTRE1545940899 |  | Transition Incentive Program | Maplewood TWP | 7040 | 9 | 9.86 | Residential | Yes | Behind the Meter | Net-metered residential rooftop and canopy |  | None | Tesla Energy Operations Inc. | PSE&G | Accepted | 2020-11-05 | 2020-11-06 | 2021-11-06 | Tesla | AC Powerwall 2.0 | Electric Storage Battery |  |  | 3 |  |  |  | Lithium Ion |  | Inside garage
NJSTRE1545940899 |  | Transition Incentive Program | Maplewood TWP | 7040 | 9 | 9.86 | Residential | Yes | Behind the Meter | Net-metered residential rooftop and canopy |  | None | Tesla Energy Operations Inc. | PSE&G | Accepted | 2020-11-05 | 2020-11-06 | 2021-11-06 | SolarEdge Technologies | SE10000H-US [240V] | Inverters | 10000 |  | 1 |  |  | 0.99 |  | Outside | Outside
NJSTRE1545940899 |  | Transition Incentive Program | Maplewood TWP | 7040 | 9 | 9.86 | Residential | Yes | Behind the Meter | Net-metered residential rooftop and canopy |  | None | Tesla Energy Operations Inc. | PSE&G | Accepted | 2020-11-05 | 2020-11-06 | 2021-11-06 | Hanwha Q-CELLS | Q.Peak DUO BLK-G6+ 340 | Solar Panels |  | 0.34 | 9 | 306 | 18 |  | Fixed | Roof
NJSTRE1545940899 |  | Transition Incentive Program | Maplewood TWP | 7040 | 9 | 9.86 | Residential | Yes | Behind the Meter | Net-metered residential rooftop and canopy |  | None | Tesla Energy Operations Inc. | PSE&G | Accepted | 2020-11-05 | 2020-11-06 | 2021-11-06 | Hanwha Q-CELLS | Q.Peak DUO BLK-G6+ 340 | Solar Panels |  | 0.34 | 7 | 126 | 40 |  | Fixed | Roof
NJSTRE1545940899 |  | Transition Incentive Program | Maplewood TWP | 7040 | 9 | 9.86 | Residential | Yes | Behind the Meter | Net-metered residential rooftop and canopy |  | None | Tesla Energy Operations Inc. | PSE&G | Accepted | 2020-11-05 | 2020-11-06 | 2021-11-06 | Hanwha Q-CELLS | Q.Peak DUO BLK-G6+ 340 | Solar Panels |  | 0.34 | 8 | 306 | 35 |  | Fixed | Roof
NJSTRE1545940899 |  | Transition Incentive Program | Maplewood TWP | 7040 | 9 | 9.86 | Residential | Yes | Behind the Meter | Net-metered residential rooftop and canopy |  | None | Tesla Energy Operations Inc. | PSE&G | Accepted | 2020-11-05 | 2020-11-06 | 2021-11-06 | Hanwha Q-CELLS | Q.Peak DUO BLK-G6+ 340 | Solar Panels |  | 0.34 | 5 | 126 | 35 |  | Fixed | Roof
NJSTRE1545940914 |  | Transition Incentive Program | New Providence | 7974 | 10 | 7.14 | Residential | No | Behind the Meter | Net-metered residential rooftop and canopy |  | None | Maier Solar Engineering dba Solar Me | JCP&L | Accepted | 2020-11-05 | 2020-11-06 | 2021-11-06 | Enphase | IQ7+ | Inverters | 290 |  | 21 |  |  | 0.96 |  | Outdoor | Next to meter
NJSTRE1545940914 |  | Transition Incentive Program | New Providence | 7974 | 10 | 7.14 | Residential | No | Behind the Meter | Net-metered residential rooftop and canopy |  | None | Maier Solar Engineering dba Solar Me | JCP&L | Accepted | 2020-11-05 | 2020-11-06 | 2021-11-06 | Hanwha | Q.CELL DUO BLK G6 340W | Solar Panels |  | 0.34 | 3 | 126 | 17 |  | Fixed | Roof
NJSTRE1545940914 |  | Transition Incentive Program | New Providence | 7974 | 10 | 7.14 | Residential | No | Behind the Meter | Net-metered residential rooftop and canopy |  | None | Maier Solar Engineering dba Solar Me | JCP&L | Accepted | 2020-11-05 | 2020-11-06 | 2021-11-06 | Hanwha | Q.CELL DUO BLK G6 340W | Solar Panels |  | 0.34 | 7 | 216 | 17 |  | Fixed | Roof
NJSTRE1545940914 |  | Transition Incentive Program | New Providence | 7974 | 10 | 7.14 | Residential | No | Behind the Meter | Net-metered residential rooftop and canopy |  | None | Maier Solar Engineering dba Solar Me | JCP&L | Accepted | 2020-11-05 | 2020-11-06 | 2021-11-06 | Hanwha | Q.CELL DUO BLK G6 340W | Solar Panels |  | 0.34 | 6 | 126 | 17 |  | Fixed | Roof
NJSTRE1545940914 |  | Transition Incentive Program | New Providence | 7974 | 10 | 7.14 | Residential | No | Behind the Meter | Net-metered residential rooftop and canopy |  | None | Maier Solar Engineering dba Solar Me | JCP&L | Accepted | 2020-11-05 | 2020-11-06 | 2021-11-06 | Hanwha | Q.CELL DUO BLK G6 340W | Solar Panels |  | 0.34 | 5 | 216 | 17 |  | Fixed | Roof
NJSTRE1545940933 |  | Transition Incentive Program | Piscataway | 8854 | 11 | 6.71 | Residential | Yes | Behind the Meter | Net-metered residential rooftop and canopy |  | None | Sunrun Installation Services, Inc. | PSE&G | Accepted | 2020-11-05 | 2020-11-19 | 2021-11-19 | Tesla | Powerwall 2 AC | Electric Storage Battery |  |  | 2 |  |  |  | Lithium Ion |  | outside
NJSTRE1545940933 |  | Transition Incentive Program | Piscataway | 8854 | 11 | 6.71 | Residential | Yes | Behind the Meter | Net-metered residential rooftop and canopy |  | None | Sunrun Installation Services, Inc. | PSE&G | Accepted | 2020-11-05 | 2020-11-19 | 2021-11-19 | Enphase Energy | IQ7-60-x-US (240V) | Inverters | 240 |  | 22 |  |  | 0.96 |  | Outdoor | Rooftop
NJSTRE1545940933 |  | Transition Incentive Program | Piscataway | 8854 | 11 | 6.71 | Residential | Yes | Behind the Meter | Net-metered residential rooftop and canopy |  | None | Sunrun Installation Services, Inc. | PSE&G | Accepted | 2020-11-05 | 2020-11-19 | 2021-11-19 | LONGi Green Energy Technology Co Ltd | LR6-60HPB-305M | Solar Panels |  | 0.305 | 12 | 292 | 21 |  | Fixed | Roof
NJSTRE1545940933 |  | Transition Incentive Program | Piscataway | 8854 | 11 | 6.71 | Residential | Yes | Behind the Meter | Net-metered residential rooftop and canopy |  | None | Sunrun Installation Services, Inc. | PSE&G | Accepted | 2020-11-05 | 2020-11-19 | 2021-11-19 | LONGi Green Energy Technology Co Ltd | LR6-60HPB-305M | Solar Panels |  | 0.305 | 10 | 112 | 22 |  | Fixed | Roof
NJSTRE1545940935 |  | Transition Incentive Program | Farmingdale | 7727 | 17 | 14.62 | Residential | No | Behind the Meter | Net-metered residential rooftop and canopy |  | None | EMT Renewables | JCP&L | Accepted | 2020-11-05 | 2020-11-09 | 2021-11-09 | Enphasee | IQ7+-72-2-US | Inverters | 290 |  | 43 |  |  | 0.97 |  | Outside | under panels
NJSTRE1545940935 |  | Transition Incentive Program | Farmingdale | 7727 | 17 | 14.62 | Residential | No | Behind the Meter | Net-metered residential rooftop and canopy |  | None | EMT Renewables | JCP&L | Accepted | 2020-11-05 | 2020-11-09 | 2021-11-09 | Hanwha | Q-Cells Q.Peak DUO-G6 340 | Solar Panels |  | 0.34 | 1 | 202 | 45 |  | Fixed | Roof
NJSTRE1545940935 |  | Transition Incentive Program | Farmingdale | 7727 | 17 | 14.62 | Residential | No | Behind the Meter | Net-metered residential rooftop and canopy |  | None | EMT Renewables | JCP&L | Accepted | 2020-11-05 | 2020-11-09 | 2021-11-09 | Hanwha | Q-Cells Q.Peak DUO-G6 340 | Solar Panels |  | 0.34 | 1 | 202 | 45 |  | Fixed | Roof
NJSTRE1545940935 |  | Transition Incentive Program | Farmingdale | 7727 | 17 | 14.62 | Residential | No | Behind the Meter | Net-metered residential rooftop and canopy |  | None | EMT Renewables | JCP&L | Accepted | 2020-11-05 | 2020-11-09 | 2021-11-09 | Hanwha | Q-Cells Q.Peak DUO-G6 340 | Solar Panels |  | 0.34 | 12 | 292 | 30 |  | Fixed | Roof
NJSTRE1545940935 |  | Transition Incentive Program | Farmingdale | 7727 | 17 | 14.62 | Residential | No | Behind the Meter | Net-metered residential rooftop and canopy |  | None | EMT Renewables | JCP&L | Accepted | 2020-11-05 | 2020-11-09 | 2021-11-09 | Hanwha | Q-Cells Q.Peak DUO-G6 340 | Solar Panels |  | 0.34 | 7 | 112 | 30 |  | Fixed | Roof
NJSTRE1545940935 |  | Transition Incentive Program | Farmingdale | 7727 | 17 | 14.62 | Residential | No | Behind the Meter | Net-metered residential rooftop and canopy |  | None | EMT Renewables | JCP&L | Accepted | 2020-11-05 | 2020-11-09 | 2021-11-09 | Hanwha | Q-Cells Q.Peak DUO-G6 340 | Solar Panels |  | 0.34 | 8 | 202 | 45 |  | Fixed | Roof
NJSTRE1545940935 |  | Transition Incentive Program | Farmingdale | 7727 | 17 | 14.62 | Residential | No | Behind the Meter | Net-metered residential rooftop and canopy |  | None | EMT Renewables | JCP&L | Accepted | 2020-11-05 | 2020-11-09 | 2021-11-09 | Hanwha | Q-Cells Q.Peak DUO-G6 340 | Solar Panels |  | 0.34 | 14 | 292 | 30 |  | Fixed | Roof
NJSTRE1545940946 |  | Transition Incentive Program | Galloway | 8205 | 19 | 14.96 | Residential | Yes | Behind the Meter | Net-metered residential rooftop and canopy |  | None | Castle Energy, LLC | AC Electric | Accepted | 2020-11-05 | 2020-11-09 | 2021-11-09 | Enphase Energy | IQ7-60-2-US | Inverters | 240 |  | 44 |  |  | 0.967 |  | Outdoor | on the rooftop under each solar module
NJSTRE1545940946 |  | Transition Incentive Program | Galloway | 8205 | 19 | 14.96 | Residential | Yes | Behind the Meter | Net-metered residential rooftop and canopy |  | None | Castle Energy, LLC | AC Electric | Accepted | 2020-11-05 | 2020-11-09 | 2021-11-09 | Hanwha Q-Cells | Q.Peak DUO BLK-G6 340 | Solar Panels |  | 0.34 | 8 | 191 | 21 |  | Fixed | Roof
NJSTRE1545940946 |  | Transition Incentive Program | Galloway | 8205 | 19 | 14.96 | Residential | Yes | Behind the Meter | Net-metered residential rooftop and canopy |  | None | Castle Energy, LLC | AC Electric | Accepted | 2020-11-05 | 2020-11-09 | 2021-11-09 | Hanwha Q-Cells | Q.Peak DUO BLK-G6 340 | Solar Panels |  | 0.34 | 6 | 101 | 20 |  | Fixed | Roof
NJSTRE1545940946 |  | Transition Incentive Program | Galloway | 8205 | 19 | 14.96 | Residential | Yes | Behind the Meter | Net-metered residential rooftop and canopy |  | None | Castle Energy, LLC | AC Electric | Accepted | 2020-11-05 | 2020-11-09 | 2021-11-09 | Hanwha Q-Cells | Q.Peak DUO BLK-G6 340 | Solar Panels |  | 0.34 | 30 | 281 | 20 |  | Fixed | Roof
NJSTRE1545940955 |  | Transition Incentive Program | Pleasantville | 8232 | 19 | 3.74 | Residential | Yes | Behind the Meter | Net-metered residential rooftop and canopy |  | None | Trinity Solar | AC Electric | Accepted | 2020-11-05 | 2020-11-13 | 2021-11-13 | Solar Edge | SE3000H-US000BNC4 | Inverters | 3000 |  | 1 |  |  | 0.97 |  | Outdoor | side of home
NJSTRE1545940955 |  | Transition Incentive Program | Pleasantville | 8232 | 19 | 3.74 | Residential | Yes | Behind the Meter | Net-metered residential rooftop and canopy |  | None | Trinity Solar | AC Electric | Accepted | 2020-11-05 | 2020-11-13 | 2021-11-13 | HANWHA | Q.PEAK DUO BLK-G6 340 | Solar Panels |  | 0.34 | 11 | 206 | 42 |  | Fixed | Roof
NJSTRE1545940969 |  | Transition Incentive Program | Woodbridge TWP | 8830 | 11 | 5.44 | Residential | Yes | Behind the Meter | Net-metered residential rooftop and canopy |  | None | Tesla Energy Operations Inc. | PSE&G | Accepted | 2020-11-05 | 2020-11-06 | 2021-11-06 | SolarEdge Technologies | SE7600H-US [240V] | Inverters | 7600 |  | 1 |  |  | 0.99 |  | Outside | Outside
NJSTRE1545940969 |  | Transition Incentive Program | Woodbridge TWP | 8830 | 11 | 5.44 | Residential | Yes | Behind the Meter | Net-metered residential rooftop and canopy |  | None | Tesla Energy Operations Inc. | PSE&G | Accepted | 2020-11-05 | 2020-11-06 | 2021-11-06 | Hanwha Q-CELLS | Q.Peak DUO BLK-G6+ 340 | Solar Panels |  | 0.34 | 4 | 284 | 31 |  | Fixed | Roof
NJSTRE1545940969 |  | Transition Incentive Program | Woodbridge TWP | 8830 | 11 | 5.44 | Residential | Yes | Behind the Meter | Net-metered residential rooftop and canopy |  | None | Tesla Energy Operations Inc. | PSE&G | Accepted | 2020-11-05 | 2020-11-06 | 2021-11-06 | Hanwha Q-CELLS | Q.Peak DUO BLK-G6+ 340 | Solar Panels |  | 0.34 | 12 | 104 | 31 |  | Fixed | Roof
NJSTRE1545940972 |  | Transition Incentive Program | South Brunswick | 8871 | 11 | 121.66 | Commercial | Yes | Behind the Meter | Net-metered non-residential rooftop and canopy |  | None | EnterSolar, LLC | PSE&G | Accepted | 2020-11-05 | 2020-11-06 | 2021-11-06 | SolarEdge | SE100KUS | Inverters | 100000 |  | 1 |  |  | 0.985 |  | Outside | Roof
NJSTRE1545940972 |  | Transition Incentive Program | South Brunswick | 8871 | 11 | 121.66 | Commercial | Yes | Behind the Meter | Net-metered non-residential rooftop and canopy |  | None | EnterSolar, LLC | PSE&G | Accepted | 2020-11-05 | 2020-11-06 | 2021-11-06 | JA Solar | JAm72S09-395 | Solar Panels |  | 0.395 | 308 | 198 | 10 |  | Fixed | Roof
NJSTRE1545940995 |  | Transition Incentive Program | Surf City | 8008 | 18 | 14.3 | Residential | Yes | Behind the Meter | Net-metered residential rooftop and canopy |  | None | Reliable Power and Solar | AC Electric | Accepted | 2020-11-05 | 2020-11-09 | 2021-11-09 | Enphase | IQ7 | Inverters | 240 |  | 44 |  |  | 0.97 |  | Outdoor | roof
NJSTRE1545940995 |  | Transition Incentive Program | Surf City | 8008 | 18 | 14.3 | Residential | Yes | Behind the Meter | Net-metered residential rooftop and canopy |  | None | Reliable Power and Solar | AC Electric | Accepted | 2020-11-05 | 2020-11-09 | 2021-11-09 | trina | tsmdd05 | Solar Panels |  | 0.325 | 15 | 120 | 17 |  | Fixed | Roof | roof
NJSTRE1545940995 |  | Transition Incentive Program | Surf City | 8008 | 18 | 14.3 | Residential | Yes | Behind the Meter | Net-metered residential rooftop and canopy |  | None | Reliable Power and Solar | AC Electric | Accepted | 2020-11-05 | 2020-11-09 | 2021-11-09 | trina | tsmdd05 | Solar Panels |  | 0.325 | 7 | 300 | 17 |  | Fixed | Roof | roof
NJSTRE1545940995 |  | Transition Incentive Program | Surf City | 8008 | 18 | 14.3 | Residential | Yes | Behind the Meter | Net-metered residential rooftop and canopy |  | None | Reliable Power and Solar | AC Electric | Accepted | 2020-11-05 | 2020-11-09 | 2021-11-09 | trina | tsmdd05 | Solar Panels |  | 0.325 | 18 | 120 | 17 |  | Fixed | Roof | roof
NJSTRE1545940995 |  | Transition Incentive Program | Surf City | 8008 | 18 | 14.3 | Residential | Yes | Behind the Meter | Net-metered residential rooftop and canopy |  | None | Reliable Power and Solar | AC Electric | Accepted | 2020-11-05 | 2020-11-09 | 2021-11-09 | trina | tsmdd05 | Solar Panels |  | 0.325 | 4 | 300 | 17 |  | Fixed | Roof | roof
NJSTRE1545941002 |  | Transition Incentive Program | Hamilton Township | 8610 | 12 | 3.05 | Residential | Yes | Behind the Meter | Net-metered residential rooftop and canopy |  | None | Sunrun Installation Services, Inc. | PSE&G | Accepted | 2020-11-05 | 2020-11-18 | 2021-11-18 | Enphase Energy | IQ7-60-x-US (240V) | Inverters | 240 |  | 10 |  |  | 0.96 |  | Outdoor | Rooftop
NJSTRE1545941002 |  | Transition Incentive Program | Hamilton Township | 8610 | 12 | 3.05 | Residential | Yes | Behind the Meter | Net-metered residential rooftop and canopy |  | None | Sunrun Installation Services, Inc. | PSE&G | Accepted | 2020-11-05 | 2020-11-18 | 2021-11-18 | LONGi Green Energy Technology Co Ltd | LR6-60HPB-305M | Solar Panels |  | 0.305 | 8 | 201 | 35 |  | Fixed | Roof
NJSTRE1545941002 |  | Transition Incentive Program | Hamilton Township | 8610 | 12 | 3.05 | Residential | Yes | Behind the Meter | Net-metered residential rooftop and canopy |  | None | Sunrun Installation Services, Inc. | PSE&G | Accepted | 2020-11-05 | 2020-11-18 | 2021-11-18 | LONGi Green Energy Technology Co Ltd | LR6-60HPB-305M | Solar Panels |  | 0.305 | 2 | 21 | 37 |  | Fixed | Roof
NJSTRE1545941015 |  | Transition Incentive Program | Maplewood | 7040 | 9 | 8.32 | Residential | Yes | Behind the Meter | Net-metered residential rooftop and canopy |  | None | Vivint Solar Developer, LLC | PSE&G | Accepted | 2020-11-05 | 2020-11-10 | 2021-11-10 | Solar Edge | SE7600H-US | Inverters | 7600 |  | 1 |  |  | 0.992 |  | Outdoor | Near the Utility Meter
NJSTRE1545941015 |  | Transition Incentive Program | Maplewood | 7040 | 9 | 8.32 | Residential | Yes | Behind the Meter | Net-metered residential rooftop and canopy |  | None | Vivint Solar Developer, LLC | PSE&G | Accepted | 2020-11-05 | 2020-11-10 | 2021-11-10 | JINKO SOLAR | JKM320M-60HBL | Solar Panels |  | 0.32 | 15 | 121 | 18 |  | Fixed | Roof
NJSTRE1545941015 |  | Transition Incentive Program | Maplewood | 7040 | 9 | 8.32 | Residential | Yes | Behind the Meter | Net-metered residential rooftop and canopy |  | None | Vivint Solar Developer, LLC | PSE&G | Accepted | 2020-11-05 | 2020-11-10 | 2021-11-10 | JINKO SOLAR | JKM320M-60HBL | Solar Panels |  | 0.32 | 9 | 301 | 17 |  | Fixed | Roof
NJSTRE1545941015 |  | Transition Incentive Program | Maplewood | 7040 | 9 | 8.32 | Residential | Yes | Behind the Meter | Net-metered residential rooftop and canopy |  | None | Vivint Solar Developer, LLC | PSE&G | Accepted | 2020-11-05 | 2020-11-10 | 2021-11-10 | JINKO SOLAR | JKM320M-60HBL | Solar Panels |  | 0.32 | 2 | 301 | 18 |  | Fixed | Roof
NJSTRE1545941018 |  | Transition Incentive Program | Browns Mills | 8015 | 13 | 12.58 | Residential | No | Behind the Meter | Net-metered residential rooftop and canopy |  | None | Trinity Solar | JCP&L | Accepted | 2020-11-05 | 2020-11-13 | 2021-11-13 | Solar Edge | SE10000 | Inverters | 10000 |  | 1 |  |  | 0.97 |  | Outside | side of home
NJSTRE1545941018 |  | Transition Incentive Program | Browns Mills | 8015 | 13 | 12.58 | Residential | No | Behind the Meter | Net-metered residential rooftop and canopy |  | None | Trinity Solar | JCP&L | Accepted | 2020-11-05 | 2020-11-13 | 2021-11-13 | Hanwha 340 | Q.PEAK DUO BLK-G6 340 | Solar Panels |  | 0.34 | 11 | 276 | 20 |  | Fixed | Roof
NJSTRE1545941018 |  | Transition Incentive Program | Browns Mills | 8015 | 13 | 12.58 | Residential | No | Behind the Meter | Net-metered residential rooftop and canopy |  | None | Trinity Solar | JCP&L | Accepted | 2020-11-05 | 2020-11-13 | 2021-11-13 | Hanwha 340 | Q.PEAK DUO BLK-G6 340 | Solar Panels |  | 0.34 | 7 | 276 | 20 |  | Fixed | Roof
NJSTRE1545941018 |  | Transition Incentive Program | Browns Mills | 8015 | 13 | 12.58 | Residential | No | Behind the Meter | Net-metered residential rooftop and canopy |  | None | Trinity Solar | JCP&L | Accepted | 2020-11-05 | 2020-11-13 | 2021-11-13 | Hanwha 340 | Q.PEAK DUO BLK-G6 340 | Solar Panels |  | 0.34 | 13 | 96 | 20 |  | Fixed | Roof
NJSTRE1545941018 |  | Transition Incentive Program | Browns Mills | 8015 | 13 | 12.58 | Residential | No | Behind the Meter | Net-metered residential rooftop and canopy |  | None | Trinity Solar | JCP&L | Accepted | 2020-11-05 | 2020-11-13 | 2021-11-13 | Hanwha 340 | Q.PEAK DUO BLK-G6 340 | Solar Panels |  | 0.34 | 6 | 96 | 20 |  | Fixed | Roof
NJSTRE1545941026 |  | Transition Incentive Program | Elmwood Park | 7407 | 7 | 8.88 | Residential | No | Behind the Meter | Net-metered residential rooftop and canopy |  | None | Whitman Construction, LLC | PSE&G | Accepted | 2020-11-05 | 2020-11-09 | 2021-11-09 | enphase energy | iq7plus-72-2-us | Inverters | 295 |  | 24 |  |  | 0.975 |  | Outdoor | microinverters located under modules
NJSTRE1545941026 |  | Transition Incentive Program | Elmwood Park | 7407 | 7 | 8.88 | Residential | No | Behind the Meter | Net-metered residential rooftop and canopy |  | None | Whitman Construction, LLC | PSE&G | Accepted | 2020-11-05 | 2020-11-09 | 2021-11-09 | soalria power | xt 370r pd | Solar Panels |  | 0.37 | 10 | 160 | 10 |  | Fixed | Roof
NJSTRE1545941026 |  | Transition Incentive Program | Elmwood Park | 7407 | 7 | 8.88 | Residential | No | Behind the Meter | Net-metered residential rooftop and canopy |  | None | Whitman Construction, LLC | PSE&G | Accepted | 2020-11-05 | 2020-11-09 | 2021-11-09 | solaria power | xt 370r pd | Solar Panels |  | 0.37 | 7 | 70 | 35 |  | Fixed | Roof
NJSTRE1545941026 |  | Transition Incentive Program | Elmwood Park | 7407 | 7 | 8.88 | Residential | No | Behind the Meter | Net-metered residential rooftop and canopy |  | None | Whitman Construction, LLC | PSE&G | Accepted | 2020-11-05 | 2020-11-09 | 2021-11-09 | solaria power | xt 370r pd | Solar Panels |  | 0.37 | 7 | 250 | 35 |  | Fixed | Roof
NJSTRE1545941038 |  | Transition Incentive Program | Highland Park Boro | 8904 | 11 | 12.24 | Residential | Yes | Behind the Meter | Net-metered residential rooftop and canopy |  | None | Tesla Energy Operations Inc. | PSE&G | Accepted | 2020-11-05 | 2020-11-06 | 2021-11-06 | SolarEdge Technologies | SE10000H-US [240V] | Inverters | 10000 |  | 1 |  |  | 0.99 |  | Outside | Outside
NJSTRE1545941038 |  | Transition Incentive Program | Highland Park Boro | 8904 | 11 | 12.24 | Residential | Yes | Behind the Meter | Net-metered residential rooftop and canopy |  | None | Tesla Energy Operations Inc. | PSE&G | Accepted | 2020-11-05 | 2020-11-06 | 2021-11-06 | Hanwha Q-CELLS | Q.Peak DUO BLK-G6+ 340 | Solar Panels |  | 0.34 | 8 | 72 | 18 |  | Fixed | Roof
NJSTRE1545941038 |  | Transition Incentive Program | Highland Park Boro | 8904 | 11 | 12.24 | Residential | Yes | Behind the Meter | Net-metered residential rooftop and canopy |  | None | Tesla Energy Operations Inc. | PSE&G | Accepted | 2020-11-05 | 2020-11-06 | 2021-11-06 | Hanwha Q-CELLS | Q.Peak DUO BLK-G6+ 340 | Solar Panels |  | 0.34 | 12 | 162 | 30 |  | Fixed | Roof
NJSTRE1545941038 |  | Transition Incentive Program | Highland Park Boro | 8904 | 11 | 12.24 | Residential | Yes | Behind the Meter | Net-metered residential rooftop and canopy |  | None | Tesla Energy Operations Inc. | PSE&G | Accepted | 2020-11-05 | 2020-11-06 | 2021-11-06 | Hanwha Q-CELLS | Q.Peak DUO BLK-G6+ 340 | Solar Panels |  | 0.34 | 16 | 252 | 18 |  | Fixed | Roof
NJSTRE1545941039 |  | Transition Incentive Program | Marlboro Township | 7751 | 17 | 8.85 | Residential | Yes | Behind the Meter | Net-metered residential rooftop and canopy |  | None | Sunrun Installation Services, Inc. | JCP&L | Accepted | 2020-11-05 | 2020-11-17 | 2021-11-17 | LG Chem | RESU 10H SEG | Electric Storage Battery |  |  | 1 |  |  |  | Lithium Ion |  | outside
NJSTRE1545941039 |  | Transition Incentive Program | Marlboro Township | 7751 | 17 | 8.85 | Residential | Yes | Behind the Meter | Net-metered residential rooftop and canopy |  | None | Sunrun Installation Services, Inc. | JCP&L | Accepted | 2020-11-05 | 2020-11-17 | 2021-11-17 | Delta Electronics | E6-TL-US | Inverters | 6000 |  | 1 |  |  | 0.96 |  | Outdoor | Next To Meter
NJSTRE1545941039 |  | Transition Incentive Program | Marlboro Township | 7751 | 17 | 8.85 | Residential | Yes | Behind the Meter | Net-metered residential rooftop and canopy |  | None | Sunrun Installation Services, Inc. | JCP&L | Accepted | 2020-11-05 | 2020-11-17 | 2021-11-17 | LONGi Green Energy Technology Co Ltd | LR6-60HPB-305M | Solar Panels |  | 0.305 | 17 | 264 | 34 |  | Fixed | Roof
NJSTRE1545941039 |  | Transition Incentive Program | Marlboro Township | 7751 | 17 | 8.85 | Residential | Yes | Behind the Meter | Net-metered residential rooftop and canopy |  | None | Sunrun Installation Services, Inc. | JCP&L | Accepted | 2020-11-05 | 2020-11-17 | 2021-11-17 | LONGi Green Energy Technology Co Ltd | LR6-60HPB-305M | Solar Panels |  | 0.305 | 12 | 174 | 37 |  | Fixed | Roof
NJSTRE1545941065 |  | Transition Incentive Program | Edison | 8837 | 11 | 999.75 | Commercial | Yes | Behind the Meter | Net-metered non-residential rooftop and canopy |  | None | EnterSolar, LLC | PSE&G | Accepted | 2020-11-05 | 2020-11-09 | 2021-11-09 | SolarEdge | SE66.6KUS | Inverters | 66600 |  | 11 |  |  | 0.985 |  | Outside | Roof
NJSTRE1545941065 |  | Transition Incentive Program | Edison | 8837 | 11 | 999.75 | Commercial | Yes | Behind the Meter | Net-metered non-residential rooftop and canopy |  | None | EnterSolar, LLC | PSE&G | Accepted | 2020-11-05 | 2020-11-09 | 2021-11-09 | JA Solar | JAM72S09-395 | Solar Panels |  | 0.395 | 2531 | 133 | 10 |  | Fixed | Roof | Roof
NJSTRE1545941347 |  | Transition Incentive Program | Bridgewater Township | 8836 | 5 | 13.73 | Residential | Yes | Behind the Meter | Net-metered residential rooftop and canopy |  | None | Sunrun Installation Services, Inc. | PSE&G | Accepted | 2020-11-05 | 2020-11-19 | 2021-11-19 | Tesla | Powerwall 2 AC | Electric Storage Battery |  |  | 2 |  |  |  | Lithium Ion |  | outside
NJSTRE1545941347 |  | Transition Incentive Program | Bridgewater Township | 8836 | 5 | 13.73 | Residential | Yes | Behind the Meter | Net-metered residential rooftop and canopy |  | None | Sunrun Installation Services, Inc. | PSE&G | Accepted | 2020-11-05 | 2020-11-19 | 2021-11-19 | Enphase Energy | IQ7-60-x-US (240V) | Inverters | 240 |  | 45 |  |  | 0.96 |  | Outdoor | Rooftop
NJSTRE1545941347 |  | Transition Incentive Program | Bridgewater Township | 8836 | 5 | 13.73 | Residential | Yes | Behind the Meter | Net-metered residential rooftop and canopy |  | None | Sunrun Installation Services, Inc. | PSE&G | Accepted | 2020-11-05 | 2020-11-19 | 2021-11-19 | LONGi Green Energy Technology Co Ltd | LR6-60HPB-305M | Solar Panels |  | 0.305 | 28 | 230 | 40 |  | Fixed | Roof
NJSTRE1545941347 |  | Transition Incentive Program | Bridgewater Township | 8836 | 5 | 13.73 | Residential | Yes | Behind the Meter | Net-metered residential rooftop and canopy |  | None | Sunrun Installation Services, Inc. | PSE&G | Accepted | 2020-11-05 | 2020-11-19 | 2021-11-19 | LONGi Green Energy Technology Co Ltd | LR6-60HPB-305M | Solar Panels |  | 0.305 | 17 | 140 | 41 |  | Fixed | Roof
NJSTRE1545941685 |  | Transition Incentive Program | Fairfield | 7004 | 9 | 4.55 | Residential | Yes | Behind the Meter | Net-metered residential rooftop and canopy |  | None | Pro Custom Solar dba Momentum Solar | PSE&G | Accepted | 2020-11-05 | 2020-11-10 | 2021-11-10 | Enphase | IQ7PLUS-72-2-US | Inverters | 290 |  | 13 |  |  | 0.97 |  | Outdoor | Roof
NJSTRE1545941685 |  | Transition Incentive Program | Fairfield | 7004 | 9 | 4.55 | Residential | Yes | Behind the Meter | Net-metered residential rooftop and canopy |  | None | Pro Custom Solar dba Momentum Solar | PSE&G | Accepted | 2020-11-05 | 2020-11-10 | 2021-11-10 | LG | LG 350N1C-V5 | Solar Panels |  | 0.35 | 13 | 86 | 25 |  | Fixed | Roof
NJSTRE1545941849 |  | Transition Incentive Program | Carteret | 7008 | 11 | 5.03 | Residential | Yes | Behind the Meter | Net-metered residential rooftop and canopy |  | None | Trinity Solar | PSE&G | Accepted | 2020-11-05 | 2020-11-10 | 2021-11-10 | Solar Edge | SE3800 | Inverters | 3800 |  | 1 |  |  | 0.97 |  | Outside | side of home
NJSTRE1545941849 |  | Transition Incentive Program | Carteret | 7008 | 11 | 5.03 | Residential | Yes | Behind the Meter | Net-metered residential rooftop and canopy |  | None | Trinity Solar | PSE&G | Accepted | 2020-11-05 | 2020-11-10 | 2021-11-10 | Hanwha | Q.PEAK DUO BLK-G6 335 | Solar Panels |  | 0.335 | 15 | 205 | 23 |  | Fixed | Roof
NJSTRE1545942085 |  | Transition Incentive Program | Flanders | 7836 | 3 | 8.32 | Residential | Yes | Behind the Meter | Net-metered residential rooftop and canopy |  | None | Vivint Solar Developer, LLC | JCP&L | Accepted | 2020-11-05 | 2020-11-10 | 2021-11-10 | Solar Edge | SE7600H-US | Inverters | 7600 |  | 1 |  |  | 0.992 |  | Outdoor | Near the Utility Meter
NJSTRE1545942085 |  | Transition Incentive Program | Flanders | 7836 | 3 | 8.32 | Residential | Yes | Behind the Meter | Net-metered residential rooftop and canopy |  | None | Vivint Solar Developer, LLC | JCP&L | Accepted | 2020-11-05 | 2020-11-10 | 2021-11-10 | JINKO SOLAR | JKM320M-60HBL | Solar Panels |  | 0.32 | 6 | 167 | 18 |  | Fixed | Roof
NJSTRE1545942085 |  | Transition Incentive Program | Flanders | 7836 | 3 | 8.32 | Residential | Yes | Behind the Meter | Net-metered residential rooftop and canopy |  | None | Vivint Solar Developer, LLC | JCP&L | Accepted | 2020-11-05 | 2020-11-10 | 2021-11-10 | JINKO SOLAR | JKM320M-60HBL | Solar Panels |  | 0.32 | 9 | 257 | 17 |  | Fixed | Roof
NJSTRE1545942085 |  | Transition Incentive Program | Flanders | 7836 | 3 | 8.32 | Residential | Yes | Behind the Meter | Net-metered residential rooftop and canopy |  | None | Vivint Solar Developer, LLC | JCP&L | Accepted | 2020-11-05 | 2020-11-10 | 2021-11-10 | JINKO SOLAR | JKM320M-60HBL | Solar Panels |  | 0.32 | 11 | 167 | 17 |  | Fixed | Roof
NJSTRE1545942294 |  | Transition Incentive Program | East Orange | 7017 | 9 | 4.2 | Residential | Yes | Behind the Meter | Net-metered residential rooftop and canopy |  | None | Pro Custom Solar dba Momentum Solar | PSE&G | Accepted | 2020-11-05 | 2020-11-10 | 2021-11-10 | Enphase | IQ7PLUS-72-2-US | Inverters | 290 |  | 12 |  |  | 0.97 |  | Outdoor | Roof
NJSTRE1545942294 |  | Transition Incentive Program | East Orange | 7017 | 9 | 4.2 | Residential | Yes | Behind the Meter | Net-metered residential rooftop and canopy |  | None | Pro Custom Solar dba Momentum Solar | PSE&G | Accepted | 2020-11-05 | 2020-11-10 | 2021-11-10 | LG | LG 350N1C-V5 | Solar Panels |  | 0.35 | 12 | 201 | 32 |  | Fixed | Roof
NJSTRE1545942343 |  | Transition Incentive Program | Waldwick Boro | 7463 | 7 | 5.44 | Residential | No | Behind the Meter | Net-metered residential rooftop and canopy |  | None | Green Power Energy | PSE&G | Accepted | 2020-11-05 | 2020-11-09 | 2021-11-09 | Enphase Energy | IQ7PLUS-72-2-US (240V) | Inverters | 290 |  | 16 |  |  | 0.975 |  | Outside | next to meter
NJSTRE1545942343 |  | Transition Incentive Program | Waldwick Boro | 7463 | 7 | 5.44 | Residential | No | Behind the Meter | Net-metered residential rooftop and canopy |  | None | Green Power Energy | PSE&G | Accepted | 2020-11-05 | 2020-11-09 | 2021-11-09 | LG Electronics | LG340N1K-L5 | Solar Panels |  | 0.34 | 16 | 257 | 40 |  | Fixed | Roof
NJSTRE1545942372 |  | Transition Incentive Program | Jamesburg | 8831 | 11 | 603.56 | Commercial | Yes | Behind the Meter | Net-metered non-residential rooftop and canopy |  | None | EnterSolar, LLC | JCP&L | Accepted | 2020-11-05 | 2020-11-09 | 2021-11-09 | SolarEdge | SE66.6KUS | Inverters | 66600 |  | 7 |  |  | 0.985 |  | Outside | Roof
NJSTRE1545942372 |  | Transition Incentive Program | Jamesburg | 8831 | 11 | 603.56 | Commercial | Yes | Behind the Meter | Net-metered non-residential rooftop and canopy |  | None | EnterSolar, LLC | JCP&L | Accepted | 2020-11-05 | 2020-11-09 | 2021-11-09 | JA Solar | JAM72S09-395 | Solar Panels |  | 0.395 | 1528 | 140.538 | 10 |  | Fixed | Roof
NJSTRE1545942514 |  | Transition Incentive Program | Westfield | 7090 | 10 | 4.76 | Residential | Yes | Behind the Meter | Net-metered residential rooftop and canopy |  | None | Trinity Solar | PSE&G | Accepted | 2020-11-05 | 2020-11-18 | 2021-11-18 | Solar Edge | SE3800 | Inverters | 3800 |  | 1 |  |  | 0.97 |  | Outside | side of home
NJSTRE1545942514 |  | Transition Incentive Program | Westfield | 7090 | 10 | 4.76 | Residential | Yes | Behind the Meter | Net-metered residential rooftop and canopy |  | None | Trinity Solar | PSE&G | Accepted | 2020-11-05 | 2020-11-18 | 2021-11-18 | Hanwha | Q.PEAK DUO BLK-G6 340 | Solar Panels |  | 0.34 | 14 | 218 | 47 |  | Fixed | Roof
NJSTRE1545942716 |  | Transition Incentive Program | Pleasanrville | 8232 | 19 | 5.36 | Residential | Yes | Behind the Meter | Net-metered residential rooftop and canopy |  | None | Solar Energy World | AC Electric | Accepted | 2020-11-06 | 2020-11-09 | 2021-11-09 | SolarEdge | SE5000H-USRGM | Inverters | 5000 |  | 1 |  |  | 0.983 |  | Outdoor | Near meter
NJSTRE1545942716 |  | Transition Incentive Program | Pleasanrville | 8232 | 19 | 5.36 | Residential | Yes | Behind the Meter | Net-metered residential rooftop and canopy |  | None | Solar Energy World | AC Electric | Accepted | 2020-11-06 | 2020-11-09 | 2021-11-09 | Hanwha Q Cells | Q peak duo blk g5 315 | Solar Panels |  | 0.315 | 5 | 207 | 18 |  | Fixed | Roof
NJSTRE1545942716 |  | Transition Incentive Program | Pleasanrville | 8232 | 19 | 5.36 | Residential | Yes | Behind the Meter | Net-metered residential rooftop and canopy |  | None | Solar Energy World | AC Electric | Accepted | 2020-11-06 | 2020-11-09 | 2021-11-09 | Hanwha Q-Cells | Q Peak Duo Blk G5 315 | Solar Panels |  | 0.315 | 12 | 115 | 18 |  | Fixed | Roof
NJSTRE1545942793 |  | Transition Incentive Program | Carteret | 7008 | 11 | 4.2 | Residential | Yes | Behind the Meter | Net-metered residential rooftop and canopy |  | None | Pro Custom Solar dba Momentum Solar | PSE&G | Accepted | 2020-11-05 | 2020-11-10 | 2021-11-10 | Enphase | IQ7PLUS-72-2-US | Inverters | 290 |  | 12 |  |  | 0.97 |  | Other | Roof
NJSTRE1545942793 |  | Transition Incentive Program | Carteret | 7008 | 11 | 4.2 | Residential | Yes | Behind the Meter | Net-metered residential rooftop and canopy |  | None | Pro Custom Solar dba Momentum Solar | PSE&G | Accepted | 2020-11-05 | 2020-11-10 | 2021-11-10 | LG | LG 350N1C-V5 | Solar Panels |  | 0.35 | 12 | 205 | 24 |  | Fixed | Roof
NJSTRE1545942804 |  | Transition Incentive Program | Forked River | 8731 | 18 | 3.84 | Residential | Yes | Behind the Meter | Net-metered residential rooftop and canopy |  | None | Vivint Solar Developer, LLC | JCP&L | Accepted | 2020-11-05 | 2020-11-10 | 2021-11-10 | Solar Edge | SE3800H-US | Inverters | 3800 |  | 1 |  |  | 0.992 |  | Outdoor | Near the Utility Meter
NJSTRE1545942804 |  | Transition Incentive Program | Forked River | 8731 | 18 | 3.84 | Residential | Yes | Behind the Meter | Net-metered residential rooftop and canopy |  | None | Vivint Solar Developer, LLC | JCP&L | Accepted | 2020-11-05 | 2020-11-10 | 2021-11-10 | JINKO SOLAR | JKM320M-60HBL | Solar Panels |  | 0.32 | 12 | 212 | 20 |  | Fixed | Roof
NJSTRE1545942842 |  | Transition Incentive Program | Rutherford | 7070 | 7 | 9.1 | Residential | Yes | Behind the Meter | Net-metered residential rooftop and canopy |  | None | Infinity Solar Systems | PSE&G | Accepted | 2020-11-23 | 2020-11-23 | 2021-11-23 | ENPHASE | IQ7PLUS-27-2-US | Inverters | 295 |  | 14 |  |  | 0.95 |  | Outdoor | ROOFTOP
NJSTRE1545942842 |  | Transition Incentive Program | Rutherford | 7070 | 7 | 9.1 | Residential | Yes | Behind the Meter | Net-metered residential rooftop and canopy |  | None | Infinity Solar Systems | PSE&G | Accepted | 2020-11-23 | 2020-11-23 | 2021-11-23 | ENPHASE | IQ7PLUS-27-2-US | Inverters | 295 |  | 14 |  |  | 0.95 |  | Outdoor | ROOFTOP
NJSTRE1545942842 |  | Transition Incentive Program | Rutherford | 7070 | 7 | 9.1 | Residential | Yes | Behind the Meter | Net-metered residential rooftop and canopy |  | None | Infinity Solar Systems | PSE&G | Accepted | 2020-11-23 | 2020-11-23 | 2021-11-23 | CANADIAN SOLAR | CS1H-325-MS | Solar Panels |  | 0.325 | 14 | 113 | 15 |  | Fixed | Roof
NJSTRE1545942842 |  | Transition Incentive Program | Rutherford | 7070 | 7 | 9.1 | Residential | Yes | Behind the Meter | Net-metered residential rooftop and canopy |  | None | Infinity Solar Systems | PSE&G | Accepted | 2020-11-23 | 2020-11-23 | 2021-11-23 | CANADIAN SOLAR | CS1H-325-MS | Solar Panels |  | 0.325 | 14 | 293 | 15 |  | Fixed | Roof
NJSTRE1545943045 |  | Transition Incentive Program | Millville | 8332 | 20 | 7.8 | Residential | Yes | Behind the Meter | Net-metered residential rooftop and canopy |  | None | RCL Enterprises Inc. | AC Electric | Accepted | 2020-11-05 | 2020-11-09 | 2021-11-09 | enphase | iq7 | Inverters | 240 |  | 24 |  |  | 0.96 |  | Outdoor | under panels
NJSTRE1545943045 |  | Transition Incentive Program | Millville | 8332 | 20 | 7.8 | Residential | Yes | Behind the Meter | Net-metered residential rooftop and canopy |  | None | RCL Enterprises Inc. | AC Electric | Accepted | 2020-11-05 | 2020-11-09 | 2021-11-09 | Trina Solar | TSM-325DD06M | Solar Panels |  | 0.325 | 4 | 114 | 20 |  | Fixed | Roof
NJSTRE1545943045 |  | Transition Incentive Program | Millville | 8332 | 20 | 7.8 | Residential | Yes | Behind the Meter | Net-metered residential rooftop and canopy |  | None | RCL Enterprises Inc. | AC Electric | Accepted | 2020-11-05 | 2020-11-09 | 2021-11-09 | Trina Solar | TSM-325DD06M | Solar Panels |  | 0.325 | 12 | 204 | 26 |  | Fixed | Roof
NJSTRE1545943045 |  | Transition Incentive Program | Millville | 8332 | 20 | 7.8 | Residential | Yes | Behind the Meter | Net-metered residential rooftop and canopy |  | None | RCL Enterprises Inc. | AC Electric | Accepted | 2020-11-05 | 2020-11-09 | 2021-11-09 | Trina Solar | TSM-325DD06M | Solar Panels |  | 0.325 | 4 | 294 | 20 |  | Fixed | Roof
NJSTRE1545943045 |  | Transition Incentive Program | Millville | 8332 | 20 | 7.8 | Residential | Yes | Behind the Meter | Net-metered residential rooftop and canopy |  | None | RCL Enterprises Inc. | AC Electric | Accepted | 2020-11-05 | 2020-11-09 | 2021-11-09 | Trina Solar | TSM-325DD06M | Solar Panels |  | 0.325 | 4 | 204 | 26 |  | Fixed | Roof
NJSTRE1545943147 |  | Transition Incentive Program | NORTH BERGEN | 7047 | 8 | 10.88 | Residential | Yes | Behind the Meter | Net-metered residential rooftop and canopy |  | None | Vivint Solar Developer, LLC | PSE&G | Accepted | 2020-11-05 | 2020-11-11 | 2021-11-11 | Solar Edge | SE7600H-US | Inverters | 7600 |  | 1 |  |  | 0.992 |  | Outdoor | Near the Utility Meter
NJSTRE1545943147 |  | Transition Incentive Program | NORTH BERGEN | 7047 | 8 | 10.88 | Residential | Yes | Behind the Meter | Net-metered residential rooftop and canopy |  | None | Vivint Solar Developer, LLC | PSE&G | Accepted | 2020-11-05 | 2020-11-11 | 2021-11-11 | JINKO SOLAR | JKM320M-60HBL | Solar Panels |  | 0.32 | 2 | 297 | 16 |  | Fixed | Roof
NJSTRE1545943147 |  | Transition Incentive Program | NORTH BERGEN | 7047 | 8 | 10.88 | Residential | Yes | Behind the Meter | Net-metered residential rooftop and canopy |  | None | Vivint Solar Developer, LLC | PSE&G | Accepted | 2020-11-05 | 2020-11-11 | 2021-11-11 | JINKO SOLAR | JKM320M-60HBL | Solar Panels |  | 0.32 | 10 | 27 | 22 |  | Fixed | Roof
NJSTRE1545943147 |  | Transition Incentive Program | NORTH BERGEN | 7047 | 8 | 10.88 | Residential | Yes | Behind the Meter | Net-metered residential rooftop and canopy |  | None | Vivint Solar Developer, LLC | PSE&G | Accepted | 2020-11-05 | 2020-11-11 | 2021-11-11 | JINKO SOLAR | JKM320M-60HBL | Solar Panels |  | 0.32 | 4 | 117 | 16 |  | Fixed | Roof
NJSTRE1545943147 |  | Transition Incentive Program | NORTH BERGEN | 7047 | 8 | 10.88 | Residential | Yes | Behind the Meter | Net-metered residential rooftop and canopy |  | None | Vivint Solar Developer, LLC | PSE&G | Accepted | 2020-11-05 | 2020-11-11 | 2021-11-11 | JINKO SOLAR | JKM320M-60HBL | Solar Panels |  | 0.32 | 18 | 207 | 22 |  | Fixed | Roof
NJSTRE1545943184 |  | Transition Incentive Program | South Brunswick TWP | 8810 | 11 | 6.12 | Residential | Yes | Behind the Meter | Net-metered residential rooftop and canopy |  | None | Tesla Energy Operations Inc. | PSE&G | Accepted | 2020-11-05 | 2020-11-09 | 2021-11-09 | SolarEdge Technologies | SE7600H-US [240V] | Inverters | 7600 |  | 1 |  |  | 0.99 |  | Outside | Outside
NJSTRE1545943184 |  | Transition Incentive Program | South Brunswick TWP | 8810 | 11 | 6.12 | Residential | Yes | Behind the Meter | Net-metered residential rooftop and canopy |  | None | Tesla Energy Operations Inc. | PSE&G | Accepted | 2020-11-05 | 2020-11-09 | 2021-11-09 | Hanwha Q-CELLS | Q.Peak DUO BLK-G6+ 340 | Solar Panels |  | 0.34 | 14 | 249 | 24 |  | Fixed | Roof
NJSTRE1545943184 |  | Transition Incentive Program | South Brunswick TWP | 8810 | 11 | 6.12 | Residential | Yes | Behind the Meter | Net-metered residential rooftop and canopy |  | None | Tesla Energy Operations Inc. | PSE&G | Accepted | 2020-11-05 | 2020-11-09 | 2021-11-09 | Hanwha Q-CELLS | Q.Peak DUO BLK-G6+ 340 | Solar Panels |  | 0.34 | 4 | 69 | 24 |  | Fixed | Roof
NJSTRE1545943306 |  | Transition Incentive Program | Matawan | 7747 | 17 | 10.08 | Residential | No | Behind the Meter | Net-metered residential rooftop and canopy |  | None | Pro Custom Solar dba Momentum Solar | JCP&L | Accepted | 2020-11-05 | 2020-11-09 | 2021-11-09 | Enphase | IQ7PLUS-72-2-US | Inverters | 290 |  | 28 |  |  | 0.97 |  | Other | Roof
NJSTRE1545943306 |  | Transition Incentive Program | Matawan | 7747 | 17 | 10.08 | Residential | No | Behind the Meter | Net-metered residential rooftop and canopy |  | None | Pro Custom Solar dba Momentum Solar | JCP&L | Accepted | 2020-11-05 | 2020-11-09 | 2021-11-09 | REC Solar | REC360AA Black | Solar Panels |  | 0.36 | 25 | 239 | 26 |  | Fixed | Roof
NJSTRE1545943306 |  | Transition Incentive Program | Matawan | 7747 | 17 | 10.08 | Residential | No | Behind the Meter | Net-metered residential rooftop and canopy |  | None | Pro Custom Solar dba Momentum Solar | JCP&L | Accepted | 2020-11-05 | 2020-11-09 | 2021-11-09 | REC Solar | REC360AA Black | Solar Panels |  | 0.36 | 3 | 239 | 9 |  | Fixed | Roof
NJSTRE1545943672 |  | Transition Incentive Program | Boonton | 7005 | 3 | 14.72 | Residential | No | Behind the Meter | Net-metered residential rooftop and canopy |  | None | Vivint Solar Developer, LLC | JCP&L | Accepted | 2020-11-05 | 2020-11-11 | 2021-11-11 | Solar Edge | SE7600H-US | Inverters | 7600 |  | 1 |  |  | 0.992 |  | Outdoor | Near the Utility Meter
NJSTRE1545943672 |  | Transition Incentive Program | Boonton | 7005 | 3 | 14.72 | Residential | No | Behind the Meter | Net-metered residential rooftop and canopy |  | None | Vivint Solar Developer, LLC | JCP&L | Accepted | 2020-11-05 | 2020-11-11 | 2021-11-11 | Solar Edge | SE3800H-US | Inverters | 3800 |  | 1 |  |  | 0.992 |  | Outdoor | Near the Utility Meter
NJSTRE1545943672 |  | Transition Incentive Program | Boonton | 7005 | 3 | 14.72 | Residential | No | Behind the Meter | Net-metered residential rooftop and canopy |  | None | Vivint Solar Developer, LLC | JCP&L | Accepted | 2020-11-05 | 2020-11-11 | 2021-11-11 | JINKO SOLAR | JKM320M-60HBL | Solar Panels |  | 0.32 | 22 | 250 | 31 |  | Fixed | Roof
NJSTRE1545943672 |  | Transition Incentive Program | Boonton | 7005 | 3 | 14.72 | Residential | No | Behind the Meter | Net-metered residential rooftop and canopy |  | None | Vivint Solar Developer, LLC | JCP&L | Accepted | 2020-11-05 | 2020-11-11 | 2021-11-11 | JINKO SOLAR | JKM320M-60HBL | Solar Panels |  | 0.32 | 24 | 70 | 31 |  | Fixed | Roof
NJSTRE1545943773 |  | Transition Incentive Program | Waretown | 8758 | 18 | 8.28 | Residential | No | Behind the Meter | Net-metered residential rooftop and canopy |  | None | Green Power Energy | JCP&L | Accepted | 2020-11-05 | 2020-11-12 | 2021-11-12 | Enphase Energy | IQ7PLUS-72-2-US (240V) | Inverters | 290 |  | 23 |  |  | 0.97 |  | Outside | next to meter
NJSTRE1545943773 |  | Transition Incentive Program | Waretown | 8758 | 18 | 8.28 | Residential | No | Behind the Meter | Net-metered residential rooftop and canopy |  | None | Green Power Energy | JCP&L | Accepted | 2020-11-05 | 2020-11-12 | 2021-11-12 | LG Electronics | LG360N1C-N5 | Solar Panels |  | 0.36 | 23 | 185 | 35 |  | Fixed | Roof
NJSTRE1545943822 |  | Transition Incentive Program | Monroeville | 8343 | 16 | 10.8 | Residential | Yes | Behind the Meter | Net-metered residential ground mount |  | None | RCL Enterprises Inc. | AC Electric | Accepted | 2020-11-05 | 2020-11-09 | 2021-11-09 | enphase | iq7 | Inverters | 240 |  | 36 |  |  | 0.96 |  | Outdoor | under panels
NJSTRE1545943822 |  | Transition Incentive Program | Monroeville | 8343 | 16 | 10.8 | Residential | Yes | Behind the Meter | Net-metered residential ground mount |  | None | RCL Enterprises Inc. | AC Electric | Accepted | 2020-11-05 | 2020-11-09 | 2021-11-09 | Jinko | JKM-300M | Solar Panels |  | 0.3 | 36 | 180 | 25 |  | Fixed | Ground
NJSTRE1545943839 |  | Transition Incentive Program | Highstown | 8520 | 12 | 5.6 | Residential | No | Behind the Meter | Net-metered residential rooftop and canopy |  | None | Pro Custom Solar dba Momentum Solar | JCP&L | Accepted | 2020-11-05 | 2020-11-09 | 2021-11-09 | Enphase | IQ7PLUS-72-2-US | Inverters | 290 |  | 16 |  |  | 0.97 |  | Outdoor | Roof
NJSTRE1545943839 |  | Transition Incentive Program | Highstown | 8520 | 12 | 5.6 | Residential | No | Behind the Meter | Net-metered residential rooftop and canopy |  | None | Pro Custom Solar dba Momentum Solar | JCP&L | Accepted | 2020-11-05 | 2020-11-09 | 2021-11-09 | LG | LG 350N1C-V5 | Solar Panels |  | 0.35 | 8 | 283 | 40 |  | Fixed | Roof
NJSTRE1545943839 |  | Transition Incentive Program | Highstown | 8520 | 12 | 5.6 | Residential | No | Behind the Meter | Net-metered residential rooftop and canopy |  | None | Pro Custom Solar dba Momentum Solar | JCP&L | Accepted | 2020-11-05 | 2020-11-09 | 2021-11-09 | LG | LG 350N1C-V5 | Solar Panels |  | 0.35 | 8 | 193 | 283 |  | Fixed | Roof
NJSTRE1545943848 |  | Transition Incentive Program | monroe | 8831 | 11 | 17.5 | Residential | No | Behind the Meter | Net-metered residential rooftop and canopy |  | None | Pro Custom Solar dba Momentum Solar | JCP&L | Accepted | 2020-11-05 | 2020-11-09 | 2021-11-09 | Enphase | IQ7PLUS-72-2-US | Inverters | 290 |  | 50 |  |  | 0.97 |  | Outdoor | Roof
NJSTRE1545943848 |  | Transition Incentive Program | monroe | 8831 | 11 | 17.5 | Residential | No | Behind the Meter | Net-metered residential rooftop and canopy |  | None | Pro Custom Solar dba Momentum Solar | JCP&L | Accepted | 2020-11-05 | 2020-11-09 | 2021-11-09 | LG | LG 350N1C-V5 | Solar Panels |  | 0.35 | 18 | 188 | 23 |  | Fixed | Roof
NJSTRE1545943848 |  | Transition Incentive Program | monroe | 8831 | 11 | 17.5 | Residential | No | Behind the Meter | Net-metered residential rooftop and canopy |  | None | Pro Custom Solar dba Momentum Solar | JCP&L | Accepted | 2020-11-05 | 2020-11-09 | 2021-11-09 | LG | LG 350N1C-V5 | Solar Panels |  | 0.35 | 32 | 188 | 20 |  | Fixed | Roof
NJSTRE1545943850 |  | Transition Incentive Program | Absecon | 8201 | 19 | 8 | Residential | Yes | Behind the Meter | Net-metered residential rooftop and canopy |  | None | Vivint Solar Developer, LLC | AC Electric | Accepted | 2020-11-05 | 2020-11-11 | 2021-11-11 | Solar Edge | SE7600H-US | Inverters | 7600 |  | 1 |  |  | 0.992 |  | Outdoor | Near the Utility Meter
NJSTRE1545943850 |  | Transition Incentive Program | Absecon | 8201 | 19 | 8 | Residential | Yes | Behind the Meter | Net-metered residential rooftop and canopy |  | None | Vivint Solar Developer, LLC | AC Electric | Accepted | 2020-11-05 | 2020-11-11 | 2021-11-11 | JINKO SOLAR | JKM320M-60HBL | Solar Panels |  | 0.32 | 15 | 98 | 24 |  | Fixed | Roof
NJSTRE1545943850 |  | Transition Incentive Program | Absecon | 8201 | 19 | 8 | Residential | Yes | Behind the Meter | Net-metered residential rooftop and canopy |  | None | Vivint Solar Developer, LLC | AC Electric | Accepted | 2020-11-05 | 2020-11-11 | 2021-11-11 | JINKO SOLAR | JKM320M-60HBL | Solar Panels |  | 0.32 | 10 | 98 | 24 |  | Fixed | Roof
NJSTRE1545943870 |  | Transition Incentive Program | HOPEWELL | 8525 | 12 | 8.4 | Residential | No | Behind the Meter | Net-metered residential rooftop and canopy |  | None | Pro Custom Solar dba Momentum Solar | PSE&G | Accepted | 2020-11-05 | 2020-11-09 | 2021-11-09 | Enphase | IQ7PLUS-72-2-US | Inverters | 290 |  | 24 |  |  | 0.97 |  | Outdoor | Roof
NJSTRE1545943870 |  | Transition Incentive Program | HOPEWELL | 8525 | 12 | 8.4 | Residential | No | Behind the Meter | Net-metered residential rooftop and canopy |  | None | Pro Custom Solar dba Momentum Solar | PSE&G | Accepted | 2020-11-05 | 2020-11-09 | 2021-11-09 | LG | LG 350N1C-V5 | Solar Panels |  | 0.35 | 15 | 242 | 24 |  | Fixed | Roof
NJSTRE1545943870 |  | Transition Incentive Program | HOPEWELL | 8525 | 12 | 8.4 | Residential | No | Behind the Meter | Net-metered residential rooftop and canopy |  | None | Pro Custom Solar dba Momentum Solar | PSE&G | Accepted | 2020-11-05 | 2020-11-09 | 2021-11-09 | LG | LG 350N1C-V5 | Solar Panels |  | 0.35 | 9 | 152 | 25 |  | Fixed | Roof
NJSTRE1545943871 |  | Transition Incentive Program | Toms River | 8753 | 18 | 9.18 | Residential | No | Behind the Meter | Net-metered residential rooftop and canopy |  | None | Public Service Solar | JCP&L | Accepted | 2020-11-05 | 2020-11-11 | 2021-11-11 | Enphase | IQ7+ | Inverters | 0.29 |  | 27 |  |  | 0.96 |  | Outdoor | under panels
NJSTRE1545943871 |  | Transition Incentive Program | Toms River | 8753 | 18 | 9.18 | Residential | No | Behind the Meter | Net-metered residential rooftop and canopy |  | None | Public Service Solar | JCP&L | Accepted | 2020-11-05 | 2020-11-11 | 2021-11-11 | LG | N1K-L5 | Solar Panels |  | 0.34 | 27 | 176 | 21 |  | Fixed | Roof
NJSTRE1545943881 |  | Transition Incentive Program | South Brunswick TWP | 8540 | 12 | 10 | Residential | Yes | Behind the Meter | Net-metered residential rooftop and canopy |  | None | Tesla Energy Operations Inc. | PSE&G | Accepted | 2020-11-05 | 2020-11-09 | 2021-11-09 | Delta | M4-TL-US [240V] | Inverters | 3840 |  | 2 |  |  | 0.975 |  | Outside | Outside
NJSTRE1545943881 |  | Transition Incentive Program | South Brunswick TWP | 8540 | 12 | 10 | Residential | Yes | Behind the Meter | Net-metered residential rooftop and canopy |  | None | Tesla Energy Operations Inc. | PSE&G | Accepted | 2020-11-05 | 2020-11-09 | 2021-11-09 | Tesla | SR60T1 | Solar Panels |  | 0.05847 | 32 | 123 | 34 |  | Fixed | Roof
NJSTRE1545943881 |  | Transition Incentive Program | South Brunswick TWP | 8540 | 12 | 10 | Residential | Yes | Behind the Meter | Net-metered residential rooftop and canopy |  | None | Tesla Energy Operations Inc. | PSE&G | Accepted | 2020-11-05 | 2020-11-09 | 2021-11-09 | Tesla | SR60T1 | Solar Panels |  | 0.05847 | 52 | 123 | 36 |  | Fixed | Roof
NJSTRE1545943881 |  | Transition Incentive Program | South Brunswick TWP | 8540 | 12 | 10 | Residential | Yes | Behind the Meter | Net-metered residential rooftop and canopy |  | None | Tesla Energy Operations Inc. | PSE&G | Accepted | 2020-11-05 | 2020-11-09 | 2021-11-09 | Tesla | SR60T1 | Solar Panels |  | 0.05847 | 87 | 303 | 36 |  | Fixed | Roof
NJSTRE1545943886 |  | Transition Incentive Program | Turnersville | 8012 | 14 | 12.24 | Residential | No | Behind the Meter | Net-metered residential rooftop and canopy |  | None | EMT Renewables | AC Electric | Accepted | 2020-11-05 | 2020-11-09 | 2021-11-09 | Enphase | IQ7+-72-2-US | Inverters | 290 |  | 36 |  |  | 0.97 |  | Outside | under panels
NJSTRE1545943886 |  | Transition Incentive Program | Turnersville | 8012 | 14 | 12.24 | Residential | No | Behind the Meter | Net-metered residential rooftop and canopy |  | None | EMT Renewables | AC Electric | Accepted | 2020-11-05 | 2020-11-09 | 2021-11-09 | Hanwha | Q-Cells Q.Peak DUO-G6 340 | Solar Panels |  | 0.34 | 12 | 193 | 30 |  | Fixed | Roof
NJSTRE1545943886 |  | Transition Incentive Program | Turnersville | 8012 | 14 | 12.24 | Residential | No | Behind the Meter | Net-metered residential rooftop and canopy |  | None | EMT Renewables | AC Electric | Accepted | 2020-11-05 | 2020-11-09 | 2021-11-09 | Hanwha | Q-Cells Q.Peak DUO-G6 340 | Solar Panels |  | 0.34 | 12 | 13 | 30 |  | Fixed | Roof
NJSTRE1545943886 |  | Transition Incentive Program | Turnersville | 8012 | 14 | 12.24 | Residential | No | Behind the Meter | Net-metered residential rooftop and canopy |  | None | EMT Renewables | AC Electric | Accepted | 2020-11-05 | 2020-11-09 | 2021-11-09 | Hanwha | Q-Cells Q.Peak DUO-G6 340 | Solar Panels |  | 0.34 | 12 | 193 | 30 |  | Fixed | Roof
NJSTRE1545943893 |  | Transition Incentive Program | Egg Harbor Township | 8234 | 19 | 7.04 | Residential | Yes | Behind the Meter | Net-metered residential rooftop and canopy |  | None | Vivint Solar Developer, LLC | AC Electric | Accepted | 2020-11-05 | 2020-11-11 | 2021-11-11 | Solar Edge | SE7600H-US | Inverters | 7600 |  | 1 |  |  | 0.992 |  | Outdoor | Near the Utility Meter
NJSTRE1545943893 |  | Transition Incentive Program | Egg Harbor Township | 8234 | 19 | 7.04 | Residential | Yes | Behind the Meter | Net-metered residential rooftop and canopy |  | None | Vivint Solar Developer, LLC | AC Electric | Accepted | 2020-11-05 | 2020-11-11 | 2021-11-11 | JINKO SOLAR | JKM320M-60HBL | Solar Panels |  | 0.32 | 6 | 350 | 17 |  | Fixed | Roof
NJSTRE1545943893 |  | Transition Incentive Program | Egg Harbor Township | 8234 | 19 | 7.04 | Residential | Yes | Behind the Meter | Net-metered residential rooftop and canopy |  | None | Vivint Solar Developer, LLC | AC Electric | Accepted | 2020-11-05 | 2020-11-11 | 2021-11-11 | JINKO SOLAR | JKM320M-60HBL | Solar Panels |  | 0.32 | 16 | 170 | 17 |  | Fixed | Roof
NJSTRE1545943905 |  | Transition Incentive Program | Trenton | 8648 | 12 | 11.16 | Residential | No | Behind the Meter | Net-metered residential rooftop and canopy |  | None | Pro Custom Solar dba Momentum Solar | PSE&G | Accepted | 2020-11-05 | 2020-11-09 | 2021-11-09 | Enphase | IQ7PLUS-72-2-US | Inverters | 290 |  | 31 |  |  | 0.97 |  | Outdoor | Roof
NJSTRE1545943905 |  | Transition Incentive Program | Trenton | 8648 | 12 | 11.16 | Residential | No | Behind the Meter | Net-metered residential rooftop and canopy |  | None | Pro Custom Solar dba Momentum Solar | PSE&G | Accepted | 2020-11-05 | 2020-11-09 | 2021-11-09 | REC Solar | REC360AA Black | Solar Panels |  | 0.36 | 14 | 251 | 31 |  | Fixed | Roof
NJSTRE1545943905 |  | Transition Incentive Program | Trenton | 8648 | 12 | 11.16 | Residential | No | Behind the Meter | Net-metered residential rooftop and canopy |  | None | Pro Custom Solar dba Momentum Solar | PSE&G | Accepted | 2020-11-05 | 2020-11-09 | 2021-11-09 | REC Solar | REC360AA Black | Solar Panels |  | 0.36 | 6 | 71 | 31 |  | Fixed | Roof
NJSTRE1545943905 |  | Transition Incentive Program | Trenton | 8648 | 12 | 11.16 | Residential | No | Behind the Meter | Net-metered residential rooftop and canopy |  | None | Pro Custom Solar dba Momentum Solar | PSE&G | Accepted | 2020-11-05 | 2020-11-09 | 2021-11-09 | REC Solar | REC360AA Black | Solar Panels |  | 0.36 | 11 | 160 | 38 |  | Fixed | Roof
NJSTRE1545943913 |  | Transition Incentive Program | Nutley Town | 7110 | 9 | 8.16 | Residential | No | Behind the Meter | Net-metered residential rooftop and canopy |  | None | Tesla Energy Operations Inc. | PSE&G | Accepted | 2020-11-05 | 2020-11-09 | 2021-11-09 | Delta Electronics | M8-TL-US [240V] | Inverters | 7680 |  | 1 |  |  | 0.975 |  | Outside | Outside
NJSTRE1545943913 |  | Transition Incentive Program | Nutley Town | 7110 | 9 | 8.16 | Residential | No | Behind the Meter | Net-metered residential rooftop and canopy |  | None | Tesla Energy Operations Inc. | PSE&G | Accepted | 2020-11-05 | 2020-11-09 | 2021-11-09 | Hanwha Q-CELLS | Q.Peak DUO BLK-G6+ 340 | Solar Panels |  | 0.34 | 15 | 118 | 45 |  | Fixed | Roof
NJSTRE1545943913 |  | Transition Incentive Program | Nutley Town | 7110 | 9 | 8.16 | Residential | No | Behind the Meter | Net-metered residential rooftop and canopy |  | None | Tesla Energy Operations Inc. | PSE&G | Accepted | 2020-11-05 | 2020-11-09 | 2021-11-09 | Hanwha Q-CELLS | Q.Peak DUO BLK-G6+ 340 | Solar Panels |  | 0.34 | 9 | 298 | 45 |  | Fixed | Roof
NJSTRE1545943921 |  | Transition Incentive Program | Holmdel | 7733 | 17 | 12.58 | Residential | No | Behind the Meter | Net-metered residential rooftop and canopy |  | None | Public Service Solar | JCP&L | Accepted | 2020-11-05 | 2020-11-11 | 2021-11-11 | Enphase | IQ7+ | Inverters | 0.29 |  | 37 |  |  | 0.96 |  | Outdoor | under panels
NJSTRE1545943921 |  | Transition Incentive Program | Holmdel | 7733 | 17 | 12.58 | Residential | No | Behind the Meter | Net-metered residential rooftop and canopy |  | None | Public Service Solar | JCP&L | Accepted | 2020-11-05 | 2020-11-11 | 2021-11-11 | LG | N1K-L5 | Solar Panels |  | 0.34 | 19 | 171 | 26 |  | Fixed | Roof
NJSTRE1545943921 |  | Transition Incentive Program | Holmdel | 7733 | 17 | 12.58 | Residential | No | Behind the Meter | Net-metered residential rooftop and canopy |  | None | Public Service Solar | JCP&L | Accepted | 2020-11-05 | 2020-11-11 | 2021-11-11 | LG | N1K-L5 | Solar Panels |  | 0.34 | 18 | 261 | 25 |  | Fixed | Roof
NJSTRE1545943923 |  | Transition Incentive Program | South Brunswick | 8871 | 11 | 839.38 | Commercial | Yes | Behind the Meter | Net-metered non-residential rooftop and canopy |  | None | EnterSolar, LLC | PSE&G | Accepted | 2020-11-05 | 2020-11-09 | 2021-11-09 | SolarEdge | SE100KUS | Inverters | 100000 |  | 6 |  |  | 0.985 |  | Outside | Roof
NJSTRE1545943923 |  | Transition Incentive Program | South Brunswick | 8871 | 11 | 839.38 | Commercial | Yes | Behind the Meter | Net-metered non-residential rooftop and canopy |  | None | EnterSolar, LLC | PSE&G | Accepted | 2020-11-05 | 2020-11-09 | 2021-11-09 | JA Solar | JAM72S09-395 | Solar Panels |  | 0.395 | 2125 | 198 | 10 |  | Fixed | Roof
NJSTRE1545943948 |  | Transition Incentive Program | South Brunswick | 8871 | 11 | 109.81 | Commercial | Yes | Behind the Meter | Net-metered non-residential rooftop and canopy |  | None | EnterSolar, LLC | PSE&G | Accepted | 2020-11-23 | 2020-11-23 | 2021-11-23 | SolarEdge | SE30KUS | Inverters | 30000 |  | 3 |  |  | 0.985 |  | Outside | Roof
NJSTRE1545943948 |  | Transition Incentive Program | South Brunswick | 8871 | 11 | 109.81 | Commercial | Yes | Behind the Meter | Net-metered non-residential rooftop and canopy |  | None | EnterSolar, LLC | PSE&G | Accepted | 2020-11-23 | 2020-11-23 | 2021-11-23 | JA Solar | JAM72S09-395 | Solar Panels |  | 0.395 | 278 | 198 | 10 |  | Fixed | Roof
NJSTRE1545943950 |  | Transition Incentive Program | Belleville TWP | 7109 | 9 | 5.99 | Residential | No | Behind the Meter | Net-metered residential rooftop and canopy |  | None | Palmetto Solar LLC | PSE&G | Accepted | 2020-11-10 | 2020-11-10 | 2021-11-10 | SolarEdge Technologies | SE5000H-US | Meters | 5000 |  | 1 |  |  |  | Yes | Outdoor
NJSTRE1545943950 |  | Transition Incentive Program | Belleville TWP | 7109 | 9 | 5.99 | Residential | No | Behind the Meter | Net-metered residential rooftop and canopy |  | None | Palmetto Solar LLC | PSE&G | Accepted | 2020-11-10 | 2020-11-10 | 2021-11-10 | SolarEdge | SE500H-US | Inverters | 5000 |  | 1 |  |  | 0.98 |  | Outside | side of the house
NJSTRE1545943950 |  | Transition Incentive Program | Belleville TWP | 7109 | 9 | 5.99 | Residential | No | Behind the Meter | Net-metered residential rooftop and canopy |  | None | Palmetto Solar LLC | PSE&G | Accepted | 2020-11-10 | 2020-11-10 | 2021-11-10 | Yingli | YL315D-30B | Solar Panels |  | 0.315 | 6 | 124 | 18 |  | Fixed | Roof
NJSTRE1545943950 |  | Transition Incentive Program | Belleville TWP | 7109 | 9 | 5.99 | Residential | No | Behind the Meter | Net-metered residential rooftop and canopy |  | None | Palmetto Solar LLC | PSE&G | Accepted | 2020-11-10 | 2020-11-10 | 2021-11-10 | Yingli | YL315D-30B | Solar Panels |  | 0.315 | 6 | 124 | 34 |  | Fixed | Roof
NJSTRE1545943950 |  | Transition Incentive Program | Belleville TWP | 7109 | 9 | 5.99 | Residential | No | Behind the Meter | Net-metered residential rooftop and canopy |  | None | Palmetto Solar LLC | PSE&G | Accepted | 2020-11-10 | 2020-11-10 | 2021-11-10 | Yingli | YL315D-30B | Solar Panels |  | 0.315 | 7 | 124 | 23 |  | Fixed | Roof
NJSTRE1545943954 |  | Transition Incentive Program | Wilingboro | 8046 | 13 | 5.44 | Residential | Yes | Behind the Meter | Net-metered residential rooftop and canopy |  | None | Sunbound Solar | PSE&G | Accepted | 2020-11-05 | 2020-11-12 | 2021-11-12 | ENPHASE | IQ7-60-2-US | Inverters | 240 |  | 17 |  |  | 0.976 |  | Outdoor | UNDER MODULE
NJSTRE1545943954 |  | Transition Incentive Program | Wilingboro | 8046 | 13 | 5.44 | Residential | Yes | Behind the Meter | Net-metered residential rooftop and canopy |  | None | Sunbound Solar | PSE&G | Accepted | 2020-11-05 | 2020-11-12 | 2021-11-12 | HANWHA Q-CELL | Q.PEAK DUO-G5 320 | Solar Panels |  | 0.32 | 9 | 222 | 23 |  | Fixed | Roof
NJSTRE1545943954 |  | Transition Incentive Program | Wilingboro | 8046 | 13 | 5.44 | Residential | Yes | Behind the Meter | Net-metered residential rooftop and canopy |  | None | Sunbound Solar | PSE&G | Accepted | 2020-11-05 | 2020-11-12 | 2021-11-12 | HANWHA Q-CELLS | Q.PEAK DUO-G5 320 | Solar Panels |  | 0.32 | 8 | 132 | 23 |  | Fixed | Roof
NJSTRE1545943960 |  | Transition Incentive Program | Hackettstown | 7840 | 2 | 204 | Commercial | No | Behind the Meter | Net-metered non-residential rooftop and canopy |  | None | e2/ECTA, Inc. | JCP&L | Accepted | 2020-11-05 | 2020-11-10 | 2021-11-10 | Solaredge Technologies Inc. | SE43.2KUS | Inverters | 43200 |  | 4 |  |  | 0.97 |  | Outdoor | exterior West wall
NJSTRE1545943960 |  | Transition Incentive Program | Hackettstown | 7840 | 2 | 204 | Commercial | No | Behind the Meter | Net-metered non-residential rooftop and canopy |  | None | e2/ECTA, Inc. | JCP&L | Accepted | 2020-11-05 | 2020-11-10 | 2021-11-10 | Phono Solar | PS400M1-24/TH | Solar Panels |  | 0.4 | 510 | 225 | 10 |  | Fixed | Roof
NJSTRE1545943970 |  | Transition Incentive Program | Princeton TWP | 8540 | 12 | 10.58 | Residential | Yes | Behind the Meter | Net-metered residential rooftop and canopy |  | None | Tesla Energy Operations Inc. | PSE&G | Accepted | 2020-11-05 | 2020-11-09 | 2021-11-09 | Delta | M8-TL-US [240V] | Inverters | 7680 |  | 1 |  |  | 0.975 |  | Outdoor | Outdoor
NJSTRE1545943970 |  | Transition Incentive Program | Princeton TWP | 8540 | 12 | 10.58 | Residential | Yes | Behind the Meter | Net-metered residential rooftop and canopy |  | None | Tesla Energy Operations Inc. | PSE&G | Accepted | 2020-11-05 | 2020-11-09 | 2021-11-09 | Delta | M4-TL-US [240V] | Inverters | 3840 |  | 1 |  |  | 0.975 |  | Outdoor | Outdoor
NJSTRE1545943970 |  | Transition Incentive Program | Princeton TWP | 8540 | 12 | 10.58 | Residential | Yes | Behind the Meter | Net-metered residential rooftop and canopy |  | None | Tesla Energy Operations Inc. | PSE&G | Accepted | 2020-11-05 | 2020-11-09 | 2021-11-09 | Tesla | SR60T1 | Solar Panels |  | 0.05847 | 90 | 110 | 42 |  | Fixed | Roof
NJSTRE1545943970 |  | Transition Incentive Program | Princeton TWP | 8540 | 12 | 10.58 | Residential | Yes | Behind the Meter | Net-metered residential rooftop and canopy |  | None | Tesla Energy Operations Inc. | PSE&G | Accepted | 2020-11-05 | 2020-11-09 | 2021-11-09 | Tesla | SR60T1 | Solar Panels |  | 0.05847 | 91 | 200 | 30 |  | Fixed | Roof
NJSTRE1545943973 |  | Transition Incentive Program | Woodbridge | 7064 | 11 | 693 | Commercial | Yes | Behind the Meter | Net-metered non-residential rooftop and canopy |  | None | EnterSolar, LLC | PSE&G | Accepted | 2020-11-05 | 2020-11-09 | 2021-11-09 | SolarEdge | SE100KUS | Inverters | 100000 |  | 5 |  |  | 0.985 |  | Outdoor | Roof
NJSTRE1545943973 |  | Transition Incentive Program | Woodbridge | 7064 | 11 | 693 | Commercial | Yes | Behind the Meter | Net-metered non-residential rooftop and canopy |  | None | EnterSolar, LLC | PSE&G | Accepted | 2020-11-05 | 2020-11-09 | 2021-11-09 | JA Solar | JAM72S09-385 | Solar Panels |  | 0.385 | 1800 | 168.139 | 10 |  | Fixed | Roof
NJSTRE1545943982 |  | Transition Incentive Program | Willingboro | 8046 | 13 | 5.76 | Residential | Yes | Behind the Meter | Net-metered residential rooftop and canopy |  | None | Sunbound Solar | PSE&G | Accepted | 2020-11-05 | 2020-11-12 | 2021-11-12 | ENPHASE | IQ7-60-2-US | Inverters | 240 |  | 18 |  |  | 0.976 |  | Outdoor | UNDER MODULE
NJSTRE1545943982 |  | Transition Incentive Program | Willingboro | 8046 | 13 | 5.76 | Residential | Yes | Behind the Meter | Net-metered residential rooftop and canopy |  | None | Sunbound Solar | PSE&G | Accepted | 2020-11-05 | 2020-11-12 | 2021-11-12 | HANWHA Q-CELL | Q.PEAK DUO-GG 320 | Solar Panels |  | 0.32 | 18 | 187 | 34 |  | Fixed | Roof
NJSTRE1545944278 |  | Transition Incentive Program | Blackwood | 8012 | 14 | 5.44 | Residential | Yes | Behind the Meter | Net-metered residential rooftop and canopy |  | None | Vivint Solar Developer, LLC | PSE&G | Accepted | 2020-11-06 | 2020-11-11 | 2021-11-11 | Solar Edge | SE3800H-US | Inverters | 3800 |  | 1 |  |  | 0.992 |  | Outdoor | Near the Utility Meter
NJSTRE1545944278 |  | Transition Incentive Program | Blackwood | 8012 | 14 | 5.44 | Residential | Yes | Behind the Meter | Net-metered residential rooftop and canopy |  | None | Vivint Solar Developer, LLC | PSE&G | Accepted | 2020-11-06 | 2020-11-11 | 2021-11-11 | JINKO SOLAR | JKM320M-60HBL | Solar Panels |  | 0.32 | 5 | 254 | 32 |  | Fixed | Roof
NJSTRE1545944278 |  | Transition Incentive Program | Blackwood | 8012 | 14 | 5.44 | Residential | Yes | Behind the Meter | Net-metered residential rooftop and canopy |  | None | Vivint Solar Developer, LLC | PSE&G | Accepted | 2020-11-06 | 2020-11-11 | 2021-11-11 | JINKO SOLAR | JKM320M-60HBL | Solar Panels |  | 0.32 | 12 | 254 | 32 |  | Fixed | Roof
NJSTRE1545944785 |  | Transition Incentive Program | Absecon Highlands | 8201 | 19 | 9.45 | Residential | No | Behind the Meter | Net-metered residential rooftop and canopy |  | None | Freedom Forever New Jersey LLC | AC Electric | Accepted | 2020-11-05 | 2020-11-10 | 2021-11-10 | Solar Edge | SE7600H-US [SI1] RGM | Inverters | 7600 |  | 1 |  |  | 0.99 |  | Outside | n/a
NJSTRE1545944785 |  | Transition Incentive Program | Absecon Highlands | 8201 | 19 | 9.45 | Residential | No | Behind the Meter | Net-metered residential rooftop and canopy |  | None | Freedom Forever New Jersey LLC | AC Electric | Accepted | 2020-11-05 | 2020-11-10 | 2021-11-10 | Longi | LR6-60HPB-315M | Solar Panels |  | 0.315 | 4 | 2 | 45 |  | Fixed | Roof | n/a
NJSTRE1545944785 |  | Transition Incentive Program | Absecon Highlands | 8201 | 19 | 9.45 | Residential | No | Behind the Meter | Net-metered residential rooftop and canopy |  | None | Freedom Forever New Jersey LLC | AC Electric | Accepted | 2020-11-05 | 2020-11-10 | 2021-11-10 | Longi | LR6-60HPB-315M | Solar Panels |  | 0.315 | 3 | 3 | 45 |  | Fixed | Roof | n/a
NJSTRE1545944785 |  | Transition Incentive Program | Absecon Highlands | 8201 | 19 | 9.45 | Residential | No | Behind the Meter | Net-metered residential rooftop and canopy |  | None | Freedom Forever New Jersey LLC | AC Electric | Accepted | 2020-11-05 | 2020-11-10 | 2021-11-10 | Longi | LR6-60HPB-315M | Solar Panels |  | 0.315 | 3 | 5 | 43 |  | Fixed | Roof | n/a
NJSTRE1545944785 |  | Transition Incentive Program | Absecon Highlands | 8201 | 19 | 9.45 | Residential | No | Behind the Meter | Net-metered residential rooftop and canopy |  | None | Freedom Forever New Jersey LLC | AC Electric | Accepted | 2020-11-05 | 2020-11-10 | 2021-11-10 | Longi | LR6-60HPB-315M | Solar Panels |  | 0.315 | 2 | 4 | 45 |  | Fixed | Roof | n/a
NJSTRE1545944785 |  | Transition Incentive Program | Absecon Highlands | 8201 | 19 | 9.45 | Residential | No | Behind the Meter | Net-metered residential rooftop and canopy |  | None | Freedom Forever New Jersey LLC | AC Electric | Accepted | 2020-11-05 | 2020-11-10 | 2021-11-10 | Longi | LR6-60HPB-315M | Solar Panels |  | 0.315 | 3 | 6 | 45 |  | Fixed | Roof | n/a
NJSTRE1545944785 |  | Transition Incentive Program | Absecon Highlands | 8201 | 19 | 9.45 | Residential | No | Behind the Meter | Net-metered residential rooftop and canopy |  | None | Freedom Forever New Jersey LLC | AC Electric | Accepted | 2020-11-05 | 2020-11-10 | 2021-11-10 | Longi | LR6-60HPB-315M | Solar Panels |  | 0.315 | 15 | 1 | 30 |  | Fixed | Roof | n/a
NJSTRE1545944844 |  | Transition Incentive Program | Haddon Township | 8108 | 14 | 5.03 | Residential | Yes | Behind the Meter | Net-metered residential rooftop and canopy |  | None | Vision Solar LLC | PSE&G | Accepted | 2020-11-05 | 2020-11-09 | 2021-11-09 | ENPHASE | IQ7-60-2-US | Inverters | 0.24 |  | 15 |  |  | 0.96 |  | Other | BEHIND/UNDER EACH PANEL
NJSTRE1545944844 |  | Transition Incentive Program | Haddon Township | 8108 | 14 | 5.03 | Residential | Yes | Behind the Meter | Net-metered residential rooftop and canopy |  | None | Vision Solar LLC | PSE&G | Accepted | 2020-11-05 | 2020-11-09 | 2021-11-09 | HANWHA Q-CELLS | Q.PEAK DUO BLK-G6+ 335 | Solar Panels |  | 0.335 | 9 | 303 | 30 |  | Fixed | Roof
NJSTRE1545944844 |  | Transition Incentive Program | Haddon Township | 8108 | 14 | 5.03 | Residential | Yes | Behind the Meter | Net-metered residential rooftop and canopy |  | None | Vision Solar LLC | PSE&G | Accepted | 2020-11-05 | 2020-11-09 | 2021-11-09 | HANWHA Q CELLS | Q.PEAK DUO BLK-G6+ 335 | Solar Panels |  | 0.335 | 6 | 123 | 30 |  | Fixed | Roof
NJSTRE1545945597 |  | Transition Incentive Program | Woodbridge | 7064 | 11 | 567.88 | Commercial | Yes | Behind the Meter | Net-metered non-residential rooftop and canopy |  | None | EnterSolar, LLC | PSE&G | Accepted | 2020-11-05 | 2020-11-09 | 2021-11-09 | SolarEdge | SE100KUS | Inverters | 100000 |  | 4 |  |  | 0.985 |  | Outside | Roof
NJSTRE1545945597 |  | Transition Incentive Program | Woodbridge | 7064 | 11 | 567.88 | Commercial | Yes | Behind the Meter | Net-metered non-residential rooftop and canopy |  | None | EnterSolar, LLC | PSE&G | Accepted | 2020-11-05 | 2020-11-09 | 2021-11-09 | SolarEdge | SE33.3KUS | Inverters | 33300 |  | 1 |  |  | 0.985 |  | Outside | Roof
NJSTRE1545945597 |  | Transition Incentive Program | Woodbridge | 7064 | 11 | 567.88 | Commercial | Yes | Behind the Meter | Net-metered non-residential rooftop and canopy |  | None | EnterSolar, LLC | PSE&G | Accepted | 2020-11-05 | 2020-11-09 | 2021-11-09 | JA Solar | JAM72S09-385 | Solar Panels |  | 0.385 | 1475 | 167.911 | 10 |  | Fixed | Roof
NJSTRE1545948208 |  | Transition Incentive Program | Middlesex | 8846 | 11 | 11.84 | Residential | Yes | Behind the Meter | Net-metered residential rooftop and canopy |  | None | Solar Mite Solutions | PSE&G | Accepted | 2020-11-05 | 2020-11-10 | 2021-11-10 | Enphase | IQ7-60-2-US | Inverters | 0.24 |  | 37 |  |  | 0.98 |  | Outside | Under solar modules
NJSTRE1545948208 |  | Transition Incentive Program | Middlesex | 8846 | 11 | 11.84 | Residential | Yes | Behind the Meter | Net-metered residential rooftop and canopy |  | None | Solar Mite Solutions | PSE&G | Accepted | 2020-11-05 | 2020-11-10 | 2021-11-10 | Hanwha | Q.PEAK DUO G-5 | Solar Panels |  | 0.32 | 19 | 174 | 40 |  | Single Axis | Roof | array 1
NJSTRE1545948208 |  | Transition Incentive Program | Middlesex | 8846 | 11 | 11.84 | Residential | Yes | Behind the Meter | Net-metered residential rooftop and canopy |  | None | Solar Mite Solutions | PSE&G | Accepted | 2020-11-05 | 2020-11-10 | 2021-11-10 | Hanwha | Q.PEAK DUO G-5 | Solar Panels |  | 0.32 | 18 | 354 | 40 |  | Fixed | Roof | Array 2
NJSTRE1545956900 |  | Transition Incentive Program | Clementon | 8021 | 14 | 10.5 | Residential | No | Behind the Meter | Net-metered residential rooftop and canopy |  | None | Suntuity Solar LLC | AC Electric | Accepted | 2020-11-06 | 2020-11-10 | 2021-11-10 | Enphase Energy | IQ7-60-2-US | Inverters | 240 |  | 30 |  |  | 0.97 |  | Outdoor | Behind the PV Modules
NJSTRE1545956900 |  | Transition Incentive Program | Clementon | 8021 | 14 | 10.5 | Residential | No | Behind the Meter | Net-metered residential rooftop and canopy |  | None | Suntuity Solar LLC | AC Electric | Accepted | 2020-11-06 | 2020-11-10 | 2021-11-10 | Longi | LR4-60HPB-350M | Solar Panels |  | 0.35 | 10 | 217 | 13 |  | Fixed | Roof
NJSTRE1545956900 |  | Transition Incentive Program | Clementon | 8021 | 14 | 10.5 | Residential | No | Behind the Meter | Net-metered residential rooftop and canopy |  | None | Suntuity Solar LLC | AC Electric | Accepted | 2020-11-06 | 2020-11-10 | 2021-11-10 | Longi | LR4-60HPB-350M | Solar Panels |  | 0.35 | 10 | 37 | 19 |  | Fixed | Roof
NJSTRE1545956900 |  | Transition Incentive Program | Clementon | 8021 | 14 | 10.5 | Residential | No | Behind the Meter | Net-metered residential rooftop and canopy |  | None | Suntuity Solar LLC | AC Electric | Accepted | 2020-11-06 | 2020-11-10 | 2021-11-10 | Longi | LR4-60HPB-350M | Solar Panels |  | 0.35 | 10 | 217 | 19 |  | Fixed | Roof
NJSTRE1545956901 |  | Transition Incentive Program | Rio Grande | 8242 | 21 | 11.03 | Residential | No | Behind the Meter | Net-metered residential rooftop and canopy |  | None | Suntuity Solar LLC | AC Electric | Accepted | 2020-11-06 | 2020-11-10 | 2021-11-10 | Enphase Energy | IQ7-60-2-US | Inverters | 240 |  | 35 |  |  | 0.97 |  | Outdoor | Behind the PV Modules
NJSTRE1545956901 |  | Transition Incentive Program | Rio Grande | 8242 | 21 | 11.03 | Residential | No | Behind the Meter | Net-metered residential rooftop and canopy |  | None | Suntuity Solar LLC | AC Electric | Accepted | 2020-11-06 | 2020-11-10 | 2021-11-10 | Longi | LR6-60HPB-315M | Solar Panels |  | 0.315 | 12 | 212 | 21 |  | Fixed | Roof
NJSTRE1545956901 |  | Transition Incentive Program | Rio Grande | 8242 | 21 | 11.03 | Residential | No | Behind the Meter | Net-metered residential rooftop and canopy |  | None | Suntuity Solar LLC | AC Electric | Accepted | 2020-11-06 | 2020-11-10 | 2021-11-10 | Longi | LR6-60HPB-315M | Solar Panels |  | 0.315 | 23 | 212 | 21 |  | Fixed | Roof
NJSTRE1545956902 |  | Transition Incentive Program | Little Falls | 7424 | 6 | 4.9 | Residential | No | Behind the Meter | Net-metered residential rooftop and canopy |  | None | Suntuity Solar LLC | PSE&G | Accepted | 2020-11-06 | 2020-11-10 | 2021-11-10 | Enphase Energy | IQ7-60-2-US | Inverters | 240 |  | 14 |  |  | 0.97 |  | Outdoor | Behind the PV Modules
NJSTRE1545956902 |  | Transition Incentive Program | Little Falls | 7424 | 6 | 4.9 | Residential | No | Behind the Meter | Net-metered residential rooftop and canopy |  | None | Suntuity Solar LLC | PSE&G | Accepted | 2020-11-06 | 2020-11-10 | 2021-11-10 | Longi | LR4-60HPB-350M | Solar Panels |  | 0.35 | 4 | 245 | 23 |  | Fixed | Roof
NJSTRE1545956902 |  | Transition Incentive Program | Little Falls | 7424 | 6 | 4.9 | Residential | No | Behind the Meter | Net-metered residential rooftop and canopy |  | None | Suntuity Solar LLC | PSE&G | Accepted | 2020-11-06 | 2020-11-10 | 2021-11-10 | Longi | LR4-60HPB-350M | Solar Panels |  | 0.35 | 3 | 246 | 22 |  | Fixed | Roof
NJSTRE1545956902 |  | Transition Incentive Program | Little Falls | 7424 | 6 | 4.9 | Residential | No | Behind the Meter | Net-metered residential rooftop and canopy |  | None | Suntuity Solar LLC | PSE&G | Accepted | 2020-11-06 | 2020-11-10 | 2021-11-10 | Longi | LR4-60HPB-350M | Solar Panels |  | 0.35 | 7 | 65 | 23 |  | Fixed | Roof
NJSTRE1545956903 |  | Transition Incentive Program | Minotola | 8341 | 19 | 6.65 | Residential | No | Behind the Meter | Net-metered residential rooftop and canopy |  | None | Suntuity Solar LLC | AC Electric | Accepted | 2020-11-06 | 2020-11-10 | 2021-11-10 | Enphase Energy | IQ7-60-2-US | Inverters | 240 |  | 19 |  |  | 0.97 |  | Outdoor | Behind the PV Modules
NJSTRE1545956903 |  | Transition Incentive Program | Minotola | 8341 | 19 | 6.65 | Residential | No | Behind the Meter | Net-metered residential rooftop and canopy |  | None | Suntuity Solar LLC | AC Electric | Accepted | 2020-11-06 | 2020-11-10 | 2021-11-10 | Longi | LR4-60HPB-350M | Solar Panels |  | 0.35 | 9 | 109 | 18 |  | Fixed | Roof
NJSTRE1545956903 |  | Transition Incentive Program | Minotola | 8341 | 19 | 6.65 | Residential | No | Behind the Meter | Net-metered residential rooftop and canopy |  | None | Suntuity Solar LLC | AC Electric | Accepted | 2020-11-06 | 2020-11-10 | 2021-11-10 | Longi | LR4-60HPB-350M | Solar Panels |  | 0.35 | 10 | 289 | 18 |  | Fixed | Roof
NJSTRE1545956904 |  | Transition Incentive Program | Cape May | 8204 | 21 | 9.1 | Residential | Yes | Behind the Meter | Net-metered residential rooftop and canopy |  | None | Suntuity Solar LLC | AC Electric | Accepted | 2020-11-06 | 2020-11-10 | 2021-11-10 | Enphase Energy | IQ7-60-2-US | Inverters | 240 |  | 26 |  |  | 0.97 |  | Outdoor | Behind the PV Modules
NJSTRE1545956904 |  | Transition Incentive Program | Cape May | 8204 | 21 | 9.1 | Residential | Yes | Behind the Meter | Net-metered residential rooftop and canopy |  | None | Suntuity Solar LLC | AC Electric | Accepted | 2020-11-06 | 2020-11-10 | 2021-11-10 | Longi | LR4-60HPB-350M | Solar Panels |  | 0.35 | 26 | 206 | 23 |  | Fixed | Roof
NJSTRE1545956905 |  | Transition Incentive Program | Linden | 7036 | 10 | 12.6 | Residential | Yes | Behind the Meter | Net-metered residential rooftop and canopy |  | None | Suntuity Solar LLC | PSE&G | Accepted | 2020-11-06 | 2020-11-10 | 2021-11-10 | Enphase Energy | IQ7-60-2-US | Inverters | 240 |  | 36 |  |  | 0.97 |  | Outdoor | Behind the PV Modules
NJSTRE1545956905 |  | Transition Incentive Program | Linden | 7036 | 10 | 12.6 | Residential | Yes | Behind the Meter | Net-metered residential rooftop and canopy |  | None | Suntuity Solar LLC | PSE&G | Accepted | 2020-11-06 | 2020-11-10 | 2021-11-10 | Longi | LR4-60HPB-350M | Solar Panels |  | 0.35 | 19 | 307 | 35 |  | Fixed | Roof
NJSTRE1545956905 |  | Transition Incentive Program | Linden | 7036 | 10 | 12.6 | Residential | Yes | Behind the Meter | Net-metered residential rooftop and canopy |  | None | Suntuity Solar LLC | PSE&G | Accepted | 2020-11-06 | 2020-11-10 | 2021-11-10 | Longi | LR4-60HPB-350M | Solar Panels |  | 0.35 | 17 | 127 | 35 |  | Fixed | Roof
NJSTRE1545956906 |  | Transition Incentive Program | Cherry Hill | 8034 | 14 | 8.82 | Residential | Yes | Behind the Meter | Net-metered residential rooftop and canopy |  | None | Suntuity Solar LLC | PSE&G | Accepted | 2020-11-06 | 2020-11-10 | 2021-11-10 | Enphase Energy | IQ7-60-2-US | Inverters | 240 |  | 28 |  |  | 0.97 |  | Outdoor | Behind the PV Modules
NJSTRE1545956906 |  | Transition Incentive Program | Cherry Hill | 8034 | 14 | 8.82 | Residential | Yes | Behind the Meter | Net-metered residential rooftop and canopy |  | None | Suntuity Solar LLC | PSE&G | Accepted | 2020-11-06 | 2020-11-10 | 2021-11-10 | Longi | LR6-60HPB-315M | Solar Panels |  | 0.315 | 28 | 287 | 31 |  | Fixed | Roof
NJSTRE1545956907 |  | Transition Incentive Program | Lindenwold | 8021 | 14 | 9.14 | Residential | Yes | Behind the Meter | Net-metered residential rooftop and canopy |  | None | Suntuity Solar LLC | AC Electric | Accepted | 2020-11-06 | 2020-11-10 | 2021-11-10 | Enphase Energy | IQ7-60-2-US | Inverters | 240 |  | 29 |  |  | 0.97 |  | Outdoor | Behind the PV Modules
NJSTRE1545956907 |  | Transition Incentive Program | Lindenwold | 8021 | 14 | 9.14 | Residential | Yes | Behind the Meter | Net-metered residential rooftop and canopy |  | None | Suntuity Solar LLC | AC Electric | Accepted | 2020-11-06 | 2020-11-10 | 2021-11-10 | Longi | LR6-60HPB-315M | Solar Panels |  | 0.315 | 29 | 203 | 34 |  | Fixed | Roof
NJSTRE1545956922 |  | Transition Incentive Program | Keansburg | 7734 | 17 | 6.5 | Residential | Yes | Behind the Meter | Net-metered residential rooftop and canopy |  | None | Vivint Solar Developer, LLC | JCP&L | Accepted | 2020-11-06 | 2020-11-11 | 2021-11-11 | SolarEdge | SE7600H-US | Inverters | 7600 |  | 1 |  |  | 0.992 |  | Outdoor | Near the Utility Meter
NJSTRE1545956922 |  | Transition Incentive Program | Keansburg | 7734 | 17 | 6.5 | Residential | Yes | Behind the Meter | Net-metered residential rooftop and canopy |  | None | Vivint Solar Developer, LLC | JCP&L | Accepted | 2020-11-06 | 2020-11-11 | 2021-11-11 | Jinko Solar | JKM325M-60HBL | Solar Panels |  | 0.325 | 15 | 227 | 22 |  | Fixed | Roof
NJSTRE1545956922 |  | Transition Incentive Program | Keansburg | 7734 | 17 | 6.5 | Residential | Yes | Behind the Meter | Net-metered residential rooftop and canopy |  | None | Vivint Solar Developer, LLC | JCP&L | Accepted | 2020-11-06 | 2020-11-11 | 2021-11-11 | Jinko Solar | JKM325M-60HBL | Solar Panels |  | 0.325 | 5 | 137 | 22 |  | Fixed | Roof
NJSTRE1545958277 |  | Transition Incentive Program | Whippany | 7981 | 3 | 9.86 | Residential | Yes | Behind the Meter | Net-metered residential rooftop and canopy |  | None | Trinity Solar | JCP&L | Accepted | 2020-11-06 | 2020-11-17 | 2021-11-17 | SOLAR EDGE | SE7600H-US | Inverters | 7600 |  | 1 |  |  | 0.97 |  | Outside | SIDE OF HOME
NJSTRE1545958277 |  | Transition Incentive Program | Whippany | 7981 | 3 | 9.86 | Residential | Yes | Behind the Meter | Net-metered residential rooftop and canopy |  | None | Trinity Solar | JCP&L | Accepted | 2020-11-06 | 2020-11-17 | 2021-11-17 | HANWHA 340 (Q.PEAK DUO BLK-G6 340) | HANWHA 340 (Q.PEAK DUO BLK-G6 340) | Solar Panels |  | 0.34 | 20 | 50 | 21 |  | Fixed | Roof
NJSTRE1545958277 |  | Transition Incentive Program | Whippany | 7981 | 3 | 9.86 | Residential | Yes | Behind the Meter | Net-metered residential rooftop and canopy |  | None | Trinity Solar | JCP&L | Accepted | 2020-11-06 | 2020-11-17 | 2021-11-17 | HANWHA 340 (Q.PEAK DUO BLK-G6 340) | HANWHA 340 (Q.PEAK DUO BLK-G6 340) | Solar Panels |  | 0.34 | 9 | 139 | 26 |  | Fixed | Roof
NJSTRE1545958368 |  | Transition Incentive Program | Camden | 8105 | 14 | 5.28 | Residential | No | Behind the Meter | Net-metered residential rooftop and canopy |  | None | New Jersey Suntech | PSE&G | Accepted | 2020-11-06 | 2020-11-09 | 2021-11-09 | Solaredge | SE5000-US | Inverters | 5000 |  | 1 |  |  | 0.98 |  | Outside | Side of house
NJSTRE1545958368 |  | Transition Incentive Program | Camden | 8105 | 14 | 5.28 | Residential | No | Behind the Meter | Net-metered residential rooftop and canopy |  | None | New Jersey Suntech | PSE&G | Accepted | 2020-11-06 | 2020-11-09 | 2021-11-09 | Hanwha | Q Peak DUO330 | Solar Panels |  | 0.33 | 16 | 155 | 5 |  | Fixed | Roof
NJSTRE1545959027 |  | Transition Incentive Program | Willingboro | 8046 | 13 | 11.47 | Residential | No | Behind the Meter | Net-metered residential rooftop and canopy |  | None | Whitman Construction, LLC | PSE&G | Accepted | 2020-11-06 | 2020-11-09 | 2021-11-09 | enphase energy | iq7plus-72-2-us | Inverters | 295 |  | 31 |  |  | 0.975 |  | Outdoor | microinverters located under modules
NJSTRE1545959027 |  | Transition Incentive Program | Willingboro | 8046 | 13 | 11.47 | Residential | No | Behind the Meter | Net-metered residential rooftop and canopy |  | None | Whitman Construction, LLC | PSE&G | Accepted | 2020-11-06 | 2020-11-09 | 2021-11-09 | solaria power | xt 370r pd | Solar Panels |  | 0.37 | 31 | 197 | 20 |  | Fixed | Roof
NJSTRE1545959315 |  | Transition Incentive Program | Montclair TWP | 7042 | 9 | 9.86 | Residential | Yes | Behind the Meter | Net-metered residential rooftop and canopy |  | None | Tesla Energy Operations Inc. | PSE&G | Accepted | 2020-11-06 | 2020-11-09 | 2021-11-09 | Tesla | AC Powerwall 2.0 | Electric Storage Battery |  |  | 4 |  |  |  | Lithium Ion |  | Inside
NJSTRE1545959315 |  | Transition Incentive Program | Montclair TWP | 7042 | 9 | 9.86 | Residential | Yes | Behind the Meter | Net-metered residential rooftop and canopy |  | None | Tesla Energy Operations Inc. | PSE&G | Accepted | 2020-11-06 | 2020-11-09 | 2021-11-09 | SolarEdge Technologies | SE10000H-US [240V] | Inverters | 10000 |  | 1 |  |  | 0.99 |  | Indoor | Inside
NJSTRE1545959315 |  | Transition Incentive Program | Montclair TWP | 7042 | 9 | 9.86 | Residential | Yes | Behind the Meter | Net-metered residential rooftop and canopy |  | None | Tesla Energy Operations Inc. | PSE&G | Accepted | 2020-11-06 | 2020-11-09 | 2021-11-09 | Hanwha Q-CELLS | Q.Peak DUO BLK-G6+ 340 | Solar Panels |  | 0.34 | 14 | 195 | 23 |  | Fixed | Roof
NJSTRE1545959315 |  | Transition Incentive Program | Montclair TWP | 7042 | 9 | 9.86 | Residential | Yes | Behind the Meter | Net-metered residential rooftop and canopy |  | None | Tesla Energy Operations Inc. | PSE&G | Accepted | 2020-11-06 | 2020-11-09 | 2021-11-09 | Hanwha Q-CELLS | Q.Peak DUO BLK-G6+ 340 | Solar Panels |  | 0.34 | 15 | 195 | 20 |  | Fixed | Roof
NJSTRE1545959592 |  | Transition Incentive Program | Toms River | 8757 | 18 | 12.21 | Residential | No | Behind the Meter | Net-metered residential rooftop and canopy |  | None | Whitman Construction, LLC | JCP&L | Accepted | 2020-11-06 | 2020-11-10 | 2021-11-10 | enphase energy | iq7plus-722-2-us | Inverters | 295 |  | 35 |  |  | 0.975 |  | Other | microinverters located under modules
NJSTRE1545959592 |  | Transition Incentive Program | Toms River | 8757 | 18 | 12.21 | Residential | No | Behind the Meter | Net-metered residential rooftop and canopy |  | None | Whitman Construction, LLC | JCP&L | Accepted | 2020-11-06 | 2020-11-10 | 2021-11-10 | solaria power | xt 370r pd | Solar Panels |  | 0.37 | 4 | 256 | 18 |  | Fixed | Roof
NJSTRE1545959592 |  | Transition Incentive Program | Toms River | 8757 | 18 | 12.21 | Residential | No | Behind the Meter | Net-metered residential rooftop and canopy |  | None | Whitman Construction, LLC | JCP&L | Accepted | 2020-11-06 | 2020-11-10 | 2021-11-10 | solaria power | xt 370r pd | Solar Panels |  | 0.37 | 22 | 166 | 18 |  | Fixed | Roof
NJSTRE1545959592 |  | Transition Incentive Program | Toms River | 8757 | 18 | 12.21 | Residential | No | Behind the Meter | Net-metered residential rooftop and canopy |  | None | Whitman Construction, LLC | JCP&L | Accepted | 2020-11-06 | 2020-11-10 | 2021-11-10 | solaria power | xt 370r pd | Solar Panels |  | 0.37 | 3 | 346 | 18 |  | Fixed | Roof
NJSTRE1545959592 |  | Transition Incentive Program | Toms River | 8757 | 18 | 12.21 | Residential | No | Behind the Meter | Net-metered residential rooftop and canopy |  | None | Whitman Construction, LLC | JCP&L | Accepted | 2020-11-06 | 2020-11-10 | 2021-11-10 | solaria power | xt 370r pd | Solar Panels |  | 0.37 | 4 | 76 | 15 |  | Fixed | Roof
NJSTRE1545959633 |  | Transition Incentive Program | Mantua | 8051 | 15 | 8.45 | Residential | No | Behind the Meter | Net-metered residential rooftop and canopy |  | None | Reliable Power and Solar | AC Electric | Accepted | 2020-11-06 | 2020-11-18 | 2021-11-18 | Enphase | IQ7 | Inverters | 240 |  | 26 |  |  | 0.97 |  | Outdoor | roof
NJSTRE1545959633 |  | Transition Incentive Program | Mantua | 8051 | 15 | 8.45 | Residential | No | Behind the Meter | Net-metered residential rooftop and canopy |  | None | Reliable Power and Solar | AC Electric | Accepted | 2020-11-06 | 2020-11-18 | 2021-11-18 | trina | tsmdd05 | Solar Panels |  | 0.325 | 22 | 174 | 32 |  | Fixed | Roof | roof
NJSTRE1545959633 |  | Transition Incentive Program | Mantua | 8051 | 15 | 8.45 | Residential | No | Behind the Meter | Net-metered residential rooftop and canopy |  | None | Reliable Power and Solar | AC Electric | Accepted | 2020-11-06 | 2020-11-18 | 2021-11-18 | trina | tsmdd005 | Solar Panels |  | 0.325 | 4 | 174 | 13 |  | Fixed | Roof | roof
NJSTRE1545959659 |  | Transition Incentive Program | Piscataway | 8854 | 11 | 13.26 | Residential | Yes | Behind the Meter | Net-metered residential rooftop and canopy |  | None | Trinity Solar | PSE&G | Accepted | 2020-11-06 | 2020-11-17 | 2021-11-17 | SOLAR EDGE | SE10000H-US | Inverters | 10000 |  | 1 |  |  | 0.97 |  | Outside | SIDE OF HOME
NJSTRE1545959659 |  | Transition Incentive Program | Piscataway | 8854 | 11 | 13.26 | Residential | Yes | Behind the Meter | Net-metered residential rooftop and canopy |  | None | Trinity Solar | PSE&G | Accepted | 2020-11-06 | 2020-11-17 | 2021-11-17 | HANWHA 340 (Q.PEAK DUO BLK-G6 340) | HANWHA 340 (Q.PEAK DUO BLK-G6 340) | Solar Panels |  | 0.34 | 16 | 79 | 24 |  | Fixed | Roof
NJSTRE1545959659 |  | Transition Incentive Program | Piscataway | 8854 | 11 | 13.26 | Residential | Yes | Behind the Meter | Net-metered residential rooftop and canopy |  | None | Trinity Solar | PSE&G | Accepted | 2020-11-06 | 2020-11-17 | 2021-11-17 | HANWHA 340 (Q.PEAK DUO BLK-G6 340) | HANWHA 340 (Q.PEAK DUO BLK-G6 340) | Solar Panels |  | 0.34 | 4 | 79 | 19 |  | Fixed | Roof
NJSTRE1545959659 |  | Transition Incentive Program | Piscataway | 8854 | 11 | 13.26 | Residential | Yes | Behind the Meter | Net-metered residential rooftop and canopy |  | None | Trinity Solar | PSE&G | Accepted | 2020-11-06 | 2020-11-17 | 2021-11-17 | HANWHA 340 (Q.PEAK DUO BLK-G6 340) | HANWHA 340 (Q.PEAK DUO BLK-G6 340) | Solar Panels |  | 0.34 | 14 | 259 | 24 |  | Fixed | Roof
NJSTRE1545959659 |  | Transition Incentive Program | Piscataway | 8854 | 11 | 13.26 | Residential | Yes | Behind the Meter | Net-metered residential rooftop and canopy |  | None | Trinity Solar | PSE&G | Accepted | 2020-11-06 | 2020-11-17 | 2021-11-17 | HANWHA 340 (Q.PEAK DUO BLK-G6 340) | HANWHA 340 (Q.PEAK DUO BLK-G6 340) | Solar Panels |  | 0.34 | 5 | 259 | 19 |  | Fixed | Roof
NJSTRE1545960131 |  | Transition Incentive Program | Matawan | 7747 | 17 | 10.88 | Residential | No | Behind the Meter | Net-metered residential rooftop and canopy |  | None | Public Service Solar | JCP&L | Accepted | 2020-11-06 | 2020-11-12 | 2021-11-12 | Enphase | N1K-L5 | Inverters | 0.29 |  | 32 |  |  | 0.96 |  | Outdoor | under panels
NJSTRE1545960131 |  | Transition Incentive Program | Matawan | 7747 | 17 | 10.88 | Residential | No | Behind the Meter | Net-metered residential rooftop and canopy |  | None | Public Service Solar | JCP&L | Accepted | 2020-11-06 | 2020-11-12 | 2021-11-12 | LG | N1K-L5 | Solar Panels |  | 0.34 | 9 | 152 | 33 |  | Fixed | Roof
NJSTRE1545960131 |  | Transition Incentive Program | Matawan | 7747 | 17 | 10.88 | Residential | No | Behind the Meter | Net-metered residential rooftop and canopy |  | None | Public Service Solar | JCP&L | Accepted | 2020-11-06 | 2020-11-12 | 2021-11-12 | LG | N1K-L5 | Solar Panels |  | 0.34 | 4 | 63 | 27 |  | Fixed | Roof
NJSTRE1545960131 |  | Transition Incentive Program | Matawan | 7747 | 17 | 10.88 | Residential | No | Behind the Meter | Net-metered residential rooftop and canopy |  | None | Public Service Solar | JCP&L | Accepted | 2020-11-06 | 2020-11-12 | 2021-11-12 | LG | N1K-L5 | Solar Panels |  | 0.34 | 19 | 244 | 26 |  | Fixed | Roof
NJSTRE1545960145 |  | Transition Incentive Program | Morristown | 7960 | 3 | 8.16 | Residential | Yes | Behind the Meter | Net-metered residential rooftop and canopy |  | None | Tesla Energy Operations Inc. | JCP&L | Accepted | 2020-11-06 | 2020-11-09 | 2021-11-09 | SolarEdge Technologies | SE7600H-US [240V] | Inverters | 7600 |  | 1 |  |  | 0.99 |  | Outside | Outside
NJSTRE1545960145 |  | Transition Incentive Program | Morristown | 7960 | 3 | 8.16 | Residential | Yes | Behind the Meter | Net-metered residential rooftop and canopy |  | None | Tesla Energy Operations Inc. | JCP&L | Accepted | 2020-11-06 | 2020-11-09 | 2021-11-09 | Hanwha Q-CELLS | Q.Peak DUO BLK-G6+ 340 | Solar Panels |  | 0.34 | 12 | 293 | 34 |  | Fixed | Roof
NJSTRE1545960145 |  | Transition Incentive Program | Morristown | 7960 | 3 | 8.16 | Residential | Yes | Behind the Meter | Net-metered residential rooftop and canopy |  | None | Tesla Energy Operations Inc. | JCP&L | Accepted | 2020-11-06 | 2020-11-09 | 2021-11-09 | Hanwha Q-CELLS | Q.Peak DUO BLK-G6+ 340 | Solar Panels |  | 0.34 | 12 | 113 | 34 |  | Fixed | Roof
NJSTRE1545960450 |  | Transition Incentive Program | Wyckoff | 7481 | 7 | 13.6 | Residential | No | Behind the Meter | Net-metered residential rooftop and canopy |  | None | Vision Solar LLC | Orange Rockland Electric | Accepted | 2020-11-06 | 2020-11-10 | 2021-11-10 | ENPHASE | IQ7-60-2-US | Inverters | 0.24 |  | 40 |  |  | 0.96 |  | Other | BEHIND EACH PANEL
NJSTRE1545960450 |  | Transition Incentive Program | Wyckoff | 7481 | 7 | 13.6 | Residential | No | Behind the Meter | Net-metered residential rooftop and canopy |  | None | Vision Solar LLC | Orange Rockland Electric | Accepted | 2020-11-06 | 2020-11-10 | 2021-11-10 | HANWHA Q-CELLS | Q.PEAK DUO BLK-G6 340 | Solar Panels |  | 0.34 | 4 | 312 | 20 |  | Fixed | Roof
NJSTRE1545960450 |  | Transition Incentive Program | Wyckoff | 7481 | 7 | 13.6 | Residential | No | Behind the Meter | Net-metered residential rooftop and canopy |  | None | Vision Solar LLC | Orange Rockland Electric | Accepted | 2020-11-06 | 2020-11-10 | 2021-11-10 | HANWHA Q-CELLS | Q.PEAK DUO BLK-G6 340 | Solar Panels |  | 0.34 | 9 | 132 | 20 |  | Fixed | Roof
NJSTRE1545960450 |  | Transition Incentive Program | Wyckoff | 7481 | 7 | 13.6 | Residential | No | Behind the Meter | Net-metered residential rooftop and canopy |  | None | Vision Solar LLC | Orange Rockland Electric | Accepted | 2020-11-06 | 2020-11-10 | 2021-11-10 | HANWHA Q-CELLS | Q.PEAK DUO BLK-G6 340 | Solar Panels |  | 0.34 | 15 | 132 | 25 |  | Fixed | Roof
NJSTRE1545960450 |  | Transition Incentive Program | Wyckoff | 7481 | 7 | 13.6 | Residential | No | Behind the Meter | Net-metered residential rooftop and canopy |  | None | Vision Solar LLC | Orange Rockland Electric | Accepted | 2020-11-06 | 2020-11-10 | 2021-11-10 | HANWHA Q-CELLS | Q.PEAK DUO BLK-G6 340 | Solar Panels |  | 0.34 | 1 | 312 | 20 |  | Fixed | Roof
NJSTRE1545960450 |  | Transition Incentive Program | Wyckoff | 7481 | 7 | 13.6 | Residential | No | Behind the Meter | Net-metered residential rooftop and canopy |  | None | Vision Solar LLC | Orange Rockland Electric | Accepted | 2020-11-06 | 2020-11-10 | 2021-11-10 | HANWHA Q-CELLS | Q.PEAK DUO BLK-G6 340 | Solar Panels |  | 0.34 | 11 | 312 | 25 |  | Fixed | Roof
NJSTRE1545960806 |  | Transition Incentive Program | Princeton Twp | 8540 | 12 | 22.2 | Residential | No | Behind the Meter | Net-metered residential rooftop and canopy |  | None | Green Power Energy | PSE&G | Accepted | 2020-11-06 | 2020-11-09 | 2021-11-09 | Enphase Energy | IQ7PLUS-72-2-US (240V) | Inverters | 290 |  | 60 |  |  | 0.975 |  | Outside | next to meter
NJSTRE1545960806 |  | Transition Incentive Program | Princeton Twp | 8540 | 12 | 22.2 | Residential | No | Behind the Meter | Net-metered residential rooftop and canopy |  | None | Green Power Energy | PSE&G | Accepted | 2020-11-06 | 2020-11-09 | 2021-11-09 | Solaria | PowerXT-370R-PD | Solar Panels |  | 0.37 | 22 | 21 | 25 |  | Fixed | Roof
NJSTRE1545960806 |  | Transition Incentive Program | Princeton Twp | 8540 | 12 | 22.2 | Residential | No | Behind the Meter | Net-metered residential rooftop and canopy |  | None | Green Power Energy | PSE&G | Accepted | 2020-11-06 | 2020-11-09 | 2021-11-09 | Solaria | PowerXT-370R-PD | Solar Panels |  | 0.37 | 4 | 291 | 37 |  | Fixed | Roof
NJSTRE1545960806 |  | Transition Incentive Program | Princeton Twp | 8540 | 12 | 22.2 | Residential | No | Behind the Meter | Net-metered residential rooftop and canopy |  | None | Green Power Energy | PSE&G | Accepted | 2020-11-06 | 2020-11-09 | 2021-11-09 | Solaria | PowerXT-370R-PD | Solar Panels |  | 0.37 | 4 | 201 | 23 |  | Fixed | Roof
NJSTRE1545960806 |  | Transition Incentive Program | Princeton Twp | 8540 | 12 | 22.2 | Residential | No | Behind the Meter | Net-metered residential rooftop and canopy |  | None | Green Power Energy | PSE&G | Accepted | 2020-11-06 | 2020-11-09 | 2021-11-09 | Solaria | PowerXT-370R-PD | Solar Panels |  | 0.37 | 5 | 21 | 23 |  | Fixed | Roof
NJSTRE1545960806 |  | Transition Incentive Program | Princeton Twp | 8540 | 12 | 22.2 | Residential | No | Behind the Meter | Net-metered residential rooftop and canopy |  | None | Green Power Energy | PSE&G | Accepted | 2020-11-06 | 2020-11-09 | 2021-11-09 | Solaria | PowerXT-370R-PD | Solar Panels |  | 0.37 | 1 | 201 | 23 |  | Fixed | Roof
NJSTRE1545960806 |  | Transition Incentive Program | Princeton Twp | 8540 | 12 | 22.2 | Residential | No | Behind the Meter | Net-metered residential rooftop and canopy |  | None | Green Power Energy | PSE&G | Accepted | 2020-11-06 | 2020-11-09 | 2021-11-09 | Solaria | PowerXT-370R-PD | Solar Panels |  | 0.37 | 2 | 291 | 37 |  | Fixed | Roof
NJSTRE1545960806 |  | Transition Incentive Program | Princeton Twp | 8540 | 12 | 22.2 | Residential | No | Behind the Meter | Net-metered residential rooftop and canopy |  | None | Green Power Energy | PSE&G | Accepted | 2020-11-06 | 2020-11-09 | 2021-11-09 | Solaria | PowerXT-370R-PD | Solar Panels |  | 0.37 | 4 | 111 | 37 |  | Fixed | Roof
NJSTRE1545960806 |  | Transition Incentive Program | Princeton Twp | 8540 | 12 | 22.2 | Residential | No | Behind the Meter | Net-metered residential rooftop and canopy |  | None | Green Power Energy | PSE&G | Accepted | 2020-11-06 | 2020-11-09 | 2021-11-09 | Solaria | PowerXT-370R-PD | Solar Panels |  | 0.37 | 3 | 111 | 37 |  | Fixed | Roof
NJSTRE1545960806 |  | Transition Incentive Program | Princeton Twp | 8540 | 12 | 22.2 | Residential | No | Behind the Meter | Net-metered residential rooftop and canopy |  | None | Green Power Energy | PSE&G | Accepted | 2020-11-06 | 2020-11-09 | 2021-11-09 | Solaria | PowerXT-370R-PD | Solar Panels |  | 0.37 | 8 | 21 | 23 |  | Fixed | Roof
NJSTRE1545960806 |  | Transition Incentive Program | Princeton Twp | 8540 | 12 | 22.2 | Residential | No | Behind the Meter | Net-metered residential rooftop and canopy |  | None | Green Power Energy | PSE&G | Accepted | 2020-11-06 | 2020-11-09 | 2021-11-09 | Solaria | PowerXT-370R-PD | Solar Panels |  | 0.37 | 7 | 201 | 25 |  | Fixed | Roof
NJSTRE1545960892 |  | Transition Incentive Program | Cinnaminson | 8077 | 13 | 10.54 | Residential | Yes | Behind the Meter | Net-metered residential rooftop and canopy |  | None | Public Service Solar | PSE&G | Accepted | 2020-11-06 | 2020-11-11 | 2021-11-11 | Enphase | IQ7+ | Inverters | 0.29 |  | 31 |  |  | 0.96 |  | Outdoor | under panels
NJSTRE1545960892 |  | Transition Incentive Program | Cinnaminson | 8077 | 13 | 10.54 | Residential | Yes | Behind the Meter | Net-metered residential rooftop and canopy |  | None | Public Service Solar | PSE&G | Accepted | 2020-11-06 | 2020-11-11 | 2021-11-11 | LG | N1K-L5 | Solar Panels |  | 0.34 | 2 | 137 | 17 |  | Fixed | Roof
NJSTRE1545960892 |  | Transition Incentive Program | Cinnaminson | 8077 | 13 | 10.54 | Residential | Yes | Behind the Meter | Net-metered residential rooftop and canopy |  | None | Public Service Solar | PSE&G | Accepted | 2020-11-06 | 2020-11-11 | 2021-11-11 | LG | N1K-L5 | Solar Panels |  | 0.34 | 29 | 227 | 18 |  | Fixed | Roof
NJSTRE1545961182 |  | Transition Incentive Program | New Milford | 7646 | 7 | 4.95 | Residential | Yes | Behind the Meter | Net-metered residential rooftop and canopy |  | None | Sunrun Installation Services, Inc. | PSE&G | Accepted | 2020-11-06 | 2020-11-18 | 2021-11-18 | Enphase Energy | IQ7-60-x-US (240V) | Inverters | 240 |  | 15 |  |  | 0.96 |  | Outdoor | Rooftop
NJSTRE1545961182 |  | Transition Incentive Program | New Milford | 7646 | 7 | 4.95 | Residential | Yes | Behind the Meter | Net-metered residential rooftop and canopy |  | None | Sunrun Installation Services, Inc. | PSE&G | Accepted | 2020-11-06 | 2020-11-18 | 2021-11-18 | LG Electronics | LG330N1C-A5 | Solar Panels |  | 0.33 | 2 | 299 | 33 |  | Fixed | Roof
NJSTRE1545961182 |  | Transition Incentive Program | New Milford | 7646 | 7 | 4.95 | Residential | Yes | Behind the Meter | Net-metered residential rooftop and canopy |  | None | Sunrun Installation Services, Inc. | PSE&G | Accepted | 2020-11-06 | 2020-11-18 | 2021-11-18 | LG Electronics | LG330N1C-A5 | Solar Panels |  | 0.33 | 4 | 299 | 40 |  | Fixed | Roof
NJSTRE1545961182 |  | Transition Incentive Program | New Milford | 7646 | 7 | 4.95 | Residential | Yes | Behind the Meter | Net-metered residential rooftop and canopy |  | None | Sunrun Installation Services, Inc. | PSE&G | Accepted | 2020-11-06 | 2020-11-18 | 2021-11-18 | LG Electronics | LG330N1C-A5 | Solar Panels |  | 0.33 | 3 | 28 | 28 |  | Fixed | Roof
NJSTRE1545961182 |  | Transition Incentive Program | New Milford | 7646 | 7 | 4.95 | Residential | Yes | Behind the Meter | Net-metered residential rooftop and canopy |  | None | Sunrun Installation Services, Inc. | PSE&G | Accepted | 2020-11-06 | 2020-11-18 | 2021-11-18 | LG Electronics | LG330N1C-A5 | Solar Panels |  | 0.33 | 2 | 208 | 31 |  | Fixed | Roof
NJSTRE1545961182 |  | Transition Incentive Program | New Milford | 7646 | 7 | 4.95 | Residential | Yes | Behind the Meter | Net-metered residential rooftop and canopy |  | None | Sunrun Installation Services, Inc. | PSE&G | Accepted | 2020-11-06 | 2020-11-18 | 2021-11-18 | LG Electronics | LG330N1C-A5 | Solar Panels |  | 0.33 | 4 | 119 | 32 |  | Fixed | Roof
NJSTRE1545961205 |  | Transition Incentive Program | Clementon | 8021 | 14 | 4.8 | Residential | No | Behind the Meter | Net-metered residential rooftop and canopy |  | ACE | Orbit Energy & Power, LLC | AC Electric | Accepted | 2020-11-06 | 2020-11-10 | 2021-11-10 | ENPHASE ENERGY | IQ7-60-2-US | Inverters | 240 |  | 15 |  |  | 0.99 |  | Other | UNDER EACH PANEL
NJSTRE1545961205 |  | Transition Incentive Program | Clementon | 8021 | 14 | 4.8 | Residential | No | Behind the Meter | Net-metered residential rooftop and canopy |  | ACE | Orbit Energy & Power, LLC | AC Electric | Accepted | 2020-11-06 | 2020-11-10 | 2021-11-10 | HANWHA | Q PEAK CELLS 320W | Solar Panels |  | 0.32 | 15 | 156 | 29 |  | Fixed | Roof
NJSTRE1545961234 |  | Transition Incentive Program | Morganville | 7751 | 17 | 7.14 | Residential | No | Behind the Meter | Net-metered residential rooftop and canopy |  | None | Tesla Energy Operations Inc. | JCP&L | Accepted | 2020-11-06 | 2020-11-10 | 2021-11-10 | SolarEdge Technologies | SE7600H-US [240V] | Inverters | 7600 |  | 1 |  |  | 0.99 |  | Outside | Outside
NJSTRE1545961234 |  | Transition Incentive Program | Morganville | 7751 | 17 | 7.14 | Residential | No | Behind the Meter | Net-metered residential rooftop and canopy |  | None | Tesla Energy Operations Inc. | JCP&L | Accepted | 2020-11-06 | 2020-11-10 | 2021-11-10 | Hanwha Q-CELLS | Q.Peak DUO BLK-G6+ 340 | Solar Panels |  | 0.34 | 18 | 147 | 23 |  | Fixed | Roof
NJSTRE1545961234 |  | Transition Incentive Program | Morganville | 7751 | 17 | 7.14 | Residential | No | Behind the Meter | Net-metered residential rooftop and canopy |  | None | Tesla Energy Operations Inc. | JCP&L | Accepted | 2020-11-06 | 2020-11-10 | 2021-11-10 | Hanwha Q-CELLS | Q.Peak DUO BLK-G6+ 340 | Solar Panels |  | 0.34 | 3 | 147 | 23 |  | Fixed | Roof
NJSTRE1545961481 |  | Transition Incentive Program | Clementon | 8021 | 14 | 9.2 | Residential | No | Behind the Meter | Net-metered residential rooftop and canopy |  | None | Green Power Energy | AC Electric | Accepted | 2020-11-06 | 2020-11-10 | 2021-11-10 | SolarEdge | SE7600H-US (240V) | Inverters | 7600 |  | 1 |  |  | 0.97 |  | Outside | next to meter
NJSTRE1545961481 |  | Transition Incentive Program | Clementon | 8021 | 14 | 9.2 | Residential | No | Behind the Meter | Net-metered residential rooftop and canopy |  | None | Green Power Energy | AC Electric | Accepted | 2020-11-06 | 2020-11-10 | 2021-11-10 | Hanwha | Q.PEAK DUO L-G7.2 400 | Solar Panels |  | 0.4 | 7 | 195 | 20 |  | Fixed | Roof
NJSTRE1545961481 |  | Transition Incentive Program | Clementon | 8021 | 14 | 9.2 | Residential | No | Behind the Meter | Net-metered residential rooftop and canopy |  | None | Green Power Energy | AC Electric | Accepted | 2020-11-06 | 2020-11-10 | 2021-11-10 | Hanwha | Q.PEAK DUO L-G7.2 400 | Solar Panels |  | 0.4 | 3 | 15 | 20 |  | Fixed | Roof
NJSTRE1545961481 |  | Transition Incentive Program | Clementon | 8021 | 14 | 9.2 | Residential | No | Behind the Meter | Net-metered residential rooftop and canopy |  | None | Green Power Energy | AC Electric | Accepted | 2020-11-06 | 2020-11-10 | 2021-11-10 | Hanwha | Q.PEAK DUO L-G7.2 400 | Solar Panels |  | 0.4 | 6 | 196 | 20 |  | Fixed | Roof
NJSTRE1545961481 |  | Transition Incentive Program | Clementon | 8021 | 14 | 9.2 | Residential | No | Behind the Meter | Net-metered residential rooftop and canopy |  | None | Green Power Energy | AC Electric | Accepted | 2020-11-06 | 2020-11-10 | 2021-11-10 | Hanwha | Q.PEAK DUO L-G7.2 400 | Solar Panels |  | 0.4 | 7 | 15 | 20 |  | Fixed | Roof
NJSTRE1545961741 |  | Transition Incentive Program | Monroe Township | 8831 | 11 | 8.16 | Residential | Yes | Behind the Meter | Net-metered residential rooftop and canopy |  | None | Tesla Energy Operations Inc. | JCP&L | Accepted | 2020-11-06 | 2020-11-09 | 2021-11-09 | SolarEdge Technologies | SE7600H-US [240V] | Inverters | 7600 |  | 1 |  |  | 0.99 |  | Outside | Outside
NJSTRE1545961741 |  | Transition Incentive Program | Monroe Township | 8831 | 11 | 8.16 | Residential | Yes | Behind the Meter | Net-metered residential rooftop and canopy |  | None | Tesla Energy Operations Inc. | JCP&L | Accepted | 2020-11-06 | 2020-11-09 | 2021-11-09 | Hanwha Q-CELLS | Q.Peak DUO BLK-G6+ 340 | Solar Panels |  | 0.34 | 24 | 102 | 35 |  | Fixed | Roof
NJSTRE1545961974 |  | Transition Incentive Program | Bloomfield | 7003 | 9 | 6.03 | Residential | No | Behind the Meter | Net-metered residential rooftop and canopy |  | None | Venture Solar | PSE&G | Accepted | 2020-11-06 | 2020-11-11 | 2021-11-11 | Enphase | IQ7-60-2-US | Inverters | 240 |  | 18 |  |  | 0.976 |  | Outside | Outside
NJSTRE1545961974 |  | Transition Incentive Program | Bloomfield | 7003 | 9 | 6.03 | Residential | No | Behind the Meter | Net-metered residential rooftop and canopy |  | None | Venture Solar | PSE&G | Accepted | 2020-11-06 | 2020-11-11 | 2021-11-11 | LG Electronics | LG335N1C-V5 | Solar Panels |  | 0.335 | 3 | 265 | 23 |  | Fixed | Roof
NJSTRE1545961974 |  | Transition Incentive Program | Bloomfield | 7003 | 9 | 6.03 | Residential | No | Behind the Meter | Net-metered residential rooftop and canopy |  | None | Venture Solar | PSE&G | Accepted | 2020-11-06 | 2020-11-11 | 2021-11-11 | LG Electronics | LG335N1C-V5 | Solar Panels |  | 0.335 | 3 | 85 | 23 |  | Fixed | Roof
NJSTRE1545961974 |  | Transition Incentive Program | Bloomfield | 7003 | 9 | 6.03 | Residential | No | Behind the Meter | Net-metered residential rooftop and canopy |  | None | Venture Solar | PSE&G | Accepted | 2020-11-06 | 2020-11-11 | 2021-11-11 | LG Electronics | LG335N1C-V5 | Solar Panels |  | 0.335 | 12 | 175 | 23 |  | Fixed | Roof
NJSTRE1545962035 |  | Transition Incentive Program | Carneys Point | 8069 | 16 | 8 | Residential | No | Behind the Meter | Net-metered residential rooftop and canopy |  | None | Green Power Energy | AC Electric | Accepted | 2020-11-06 | 2020-11-10 | 2021-11-10 | Enphase Energy | IQ7PLUS-72-2-US (240V) | Inverters | 290 |  | 20 |  |  | 0.975 |  | Outside | next to meter
NJSTRE1545962035 |  | Transition Incentive Program | Carneys Point | 8069 | 16 | 8 | Residential | No | Behind the Meter | Net-metered residential rooftop and canopy |  | None | Green Power Energy | AC Electric | Accepted | 2020-11-06 | 2020-11-10 | 2021-11-10 | Axitec | AC-400MH/144S | Solar Panels |  | 0.4 | 14 | 229 | 17 |  | Fixed | Roof
NJSTRE1545962035 |  | Transition Incentive Program | Carneys Point | 8069 | 16 | 8 | Residential | No | Behind the Meter | Net-metered residential rooftop and canopy |  | None | Green Power Energy | AC Electric | Accepted | 2020-11-06 | 2020-11-10 | 2021-11-10 | Axitec | AC-400MH/144S | Solar Panels |  | 0.4 | 6 | 50 | 17 |  | Fixed | Roof
NJSTRE1545962110 |  | Transition Incentive Program | Neptune | 7753 | 17 | 7.14 | Residential | Yes | Behind the Meter | Net-metered residential rooftop and canopy |  | None | Trinity Solar | JCP&L | Accepted | 2020-11-06 | 2020-11-17 | 2021-11-17 | SOLAR EDGE | SE6000H-US | Inverters | 6000 |  | 1 |  |  | 0.97 |  | Outside | SIDE OF HOME
NJSTRE1545962110 |  | Transition Incentive Program | Neptune | 7753 | 17 | 7.14 | Residential | Yes | Behind the Meter | Net-metered residential rooftop and canopy |  | None | Trinity Solar | JCP&L | Accepted | 2020-11-06 | 2020-11-17 | 2021-11-17 | HANWHA 340 (Q.PEAK DUO BLK-G6 340) | HANWHA 340 (Q.PEAK DUO BLK-G6 340) | Solar Panels |  | 0.34 | 11 | 284 | 27 |  | Fixed | Roof
NJSTRE1545962110 |  | Transition Incentive Program | Neptune | 7753 | 17 | 7.14 | Residential | Yes | Behind the Meter | Net-metered residential rooftop and canopy |  | None | Trinity Solar | JCP&L | Accepted | 2020-11-06 | 2020-11-17 | 2021-11-17 | HANWHA 340 (Q.PEAK DUO BLK-G6 340) | HANWHA 340 (Q.PEAK DUO BLK-G6 340) | Solar Panels |  | 0.34 | 10 | 104 | 27 |  | Fixed | Roof
NJSTRE1545962117 |  | Transition Incentive Program | Stafford Township | 8050 | 18 | 6.1 | Residential | Yes | Behind the Meter | Net-metered residential rooftop and canopy |  | None | Sunrun Installation Services, Inc. | AC Electric | Accepted | 2020-11-06 | 2020-11-17 | 2021-11-17 | Enphase Energy | IQ7-60-x-US (240V) | Inverters | 240 |  | 20 |  |  | 0.96 |  | Outdoor | Rooftop
NJSTRE1545962117 |  | Transition Incentive Program | Stafford Township | 8050 | 18 | 6.1 | Residential | Yes | Behind the Meter | Net-metered residential rooftop and canopy |  | None | Sunrun Installation Services, Inc. | AC Electric | Accepted | 2020-11-06 | 2020-11-17 | 2021-11-17 | LONGi Green Energy Technology Co Ltd | LR6-60HPB-305M | Solar Panels |  | 0.305 | 20 | 222 | 27 |  | Fixed | Roof
NJSTRE1545962127 |  | Transition Incentive Program | Mount Laurel Twp | 8054 | 13 | 10.08 | Residential | No | Behind the Meter | Net-metered residential rooftop and canopy |  | None | SunnyMac LLC | PSE&G | Accepted | 2020-11-06 | 2020-11-10 | 2021-11-10 | Solaredge | SE7600H-US | Inverters | 7600 |  | 1 |  |  | 0.99 |  | Outdoor | Next to Meter
NJSTRE1545962127 |  | Transition Incentive Program | Mount Laurel Twp | 8054 | 13 | 10.08 | Residential | No | Behind the Meter | Net-metered residential rooftop and canopy |  | None | SunnyMac LLC | PSE&G | Accepted | 2020-11-06 | 2020-11-10 | 2021-11-10 | REC | TwinPeak 2 Mono | Solar Panels |  | 0.325 | 8 | 155 | 34 |  | Fixed | Roof
NJSTRE1545962127 |  | Transition Incentive Program | Mount Laurel Twp | 8054 | 13 | 10.08 | Residential | No | Behind the Meter | Net-metered residential rooftop and canopy |  | None | SunnyMac LLC | PSE&G | Accepted | 2020-11-06 | 2020-11-10 | 2021-11-10 | REC | Twinpeak 2 Mono | Solar Panels |  | 0.325 | 23 | 154 | 30 |  | Fixed | Roof
NJSTRE1545962128 |  | Transition Incentive Program | Millville | 8332 | 20 | 18.85 | Residential | Yes | Behind the Meter | Net-metered residential rooftop and canopy |  | None | RCL Enterprises Inc. | AC Electric | Accepted | 2020-11-06 | 2020-11-10 | 2021-11-10 | enphase | iq7 | Inverters | 240 |  | 58 |  |  | 0.96 |  | Outdoor | under panels
NJSTRE1545962128 |  | Transition Incentive Program | Millville | 8332 | 20 | 18.85 | Residential | Yes | Behind the Meter | Net-metered residential rooftop and canopy |  | None | RCL Enterprises Inc. | AC Electric | Accepted | 2020-11-06 | 2020-11-10 | 2021-11-10 | Trina Solar | TSM-325DD06M | Solar Panels |  | 0.325 | 58 | 168 | 28 |  | Fixed | Roof
NJSTRE1545962141 |  | Transition Incentive Program | Manchester | 8759 | 18 | 9.86 | Residential | No | Behind the Meter | Net-metered residential rooftop and canopy |  | None | Vision Solar LLC | JCP&L | Accepted | 2020-11-06 | 2020-11-10 | 2021-11-10 | ENPHASE | IQ7-60-2-US | Inverters | 0.24 |  | 29 |  |  | 0.96 |  | Other | BEHIND EACH PANEL
NJSTRE1545962141 |  | Transition Incentive Program | Manchester | 8759 | 18 | 9.86 | Residential | No | Behind the Meter | Net-metered residential rooftop and canopy |  | None | Vision Solar LLC | JCP&L | Accepted | 2020-11-06 | 2020-11-10 | 2021-11-10 | HANWHA Q-CELLS | Q.PEAK DUO BLK-G6 340 | Solar Panels |  | 0.34 | 13 | 324 | 25 |  | Fixed | Roof
NJSTRE1545962141 |  | Transition Incentive Program | Manchester | 8759 | 18 | 9.86 | Residential | No | Behind the Meter | Net-metered residential rooftop and canopy |  | None | Vision Solar LLC | JCP&L | Accepted | 2020-11-06 | 2020-11-10 | 2021-11-10 | HANWHA Q-CELLS | Q.PEAK DUO BLK-G6 340 | Solar Panels |  | 0.34 | 16 | 144 | 25 |  | Fixed | Roof
NJSTRE1545962143 |  | Transition Incentive Program | Moorestown TWP | 8057 | 13 | 12.24 | Residential | No | Behind the Meter | Net-metered residential rooftop and canopy |  | None | Tesla Energy Operations Inc. | PSE&G | Accepted | 2020-11-06 | 2020-11-10 | 2021-11-10 | Tesla | AC Powerwall 2.0 | Electric Storage Battery |  |  | 2 |  |  |  | Lithium Ion |  | Inside
NJSTRE1545962143 |  | Transition Incentive Program | Moorestown TWP | 8057 | 13 | 12.24 | Residential | No | Behind the Meter | Net-metered residential rooftop and canopy |  | None | Tesla Energy Operations Inc. | PSE&G | Accepted | 2020-11-06 | 2020-11-10 | 2021-11-10 | SolarEdge Technologies | SE11400H-US [240V] | Inverters | 11400 |  | 1 |  |  | 0.99 |  | Outside | Outside
NJSTRE1545962143 |  | Transition Incentive Program | Moorestown TWP | 8057 | 13 | 12.24 | Residential | No | Behind the Meter | Net-metered residential rooftop and canopy |  | None | Tesla Energy Operations Inc. | PSE&G | Accepted | 2020-11-06 | 2020-11-10 | 2021-11-10 | Hanwha Q-CELLS | Q.Peak DUO BLK-G6+ 340 | Solar Panels |  | 0.34 | 36 | 210 | 27 |  | Fixed | Roof
NJSTRE1545962145 |  | Transition Incentive Program | Linden | 7036 | 10 | 7.32 | Residential | Yes | Behind the Meter | Net-metered residential rooftop and canopy |  | None | Sunrun Installation Services, Inc. | PSE&G | Accepted | 2020-11-06 | 2020-11-17 | 2021-11-17 | Enphase Energy | IQ7-60-x-US (240V) | Inverters | 240 |  | 24 |  |  | 0.96 |  | Outdoor | Rooftop
NJSTRE1545962145 |  | Transition Incentive Program | Linden | 7036 | 10 | 7.32 | Residential | Yes | Behind the Meter | Net-metered residential rooftop and canopy |  | None | Sunrun Installation Services, Inc. | PSE&G | Accepted | 2020-11-06 | 2020-11-17 | 2021-11-17 | LONGi Green Energy Technology Co Ltd | LR6-60HPB-305M | Solar Panels |  | 0.305 | 24 | 218 | 24 |  | Fixed | Roof
NJSTRE1545962151 |  | Transition Incentive Program | Princeton | 8540 | 12 | 15.04 | Residential | Yes | Behind the Meter | Net-metered residential rooftop and canopy |  | None | Ad Energy | PSE&G | Accepted | 2020-11-06 | 2020-11-12 | 2021-11-12 | Enphase Energy | IQ7XS-96-ACM-US | Inverters | 15 |  | 46 |  |  | 0.975 |  | Outdoor | at each panel
NJSTRE1545962151 |  | Transition Incentive Program | Princeton | 8540 | 12 | 15.04 | Residential | Yes | Behind the Meter | Net-metered residential rooftop and canopy |  | None | Ad Energy | PSE&G | Accepted | 2020-11-06 | 2020-11-12 | 2021-11-12 | Sunpower | SPR-E20-327-E-AC | Solar Panels |  | 0.327 | 14 | 261 | 35 |  | Fixed | Roof
NJSTRE1545962151 |  | Transition Incentive Program | Princeton | 8540 | 12 | 15.04 | Residential | Yes | Behind the Meter | Net-metered residential rooftop and canopy |  | None | Ad Energy | PSE&G | Accepted | 2020-11-06 | 2020-11-12 | 2021-11-12 | Sunpower | SPR-E20-327-E-AC | Solar Panels |  | 0.327 | 19 | 81 | 35 |  | Fixed | Roof
NJSTRE1545962151 |  | Transition Incentive Program | Princeton | 8540 | 12 | 15.04 | Residential | Yes | Behind the Meter | Net-metered residential rooftop and canopy |  | None | Ad Energy | PSE&G | Accepted | 2020-11-06 | 2020-11-12 | 2021-11-12 | Sunpower | SPR-E20-327-E-AC | Solar Panels |  | 0.327 | 13 | 171 | 40 |  | Fixed | Roof
NJSTRE1545962163 |  | Transition Incentive Program | Toms River | 8757 | 18 | 9.16 | Residential | Yes | Behind the Meter | Net-metered residential rooftop and canopy |  | None | Ad Energy | JCP&L | Accepted | 2020-11-06 | 2020-11-12 | 2021-11-12 | Enphase Energy | IQ7XS-96-ACM-US | Inverters | 315 |  | 28 |  |  | 0.975 |  | Outdoor | at each panel
NJSTRE1545962163 |  | Transition Incentive Program | Toms River | 8757 | 18 | 9.16 | Residential | Yes | Behind the Meter | Net-metered residential rooftop and canopy |  | None | Ad Energy | JCP&L | Accepted | 2020-11-06 | 2020-11-12 | 2021-11-12 | Sunpower | SPR-E20-327-E-AC | Solar Panels |  | 0.327 | 28 | 176 | 23 |  | Fixed | Roof
NJSTRE1545962246 |  | Transition Incentive Program | Haddonfield Boro | 8033 | 14 | 11.56 | Residential | Yes | Behind the Meter | Net-metered residential rooftop and canopy |  | None | Tesla Energy Operations Inc. | PSE&G | Accepted | 2020-11-06 | 2020-11-10 | 2021-11-10 | Tesla | AC Powerwall 2.0 | Electric Storage Battery |  |  | 2 |  |  |  | Lithium Ion |  | Inside garage
NJSTRE1545962246 |  | Transition Incentive Program | Haddonfield Boro | 8033 | 14 | 11.56 | Residential | Yes | Behind the Meter | Net-metered residential rooftop and canopy |  | None | Tesla Energy Operations Inc. | PSE&G | Accepted | 2020-11-06 | 2020-11-10 | 2021-11-10 | SolarEdge Technologies | SE10000H-US [240V] | Inverters | 10000 |  | 1 |  |  | 0.99 |  | Indoor | Inside garage
NJSTRE1545962246 |  | Transition Incentive Program | Haddonfield Boro | 8033 | 14 | 11.56 | Residential | Yes | Behind the Meter | Net-metered residential rooftop and canopy |  | None | Tesla Energy Operations Inc. | PSE&G | Accepted | 2020-11-06 | 2020-11-10 | 2021-11-10 | Hanwha Q-CELLS | Q.Peak DUO BLK-G6+ 340 | Solar Panels |  | 0.34 | 12 | 315 | 27 |  | Fixed | Roof
NJSTRE1545962246 |  | Transition Incentive Program | Haddonfield Boro | 8033 | 14 | 11.56 | Residential | Yes | Behind the Meter | Net-metered residential rooftop and canopy |  | None | Tesla Energy Operations Inc. | PSE&G | Accepted | 2020-11-06 | 2020-11-10 | 2021-11-10 | Hanwha Q-CELLS | Q.Peak DUO BLK-G6+ 340 | Solar Panels |  | 0.34 | 11 | 45 | 17 |  | Fixed | Roof
NJSTRE1545962246 |  | Transition Incentive Program | Haddonfield Boro | 8033 | 14 | 11.56 | Residential | Yes | Behind the Meter | Net-metered residential rooftop and canopy |  | None | Tesla Energy Operations Inc. | PSE&G | Accepted | 2020-11-06 | 2020-11-10 | 2021-11-10 | Hanwha Q-CELLS | Q.Peak DUO BLK-G6+ 340 | Solar Panels |  | 0.34 | 11 | 225 | 17 |  | Fixed | Roof
NJSTRE1545962249 |  | Transition Incentive Program | Oakhurst | 7755 | 17 | 9.28 | Residential | No | Behind the Meter | Net-metered residential rooftop and canopy |  | None | Posigen NJ LLC | JCP&L | Accepted | 2020-11-06 | 2020-11-19 | 2021-11-19 | SolarEdge | SE10000H-US | Inverters | 10000 |  | 1 |  |  | 0.99 |  | Outside | within ten feet of meter
NJSTRE1545962249 |  | Transition Incentive Program | Oakhurst | 7755 | 17 | 9.28 | Residential | No | Behind the Meter | Net-metered residential rooftop and canopy |  | None | Posigen NJ LLC | JCP&L | Accepted | 2020-11-06 | 2020-11-19 | 2021-11-19 | Hanwha Q-Cells | Q.PEAK DUO-G5 320 | Solar Panels |  | 0.32 | 29 | 262 | 22 |  | Fixed | Roof
NJSTRE1545962406 |  | Transition Incentive Program | Pennsville | 8070 | 16 | 13 | Residential | No | Behind the Meter | Net-metered residential rooftop and canopy |  | None | RCL Enterprises Inc. | AC Electric | Accepted | 2020-11-23 | 2020-11-24 | 2021-11-24 | enphase | iq7 | Inverters | 240 |  | 40 |  |  | 0.96 |  | Outdoor | under panels
NJSTRE1545962406 |  | Transition Incentive Program | Pennsville | 8070 | 16 | 13 | Residential | No | Behind the Meter | Net-metered residential rooftop and canopy |  | None | RCL Enterprises Inc. | AC Electric | Accepted | 2020-11-23 | 2020-11-24 | 2021-11-24 | Trina Solar | TSM-325DD06M | Solar Panels |  | 0.325 | 40 | 161 | 45 |  | Fixed | Roof
NJSTRE1545962448 |  | Transition Incentive Program | Swedesboro | 8085 | 15 | 11.84 | Residential | No | Behind the Meter | Net-metered residential rooftop and canopy |  | ACE | Orbit Energy & Power, LLC | AC Electric | Accepted | 2020-11-06 | 2020-11-10 | 2021-11-10 | ENPHASE ENERGY | IQ7-60-2-US | Inverters | 240 |  | 37 |  |  | 0.99 |  | Other | UNDER EACH PANEL
NJSTRE1545962448 |  | Transition Incentive Program | Swedesboro | 8085 | 15 | 11.84 | Residential | No | Behind the Meter | Net-metered residential rooftop and canopy |  | ACE | Orbit Energy & Power, LLC | AC Electric | Accepted | 2020-11-06 | 2020-11-10 | 2021-11-10 | HANWHA | Q PEAK CELLS 320W | Solar Panels |  | 0.32 | 12 | 289 | 20 |  | Fixed | Roof
NJSTRE1545962448 |  | Transition Incentive Program | Swedesboro | 8085 | 15 | 11.84 | Residential | No | Behind the Meter | Net-metered residential rooftop and canopy |  | ACE | Orbit Energy & Power, LLC | AC Electric | Accepted | 2020-11-06 | 2020-11-10 | 2021-11-10 | HANWHA | Q PEAK CELLS 320W | Solar Panels |  | 0.32 | 25 | 109 | 20 |  | Fixed | Roof
NJSTRE1545962617 |  | Transition Incentive Program | Lawrence Township | 8648 | 12 | 22.43 | Residential | No | Behind the Meter | Net-metered residential rooftop and canopy |  | None | EMT Renewables | PSE&G | Accepted | 2020-11-06 | 2020-11-10 | 2021-11-10 | Enphase | IQ7-60-2-US | Inverters | 240 |  | 69 |  |  | 0.97 |  | Outside | under panels
NJSTRE1545962617 |  | Transition Incentive Program | Lawrence Township | 8648 | 12 | 22.43 | Residential | No | Behind the Meter | Net-metered residential rooftop and canopy |  | None | EMT Renewables | PSE&G | Accepted | 2020-11-06 | 2020-11-10 | 2021-11-10 | Trina | TSM-325-DD06M.05 (II) | Solar Panels |  | 0.325 | 12 | 64 | 26 |  | Fixed | Roof
NJSTRE1545962617 |  | Transition Incentive Program | Lawrence Township | 8648 | 12 | 22.43 | Residential | No | Behind the Meter | Net-metered residential rooftop and canopy |  | None | EMT Renewables | PSE&G | Accepted | 2020-11-06 | 2020-11-10 | 2021-11-10 | Trina | TSM-325-DD06M.05 (II) | Solar Panels |  | 0.325 | 22 | 244 | 26 |  | Fixed | Roof
NJSTRE1545962617 |  | Transition Incentive Program | Lawrence Township | 8648 | 12 | 22.43 | Residential | No | Behind the Meter | Net-metered residential rooftop and canopy |  | None | EMT Renewables | PSE&G | Accepted | 2020-11-06 | 2020-11-10 | 2021-11-10 | Trina | TSM-325-DD06M.05 (II) | Solar Panels |  | 0.325 | 13 | 244 | 26 |  | Fixed | Roof
NJSTRE1545962617 |  | Transition Incentive Program | Lawrence Township | 8648 | 12 | 22.43 | Residential | No | Behind the Meter | Net-metered residential rooftop and canopy |  | None | EMT Renewables | PSE&G | Accepted | 2020-11-06 | 2020-11-10 | 2021-11-10 | Trina | TSM-325-DD06M.05 (II) | Solar Panels |  | 0.325 | 22 | 64 | 26 |  | Fixed | Roof
NJSTRE1545962648 |  | Transition Incentive Program | Cherry Hill | 8034 | 14 | 8.18 | Residential | Yes | Behind the Meter | Net-metered residential rooftop and canopy |  | None | Ad Energy | PSE&G | Accepted | 2020-11-06 | 2020-11-12 | 2021-11-12 | Enphase Energy | IQ7XS-96-ACM-US | Inverters | 315 |  | 25 |  |  | 0.975 |  | Outdoor | at each panel
NJSTRE1545962648 |  | Transition Incentive Program | Cherry Hill | 8034 | 14 | 8.18 | Residential | Yes | Behind the Meter | Net-metered residential rooftop and canopy |  | None | Ad Energy | PSE&G | Accepted | 2020-11-06 | 2020-11-12 | 2021-11-12 | Sunpower | SPR-E20-327-E-AC | Solar Panels |  | 0.327 | 16 | 205 | 23 |  | Fixed | Roof
NJSTRE1545962648 |  | Transition Incentive Program | Cherry Hill | 8034 | 14 | 8.18 | Residential | Yes | Behind the Meter | Net-metered residential rooftop and canopy |  | None | Ad Energy | PSE&G | Accepted | 2020-11-06 | 2020-11-12 | 2021-11-12 | Sunpower | SPR-E20-327-E-AC | Solar Panels |  | 0.327 | 9 | 115 | 23 |  | Fixed | Roof
NJSTRE1545962915 |  | Transition Incentive Program | Somerdale | 8083 | 14 | 20.79 | Residential | Yes | Behind the Meter | Net-metered residential rooftop and canopy |  | None | Solar Energy World | PSE&G | Accepted | 2020-11-06 | 2020-11-10 | 2021-11-10 | SolarEdge | SE10000HUSRGM | Inverters | 10000 |  | 1 |  |  | 0.98 |  | Outdoor | Near Meter
NJSTRE1545962915 |  | Transition Incentive Program | Somerdale | 8083 | 14 | 20.79 | Residential | Yes | Behind the Meter | Net-metered residential rooftop and canopy |  | None | Solar Energy World | PSE&G | Accepted | 2020-11-06 | 2020-11-10 | 2021-11-10 | Solaredge | SE3800H-USRGM | Inverters | 3800 |  | 1 |  |  | 0.982 |  | Outdoor | Near Meter
NJSTRE1545962915 |  | Transition Incentive Program | Somerdale | 8083 | 14 | 20.79 | Residential | Yes | Behind the Meter | Net-metered residential rooftop and canopy |  | None | Solar Energy World | PSE&G | Accepted | 2020-11-06 | 2020-11-10 | 2021-11-10 | SolarEdge | SE3000H-USRGM | Inverters | 3000 |  | 1 |  |  | 0.983 |  | Other | Near Meter
NJSTRE1545962915 |  | Transition Incentive Program | Somerdale | 8083 | 14 | 20.79 | Residential | Yes | Behind the Meter | Net-metered residential rooftop and canopy |  | None | Solar Energy World | PSE&G | Accepted | 2020-11-06 | 2020-11-10 | 2021-11-10 | Hanwha | Q Peak Duo BLK 315 | Solar Panels |  | 0.315 | 15 | 282 | 30 |  | Fixed | Roof
NJSTRE1545962915 |  | Transition Incentive Program | Somerdale | 8083 | 14 | 20.79 | Residential | Yes | Behind the Meter | Net-metered residential rooftop and canopy |  | None | Solar Energy World | PSE&G | Accepted | 2020-11-06 | 2020-11-10 | 2021-11-10 | Hanwha | Q Peak Dou Blk 315 | Solar Panels |  | 0.315 | 36 | 103 | 30 |  | Fixed | Roof
NJSTRE1545962915 |  | Transition Incentive Program | Somerdale | 8083 | 14 | 20.79 | Residential | Yes | Behind the Meter | Net-metered residential rooftop and canopy |  | None | Solar Energy World | PSE&G | Accepted | 2020-11-06 | 2020-11-10 | 2021-11-10 | Hanwha | Q Peak Duo Blk 315 | Solar Panels |  | 0.315 | 10 | 282 | 30 |  | Fixed | Roof
NJSTRE1545962915 |  | Transition Incentive Program | Somerdale | 8083 | 14 | 20.79 | Residential | Yes | Behind the Meter | Net-metered residential rooftop and canopy |  | None | Solar Energy World | PSE&G | Accepted | 2020-11-06 | 2020-11-10 | 2021-11-10 | Hanwha | Q Peak Dou Blk 315 | Solar Panels |  | 0.315 | 5 | 282 | 30 |  | Fixed | Roof
NJSTRE1545963191 |  | Transition Incentive Program | Neptune | 7753 | 17 | 15.12 | Residential | Yes | Behind the Meter | Net-metered residential rooftop and canopy |  | None | Freedom Forever, LLC | JCP&L | Accepted | 2020-11-06 | 2020-11-10 | 2021-11-10 | Solar Edge | SE7600H-US [SI1] RGM | Inverters | 7600 |  | 1 |  |  | 0.99 |  | Outdoor | n/a
NJSTRE1545963191 |  | Transition Incentive Program | Neptune | 7753 | 17 | 15.12 | Residential | Yes | Behind the Meter | Net-metered residential rooftop and canopy |  | None | Freedom Forever, LLC | JCP&L | Accepted | 2020-11-06 | 2020-11-10 | 2021-11-10 | Longi | LR6-60HPB-315M | Solar Panels |  | 0.315 | 12 | 2 | 20 |  | Fixed | Roof | n/a
NJSTRE1545963191 |  | Transition Incentive Program | Neptune | 7753 | 17 | 15.12 | Residential | Yes | Behind the Meter | Net-metered residential rooftop and canopy |  | None | Freedom Forever, LLC | JCP&L | Accepted | 2020-11-06 | 2020-11-10 | 2021-11-10 | Longi | LR6-60HPB-315M | Solar Panels |  | 0.315 | 18 | 1 | 20 |  | Fixed | Roof | n/a
NJSTRE1545963191 |  | Transition Incentive Program | Neptune | 7753 | 17 | 15.12 | Residential | Yes | Behind the Meter | Net-metered residential rooftop and canopy |  | None | Freedom Forever, LLC | JCP&L | Accepted | 2020-11-06 | 2020-11-10 | 2021-11-10 | Longi | LR6-60HPB-315M | Solar Panels |  | 0.315 | 9 | 4 | 20 |  | Fixed | Roof | n/a
NJSTRE1545963191 |  | Transition Incentive Program | Neptune | 7753 | 17 | 15.12 | Residential | Yes | Behind the Meter | Net-metered residential rooftop and canopy |  | None | Freedom Forever, LLC | JCP&L | Accepted | 2020-11-06 | 2020-11-10 | 2021-11-10 | Longi | LR6-60HPB-315M | Solar Panels |  | 0.315 | 9 | 3 | 20 |  | Fixed | Roof | n/a
NJSTRE1545963883 |  | Transition Incentive Program | Washington Township | 8080 | 15 | 13.08 | Residential | No | Behind the Meter | Net-metered residential rooftop and canopy |  | None | Ad Energy | AC Electric | Accepted | 2020-11-06 | 2020-11-12 | 2021-11-12 | Enphase Energy | IQ7XS-96-ACM-US | Inverters | 315 |  | 40 |  |  | 0.975 |  | Outside | at each panel
NJSTRE1545963883 |  | Transition Incentive Program | Washington Township | 8080 | 15 | 13.08 | Residential | No | Behind the Meter | Net-metered residential rooftop and canopy |  | None | Ad Energy | AC Electric | Accepted | 2020-11-06 | 2020-11-12 | 2021-11-12 | Sunpower | SPR-E20-327-E-AC | Solar Panels |  | 0.327 | 12 | 255 | 30 |  | Fixed | Roof
NJSTRE1545963883 |  | Transition Incentive Program | Washington Township | 8080 | 15 | 13.08 | Residential | No | Behind the Meter | Net-metered residential rooftop and canopy |  | None | Ad Energy | AC Electric | Accepted | 2020-11-06 | 2020-11-12 | 2021-11-12 | Sunpower | SPR-E20-327-E-AC | Solar Panels |  | 0.327 | 9 | 255 | 30 |  | Fixed | Roof
NJSTRE1545963883 |  | Transition Incentive Program | Washington Township | 8080 | 15 | 13.08 | Residential | No | Behind the Meter | Net-metered residential rooftop and canopy |  | None | Ad Energy | AC Electric | Accepted | 2020-11-06 | 2020-11-12 | 2021-11-12 | Sunpower | SPR-E20-327-E-AC | Solar Panels |  | 0.327 | 14 | 30 | 255 |  | Fixed | Roof
NJSTRE1545963883 |  | Transition Incentive Program | Washington Township | 8080 | 15 | 13.08 | Residential | No | Behind the Meter | Net-metered residential rooftop and canopy |  | None | Ad Energy | AC Electric | Accepted | 2020-11-06 | 2020-11-12 | 2021-11-12 | Sunpower | SPR-E20-327-E-AC | Solar Panels |  | 0.327 | 5 | 165 | 40 |  | Fixed | Roof
NJSTRE1545963991 |  | Transition Incentive Program | Bordentown | 8505 | 13 | 18.53 | Residential | Yes | Behind the Meter | Net-metered residential rooftop and canopy |  | None | Infinity Solar Systems | PSE&G | Accepted | 2020-11-23 | 2020-11-23 | 2021-11-23 | ENPHASE | IQ7PLUS-27-2-US | Inverters | 295 |  | 8 |  |  | 0.95 |  | Outdoor | ROOFTOP
NJSTRE1545963991 |  | Transition Incentive Program | Bordentown | 8505 | 13 | 18.53 | Residential | Yes | Behind the Meter | Net-metered residential rooftop and canopy |  | None | Infinity Solar Systems | PSE&G | Accepted | 2020-11-23 | 2020-11-23 | 2021-11-23 | ENPHASE | IQ7PLUS-27-2-US | Inverters | 295 |  | 8 |  |  | 0.95 |  | Outdoor | ROOFTOP
NJSTRE1545963991 |  | Transition Incentive Program | Bordentown | 8505 | 13 | 18.53 | Residential | Yes | Behind the Meter | Net-metered residential rooftop and canopy |  | None | Infinity Solar Systems | PSE&G | Accepted | 2020-11-23 | 2020-11-23 | 2021-11-23 | ENPHASE | IQ7PLUS-27-2-US | Inverters | 295 |  | 10 |  |  | 0.95 |  | Outdoor | ROOFTOP
NJSTRE1545963991 |  | Transition Incentive Program | Bordentown | 8505 | 13 | 18.53 | Residential | Yes | Behind the Meter | Net-metered residential rooftop and canopy |  | None | Infinity Solar Systems | PSE&G | Accepted | 2020-11-23 | 2020-11-23 | 2021-11-23 | ENPHASE | IQ7PLUS-27-2-US | Inverters | 295 |  | 12 |  |  | 0.95 |  | Outdoor | ROOFTOP
NJSTRE1545963991 |  | Transition Incentive Program | Bordentown | 8505 | 13 | 18.53 | Residential | Yes | Behind the Meter | Net-metered residential rooftop and canopy |  | None | Infinity Solar Systems | PSE&G | Accepted | 2020-11-23 | 2020-11-23 | 2021-11-23 | ENPHASE | IQ7PLUS-27-2-US | Inverters | 295 |  | 4 |  |  | 0.95 |  | Outdoor | ROOFTOP
NJSTRE1545963991 |  | Transition Incentive Program | Bordentown | 8505 | 13 | 18.53 | Residential | Yes | Behind the Meter | Net-metered residential rooftop and canopy |  | None | Infinity Solar Systems | PSE&G | Accepted | 2020-11-23 | 2020-11-23 | 2021-11-23 | ENPHASE | IQ7PLUS-27-2-US | Inverters | 295 |  | 4 |  |  | 0.95 |  | Outdoor | ROOFTOP
NJSTRE1545963991 |  | Transition Incentive Program | Bordentown | 8505 | 13 | 18.53 | Residential | Yes | Behind the Meter | Net-metered residential rooftop and canopy |  | None | Infinity Solar Systems | PSE&G | Accepted | 2020-11-23 | 2020-11-23 | 2021-11-23 | ENPHASE | IQ7PLUS-27-2-US | Inverters | 295 |  | 9 |  |  | 0.95 |  | Outdoor | ROOFTOP
NJSTRE1545963991 |  | Transition Incentive Program | Bordentown | 8505 | 13 | 18.53 | Residential | Yes | Behind the Meter | Net-metered residential rooftop and canopy |  | None | Infinity Solar Systems | PSE&G | Accepted | 2020-11-23 | 2020-11-23 | 2021-11-23 | ENPHASE | IQ7PLUS-27-2-US | Inverters | 295 |  | 2 |  |  | 0.95 |  | Outdoor | ROOFTOP
NJSTRE1545963991 |  | Transition Incentive Program | Bordentown | 8505 | 13 | 18.53 | Residential | Yes | Behind the Meter | Net-metered residential rooftop and canopy |  | None | Infinity Solar Systems | PSE&G | Accepted | 2020-11-23 | 2020-11-23 | 2021-11-23 | CANADIAN SOLAR | CS-1H-325-MS | Solar Panels |  | 0.325 | 8 | 194 | 5 |  | Fixed | Roof
NJSTRE1545963991 |  | Transition Incentive Program | Bordentown | 8505 | 13 | 18.53 | Residential | Yes | Behind the Meter | Net-metered residential rooftop and canopy |  | None | Infinity Solar Systems | PSE&G | Accepted | 2020-11-23 | 2020-11-23 | 2021-11-23 | CANADIAN SOLAR | CS1H-325-MS | Solar Panels |  | 0.325 | 8 | 124 | 20 |  | Fixed | Roof
NJSTRE1545963991 |  | Transition Incentive Program | Bordentown | 8505 | 13 | 18.53 | Residential | Yes | Behind the Meter | Net-metered residential rooftop and canopy |  | None | Infinity Solar Systems | PSE&G | Accepted | 2020-11-23 | 2020-11-23 | 2021-11-23 | CANADIAN SOLAR | CS1H-325-MS | Solar Panels |  | 0.325 | 4 | 104 | 10 |  | Fixed | Roof
NJSTRE1545963991 |  | Transition Incentive Program | Bordentown | 8505 | 13 | 18.53 | Residential | Yes | Behind the Meter | Net-metered residential rooftop and canopy |  | None | Infinity Solar Systems | PSE&G | Accepted | 2020-11-23 | 2020-11-23 | 2021-11-23 | CANADIAN SOLAR | CS1H-325-MS | Solar Panels |  | 0.325 | 10 | 14 | 30 |  | Fixed | Roof
NJSTRE1545963991 |  | Transition Incentive Program | Bordentown | 8505 | 13 | 18.53 | Residential | Yes | Behind the Meter | Net-metered residential rooftop and canopy |  | None | Infinity Solar Systems | PSE&G | Accepted | 2020-11-23 | 2020-11-23 | 2021-11-23 | CANADIAN SOLAR | CS1H-325-MS | Solar Panels |  | 0.325 | 9 | 194 | 30 |  | Fixed | Roof
NJSTRE1545963991 |  | Transition Incentive Program | Bordentown | 8505 | 13 | 18.53 | Residential | Yes | Behind the Meter | Net-metered residential rooftop and canopy |  | None | Infinity Solar Systems | PSE&G | Accepted | 2020-11-23 | 2020-11-23 | 2021-11-23 | CANADIAN SOLAR | CS1H-325-MS | Solar Panels |  | 0.325 | 12 | 104 | 10 |  | Fixed | Roof
NJSTRE1545963991 |  | Transition Incentive Program | Bordentown | 8505 | 13 | 18.53 | Residential | Yes | Behind the Meter | Net-metered residential rooftop and canopy |  | None | Infinity Solar Systems | PSE&G | Accepted | 2020-11-23 | 2020-11-23 | 2021-11-23 | CANADIAN SOLAR | CS1H-325-MS | Solar Panels |  | 0.325 | 2 | 284 | 10 |  | Fixed | Roof
NJSTRE1545963991 |  | Transition Incentive Program | Bordentown | 8505 | 13 | 18.53 | Residential | Yes | Behind the Meter | Net-metered residential rooftop and canopy |  | None | Infinity Solar Systems | PSE&G | Accepted | 2020-11-23 | 2020-11-23 | 2021-11-23 | CANADIAN SOLAR | CS1H-325-MS | Solar Panels |  | 0.325 | 4 | 284 | 10 |  | Fixed | Roof
NJSTRE1545964005 |  | Transition Incentive Program | Englewood Cliffs Boro | 7632 | 7 | 7.71 | Residential | No | Behind the Meter | Net-metered residential rooftop and canopy |  | None | Green Power Energy | PSE&G | Accepted | 2020-11-06 | 2020-11-10 | 2021-11-10 | SolarEdge | SE7600H-US (240V) | Inverters | 7600 |  | 1 |  |  | 0.97 |  | Outside | next to meter
NJSTRE1545964005 |  | Transition Incentive Program | Englewood Cliffs Boro | 7632 | 7 | 7.71 | Residential | No | Behind the Meter | Net-metered residential rooftop and canopy |  | None | Green Power Energy | PSE&G | Accepted | 2020-11-06 | 2020-11-10 | 2021-11-10 | Hanwha | Q.PEAK DUO BLK-G6+ 335 | Solar Panels |  | 0.335 | 11 | 122 | 19 |  | Fixed | Roof
NJSTRE1545964005 |  | Transition Incentive Program | Englewood Cliffs Boro | 7632 | 7 | 7.71 | Residential | No | Behind the Meter | Net-metered residential rooftop and canopy |  | None | Green Power Energy | PSE&G | Accepted | 2020-11-06 | 2020-11-10 | 2021-11-10 | Hanwha | Q.PEAK DUO BLK-G6+ 335 | Solar Panels |  | 0.335 | 12 | 213 | 19 |  | Fixed | Roof
NJSTRE1545965016 |  | Transition Incentive Program | Sicklerville | 8081 | 14 | 8.04 | Residential | No | Behind the Meter | Net-metered residential rooftop and canopy |  | None | Ad Energy | AC Electric | Accepted | 2020-11-06 | 2020-11-12 | 2021-11-12 | Enphase Energy | IQ7XS-96-ACM-US | Inverters | 315 |  | 24 |  |  | 0.975 |  | Outdoor | at each panel
NJSTRE1545965016 |  | Transition Incentive Program | Sicklerville | 8081 | 14 | 8.04 | Residential | No | Behind the Meter | Net-metered residential rooftop and canopy |  | None | Ad Energy | AC Electric | Accepted | 2020-11-06 | 2020-11-12 | 2021-11-12 | Sunpower | SPR-X21-335-BLK-E-AC | Solar Panels |  | 0.335 | 24 | 174 | 29 |  | Fixed | Roof
NJSTRE1545965752 |  | Transition Incentive Program | Sicklerville | 8081 | 14 | 9.81 | Residential | Yes | Behind the Meter | Net-metered residential rooftop and canopy |  | None | Ad Energy | AC Electric | Accepted | 2020-11-07 | 2020-11-10 | 2021-11-10 | Enphase Energy | IQ7XS-96-ACM-US | Inverters | 315 |  | 30 |  |  | 0.975 |  | Outdoor | at each panel
NJSTRE1545965752 |  | Transition Incentive Program | Sicklerville | 8081 | 14 | 9.81 | Residential | Yes | Behind the Meter | Net-metered residential rooftop and canopy |  | None | Ad Energy | AC Electric | Accepted | 2020-11-07 | 2020-11-10 | 2021-11-10 | Sunpower | SPR-E20-327-E-AC | Solar Panels |  | 0.327 | 30 | 134 | 28 |  | Fixed | Roof
NJSTRE1545966449 |  | Transition Incentive Program | Wayne | 7470 | 6 | 16.32 | Residential | No | Behind the Meter | Net-metered residential rooftop and canopy |  | None | Tesla Energy Operations Inc. | JCP&L | Accepted | 2020-11-06 | 2020-11-10 | 2021-11-10 | Tesla | AC Powerwall 2.0 | Electric Storage Battery |  |  | 4 |  |  |  | Lithium Ion |  | Outside
NJSTRE1545966449 |  | Transition Incentive Program | Wayne | 7470 | 6 | 16.32 | Residential | No | Behind the Meter | Net-metered residential rooftop and canopy |  | None | Tesla Energy Operations Inc. | JCP&L | Accepted | 2020-11-06 | 2020-11-10 | 2021-11-10 | SolarEdge Technologies | SE7600H-US [240V] | Inverters | 7600 |  | 2 |  |  | 0.99 |  | Outside | Outside
NJSTRE1545966449 |  | Transition Incentive Program | Wayne | 7470 | 6 | 16.32 | Residential | No | Behind the Meter | Net-metered residential rooftop and canopy |  | None | Tesla Energy Operations Inc. | JCP&L | Accepted | 2020-11-06 | 2020-11-10 | 2021-11-10 | Hanwha Q-CELLS | Q.Peak DUO BLK-G6+ 340 | Solar Panels |  | 0.34 | 7 | 50 | 23 |  | Fixed | Roof
NJSTRE1545966449 |  | Transition Incentive Program | Wayne | 7470 | 6 | 16.32 | Residential | No | Behind the Meter | Net-metered residential rooftop and canopy |  | None | Tesla Energy Operations Inc. | JCP&L | Accepted | 2020-11-06 | 2020-11-10 | 2021-11-10 | Hanwha Q-CELLS | Q.Peak DUO BLK-G6+ 340 | Solar Panels |  | 0.34 | 3 | 50 | 23 |  | Fixed | Roof
NJSTRE1545966449 |  | Transition Incentive Program | Wayne | 7470 | 6 | 16.32 | Residential | No | Behind the Meter | Net-metered residential rooftop and canopy |  | None | Tesla Energy Operations Inc. | JCP&L | Accepted | 2020-11-06 | 2020-11-10 | 2021-11-10 | Hanwha Q-CELLS | Q.Peak DUO BLK-G6+ 340 | Solar Panels |  | 0.34 | 20 | 140 | 23 |  | Fixed | Roof
NJSTRE1545966449 |  | Transition Incentive Program | Wayne | 7470 | 6 | 16.32 | Residential | No | Behind the Meter | Net-metered residential rooftop and canopy |  | None | Tesla Energy Operations Inc. | JCP&L | Accepted | 2020-11-06 | 2020-11-10 | 2021-11-10 | Hanwha Q-CELLS | Q.Peak DUO BLK-G6+ 340 | Solar Panels |  | 0.34 | 4 | 230 | 23 |  | Fixed | Roof
NJSTRE1545966449 |  | Transition Incentive Program | Wayne | 7470 | 6 | 16.32 | Residential | No | Behind the Meter | Net-metered residential rooftop and canopy |  | None | Tesla Energy Operations Inc. | JCP&L | Accepted | 2020-11-06 | 2020-11-10 | 2021-11-10 | Hanwha Q-CELLS | Q.Peak DUO BLK-G6+ 340 | Solar Panels |  | 0.34 | 14 | 230 | 23 |  | Fixed | Roof
NJSTRE1545966560 |  | Transition Incentive Program | Pilesgrove | 8098 | 16 | 14.63 | Residential | No | Behind the Meter | Net-metered residential rooftop and canopy |  | None | RCL Enterprises Inc. | AC Electric | Accepted | 2020-11-06 | 2020-11-10 | 2021-11-10 | enphase | iq7 | Inverters | 240 |  | 45 |  |  | 0.96 |  | Outdoor | under panels
NJSTRE1545966560 |  | Transition Incentive Program | Pilesgrove | 8098 | 16 | 14.63 | Residential | No | Behind the Meter | Net-metered residential rooftop and canopy |  | None | RCL Enterprises Inc. | AC Electric | Accepted | 2020-11-06 | 2020-11-10 | 2021-11-10 | Trina Solar | TSM-325DD06M | Solar Panels |  | 0.325 | 45 | 206 | 18 |  | Fixed | Roof
NJSTRE1545966955 |  | Transition Incentive Program | Shamong | 8088 | 13 | 17.33 | Residential | Yes | Behind the Meter | Net-metered residential rooftop and canopy |  | None | Ad Energy | AC Electric | Accepted | 2020-11-06 | 2020-11-10 | 2021-11-10 | Enphase Energy | IQ7XS-96-ACM-US | Inverters | 315 |  | 53 |  |  | 0.975 |  | Outdoor | at each panel
NJSTRE1545966955 |  | Transition Incentive Program | Shamong | 8088 | 13 | 17.33 | Residential | Yes | Behind the Meter | Net-metered residential rooftop and canopy |  | None | Ad Energy | AC Electric | Accepted | 2020-11-06 | 2020-11-10 | 2021-11-10 | Sunpower | SPR-E20-327-E-AC | Solar Panels |  | 0.327 | 13 | 216 | 35 |  | Fixed | Pole
NJSTRE1545966955 |  | Transition Incentive Program | Shamong | 8088 | 13 | 17.33 | Residential | Yes | Behind the Meter | Net-metered residential rooftop and canopy |  | None | Ad Energy | AC Electric | Accepted | 2020-11-06 | 2020-11-10 | 2021-11-10 | Sunpower | SPR-E20-327-E-AC | Solar Panels |  | 0.327 | 29 | 126 | 33 |  | Fixed | Roof
NJSTRE1545966955 |  | Transition Incentive Program | Shamong | 8088 | 13 | 17.33 | Residential | Yes | Behind the Meter | Net-metered residential rooftop and canopy |  | None | Ad Energy | AC Electric | Accepted | 2020-11-06 | 2020-11-10 | 2021-11-10 | Sunpower | SPR-E20-327-E-AC | Solar Panels |  | 0.327 | 7 | 216 | 45 |  | Fixed | Roof
NJSTRE1545966955 |  | Transition Incentive Program | Shamong | 8088 | 13 | 17.33 | Residential | Yes | Behind the Meter | Net-metered residential rooftop and canopy |  | None | Ad Energy | AC Electric | Accepted | 2020-11-06 | 2020-11-10 | 2021-11-10 | Sunpower | SPR-E20-327-E-AC | Solar Panels |  | 0.327 | 4 | 36 | 34 |  | Fixed | Roof
NJSTRE1545967063 |  | Transition Incentive Program | South Bound Brook | 8880 | 5 | 9.38 | Residential | Yes | Behind the Meter | Net-metered residential rooftop and canopy |  | PSEG | Venture Solar | PSE&G | Accepted | 2020-11-06 | 2020-11-11 | 2021-11-11 | Enphase | IQ7-60-2-US | Inverters | 240 |  | 28 |  |  | 0.976 |  | Outside | Outside
NJSTRE1545967063 |  | Transition Incentive Program | South Bound Brook | 8880 | 5 | 9.38 | Residential | Yes | Behind the Meter | Net-metered residential rooftop and canopy |  | PSEG | Venture Solar | PSE&G | Accepted | 2020-11-06 | 2020-11-11 | 2021-11-11 | Hanwha Q Cells | Q.PeakDuo-G5 335 | Solar Panels |  | 0.335 | 6 | 19 | 20 |  | Fixed | Roof
NJSTRE1545967063 |  | Transition Incentive Program | South Bound Brook | 8880 | 5 | 9.38 | Residential | Yes | Behind the Meter | Net-metered residential rooftop and canopy |  | PSEG | Venture Solar | PSE&G | Accepted | 2020-11-06 | 2020-11-11 | 2021-11-11 | Hanwha Q Cells | Q.PeakDuo-G5 335 | Solar Panels |  | 0.335 | 20 | 199 | 20 |  | Fixed | Roof
NJSTRE1545967063 |  | Transition Incentive Program | South Bound Brook | 8880 | 5 | 9.38 | Residential | Yes | Behind the Meter | Net-metered residential rooftop and canopy |  | PSEG | Venture Solar | PSE&G | Accepted | 2020-11-06 | 2020-11-11 | 2021-11-11 | Hanwha Q Cells | Q.PeakDuo-G5 | Solar Panels |  | 0.335 | 2 | 109 | 36 |  | Fixed | Roof
NJSTRE1545967376 |  | Transition Incentive Program | Stratford | 8084 | 14 | 9.16 | Residential | Yes | Behind the Meter | Net-metered residential rooftop and canopy |  | None | Ad Energy | AC Electric | Accepted | 2020-11-06 | 2020-11-12 | 2021-11-12 | Enphase Energy | IQ7XS-96-ACM-US | Inverters | 315 |  | 28 |  |  | 0.975 |  | Outdoor | At each panel
NJSTRE1545967376 |  | Transition Incentive Program | Stratford | 8084 | 14 | 9.16 | Residential | Yes | Behind the Meter | Net-metered residential rooftop and canopy |  | None | Ad Energy | AC Electric | Accepted | 2020-11-06 | 2020-11-12 | 2021-11-12 | SunPower | SPR-E20-327-E-AC | Solar Panels |  | 0.327 | 2 | 141 | 39 |  | Fixed | Roof
NJSTRE1545967376 |  | Transition Incentive Program | Stratford | 8084 | 14 | 9.16 | Residential | Yes | Behind the Meter | Net-metered residential rooftop and canopy |  | None | Ad Energy | AC Electric | Accepted | 2020-11-06 | 2020-11-12 | 2021-11-12 | SunPower | SPR-E20-327-E-AC | Solar Panels |  | 0.327 | 18 | 141 | 43 |  | Fixed | Roof
NJSTRE1545967376 |  | Transition Incentive Program | Stratford | 8084 | 14 | 9.16 | Residential | Yes | Behind the Meter | Net-metered residential rooftop and canopy |  | None | Ad Energy | AC Electric | Accepted | 2020-11-06 | 2020-11-12 | 2021-11-12 | SunPower | SPR-E20-327-E-AC | Solar Panels |  | 0.327 | 8 | 321 | 39 |  | Fixed | Roof
NJSTRE1545967379 |  | Transition Incentive Program | Wayne | 7470 | 6 | 14 | Residential | No | Behind the Meter | Net-metered residential rooftop and canopy |  | None | Pro Custom Solar dba Momentum Solar | PSE&G | Accepted | 2020-11-06 | 2020-11-10 | 2021-11-10 | Enphase | IQ7PLUS-72-2-US | Inverters | 290 |  | 40 |  |  | 0.97 |  | Outdoor | Roof
NJSTRE1545967379 |  | Transition Incentive Program | Wayne | 7470 | 6 | 14 | Residential | No | Behind the Meter | Net-metered residential rooftop and canopy |  | None | Pro Custom Solar dba Momentum Solar | PSE&G | Accepted | 2020-11-06 | 2020-11-10 | 2021-11-10 | LG | LG 350N1C-V5 | Solar Panels |  | 0.35 | 15 | 264 | 20 |  | Fixed | Roof
NJSTRE1545967379 |  | Transition Incentive Program | Wayne | 7470 | 6 | 14 | Residential | No | Behind the Meter | Net-metered residential rooftop and canopy |  | None | Pro Custom Solar dba Momentum Solar | PSE&G | Accepted | 2020-11-06 | 2020-11-10 | 2021-11-10 | LG | LG 350N1C-V5 | Solar Panels |  | 0.35 | 13 | 84 | 20 |  | Fixed | Roof
NJSTRE1545967379 |  | Transition Incentive Program | Wayne | 7470 | 6 | 14 | Residential | No | Behind the Meter | Net-metered residential rooftop and canopy |  | None | Pro Custom Solar dba Momentum Solar | PSE&G | Accepted | 2020-11-06 | 2020-11-10 | 2021-11-10 | LG | LG 350N1C-V5 | Solar Panels |  | 0.35 | 12 | 354 | 20 |  | Fixed | Roof
NJSTRE1545967385 |  | Transition Incentive Program | Pemberton | 8068 | 13 | 6.8 | Residential | Yes | Behind the Meter | Net-metered residential rooftop and canopy |  | None | Trinity Solar | JCP&L | Accepted | 2020-11-06 | 2020-11-13 | 2021-11-13 | Solar Edge | SE6000H-US000BNC4 | Inverters | 6000 |  | 1 |  |  | 0.97 |  | Outdoor | side of home
NJSTRE1545967385 |  | Transition Incentive Program | Pemberton | 8068 | 13 | 6.8 | Residential | Yes | Behind the Meter | Net-metered residential rooftop and canopy |  | None | Trinity Solar | JCP&L | Accepted | 2020-11-06 | 2020-11-13 | 2021-11-13 | HANWHA | Q.PEAK DUO BLK-G6 340 | Solar Panels |  | 0.34 | 20 | 124 | 20 |  | Fixed | Roof
NJSTRE1545967388 |  | Transition Incentive Program | Montgomery TWP | 8558 | 5 | 12.24 | Residential | Yes | Behind the Meter | Net-metered residential rooftop and canopy |  | None | Tesla Energy Operations Inc. | PSE&G | Accepted | 2020-11-06 | 2020-11-10 | 2021-11-10 | Tesla | AC Powerwall 2.0 | Electric Storage Battery |  |  | 3 |  |  |  | Lithium Ion |  | Inside garage
NJSTRE1545967388 |  | Transition Incentive Program | Montgomery TWP | 8558 | 5 | 12.24 | Residential | Yes | Behind the Meter | Net-metered residential rooftop and canopy |  | None | Tesla Energy Operations Inc. | PSE&G | Accepted | 2020-11-06 | 2020-11-10 | 2021-11-10 | SolarEdge Technologies | SE11400H-US [240V] | Inverters | 11400 |  | 1 |  |  | 0.99 |  | Outside | Outside
NJSTRE1545967388 |  | Transition Incentive Program | Montgomery TWP | 8558 | 5 | 12.24 | Residential | Yes | Behind the Meter | Net-metered residential rooftop and canopy |  | None | Tesla Energy Operations Inc. | PSE&G | Accepted | 2020-11-06 | 2020-11-10 | 2021-11-10 | Hanwha Q-CELLS | Q.Peak DUO BLK-G6+ 340 | Solar Panels |  | 0.34 | 13 | 46 | 20 |  | Fixed | Roof
NJSTRE1545967388 |  | Transition Incentive Program | Montgomery TWP | 8558 | 5 | 12.24 | Residential | Yes | Behind the Meter | Net-metered residential rooftop and canopy |  | None | Tesla Energy Operations Inc. | PSE&G | Accepted | 2020-11-06 | 2020-11-10 | 2021-11-10 | Hanwha Q-CELLS | Q.Peak DUO BLK-G6+ 340 | Solar Panels |  | 0.34 | 19 | 226 | 20 |  | Fixed | Roof
NJSTRE1545967388 |  | Transition Incentive Program | Montgomery TWP | 8558 | 5 | 12.24 | Residential | Yes | Behind the Meter | Net-metered residential rooftop and canopy |  | None | Tesla Energy Operations Inc. | PSE&G | Accepted | 2020-11-06 | 2020-11-10 | 2021-11-10 | Hanwha Q-CELLS | Q.Peak DUO BLK-G6+ 340 | Solar Panels |  | 0.34 | 4 | 227 | 16 |  | Fixed | Roof
NJSTRE1545967411 |  | Transition Incentive Program | Berlin | 8009 | 14 | 6.46 | Residential | Yes | Behind the Meter | Net-metered residential rooftop and canopy |  | None | Trinity Solar | AC Electric | Accepted | 2020-11-06 | 2020-11-10 | 2021-11-10 | Solar Edge | SE5000H-US000BNC4 | Inverters | 5000 |  | 1 |  |  | 0.97 |  | Outdoor | side of home
NJSTRE1545967411 |  | Transition Incentive Program | Berlin | 8009 | 14 | 6.46 | Residential | Yes | Behind the Meter | Net-metered residential rooftop and canopy |  | None | Trinity Solar | AC Electric | Accepted | 2020-11-06 | 2020-11-10 | 2021-11-10 | HANWHA | Q.PEAK DUO BLK-G6 340 | Solar Panels |  | 0.34 | 19 | 134 | 25 |  | Fixed | Roof
NJSTRE1545967416 |  | Transition Incentive Program | Somerdale | 8083 | 14 | 10.46 | Residential | Yes | Behind the Meter | Net-metered residential rooftop and canopy |  | None | Ad Energy | PSE&G | Accepted | 2020-11-06 | 2020-11-17 | 2021-11-17 | Enphase Energy | IQ7XS-96-ACM-US | Inverters | 315 |  | 32 |  |  | 0.975 |  | Outdoor | At each panel
NJSTRE1545967416 |  | Transition Incentive Program | Somerdale | 8083 | 14 | 10.46 | Residential | Yes | Behind the Meter | Net-metered residential rooftop and canopy |  | None | Ad Energy | PSE&G | Accepted | 2020-11-06 | 2020-11-17 | 2021-11-17 | SunPower | SPR-E20-327-E-AC | Solar Panels |  | 0.327 | 5 | 7 | 23 |  | Fixed | Roof
NJSTRE1545967416 |  | Transition Incentive Program | Somerdale | 8083 | 14 | 10.46 | Residential | Yes | Behind the Meter | Net-metered residential rooftop and canopy |  | None | Ad Energy | PSE&G | Accepted | 2020-11-06 | 2020-11-17 | 2021-11-17 | SunPower | SPR-E20-327-E-AC | Solar Panels |  | 0.327 | 27 | 187 | 23 |  | Fixed | Roof
NJSTRE1545967418 |  | Transition Incentive Program | River Vale | 7675 | 7 | 10.15 | Residential | Yes | Behind the Meter | Net-metered residential rooftop and canopy |  | None | Pro Custom Solar dba Momentum Solar | PSE&G | Accepted | 2020-11-06 | 2020-11-11 | 2021-11-11 | Enphase | IQ7PLUS-72-2-US | Inverters | 290 |  | 29 |  |  | 0.97 |  | Outdoor | Roof
NJSTRE1545967418 |  | Transition Incentive Program | River Vale | 7675 | 7 | 10.15 | Residential | Yes | Behind the Meter | Net-metered residential rooftop and canopy |  | None | Pro Custom Solar dba Momentum Solar | PSE&G | Accepted | 2020-11-06 | 2020-11-11 | 2021-11-11 | LG | LG 350N1C-V5 | Solar Panels |  | 0.35 | 17 | 171 | 19 |  | Fixed | Roof
NJSTRE1545967418 |  | Transition Incentive Program | River Vale | 7675 | 7 | 10.15 | Residential | Yes | Behind the Meter | Net-metered residential rooftop and canopy |  | None | Pro Custom Solar dba Momentum Solar | PSE&G | Accepted | 2020-11-06 | 2020-11-11 | 2021-11-11 | LG | LG 350N1C-V5 | Solar Panels |  | 0.35 | 12 | 171 | 19 |  | Fixed | Roof
NJSTRE1545967426 |  | Transition Incentive Program | MANNINGTON | 8079 | 16 | 7.71 | Residential | Yes | Behind the Meter | Net-metered residential rooftop and canopy |  | None | Vision Solar LLC | AC Electric | Accepted | 2020-11-06 | 2020-11-10 | 2021-11-10 | ENPHASE | IQ7-60-2-US | Inverters | 0.24 |  | 23 |  |  | 0.96 |  | Other | BEHIND EACH PANEL
NJSTRE1545967426 |  | Transition Incentive Program | MANNINGTON | 8079 | 16 | 7.71 | Residential | Yes | Behind the Meter | Net-metered residential rooftop and canopy |  | None | Vision Solar LLC | AC Electric | Accepted | 2020-11-06 | 2020-11-10 | 2021-11-10 | HANWHA Q-CELLS | Q.PEAK DUO BLK-G6+ 335 | Solar Panels |  | 0.335 | 17 | 238 | 21 |  | Fixed | Roof
NJSTRE1545967426 |  | Transition Incentive Program | MANNINGTON | 8079 | 16 | 7.71 | Residential | Yes | Behind the Meter | Net-metered residential rooftop and canopy |  | None | Vision Solar LLC | AC Electric | Accepted | 2020-11-06 | 2020-11-10 | 2021-11-10 | HANWHA Q-CELLS | Q.PEAK DUO BLK-G6+ 335 | Solar Panels |  | 0.335 | 6 | 238 | 8 |  | Fixed | Roof
NJSTRE1545967429 |  | Transition Incentive Program | Sparta | 7871 | 1 | 13.3 | Residential | Yes | Behind the Meter | Net-metered residential rooftop and canopy |  | None | Pro Custom Solar dba Momentum Solar | JCP&L | Accepted | 2020-11-06 | 2020-11-10 | 2021-11-10 | Enphase | IQ7PLUS-72-2-US | Inverters | 290 |  | 38 |  |  | 0.97 |  | Outdoor | Roof
NJSTRE1545967429 |  | Transition Incentive Program | Sparta | 7871 | 1 | 13.3 | Residential | Yes | Behind the Meter | Net-metered residential rooftop and canopy |  | None | Pro Custom Solar dba Momentum Solar | JCP&L | Accepted | 2020-11-06 | 2020-11-10 | 2021-11-10 | LG | LG 350N1C-V5 | Solar Panels |  | 0.35 | 9 | 147 | 37 |  | Fixed | Roof
NJSTRE1545967429 |  | Transition Incentive Program | Sparta | 7871 | 1 | 13.3 | Residential | Yes | Behind the Meter | Net-metered residential rooftop and canopy |  | None | Pro Custom Solar dba Momentum Solar | JCP&L | Accepted | 2020-11-06 | 2020-11-10 | 2021-11-10 | LG | LG 350N1C-V5 | Solar Panels |  | 0.35 | 23 | 236 | 30 |  | Fixed | Roof
NJSTRE1545967429 |  | Transition Incentive Program | Sparta | 7871 | 1 | 13.3 | Residential | Yes | Behind the Meter | Net-metered residential rooftop and canopy |  | None | Pro Custom Solar dba Momentum Solar | JCP&L | Accepted | 2020-11-06 | 2020-11-10 | 2021-11-10 | LG | LG 350N1C-V5 | Solar Panels |  | 0.35 | 6 | 237 | 37 |  | Fixed | Roof
NJSTRE1545967439 |  | Transition Incentive Program | Lindenwold | 8021 | 14 | 6.21 | Residential | No | Behind the Meter | Net-metered residential rooftop and canopy |  | None | Ad Energy | AC Electric | Accepted | 2020-11-06 | 2020-11-12 | 2021-11-12 | Enphase Energy | IQ7XS-96-ACM-US | Inverters | 315 |  | 19 |  |  | 0.975 |  | Outdoor | At each panel
NJSTRE1545967439 |  | Transition Incentive Program | Lindenwold | 8021 | 14 | 6.21 | Residential | No | Behind the Meter | Net-metered residential rooftop and canopy |  | None | Ad Energy | AC Electric | Accepted | 2020-11-06 | 2020-11-12 | 2021-11-12 | SunPower | SPR-E20-327-E-AC | Solar Panels |  | 0.327 | 10 | 239 | 20 |  | Fixed | Roof
NJSTRE1545967439 |  | Transition Incentive Program | Lindenwold | 8021 | 14 | 6.21 | Residential | No | Behind the Meter | Net-metered residential rooftop and canopy |  | None | Ad Energy | AC Electric | Accepted | 2020-11-06 | 2020-11-12 | 2021-11-12 | SunPower | SPR-E20-327-E-AC | Solar Panels |  | 0.327 | 9 | 59 | 20 |  | Fixed | Roof
NJSTRE1545967440 |  | Transition Incentive Program | Hillside | 7205 | 10 | 5.25 | Residential | Yes | Behind the Meter | Net-metered residential rooftop and canopy |  | None | Pro Custom Solar dba Momentum Solar | PSE&G | Accepted | 2020-11-06 | 2020-11-10 | 2021-11-10 | Enphase | IQ7PLUS-72-2-US | Inverters | 290 |  | 15 |  |  | 0.97 |  | Outdoor | Roof
NJSTRE1545967440 |  | Transition Incentive Program | Hillside | 7205 | 10 | 5.25 | Residential | Yes | Behind the Meter | Net-metered residential rooftop and canopy |  | None | Pro Custom Solar dba Momentum Solar | PSE&G | Accepted | 2020-11-06 | 2020-11-10 | 2021-11-10 | LG | LG 350N1C-V5 | Solar Panels |  | 0.35 | 15 | 212 | 36 |  | Fixed | Roof
NJSTRE1545967446 |  | Transition Incentive Program | Cherry Hill | 8002 | 14 | 14.4 | Residential | Yes | Behind the Meter | Net-metered residential rooftop and canopy |  | None | Sunbound Solar | PSE&G | Accepted | 2020-11-06 | 2020-11-12 | 2021-11-12 | ENPHASE | IQ7-60-2-US | Inverters | 240 |  | 45 |  |  | 0.976 |  | Outdoor | UNDER MODULE
NJSTRE1545967446 |  | Transition Incentive Program | Cherry Hill | 8002 | 14 | 14.4 | Residential | Yes | Behind the Meter | Net-metered residential rooftop and canopy |  | None | Sunbound Solar | PSE&G | Accepted | 2020-11-06 | 2020-11-12 | 2021-11-12 | HANWHA Q-CELL | Q.PEAK DUO-G5 320 | Solar Panels |  | 0.32 | 6 | 280 | 28 |  | Fixed | Roof
NJSTRE1545967446 |  | Transition Incentive Program | Cherry Hill | 8002 | 14 | 14.4 | Residential | Yes | Behind the Meter | Net-metered residential rooftop and canopy |  | None | Sunbound Solar | PSE&G | Accepted | 2020-11-06 | 2020-11-12 | 2021-11-12 | HANWHA Q-CELL | Q.PEAK DUO-G5 320 | Solar Panels |  | 0.32 | 10 | 100 | 28 |  | Fixed | Roof
NJSTRE1545967446 |  | Transition Incentive Program | Cherry Hill | 8002 | 14 | 14.4 | Residential | Yes | Behind the Meter | Net-metered residential rooftop and canopy |  | None | Sunbound Solar | PSE&G | Accepted | 2020-11-06 | 2020-11-12 | 2021-11-12 | HANWHA Q-CELL | Q.PEAK DUO-G5 320 | Solar Panels |  | 0.32 | 15 | 280 | 28 |  | Fixed | Roof
NJSTRE1545967446 |  | Transition Incentive Program | Cherry Hill | 8002 | 14 | 14.4 | Residential | Yes | Behind the Meter | Net-metered residential rooftop and canopy |  | None | Sunbound Solar | PSE&G | Accepted | 2020-11-06 | 2020-11-12 | 2021-11-12 | HANWHA Q-CELL | Q.PEAK DUO-G5 320 | Solar Panels |  | 0.32 | 14 | 100 | 28 |  | Fixed | Roof
NJSTRE1545967458 |  | Transition Incentive Program | Brick Township | 8723 | 18 | 13.3 | Residential | No | Behind the Meter | Net-metered residential rooftop and canopy |  | None | Seabright Solar | JCP&L | Accepted | 2020-11-06 | 2020-11-10 | 2021-11-10 | Sunpower | PVS 6 | Meters |  |  | 1 |  |  |  | Yes | Outdoor
NJSTRE1545967458 |  | Transition Incentive Program | Brick Township | 8723 | 18 | 13.3 | Residential | No | Behind the Meter | Net-metered residential rooftop and canopy |  | None | Seabright Solar | JCP&L | Accepted | 2020-11-06 | 2020-11-10 | 2021-11-10 | Enphase | IQ7XS-96-ACM-US | Inverters | 0.315 |  | 38 |  |  | 0.99 |  | Outside | Roof
NJSTRE1545967458 |  | Transition Incentive Program | Brick Township | 8723 | 18 | 13.3 | Residential | No | Behind the Meter | Net-metered residential rooftop and canopy |  | None | Seabright Solar | JCP&L | Accepted | 2020-11-06 | 2020-11-10 | 2021-11-10 | Sunpower | SPR-X21-350 | Solar Panels |  | 0.35 | 20 | 147 | 18 |  | Fixed | Roof
NJSTRE1545967458 |  | Transition Incentive Program | Brick Township | 8723 | 18 | 13.3 | Residential | No | Behind the Meter | Net-metered residential rooftop and canopy |  | None | Seabright Solar | JCP&L | Accepted | 2020-11-06 | 2020-11-10 | 2021-11-10 | Sunpower | SPR-X21-350 | Solar Panels |  | 0.35 | 18 | 327 | 18 |  | Fixed | Roof
NJSTRE1545967469 |  | Transition Incentive Program | Clarksboro | 8020 | 15 | 4.42 | Residential | Yes | Behind the Meter | Net-metered residential rooftop and canopy |  | None | Trinity Solar | AC Electric | Accepted | 2020-11-06 | 2020-11-19 | 2021-11-19 | Solar Edge | SE3800 | Inverters | 3800 |  | 1 |  |  | 0.97 |  | Outside | side of home
NJSTRE1545967469 |  | Transition Incentive Program | Clarksboro | 8020 | 15 | 4.42 | Residential | Yes | Behind the Meter | Net-metered residential rooftop and canopy |  | None | Trinity Solar | AC Electric | Accepted | 2020-11-06 | 2020-11-19 | 2021-11-19 | Hanwha | Q.PEAK DUO BLK-G6 340 | Solar Panels |  | 0.34 | 13 | 134 | 27 |  | Fixed | Roof
NJSTRE1545967473 |  | Transition Incentive Program | Burlington City | 8016 | 13 | 9.75 | Residential | Yes | Behind the Meter | Net-metered residential rooftop and canopy |  | None | All Season Solar | PSE&G | Accepted | 2020-11-06 | 2020-11-10 | 2021-11-10 | Enphase | IQ7 | Inverters | 240 |  | 30 |  |  | 0.97 |  | Outdoor | under module
NJSTRE1545967473 |  | Transition Incentive Program | Burlington City | 8016 | 13 | 9.75 | Residential | Yes | Behind the Meter | Net-metered residential rooftop and canopy |  | None | All Season Solar | PSE&G | Accepted | 2020-11-06 | 2020-11-10 | 2021-11-10 | Trina | TSMDD06M.05II | Solar Panels |  | 0.325 | 30 | 176 | 36 |  | Fixed | Roof
NJSTRE1545967484 |  | Transition Incentive Program | Rahway | 7065 | 10 | 4.9 | Residential | Yes | Behind the Meter | Net-metered residential rooftop and canopy |  | None | Pro Custom Solar dba Momentum Solar | PSE&G | Accepted | 2020-11-06 | 2020-11-10 | 2021-11-10 | Enphase | IQ7PLUS-72-2-US | Inverters | 290 |  | 14 |  |  | 0.97 |  | Outdoor | Roof
NJSTRE1545967484 |  | Transition Incentive Program | Rahway | 7065 | 10 | 4.9 | Residential | Yes | Behind the Meter | Net-metered residential rooftop and canopy |  | None | Pro Custom Solar dba Momentum Solar | PSE&G | Accepted | 2020-11-06 | 2020-11-10 | 2021-11-10 | LG | LG 350N1C-V5 | Solar Panels |  | 0.35 | 4 | 86 | 23 |  | Fixed | Roof
NJSTRE1545967484 |  | Transition Incentive Program | Rahway | 7065 | 10 | 4.9 | Residential | Yes | Behind the Meter | Net-metered residential rooftop and canopy |  | None | Pro Custom Solar dba Momentum Solar | PSE&G | Accepted | 2020-11-06 | 2020-11-10 | 2021-11-10 | LG | LG 350N1C-V5 | Solar Panels |  | 0.35 | 3 | 82 | 18 |  | Fixed | Roof
NJSTRE1545967484 |  | Transition Incentive Program | Rahway | 7065 | 10 | 4.9 | Residential | Yes | Behind the Meter | Net-metered residential rooftop and canopy |  | None | Pro Custom Solar dba Momentum Solar | PSE&G | Accepted | 2020-11-06 | 2020-11-10 | 2021-11-10 | LG | LG 350N1C-V5 | Solar Panels |  | 0.35 | 7 | 265 | 23 |  | Fixed | Roof
NJSTRE1545967487 |  | Transition Incentive Program | Somerset | 8873 | 5 | 2.35 | Residential | Yes | Behind the Meter | Net-metered residential rooftop and canopy |  | None | Vision Solar LLC | PSE&G | Accepted | 2020-11-06 | 2020-11-11 | 2021-11-11 | ENPHASE | IQ7-60-2-US | Inverters | 0.24 |  | 7 |  |  | 0.96 |  | Other | BEHIND EACH PANEL
NJSTRE1545967487 |  | Transition Incentive Program | Somerset | 8873 | 5 | 2.35 | Residential | Yes | Behind the Meter | Net-metered residential rooftop and canopy |  | None | Vision Solar LLC | PSE&G | Accepted | 2020-11-06 | 2020-11-11 | 2021-11-11 | HANWHA Q-CELLS | Q.PEAK DUO BLK-G6+ 335 | Solar Panels |  | 0.335 | 4 | 130 | 40 |  | Fixed | Roof
NJSTRE1545967487 |  | Transition Incentive Program | Somerset | 8873 | 5 | 2.35 | Residential | Yes | Behind the Meter | Net-metered residential rooftop and canopy |  | None | Vision Solar LLC | PSE&G | Accepted | 2020-11-06 | 2020-11-11 | 2021-11-11 | HANWHA Q-CELLS | Q.PEAK DUO BLK-G6+ 335 | Solar Panels |  | 0.335 | 1 | 310 | 25 |  | Fixed | Roof
NJSTRE1545967487 |  | Transition Incentive Program | Somerset | 8873 | 5 | 2.35 | Residential | Yes | Behind the Meter | Net-metered residential rooftop and canopy |  | None | Vision Solar LLC | PSE&G | Accepted | 2020-11-06 | 2020-11-11 | 2021-11-11 | HANWHA Q-CELLS | Q.PEAK DUO BLK-G6+ 335 | Solar Panels |  | 0.335 | 2 | 310 | 40 |  | Fixed | Roof
NJSTRE1545967493 |  | Transition Incentive Program | Toms River | 8757 | 18 | 16.68 | Residential | Yes | Behind the Meter | Net-metered residential rooftop and canopy |  | None | Ad Energy | JCP&L | Accepted | 2020-11-06 | 2020-11-12 | 2021-11-12 | Enphase Energy | IQ7XS-96-ACM-US | Inverters | 315 |  | 51 |  |  | 0.975 |  | Outdoor | At each panel
NJSTRE1545967493 |  | Transition Incentive Program | Toms River | 8757 | 18 | 16.68 | Residential | Yes | Behind the Meter | Net-metered residential rooftop and canopy |  | None | Ad Energy | JCP&L | Accepted | 2020-11-06 | 2020-11-12 | 2021-11-12 | SunPower | SPR-E20-327-E-AC | Solar Panels |  | 0.327 | 4 | 346 | 20 |  | Fixed | Roof
NJSTRE1545967493 |  | Transition Incentive Program | Toms River | 8757 | 18 | 16.68 | Residential | Yes | Behind the Meter | Net-metered residential rooftop and canopy |  | None | Ad Energy | JCP&L | Accepted | 2020-11-06 | 2020-11-12 | 2021-11-12 | SunPower | SPR-E20-327-E-AC | Solar Panels |  | 0.327 | 12 | 76 | 23 |  | Fixed | Roof
NJSTRE1545967493 |  | Transition Incentive Program | Toms River | 8757 | 18 | 16.68 | Residential | Yes | Behind the Meter | Net-metered residential rooftop and canopy |  | None | Ad Energy | JCP&L | Accepted | 2020-11-06 | 2020-11-12 | 2021-11-12 | SunPower | SPR-E20-327-E-AC | Solar Panels |  | 0.327 | 24 | 256 | 23 |  | Fixed | Roof
NJSTRE1545967493 |  | Transition Incentive Program | Toms River | 8757 | 18 | 16.68 | Residential | Yes | Behind the Meter | Net-metered residential rooftop and canopy |  | None | Ad Energy | JCP&L | Accepted | 2020-11-06 | 2020-11-12 | 2021-11-12 | SunPower | SPR-E20-327-E-AC | Solar Panels |  | 0.327 | 4 | 76 | 23 |  | Fixed | Roof
NJSTRE1545967493 |  | Transition Incentive Program | Toms River | 8757 | 18 | 16.68 | Residential | Yes | Behind the Meter | Net-metered residential rooftop and canopy |  | None | Ad Energy | JCP&L | Accepted | 2020-11-06 | 2020-11-12 | 2021-11-12 | SunPower | SPR-E20-327-E-AC | Solar Panels |  | 0.327 | 4 | 166 | 20 |  | Fixed | Roof
NJSTRE1545967493 |  | Transition Incentive Program | Toms River | 8757 | 18 | 16.68 | Residential | Yes | Behind the Meter | Net-metered residential rooftop and canopy |  | None | Ad Energy | JCP&L | Accepted | 2020-11-06 | 2020-11-12 | 2021-11-12 | SunPower | SPR-E20-327-E-AC | Solar Panels |  | 0.327 | 3 | 256 | 23 |  | Fixed | Roof
NJSTRE1545967495 |  | Transition Incentive Program | Cherry Hill | 8002 | 14 | 9.28 | Residential | Yes | Behind the Meter | Net-metered residential rooftop and canopy |  | None | Sunbound Solar | PSE&G | Accepted | 2020-11-06 | 2020-11-12 | 2021-11-12 | ENPHASE | IQ7-60-2-US | Inverters | 240 |  | 29 |  |  | 0.976 |  | Outdoor | UNDER MODULE
NJSTRE1545967495 |  | Transition Incentive Program | Cherry Hill | 8002 | 14 | 9.28 | Residential | Yes | Behind the Meter | Net-metered residential rooftop and canopy |  | None | Sunbound Solar | PSE&G | Accepted | 2020-11-06 | 2020-11-12 | 2021-11-12 | HANWHA Q-CELL | Q.PEAK DUO-G5 320 | Solar Panels |  | 0.32 | 8 | 39 | 41 |  | Fixed | Roof
NJSTRE1545967495 |  | Transition Incentive Program | Cherry Hill | 8002 | 14 | 9.28 | Residential | Yes | Behind the Meter | Net-metered residential rooftop and canopy |  | None | Sunbound Solar | PSE&G | Accepted | 2020-11-06 | 2020-11-12 | 2021-11-12 | HANWHA Q-CELL | Q.PEAK DUO-G5 320 | Solar Panels |  | 0.32 | 9 | 219 | 41 |  | Fixed | Roof
NJSTRE1545967495 |  | Transition Incentive Program | Cherry Hill | 8002 | 14 | 9.28 | Residential | Yes | Behind the Meter | Net-metered residential rooftop and canopy |  | None | Sunbound Solar | PSE&G | Accepted | 2020-11-06 | 2020-11-12 | 2021-11-12 | HANWHA Q-CELL | Q.PEAK DUO-G5 320 | Solar Panels |  | 0.32 | 12 | 309 | 41 |  | Fixed | Roof
NJSTRE1545967496 |  | Transition Incentive Program | Wildwood | 8260 | 21 | 4.76 | Residential | Yes | Behind the Meter | Net-metered residential rooftop and canopy |  | None | Trinity Solar | AC Electric | Accepted | 2020-11-06 | 2020-11-19 | 2021-11-19 | Solar Edge | SE3800 | Inverters | 3800 |  | 1 |  |  | 0.97 |  | Outside | side of home
NJSTRE1545967496 |  | Transition Incentive Program | Wildwood | 8260 | 21 | 4.76 | Residential | Yes | Behind the Meter | Net-metered residential rooftop and canopy |  | None | Trinity Solar | AC Electric | Accepted | 2020-11-06 | 2020-11-19 | 2021-11-19 | Hanwha | Q.PEAK DUO BLK-G6 340 | Solar Panels |  | 0.34 | 9 | 314 | 18 |  | Fixed | Roof
NJSTRE1545967496 |  | Transition Incentive Program | Wildwood | 8260 | 21 | 4.76 | Residential | Yes | Behind the Meter | Net-metered residential rooftop and canopy |  | None | Trinity Solar | AC Electric | Accepted | 2020-11-06 | 2020-11-19 | 2021-11-19 | Hanwha | Q.PEAK DUO BLK-G6 340 | Solar Panels |  | 0.34 | 5 | 134 | 40 |  | Fixed | Roof
NJSTRE1545967497 |  | Transition Incentive Program | West Orange TWP | 07052-3702 |  | 8 | Residential | No | Behind the Meter | Net-metered residential rooftop and canopy |  | None | Sundial Solar Innovations | PSE&G | Accepted | 2020-11-06 | 2020-11-11 | 2021-11-11 | Enphase | IQ7+ | Inverters | 0.29 |  | 25 |  |  | 0.97 |  | Outdoor | roof
NJSTRE1545967497 |  | Transition Incentive Program | West Orange TWP | 07052-3702 |  | 8 | Residential | No | Behind the Meter | Net-metered residential rooftop and canopy |  | None | Sundial Solar Innovations | PSE&G | Accepted | 2020-11-06 | 2020-11-11 | 2021-11-11 | Hanwha | Qcells320 | Solar Panels |  | 0.32 | 5 | 110 | 20 |  | Fixed | Roof | outside
NJSTRE1545967497 |  | Transition Incentive Program | West Orange TWP | 07052-3702 |  | 8 | Residential | No | Behind the Meter | Net-metered residential rooftop and canopy |  | None | Sundial Solar Innovations | PSE&G | Accepted | 2020-11-06 | 2020-11-11 | 2021-11-11 | Hanwha | Qcell320 | Solar Panels |  | 0.32 | 20 | 200 | 20 |  | Fixed | Roof | outside
NJSTRE1545967504 |  | Transition Incentive Program | Brick | 8723 | 18 | 63.99 | School Public K-12 | Yes | Behind the Meter | Net-metered non-residential rooftop and canopy |  | None | Brightcore Energy, LLC | JCP&L | Accepted | 2020-11-06 | 2020-11-10 | 2021-11-10 | SolarEdge | SE-RGMTR-3Y480V-A | Meters |  |  | 1 |  |  |  | Yes | Outdoor
NJSTRE1545967504 |  | Transition Incentive Program | Brick | 8723 | 18 | 63.99 | School Public K-12 | Yes | Behind the Meter | Net-metered non-residential rooftop and canopy |  | None | Brightcore Energy, LLC | JCP&L | Accepted | 2020-11-06 | 2020-11-10 | 2021-11-10 | SolarEdge | SE43.2KUS | Inverters | 43200 |  | 1 |  |  | 0.97 |  | Outdoor | Rooftop
NJSTRE1545967504 |  | Transition Incentive Program | Brick | 8723 | 18 | 63.99 | School Public K-12 | Yes | Behind the Meter | Net-metered non-residential rooftop and canopy |  | None | Brightcore Energy, LLC | JCP&L | Accepted | 2020-11-06 | 2020-11-10 | 2021-11-10 | Yingli Solar | YL395D-36b | Solar Panels |  | 0.395 | 162 | 146 | 5 |  | Fixed | Roof
NJSTRE1545967508 |  | Transition Incentive Program | Long Beach Township | 8008 | 18 | 6.8 | Residential | Yes | Behind the Meter | Net-metered residential rooftop and canopy |  | None | Tesla Energy Operations Inc. | AC Electric | Accepted | 2020-11-06 | 2020-11-10 | 2021-11-10 | SolarEdge Technologies | SE7600H-US [240V] | Inverters | 7600 |  | 1 |  |  | 0.99 |  | Outside | Outside
NJSTRE1545967508 |  | Transition Incentive Program | Long Beach Township | 8008 | 18 | 6.8 | Residential | Yes | Behind the Meter | Net-metered residential rooftop and canopy |  | None | Tesla Energy Operations Inc. | AC Electric | Accepted | 2020-11-06 | 2020-11-10 | 2021-11-10 | Hanwha Q-CELLS | Q.Peak DUO BLK-G6+ 340 | Solar Panels |  | 0.34 | 8 | 297 | 29 |  | Fixed | Roof
NJSTRE1545967508 |  | Transition Incentive Program | Long Beach Township | 8008 | 18 | 6.8 | Residential | Yes | Behind the Meter | Net-metered residential rooftop and canopy |  | None | Tesla Energy Operations Inc. | AC Electric | Accepted | 2020-11-06 | 2020-11-10 | 2021-11-10 | Hanwha Q-CELLS | Q.Peak DUO BLK-G6+ 340 | Solar Panels |  | 0.34 | 3 | 117 | 15 |  | Fixed | Roof
NJSTRE1545967508 |  | Transition Incentive Program | Long Beach Township | 8008 | 18 | 6.8 | Residential | Yes | Behind the Meter | Net-metered residential rooftop and canopy |  | None | Tesla Energy Operations Inc. | AC Electric | Accepted | 2020-11-06 | 2020-11-10 | 2021-11-10 | Hanwha Q-CELLS | Q.Peak DUO BLK-G6+ 340 | Solar Panels |  | 0.34 | 9 | 117 | 29 |  | Fixed | Roof
NJSTRE1545967517 |  | Transition Incentive Program | Lyndhurst | 7071 | 7 | 7 | Residential | No | Behind the Meter | Net-metered residential rooftop and canopy |  | None | Pro Custom Solar dba Momentum Solar | PSE&G | Accepted | 2020-11-06 | 2020-11-10 | 2021-11-10 | Enphase | IQ7PLUS-72-2-US | Inverters | 290 |  | 20 |  |  | 0.97 |  | Outdoor | Roof
NJSTRE1545967517 |  | Transition Incentive Program | Lyndhurst | 7071 | 7 | 7 | Residential | No | Behind the Meter | Net-metered residential rooftop and canopy |  | None | Pro Custom Solar dba Momentum Solar | PSE&G | Accepted | 2020-11-06 | 2020-11-10 | 2021-11-10 | LG | LG 350N1C-V5 | Solar Panels |  | 0.35 | 5 | 216 | 13 |  | Fixed | Roof
NJSTRE1545967517 |  | Transition Incentive Program | Lyndhurst | 7071 | 7 | 7 | Residential | No | Behind the Meter | Net-metered residential rooftop and canopy |  | None | Pro Custom Solar dba Momentum Solar | PSE&G | Accepted | 2020-11-06 | 2020-11-10 | 2021-11-10 | LG | LG 350N1C-V5 | Solar Panels |  | 0.35 | 15 | 36 | 40 |  | Fixed | Roof
NJSTRE1545967620 |  | Transition Incentive Program | Ewing Township | 8638 | 12 | 9.48 | Residential | No | Behind the Meter | Net-metered residential rooftop and canopy |  | None | Seabright Solar | PSE&G | Accepted | 2020-11-06 | 2020-11-10 | 2021-11-10 | Enphase | IQ7XS-96-ACM-US | Inverters | 0.315 |  | 20 |  |  | 0.99 |  | Outside | Roof
NJSTRE1545967620 |  | Transition Incentive Program | Ewing Township | 8638 | 12 | 9.48 | Residential | No | Behind the Meter | Net-metered residential rooftop and canopy |  | None | Seabright Solar | PSE&G | Accepted | 2020-11-06 | 2020-11-10 | 2021-11-10 | Sunpower | SPR-E20-327 | Solar Panels |  | 0.327 | 10 | 166 | 26 |  | Fixed | Roof
NJSTRE1545967620 |  | Transition Incentive Program | Ewing Township | 8638 | 12 | 9.48 | Residential | No | Behind the Meter | Net-metered residential rooftop and canopy |  | None | Seabright Solar | PSE&G | Accepted | 2020-11-06 | 2020-11-10 | 2021-11-10 | Sunpower | SPR-E20-327 | Solar Panels |  | 0.327 | 19 | 256 | 28 |  | Fixed | Roof
NJSTRE1545967622 |  | Transition Incentive Program | Mount Laurel Twp | 8054 | 13 | 7.56 | Residential | Yes | Behind the Meter | Net-metered residential rooftop and canopy |  | None | SunnyMac LLC | PSE&G | Accepted | 2020-11-09 | 2020-11-10 | 2021-11-10 | Solaredge | SE6000H-US | Inverters | 6000 |  | 1 |  |  | 0.99 |  | Outdoor | Next to Meter
NJSTRE1545967622 |  | Transition Incentive Program | Mount Laurel Twp | 8054 | 13 | 7.56 | Residential | Yes | Behind the Meter | Net-metered residential rooftop and canopy |  | None | SunnyMac LLC | PSE&G | Accepted | 2020-11-09 | 2020-11-10 | 2021-11-10 | REC | 360AA-BLK | Solar Panels |  | 0.36 | 12 | 149 | 26 |  | Fixed | Roof
NJSTRE1545967622 |  | Transition Incentive Program | Mount Laurel Twp | 8054 | 13 | 7.56 | Residential | Yes | Behind the Meter | Net-metered residential rooftop and canopy |  | None | SunnyMac LLC | PSE&G | Accepted | 2020-11-09 | 2020-11-10 | 2021-11-10 | REC | TwinPeak 2 Mono | Solar Panels |  | 0.36 | 8 | 149 | 26 |  | Fixed | Roof
NJSTRE1545967622 |  | Transition Incentive Program | Mount Laurel Twp | 8054 | 13 | 7.56 | Residential | Yes | Behind the Meter | Net-metered residential rooftop and canopy |  | None | SunnyMac LLC | PSE&G | Accepted | 2020-11-09 | 2020-11-10 | 2021-11-10 | REC | 360AA-BLK | Solar Panels |  | 0.36 | 1 | 329 | 26 |  | Fixed | Roof
NJSTRE1545967626 |  | Transition Incentive Program | Hillside | 7205 | 10 | 7.7 | Residential | Yes | Behind the Meter | Net-metered residential rooftop and canopy |  | None | Pro Custom Solar dba Momentum Solar | PSE&G | Accepted | 2020-11-06 | 2020-11-10 | 2021-11-10 | Enphase | IQ7PLUS-72-2-US | Inverters | 290 |  | 22 |  |  | 0.97 |  | Outdoor | Roof
NJSTRE1545967626 |  | Transition Incentive Program | Hillside | 7205 | 10 | 7.7 | Residential | Yes | Behind the Meter | Net-metered residential rooftop and canopy |  | None | Pro Custom Solar dba Momentum Solar | PSE&G | Accepted | 2020-11-06 | 2020-11-10 | 2021-11-10 | LG | LG 350N1C-V5 | Solar Panels |  | 0.35 | 9 | 74 | 22 |  | Fixed | Roof
NJSTRE1545967626 |  | Transition Incentive Program | Hillside | 7205 | 10 | 7.7 | Residential | Yes | Behind the Meter | Net-metered residential rooftop and canopy |  | None | Pro Custom Solar dba Momentum Solar | PSE&G | Accepted | 2020-11-06 | 2020-11-10 | 2021-11-10 | LG | LG 350N1C-V5 | Solar Panels |  | 0.35 | 5 | 344 | 30 |  | Fixed | Roof
NJSTRE1545967626 |  | Transition Incentive Program | Hillside | 7205 | 10 | 7.7 | Residential | Yes | Behind the Meter | Net-metered residential rooftop and canopy |  | None | Pro Custom Solar dba Momentum Solar | PSE&G | Accepted | 2020-11-06 | 2020-11-10 | 2021-11-10 | LG | LG 350N1C-V5 | Solar Panels |  | 0.35 | 8 | 164 | 30 |  | Fixed | Roof
NJSTRE1545967634 |  | Transition Incentive Program | East Rutherford | 7073 | 7 | 11.56 | Residential | No | Behind the Meter | Net-metered residential rooftop and canopy |  | None | Trinity Solar | PSE&G | Accepted | 2020-11-06 | 2020-11-10 | 2021-11-10 | Solar Edge | SE10000 | Inverters | 10000 |  | 1 |  |  | 0.97 |  | Outside | side of home
NJSTRE1545967634 |  | Transition Incentive Program | East Rutherford | 7073 | 7 | 11.56 | Residential | No | Behind the Meter | Net-metered residential rooftop and canopy |  | None | Trinity Solar | PSE&G | Accepted | 2020-11-06 | 2020-11-10 | 2021-11-10 | Hanwha | Q.PEAK DUO BLK-G6 340 | Solar Panels |  | 0.34 | 34 | 211 | 20 |  | Fixed | Roof
NJSTRE1545967640 |  | Transition Incentive Program | Swedesboro | 8085 | 15 | 6.72 | Residential | No | Behind the Meter | Net-metered residential rooftop and canopy |  | ACE | Orbit Energy & Power, LLC | AC Electric | Accepted | 2020-11-06 | 2020-11-10 | 2021-11-10 | ENPHASE ENERGY | IQ7-60-2-US | Inverters | 240 |  | 21 |  |  | 0.99 |  | Other | UNDER EACH PANEL
NJSTRE1545967640 |  | Transition Incentive Program | Swedesboro | 8085 | 15 | 6.72 | Residential | No | Behind the Meter | Net-metered residential rooftop and canopy |  | ACE | Orbit Energy & Power, LLC | AC Electric | Accepted | 2020-11-06 | 2020-11-10 | 2021-11-10 | HANWHA | Q PEAK CELLS 320W | Solar Panels |  | 0.32 | 21 | 116 | 25 |  | Fixed | Roof
NJSTRE1545967645 |  | Transition Incentive Program | East Brunswick | 8816 | 11 | 4.2 | Residential | Yes | Behind the Meter | Net-metered residential rooftop and canopy |  | None | Pro Custom Solar dba Momentum Solar | PSE&G | Accepted | 2020-11-06 | 2020-11-10 | 2021-11-10 | Enphase | IQ7PLUS-72-2-US | Inverters | 290 |  | 12 |  |  | 0.97 |  | Outdoor | Roof
NJSTRE1545967645 |  | Transition Incentive Program | East Brunswick | 8816 | 11 | 4.2 | Residential | Yes | Behind the Meter | Net-metered residential rooftop and canopy |  | None | Pro Custom Solar dba Momentum Solar | PSE&G | Accepted | 2020-11-06 | 2020-11-10 | 2021-11-10 | LG | LG 350N1C-V5 | Solar Panels |  | 0.35 | 6 | 285 | 18 |  | Fixed | Roof
NJSTRE1545967645 |  | Transition Incentive Program | East Brunswick | 8816 | 11 | 4.2 | Residential | Yes | Behind the Meter | Net-metered residential rooftop and canopy |  | None | Pro Custom Solar dba Momentum Solar | PSE&G | Accepted | 2020-11-06 | 2020-11-10 | 2021-11-10 | LG | LG 350N1C-V5 | Solar Panels |  | 0.35 | 6 | 105 | 18 |  | Fixed | Roof
NJSTRE1545967647 |  | Transition Incentive Program | Haddon TWP | 8033 | 14 | 7.56 | Residential | Yes | Behind the Meter | Net-metered residential rooftop and canopy |  | None | Tesla Energy Operations Inc. | PSE&G | Accepted | 2020-11-06 | 2020-11-10 | 2021-11-10 | Delta Electronics | M8-TL-US [240V] | Inverters | 7680 |  | 1 |  |  | 0.975 |  | Outside | Outside
NJSTRE1545967647 |  | Transition Incentive Program | Haddon TWP | 8033 | 14 | 7.56 | Residential | Yes | Behind the Meter | Net-metered residential rooftop and canopy |  | None | Tesla Energy Operations Inc. | PSE&G | Accepted | 2020-11-06 | 2020-11-10 | 2021-11-10 | Hanwha Q CELLS | Q.PEAK DUO BLK-G5/SC315 | Solar Panels |  | 0.315 | 9 | 262 | 37 |  | Fixed | Roof
NJSTRE1545967647 |  | Transition Incentive Program | Haddon TWP | 8033 | 14 | 7.56 | Residential | Yes | Behind the Meter | Net-metered residential rooftop and canopy |  | None | Tesla Energy Operations Inc. | PSE&G | Accepted | 2020-11-06 | 2020-11-10 | 2021-11-10 | Hanwha Q CELLS | Q.PEAK DUO BLK-G5/SC315 | Solar Panels |  | 0.315 | 7 | 172 | 37 |  | Fixed | Roof
NJSTRE1545967647 |  | Transition Incentive Program | Haddon TWP | 8033 | 14 | 7.56 | Residential | Yes | Behind the Meter | Net-metered residential rooftop and canopy |  | None | Tesla Energy Operations Inc. | PSE&G | Accepted | 2020-11-06 | 2020-11-10 | 2021-11-10 | Hanwha Q CELLS | Q.PEAK DUO BLK-G5/SC315 | Solar Panels |  | 0.315 | 8 | 82 | 37 |  | Fixed | Roof
NJSTRE1545967666 |  | Transition Incentive Program | Beachwood | 8722 | 18 | 4.2 | Residential | Yes | Behind the Meter | Net-metered residential rooftop and canopy |  | None | Pro Custom Solar dba Momentum Solar | JCP&L | Accepted | 2020-11-06 | 2020-11-10 | 2021-11-10 | Enphase | IQ7PLUS-72-2-US | Inverters | 290 |  | 12 |  |  | 0.97 |  | Outdoor | Roof
NJSTRE1545967666 |  | Transition Incentive Program | Beachwood | 8722 | 18 | 4.2 | Residential | Yes | Behind the Meter | Net-metered residential rooftop and canopy |  | None | Pro Custom Solar dba Momentum Solar | JCP&L | Accepted | 2020-11-06 | 2020-11-10 | 2021-11-10 | LG | LG 350N1C-V5 | Solar Panels |  | 0.35 | 10 | 224 | 15 |  | Fixed | Roof
NJSTRE1545967666 |  | Transition Incentive Program | Beachwood | 8722 | 18 | 4.2 | Residential | Yes | Behind the Meter | Net-metered residential rooftop and canopy |  | None | Pro Custom Solar dba Momentum Solar | JCP&L | Accepted | 2020-11-06 | 2020-11-10 | 2021-11-10 | LG | LG 350N1C-V5 | Solar Panels |  | 0.35 | 2 | 44 | 35 |  | Fixed | Roof
NJSTRE1545967673 |  | Transition Incentive Program | Brick | 8724 | 18 | 10.54 | Residential | No | Behind the Meter | Net-metered residential rooftop and canopy |  | None | EMT Renewables | JCP&L | Accepted | 2020-11-06 | 2020-11-10 | 2021-11-10 | Enphase | IQ7+-72-2-US | Inverters | 290 |  | 31 |  |  | 0.97 |  | Outside | under panels
NJSTRE1545967673 |  | Transition Incentive Program | Brick | 8724 | 18 | 10.54 | Residential | No | Behind the Meter | Net-metered residential rooftop and canopy |  | None | EMT Renewables | JCP&L | Accepted | 2020-11-06 | 2020-11-10 | 2021-11-10 | Hanwha | Q-Cells Q. Peak DUO - G6 340 | Solar Panels |  | 0.34 | 8 | 217 | 26 |  | Fixed | Roof
NJSTRE1545967673 |  | Transition Incentive Program | Brick | 8724 | 18 | 10.54 | Residential | No | Behind the Meter | Net-metered residential rooftop and canopy |  | None | EMT Renewables | JCP&L | Accepted | 2020-11-06 | 2020-11-10 | 2021-11-10 | Hanwha | Q-Cells Q. Peak DUO - G6 340 | Solar Panels |  | 0.34 | 11 | 217 | 26 |  | Fixed | Roof
NJSTRE1545967673 |  | Transition Incentive Program | Brick | 8724 | 18 | 10.54 | Residential | No | Behind the Meter | Net-metered residential rooftop and canopy |  | None | EMT Renewables | JCP&L | Accepted | 2020-11-06 | 2020-11-10 | 2021-11-10 | Hanwha | Q-Cells Q. Peak DUO - G6 340 | Solar Panels |  | 0.34 | 12 | 37 | 26 |  | Fixed | Roof
NJSTRE1545967677 |  | Transition Incentive Program | Clayton | 8312 | 15 | 5.53 | Residential | No | Behind the Meter | Net-metered residential rooftop and canopy |  | None | SunnyMac LLC | PSE&G | Accepted | 2020-11-06 | 2020-11-10 | 2021-11-10 | Solaredge | SE3800H-US | Inverters | 3800 |  | 1 |  |  | 0.99 |  | Outdoor | Next to meter
NJSTRE1545967677 |  | Transition Incentive Program | Clayton | 8312 | 15 | 5.53 | Residential | No | Behind the Meter | Net-metered residential rooftop and canopy |  | None | SunnyMac LLC | PSE&G | Accepted | 2020-11-06 | 2020-11-10 | 2021-11-10 | REC | TwinPeak 2 Mono | Solar Panels |  | 0.325 | 9 | 81 | 30 |  | Fixed | Roof
NJSTRE1545967677 |  | Transition Incentive Program | Clayton | 8312 | 15 | 5.53 | Residential | No | Behind the Meter | Net-metered residential rooftop and canopy |  | None | SunnyMac LLC | PSE&G | Accepted | 2020-11-06 | 2020-11-10 | 2021-11-10 | REC | TwinPeak 2 Mono | Solar Panels |  | 0.325 | 8 | 262 | 30 |  | Fixed | Roof
NJSTRE1545967679 |  | Transition Incentive Program | Berkeley Township | 8721 | 18 | 9.72 | Residential | No | Behind the Meter | Net-metered residential rooftop and canopy |  | None | Pro Custom Solar dba Momentum Solar | JCP&L | Accepted | 2020-11-06 | 2020-11-10 | 2021-11-10 | Enphase | IQ7PLUS-72-2-US | Inverters | 290 |  | 27 |  |  | 0.97 |  | Outdoor | Roof
NJSTRE1545967679 |  | Transition Incentive Program | Berkeley Township | 8721 | 18 | 9.72 | Residential | No | Behind the Meter | Net-metered residential rooftop and canopy |  | None | Pro Custom Solar dba Momentum Solar | JCP&L | Accepted | 2020-11-06 | 2020-11-10 | 2021-11-10 | REC Solar | REC360AA Black | Solar Panels |  | 0.36 | 27 | 71 | 23 |  | Fixed | Roof
NJSTRE1545967680 |  | Transition Incentive Program | Clayton | 8312 | 15 | 14.96 | Residential | No | Behind the Meter | Net-metered residential rooftop and canopy |  | None | Raynor Electric | AC Electric | Accepted | 2020-11-10 | 2020-11-10 | 2021-11-10 | solaredge | SE11400USHD | Meters |  |  | 1 |  |  |  | Yes | Outdoor
NJSTRE1545967680 |  | Transition Incentive Program | Clayton | 8312 | 15 | 14.96 | Residential | No | Behind the Meter | Net-metered residential rooftop and canopy |  | None | Raynor Electric | AC Electric | Accepted | 2020-11-10 | 2020-11-10 | 2021-11-10 | Solaredge | SE11400USHD | Inverters | 11400 |  | 1 |  |  | 0.99 |  | Outdoor | next to utlity meter
NJSTRE1545967680 |  | Transition Incentive Program | Clayton | 8312 | 15 | 14.96 | Residential | No | Behind the Meter | Net-metered residential rooftop and canopy |  | None | Raynor Electric | AC Electric | Accepted | 2020-11-10 | 2020-11-10 | 2021-11-10 | Qcell | QplusL-G4.2 340 | Solar Panels |  | 0.34 | 32 | 129 | 18 |  | Fixed | Roof
NJSTRE1545967680 |  | Transition Incentive Program | Clayton | 8312 | 15 | 14.96 | Residential | No | Behind the Meter | Net-metered residential rooftop and canopy |  | None | Raynor Electric | AC Electric | Accepted | 2020-11-10 | 2020-11-10 | 2021-11-10 | Qcell | Plus L-G4.2 340 | Solar Panels |  | 0.34 | 12 | 312 | 18 |  | Fixed | Roof
NJSTRE1545967693 |  | Transition Incentive Program | WILLIAMSTOWN | 8094 | 15 | 10.85 | Residential | Yes | Behind the Meter | Net-metered residential rooftop and canopy |  | None | Pro Custom Solar dba Momentum Solar | AC Electric | Accepted | 2020-11-06 | 2020-11-10 | 2021-11-10 | Enphase | IQ7PLUS-72-2-US | Inverters | 290 |  | 31 |  |  | 0.97 |  | Outdoor | Roof
NJSTRE1545967693 |  | Transition Incentive Program | WILLIAMSTOWN | 8094 | 15 | 10.85 | Residential | Yes | Behind the Meter | Net-metered residential rooftop and canopy |  | None | Pro Custom Solar dba Momentum Solar | AC Electric | Accepted | 2020-11-06 | 2020-11-10 | 2021-11-10 | LG | LG 350N1C-V5 | Solar Panels |  | 0.35 | 19 | 272 | 30 |  | Fixed | Roof
NJSTRE1545967693 |  | Transition Incentive Program | WILLIAMSTOWN | 8094 | 15 | 10.85 | Residential | Yes | Behind the Meter | Net-metered residential rooftop and canopy |  | None | Pro Custom Solar dba Momentum Solar | AC Electric | Accepted | 2020-11-06 | 2020-11-10 | 2021-11-10 | LG | LG 350N1C-V5 | Solar Panels |  | 0.35 | 12 | 92 | 30 |  | Fixed | Roof
NJSTRE1545967712 |  | Transition Incentive Program | Maple Shade Township | 8052 | 13 | 15.74 | Residential | No | Behind the Meter | Net-metered residential rooftop and canopy |  | None | Seabright Solar | PSE&G | Accepted | 2020-11-06 | 2020-11-11 | 2021-11-11 | Enphase | IQ7XS-96-ACM-US | Inverters | 0.315 |  | 44 |  |  | 0.99 |  | Outside | Roof
NJSTRE1545967712 |  | Transition Incentive Program | Maple Shade Township | 8052 | 13 | 15.74 | Residential | No | Behind the Meter | Net-metered residential rooftop and canopy |  | None | Seabright Solar | PSE&G | Accepted | 2020-11-06 | 2020-11-11 | 2021-11-11 | Sunpower | SPR-X22-360 | Solar Panels |  | 0.36 | 20 | 172 | 13 |  | Fixed | Roof
NJSTRE1545967712 |  | Transition Incentive Program | Maple Shade Township | 8052 | 13 | 15.74 | Residential | No | Behind the Meter | Net-metered residential rooftop and canopy |  | None | Seabright Solar | PSE&G | Accepted | 2020-11-06 | 2020-11-11 | 2021-11-11 | Sunpower | SPR-X22-360 | Solar Panels |  | 0.356 | 24 | 172 | 23 |  | Fixed | Roof
NJSTRE1545967713 |  | Transition Incentive Program | Lindenwold | 8021 | 14 | 8.05 | Residential | Yes | Behind the Meter | Net-metered residential rooftop and canopy |  | None | Pro Custom Solar dba Momentum Solar | AC Electric | Accepted | 2020-11-06 | 2020-11-10 | 2021-11-10 | Enphase | IQ7PLUS-72-2-US | Inverters | 290 |  | 23 |  |  | 0.97 |  | Outdoor | Roof
NJSTRE1545967713 |  | Transition Incentive Program | Lindenwold | 8021 | 14 | 8.05 | Residential | Yes | Behind the Meter | Net-metered residential rooftop and canopy |  | None | Pro Custom Solar dba Momentum Solar | AC Electric | Accepted | 2020-11-06 | 2020-11-10 | 2021-11-10 | LG | LG 350N1C-V5 | Solar Panels |  | 0.35 | 12 | 124 | 31 |  | Fixed | Roof
NJSTRE1545967713 |  | Transition Incentive Program | Lindenwold | 8021 | 14 | 8.05 | Residential | Yes | Behind the Meter | Net-metered residential rooftop and canopy |  | None | Pro Custom Solar dba Momentum Solar | AC Electric | Accepted | 2020-11-06 | 2020-11-10 | 2021-11-10 | LG | LG 350N1C-V5 | Solar Panels |  | 0.35 | 11 | 304 | 31 |  | Fixed | Roof
NJSTRE1545967717 |  | Transition Incentive Program | Hackensack | 7601 | 7 | 8.32 | Residential | No | Behind the Meter | Net-metered residential rooftop and canopy |  | None | Vivint Solar Developer, LLC | PSE&G | Accepted | 2020-11-06 | 2020-11-11 | 2021-11-11 | Solar Edge | SE7600H-US | Inverters | 7600 |  | 1 |  |  | 0.992 |  | Outdoor | Near the Utility Meter
NJSTRE1545967717 |  | Transition Incentive Program | Hackensack | 7601 | 7 | 8.32 | Residential | No | Behind the Meter | Net-metered residential rooftop and canopy |  | None | Vivint Solar Developer, LLC | PSE&G | Accepted | 2020-11-06 | 2020-11-11 | 2021-11-11 | JINKO SOLAR | JKM320M-60HBL | Solar Panels |  | 0.32 | 2 | 217 | 19 |  | Fixed | Roof
NJSTRE1545967717 |  | Transition Incentive Program | Hackensack | 7601 | 7 | 8.32 | Residential | No | Behind the Meter | Net-metered residential rooftop and canopy |  | None | Vivint Solar Developer, LLC | PSE&G | Accepted | 2020-11-06 | 2020-11-11 | 2021-11-11 | JINKO SOLAR | JKM320M-60HBL | Solar Panels |  | 0.32 | 14 | 37 | 20 |  | Fixed | Roof
NJSTRE1545967717 |  | Transition Incentive Program | Hackensack | 7601 | 7 | 8.32 | Residential | No | Behind the Meter | Net-metered residential rooftop and canopy |  | None | Vivint Solar Developer, LLC | PSE&G | Accepted | 2020-11-06 | 2020-11-11 | 2021-11-11 | JINKO SOLAR | JKM320M-60HBL | Solar Panels |  | 0.32 | 10 | 217 | 20 |  | Fixed | Roof
NJSTRE1545967728 |  | Transition Incentive Program | Sicklerville | 8081 | 14 | 11.84 | Residential | Yes | Behind the Meter | Net-metered residential rooftop and canopy |  | None | Vivint Solar Developer, LLC | AC Electric | Accepted | 2020-11-06 | 2020-11-11 | 2021-11-11 | Solar Edge | SE7600H-US | Inverters | 7600 |  | 1 |  |  | 0.992 |  | Outdoor | Near the Utility Meter
NJSTRE1545967728 |  | Transition Incentive Program | Sicklerville | 8081 | 14 | 11.84 | Residential | Yes | Behind the Meter | Net-metered residential rooftop and canopy |  | None | Vivint Solar Developer, LLC | AC Electric | Accepted | 2020-11-06 | 2020-11-11 | 2021-11-11 | Solar Edge | SE3800H-US | Inverters | 3800 |  | 1 |  |  | 0.992 |  | Outdoor | Near the Utility Meter
NJSTRE1545967728 |  | Transition Incentive Program | Sicklerville | 8081 | 14 | 11.84 | Residential | Yes | Behind the Meter | Net-metered residential rooftop and canopy |  | None | Vivint Solar Developer, LLC | AC Electric | Accepted | 2020-11-06 | 2020-11-11 | 2021-11-11 | JINKO SOLAR | JKM320M-60HL | Solar Panels |  | 0.32 | 37 | 131 | 44 |  | Fixed | Roof
NJSTRE1545968264 |  | Transition Incentive Program | Montvale | 7645 | 7 | 8.16 | Residential | Yes | Behind the Meter | Net-metered residential rooftop and canopy |  | None | Tesla Energy Operations, Inc. | Orange Rockland Electric | Accepted | 2020-11-06 | 2020-11-10 | 2021-11-10 | Tesla | AC Powerwall 2.0 | Electric Storage Battery |  |  | 1 |  |  |  | Lithium Ion |  | Inside
NJSTRE1545968264 |  | Transition Incentive Program | Montvale | 7645 | 7 | 8.16 | Residential | Yes | Behind the Meter | Net-metered residential rooftop and canopy |  | None | Tesla Energy Operations, Inc. | Orange Rockland Electric | Accepted | 2020-11-06 | 2020-11-10 | 2021-11-10 | SolarEdge Technologies Ltd | SE7600H-US [240V] | Inverters | 7600 |  | 1 |  |  | 0.99 |  | Outdoor | outside
NJSTRE1545968264 |  | Transition Incentive Program | Montvale | 7645 | 7 | 8.16 | Residential | Yes | Behind the Meter | Net-metered residential rooftop and canopy |  | None | Tesla Energy Operations, Inc. | Orange Rockland Electric | Accepted | 2020-11-06 | 2020-11-10 | 2021-11-10 | Hanwha Q-CELLS | Q.Peak DUO BLK-G6+ 340 | Solar Panels |  | 0.34 | 24 | 172 | 18 |  | Fixed | Roof
NJSTRE1545974532 |  | Transition Incentive Program | Succasunna | 7876 | 3 | 6.37 | Residential | No | Behind the Meter | Net-metered residential rooftop and canopy |  | None | Tesla Energy Operations Inc. | JCP&L | Accepted | 2020-11-06 | 2020-11-13 | 2021-11-13 | Delta | M8-TL-US [240V] | Inverters | 7680 |  | 1 |  |  | 0.975 |  | Outdoor | Outdoor
NJSTRE1545974532 |  | Transition Incentive Program | Succasunna | 7876 | 3 | 6.37 | Residential | No | Behind the Meter | Net-metered residential rooftop and canopy |  | None | Tesla Energy Operations Inc. | JCP&L | Accepted | 2020-11-06 | 2020-11-13 | 2021-11-13 | Tesla | SR60T1 | Solar Panels |  | 0.05847 | 35 | 244 | 16 |  | Fixed | Roof
NJSTRE1545974532 |  | Transition Incentive Program | Succasunna | 7876 | 3 | 6.37 | Residential | No | Behind the Meter | Net-metered residential rooftop and canopy |  | None | Tesla Energy Operations Inc. | JCP&L | Accepted | 2020-11-06 | 2020-11-13 | 2021-11-13 | Tesla | SR60T1 | Solar Panels |  | 0.05847 | 74 | 64 | 16 |  | Fixed | Roof
NJSTRE1545984308 |  | Transition Incentive Program | Brigantine | 8203 | 19 | 19.85 | Residential | No | Behind the Meter | Net-metered residential rooftop and canopy |  | None | Advanced Renewable Solutions | AC Electric | Accepted | 2020-11-08 | 2020-11-11 | 2021-11-11 | ENPHASE | IQ7-60-2-US | Inverters | 15120 |  | 63 |  |  | 0.976 |  | Outdoor | Micro-inverters are mounted to underside of every solar
NJSTRE1545984308 |  | Transition Incentive Program | Brigantine | 8203 | 19 | 19.85 | Residential | No | Behind the Meter | Net-metered residential rooftop and canopy |  | None | Advanced Renewable Solutions | AC Electric | Accepted | 2020-11-08 | 2020-11-11 | 2021-11-11 | CertainTeed | CT315M11-02 | Solar Panels |  | 0.315 | 63 | 242 | 20 |  | Fixed | Roof
NJSTRE1545984774 |  | Transition Incentive Program | Manahawkin | 8050 | 18 | 10.71 | Residential | No | Behind the Meter | Net-metered residential rooftop and canopy |  | None | Suntuity Solar LLC | AC Electric | Accepted | 2020-11-09 | 2020-11-11 | 2021-11-11 | Enphase Energy | IQ7-60-2-US | Inverters | 240 |  | 34 |  |  | 0.97 |  | Outdoor | Behind the PV Modules
NJSTRE1545984774 |  | Transition Incentive Program | Manahawkin | 8050 | 18 | 10.71 | Residential | No | Behind the Meter | Net-metered residential rooftop and canopy |  | None | Suntuity Solar LLC | AC Electric | Accepted | 2020-11-09 | 2020-11-11 | 2021-11-11 | Longi | LR6-60HPB-315M | Solar Panels |  | 0.315 | 2 | 207 | 46 |  | Fixed | Roof
NJSTRE1545984774 |  | Transition Incentive Program | Manahawkin | 8050 | 18 | 10.71 | Residential | No | Behind the Meter | Net-metered residential rooftop and canopy |  | None | Suntuity Solar LLC | AC Electric | Accepted | 2020-11-09 | 2020-11-11 | 2021-11-11 | Longi | LR6-60HPB-315M | Solar Panels |  | 0.315 | 24 | 117 | 27 |  | Fixed | Roof
NJSTRE1545984774 |  | Transition Incentive Program | Manahawkin | 8050 | 18 | 10.71 | Residential | No | Behind the Meter | Net-metered residential rooftop and canopy |  | None | Suntuity Solar LLC | AC Electric | Accepted | 2020-11-09 | 2020-11-11 | 2021-11-11 | Longi | LR6-60HPB-315M | Solar Panels |  | 0.315 | 8 | 297 | 27 |  | Fixed | Roof
NJSTRE1545984775 |  | Transition Incentive Program | Belleville | 7109 | 9 | 6.65 | Residential | No | Behind the Meter | Net-metered residential rooftop and canopy |  | None | Suntuity Solar LLC | PSE&G | Accepted | 2020-11-09 | 2020-11-11 | 2021-11-11 | Enphase Energy | IQ7-60-2-US | Inverters | 240 |  | 19 |  |  | 0.97 |  | Outdoor | Behind the PV Modules
NJSTRE1545984775 |  | Transition Incentive Program | Belleville | 7109 | 9 | 6.65 | Residential | No | Behind the Meter | Net-metered residential rooftop and canopy |  | None | Suntuity Solar LLC | PSE&G | Accepted | 2020-11-09 | 2020-11-11 | 2021-11-11 | Longi | LR4-60HPB-350M | Solar Panels |  | 0.35 | 5 | 192 | 35 |  | Fixed | Roof
NJSTRE1545984775 |  | Transition Incentive Program | Belleville | 7109 | 9 | 6.65 | Residential | No | Behind the Meter | Net-metered residential rooftop and canopy |  | None | Suntuity Solar LLC | PSE&G | Accepted | 2020-11-09 | 2020-11-11 | 2021-11-11 | Longi | LR4-60HPB-350M | Solar Panels |  | 0.35 | 8 | 12 | 35 |  | Fixed | Roof
NJSTRE1545984775 |  | Transition Incentive Program | Belleville | 7109 | 9 | 6.65 | Residential | No | Behind the Meter | Net-metered residential rooftop and canopy |  | None | Suntuity Solar LLC | PSE&G | Accepted | 2020-11-09 | 2020-11-11 | 2021-11-11 | Longi | LR4-60HPB-350M | Solar Panels |  | 0.35 | 2 | 102 | 12 |  | Fixed | Roof
NJSTRE1545984775 |  | Transition Incentive Program | Belleville | 7109 | 9 | 6.65 | Residential | No | Behind the Meter | Net-metered residential rooftop and canopy |  | None | Suntuity Solar LLC | PSE&G | Accepted | 2020-11-09 | 2020-11-11 | 2021-11-11 | Longi | LR4-60HPB-350M | Solar Panels |  | 0.35 | 4 | 102 | 35 |  | Fixed | Roof
NJSTRE1545984776 |  | Transition Incentive Program | Marlboro | 7746 | 17 | 7.7 | Residential | No | Behind the Meter | Net-metered residential rooftop and canopy |  | None | Suntuity Solar LLC | JCP&L | Accepted | 2020-11-09 | 2020-11-11 | 2021-11-11 | Enphase Energy | IQ7-60-2-US | Inverters | 240 |  | 22 |  |  | 0.97 |  | Outdoor | Behind the PV Modules
NJSTRE1545984776 |  | Transition Incentive Program | Marlboro | 7746 | 17 | 7.7 | Residential | No | Behind the Meter | Net-metered residential rooftop and canopy |  | None | Suntuity Solar LLC | JCP&L | Accepted | 2020-11-09 | 2020-11-11 | 2021-11-11 | Longi | LR4-60HPB-350M | Solar Panels |  | 0.35 | 10 | 70 | 26 |  | Fixed | Roof
NJSTRE1545984776 |  | Transition Incentive Program | Marlboro | 7746 | 17 | 7.7 | Residential | No | Behind the Meter | Net-metered residential rooftop and canopy |  | None | Suntuity Solar LLC | JCP&L | Accepted | 2020-11-09 | 2020-11-11 | 2021-11-11 | Longi | LR4-60HPB-350M | Solar Panels |  | 0.35 | 12 | 250 | 26 |  | Fixed | Roof
NJSTRE1545984777 |  | Transition Incentive Program | Franklin | 8322 | 15 | 15.12 | Residential | Yes | Behind the Meter | Net-metered residential ground mount |  | None | Suntuity Solar LLC | AC Electric | Accepted | 2020-11-09 | 2020-11-12 | 2021-11-12 | Enphase Energy | IQ7-60-2-US | Inverters | 240 |  | 48 |  |  | 0.97 |  | Outdoor | Behind the PV Modules
NJSTRE1545984777 |  | Transition Incentive Program | Franklin | 8322 | 15 | 15.12 | Residential | Yes | Behind the Meter | Net-metered residential ground mount |  | None | Suntuity Solar LLC | AC Electric | Accepted | 2020-11-09 | 2020-11-12 | 2021-11-12 | Longi | LR6-60HPB-315M | Solar Panels |  | 0.315 | 24 | 181 | 20 |  | Fixed | Ground
NJSTRE1545984777 |  | Transition Incentive Program | Franklin | 8322 | 15 | 15.12 | Residential | Yes | Behind the Meter | Net-metered residential ground mount |  | None | Suntuity Solar LLC | AC Electric | Accepted | 2020-11-09 | 2020-11-12 | 2021-11-12 | Longi | LR6-60HPB-315M | Solar Panels |  | 0.315 | 24 | 181 | 20 |  | Fixed | Ground
NJSTRE1545984778 |  | Transition Incentive Program | Bellmawr | 8031 | 14 | 9.45 | Residential | Yes | Behind the Meter | Net-metered residential rooftop and canopy |  | None | Suntuity Solar LLC | PSE&G | Accepted | 2020-11-09 | 2020-11-12 | 2021-11-12 | Enphase Energy | IQ7-60-2-US | Inverters | 240 |  | 30 |  |  | 0.97 |  | Outdoor | Behind the PV Modules
NJSTRE1545984778 |  | Transition Incentive Program | Bellmawr | 8031 | 14 | 9.45 | Residential | Yes | Behind the Meter | Net-metered residential rooftop and canopy |  | None | Suntuity Solar LLC | PSE&G | Accepted | 2020-11-09 | 2020-11-12 | 2021-11-12 | Longi | LR6-60HPB-315M | Solar Panels |  | 0.315 | 10 | 204 | 18 |  | Fixed | Roof
NJSTRE1545984778 |  | Transition Incentive Program | Bellmawr | 8031 | 14 | 9.45 | Residential | Yes | Behind the Meter | Net-metered residential rooftop and canopy |  | None | Suntuity Solar LLC | PSE&G | Accepted | 2020-11-09 | 2020-11-12 | 2021-11-12 | Longi | LR6-60HPB-315M | Solar Panels |  | 0.315 | 20 | 24 | 15 |  | Fixed | Roof
NJSTRE1545984779 |  | Transition Incentive Program | Wayne | 7470 | 6 | 7.35 | Residential | Yes | Behind the Meter | Net-metered residential rooftop and canopy |  | None | Suntuity Solar LLC | PSE&G | Accepted | 2020-11-09 | 2020-11-12 | 2021-11-12 | Enphase Energy | IQ7-60-2-US | Inverters | 240 |  | 21 |  |  | 0.97 |  | Outdoor | Behind the PV Modules
NJSTRE1545984779 |  | Transition Incentive Program | Wayne | 7470 | 6 | 7.35 | Residential | Yes | Behind the Meter | Net-metered residential rooftop and canopy |  | None | Suntuity Solar LLC | PSE&G | Accepted | 2020-11-09 | 2020-11-12 | 2021-11-12 | Longi | LR4-60HPB-350M | Solar Panels |  | 0.35 | 8 | 58 | 24 |  | Fixed | Roof
NJSTRE1545984779 |  | Transition Incentive Program | Wayne | 7470 | 6 | 7.35 | Residential | Yes | Behind the Meter | Net-metered residential rooftop and canopy |  | None | Suntuity Solar LLC | PSE&G | Accepted | 2020-11-09 | 2020-11-12 | 2021-11-12 | Longi | LR4-60HPB-350M | Solar Panels |  | 0.35 | 5 | 58 | 24 |  | Fixed | Roof
NJSTRE1545984779 |  | Transition Incentive Program | Wayne | 7470 | 6 | 7.35 | Residential | Yes | Behind the Meter | Net-metered residential rooftop and canopy |  | None | Suntuity Solar LLC | PSE&G | Accepted | 2020-11-09 | 2020-11-12 | 2021-11-12 | Longi | LR4-60HPB-350M | Solar Panels |  | 0.35 | 8 | 238 | 24 |  | Fixed | Roof
NJSTRE1545984780 |  | Transition Incentive Program | Bellmawr | 8031 | 14 | 10.15 | Residential | Yes | Behind the Meter | Net-metered residential rooftop and canopy |  | None | Suntuity Solar LLC | PSE&G | Accepted | 2020-11-09 | 2020-11-12 | 2021-11-12 | Enphase Energy | IQ7-60-2-US | Inverters | 240 |  | 29 |  |  | 0.97 |  | Outdoor | Behind the PV Modules
NJSTRE1545984780 |  | Transition Incentive Program | Bellmawr | 8031 | 14 | 10.15 | Residential | Yes | Behind the Meter | Net-metered residential rooftop and canopy |  | None | Suntuity Solar LLC | PSE&G | Accepted | 2020-11-09 | 2020-11-12 | 2021-11-12 | Longi | LR4-60HPB-350M | Solar Panels |  | 0.35 | 9 | 346 | 25 |  | Fixed | Roof
NJSTRE1545984780 |  | Transition Incentive Program | Bellmawr | 8031 | 14 | 10.15 | Residential | Yes | Behind the Meter | Net-metered residential rooftop and canopy |  | None | Suntuity Solar LLC | PSE&G | Accepted | 2020-11-09 | 2020-11-12 | 2021-11-12 | Longi | LR4-60HPB-350M | Solar Panels |  | 0.35 | 20 | 166 | 25 |  | Fixed | Roof
NJSTRE1545984790 |  | Transition Incentive Program | Willingboro | 8046 | 13 | 7.82 | Residential | No | Behind the Meter | Net-metered residential rooftop and canopy |  | None | Vision Solar LLC | PSE&G | Accepted | 2020-11-09 | 2020-11-11 | 2021-11-11 | ENPHASE | IQ7-60-2-US | Inverters | 0.24 |  | 23 |  |  | 0.96 |  | Other | BEHIND EACH PANEL
NJSTRE1545984790 |  | Transition Incentive Program | Willingboro | 8046 | 13 | 7.82 | Residential | No | Behind the Meter | Net-metered residential rooftop and canopy |  | None | Vision Solar LLC | PSE&G | Accepted | 2020-11-09 | 2020-11-11 | 2021-11-11 | HANWHA Q-CELLS | Q.PEAK DUO BLK-G6+ 340 | Solar Panels |  | 0.34 | 11 | 291 | 18 |  | Fixed | Roof
NJSTRE1545984790 |  | Transition Incentive Program | Willingboro | 8046 | 13 | 7.82 | Residential | No | Behind the Meter | Net-metered residential rooftop and canopy |  | None | Vision Solar LLC | PSE&G | Accepted | 2020-11-09 | 2020-11-11 | 2021-11-11 | HANWHA Q-CELLS | Q.PEAK DUO BLK-G6+ 340 | Solar Panels |  | 0.34 | 12 | 111 | 18 |  | Fixed | Roof
NJSTRE1545984797 |  | Transition Incentive Program | Rutherford | 7070 | 7 | 10.72 | Residential | Yes | Behind the Meter | Net-metered residential rooftop and canopy |  | None | Vision Solar LLC | PSE&G | Accepted | 2020-11-09 | 2020-11-11 | 2021-11-11 | ENPHASE | IQ7-60-2-US | Inverters | 0.24 |  | 32 |  |  | 0.96 |  | Other | BEHIND EACH PANEL
NJSTRE1545984797 |  | Transition Incentive Program | Rutherford | 7070 | 7 | 10.72 | Residential | Yes | Behind the Meter | Net-metered residential rooftop and canopy |  | None | Vision Solar LLC | PSE&G | Accepted | 2020-11-09 | 2020-11-11 | 2021-11-11 | HANWHA Q-CELLS | Q.PEAK DUO BLK-G6+ 335 | Solar Panels |  | 0.335 | 24 | 204 | 39 |  | Fixed | Roof
NJSTRE1545984797 |  | Transition Incentive Program | Rutherford | 7070 | 7 | 10.72 | Residential | Yes | Behind the Meter | Net-metered residential rooftop and canopy |  | None | Vision Solar LLC | PSE&G | Accepted | 2020-11-09 | 2020-11-11 | 2021-11-11 | HANWHA Q-CELLS | Q.PEAK DUO BLK-G6+ 335 | Solar Panels |  | 0.335 | 8 | 24 | 39 |  | Fixed | Roof
NJSTRE1545984818 |  | Transition Incentive Program | Mayetta | 8092 | 18 | 10.88 | Residential | No | Behind the Meter | Net-metered residential rooftop and canopy |  | None | Orbit Energy | AC Electric | Accepted | 2020-11-10 | 2020-11-11 | 2021-11-11 | ENPHASE ENERGY | IQ7-60-2-US | Inverters | 240 |  | 34 |  |  | 0.99 |  | Other | UNDER EACH PANEL
NJSTRE1545984818 |  | Transition Incentive Program | Mayetta | 8092 | 18 | 10.88 | Residential | No | Behind the Meter | Net-metered residential rooftop and canopy |  | None | Orbit Energy | AC Electric | Accepted | 2020-11-10 | 2020-11-11 | 2021-11-11 | HANWHA | Q PEAK CELLS 320W | Solar Panels |  | 0.32 | 18 | 49 | 20 |  | Fixed | Roof
NJSTRE1545984818 |  | Transition Incentive Program | Mayetta | 8092 | 18 | 10.88 | Residential | No | Behind the Meter | Net-metered residential rooftop and canopy |  | None | Orbit Energy | AC Electric | Accepted | 2020-11-10 | 2020-11-11 | 2021-11-11 | HANWHA | Q PEAK CELLS 320W | Solar Panels |  | 0.32 | 16 | 229 | 20 |  | Fixed | Roof
NJSTRE1545984840 |  | Transition Incentive Program | Lodi | 7644 | 7 | 10.4 | Residential | No | Behind the Meter | Net-metered residential rooftop and canopy |  | None | Infinity Solar Systems | PSE&G | Accepted | 2020-11-09 | 2020-11-11 | 2021-11-11 | ENPHASE | IQ7-60-X-US | Inverters | 250 |  | 8 |  |  | 0.95 |  | Outdoor | ROOFTOP
NJSTRE1545984840 |  | Transition Incentive Program | Lodi | 7644 | 7 | 10.4 | Residential | No | Behind the Meter | Net-metered residential rooftop and canopy |  | None | Infinity Solar Systems | PSE&G | Accepted | 2020-11-09 | 2020-11-11 | 2021-11-11 | ENPHASE | IQ7-60-X-US | Inverters | 250 |  | 9 |  |  | 0.95 |  | Outdoor | ROOFTOP
NJSTRE1545984840 |  | Transition Incentive Program | Lodi | 7644 | 7 | 10.4 | Residential | No | Behind the Meter | Net-metered residential rooftop and canopy |  | None | Infinity Solar Systems | PSE&G | Accepted | 2020-11-09 | 2020-11-11 | 2021-11-11 | ENPHASE | IQ7-60-X-US | Inverters | 250 |  | 8 |  |  | 0.95 |  | Outdoor | ROOFTOP
NJSTRE1545984840 |  | Transition Incentive Program | Lodi | 7644 | 7 | 10.4 | Residential | No | Behind the Meter | Net-metered residential rooftop and canopy |  | None | Infinity Solar Systems | PSE&G | Accepted | 2020-11-09 | 2020-11-11 | 2021-11-11 | ENPHASE | IQ7-60-X-US | Inverters | 250 |  | 2 |  |  | 0.95 |  | Outdoor | ROOFTOP
NJSTRE1545984840 |  | Transition Incentive Program | Lodi | 7644 | 7 | 10.4 | Residential | No | Behind the Meter | Net-metered residential rooftop and canopy |  | None | Infinity Solar Systems | PSE&G | Accepted | 2020-11-09 | 2020-11-11 | 2021-11-11 | ENPHASE | IQ7-60-X-US | Inverters | 250 |  | 7 |  |  | 0.95 |  | Outdoor | ROOFTOP
NJSTRE1545984840 |  | Transition Incentive Program | Lodi | 7644 | 7 | 10.4 | Residential | No | Behind the Meter | Net-metered residential rooftop and canopy |  | None | Infinity Solar Systems | PSE&G | Accepted | 2020-11-09 | 2020-11-11 | 2021-11-11 | CANADIAN SOLAR | CS1H-325-MS | Solar Panels |  | 0.325 | 8 | 306 | 40 |  | Fixed | Roof
NJSTRE1545984840 |  | Transition Incentive Program | Lodi | 7644 | 7 | 10.4 | Residential | No | Behind the Meter | Net-metered residential rooftop and canopy |  | None | Infinity Solar Systems | PSE&G | Accepted | 2020-11-09 | 2020-11-11 | 2021-11-11 | CANADIAN SOLAR | CS1H-325-MS | Solar Panels |  | 0.325 | 2 | 126 | 40 |  | Fixed | Roof
NJSTRE1545984840 |  | Transition Incentive Program | Lodi | 7644 | 7 | 10.4 | Residential | No | Behind the Meter | Net-metered residential rooftop and canopy |  | None | Infinity Solar Systems | PSE&G | Accepted | 2020-11-09 | 2020-11-11 | 2021-11-11 | CANADIAN SOLAR | CS1H-325-MS | Solar Panels |  | 0.325 | 2 | 216 | 40 |  | Fixed | Roof
NJSTRE1545984840 |  | Transition Incentive Program | Lodi | 7644 | 7 | 10.4 | Residential | No | Behind the Meter | Net-metered residential rooftop and canopy |  | None | Infinity Solar Systems | PSE&G | Accepted | 2020-11-09 | 2020-11-11 | 2021-11-11 | CANADIAN SOLAR | CS1H-325-MS | Solar Panels |  | 0.325 | 9 | 126 | 15 |  | Fixed | Roof
NJSTRE1545984840 |  | Transition Incentive Program | Lodi | 7644 | 7 | 10.4 | Residential | No | Behind the Meter | Net-metered residential rooftop and canopy |  | None | Infinity Solar Systems | PSE&G | Accepted | 2020-11-09 | 2020-11-11 | 2021-11-11 | CANADIAN SOLAR | CS1H-325-MS | Solar Panels |  | 0.325 | 11 | 306 | 15 |  | Fixed | Roof
NJSTRE1545984857 |  | Transition Incentive Program | Flemington | 8822 | 4 | 1.23 | Residential | No | Behind the Meter | Net-metered residential rooftop and canopy |  | None | Tesla Energy Operations Inc. | JCP&L | Accepted | 2020-11-09 | 2020-11-11 | 2021-11-11 | Tesla | AC Powerwall 2.0 | Electric Storage Battery |  |  | 2 |  |  |  | Lithium Ion |  | Inside garage
NJSTRE1545984857 |  | Transition Incentive Program | Flemington | 8822 | 4 | 1.23 | Residential | No | Behind the Meter | Net-metered residential rooftop and canopy |  | None | Tesla Energy Operations Inc. | JCP&L | Accepted | 2020-11-09 | 2020-11-11 | 2021-11-11 | Delta Electronics | M4-TL-US [240V] | Inverters | 3840 |  | 1 |  |  | 0.975 |  | Indoor | Inside garage
NJSTRE1545984857 |  | Transition Incentive Program | Flemington | 8822 | 4 | 1.23 | Residential | No | Behind the Meter | Net-metered residential rooftop and canopy |  | None | Tesla Energy Operations Inc. | JCP&L | Accepted | 2020-11-09 | 2020-11-11 | 2021-11-11 | Tesla | SR60T1 | Solar Panels |  | 0.05847 | 7 | 176 | 19 |  | Fixed | Roof
NJSTRE1545984857 |  | Transition Incentive Program | Flemington | 8822 | 4 | 1.23 | Residential | No | Behind the Meter | Net-metered residential rooftop and canopy |  | None | Tesla Energy Operations Inc. | JCP&L | Accepted | 2020-11-09 | 2020-11-11 | 2021-11-11 | Tesla | SR60T1 | Solar Panels |  | 0.05847 | 14 | 176 | 18 |  | Fixed | Roof
NJSTRE1545984869 |  | Transition Incentive Program | Vineland | 8360 | 20 | 6.54 | Residential | Yes | Behind the Meter | Net-metered residential rooftop and canopy |  | PSEG | Vision Solar LLC | PSE&G | Accepted | 2020-11-09 | 2020-11-10 | 2021-11-10 | SUNPOWER | 20 - SUNPOWER E20-327-E-AC | Inverters | 0.24 |  | 20 |  |  | 0.96 |  | Other | BEHIND EACH PANEL
NJSTRE1545984869 |  | Transition Incentive Program | Vineland | 8360 | 20 | 6.54 | Residential | Yes | Behind the Meter | Net-metered residential rooftop and canopy |  | PSEG | Vision Solar LLC | PSE&G | Accepted | 2020-11-09 | 2020-11-10 | 2021-11-10 | SUNPOWER | 20 - SUNPOWER E20-327-E-AC | Solar Panels |  | 0.327 | 20 | 93 | 23 |  | Fixed | Roof
NJSTRE1545984913 |  | Transition Incentive Program | Burlington | 8016 | 13 | 232.88 | Commercial | No | Behind the Meter | Net-metered non-residential ground mount |  | None | Pfister Energy, Inc. | PSE&G | Accepted | 2020-11-19 | 2020-11-19 | 2021-11-19 | CHINT | CPS SCA 60 KTL | Inverters | 60000 |  | 3 |  |  | 0.985 |  | Outside | ALONG THE RACK
NJSTRE1545984913 |  | Transition Incentive Program | Burlington | 8016 | 13 | 232.88 | Commercial | No | Behind the Meter | Net-metered non-residential ground mount |  | None | Pfister Energy, Inc. | PSE&G | Accepted | 2020-11-19 | 2020-11-19 | 2021-11-19 | TRINA | TSM DE(II) 410W | Solar Panels |  | 0.41 | 568 | 180 | 25 |  | Fixed | Ground
NJSTRE1545984938 |  | Transition Incentive Program | Barnegat | 8005 | 18 | 13.08 | Residential | Yes | Behind the Meter | Net-metered residential rooftop and canopy |  | None | Vision Solar LLC | JCP&L | Accepted | 2020-11-09 | 2020-11-11 | 2021-11-11 | SUNPOWER | 40 - SUNPOWER TYPE E | Inverters | 0.24 |  | 40 |  |  | 0.96 |  | Other | BEHIND EACH PANEL
NJSTRE1545984938 |  | Transition Incentive Program | Barnegat | 8005 | 18 | 13.08 | Residential | Yes | Behind the Meter | Net-metered residential rooftop and canopy |  | None | Vision Solar LLC | JCP&L | Accepted | 2020-11-09 | 2020-11-11 | 2021-11-11 | SUNPOWER | 40 - SUNPOWER E20-327-E-AC | Solar Panels |  | 0.327 | 13 | 32 | 19 |  | Fixed | Roof
NJSTRE1545984938 |  | Transition Incentive Program | Barnegat | 8005 | 18 | 13.08 | Residential | Yes | Behind the Meter | Net-metered residential rooftop and canopy |  | None | Vision Solar LLC | JCP&L | Accepted | 2020-11-09 | 2020-11-11 | 2021-11-11 | SUNPOWER | 40 - SUNPOWER E20-327-E-AC | Solar Panels |  | 0.327 | 5 | 32 | 19 |  | Fixed | Roof
NJSTRE1545984938 |  | Transition Incentive Program | Barnegat | 8005 | 18 | 13.08 | Residential | Yes | Behind the Meter | Net-metered residential rooftop and canopy |  | None | Vision Solar LLC | JCP&L | Accepted | 2020-11-09 | 2020-11-11 | 2021-11-11 | SUNPOWER | 40 - SUNPOWER E20-327-E-AC | Solar Panels |  | 0.327 | 22 | 212 | 19 |  | Fixed | Roof
NJSTRE1545984943 |  | Transition Incentive Program | West Caldwell | 7006 | 9 | 8.32 | Residential | Yes | Behind the Meter | Net-metered residential rooftop and canopy |  | None | Vivint Solar Developer, LLC | PSE&G | Accepted | 2020-11-09 | 2020-11-11 | 2021-11-11 | Solar Edge | SE7600H-US | Inverters | 7600 |  | 1 |  |  | 0.992 |  | Outdoor | Near the Utility Meter
NJSTRE1545984943 |  | Transition Incentive Program | West Caldwell | 7006 | 9 | 8.32 | Residential | Yes | Behind the Meter | Net-metered residential rooftop and canopy |  | None | Vivint Solar Developer, LLC | PSE&G | Accepted | 2020-11-09 | 2020-11-11 | 2021-11-11 | JINKO SOLAR | JKM320M-60HBL | Solar Panels |  | 0.32 | 18 | 102 | 22 |  | Fixed | Roof
NJSTRE1545984943 |  | Transition Incentive Program | West Caldwell | 7006 | 9 | 8.32 | Residential | Yes | Behind the Meter | Net-metered residential rooftop and canopy |  | None | Vivint Solar Developer, LLC | PSE&G | Accepted | 2020-11-09 | 2020-11-11 | 2021-11-11 | JINKO SOLAR | JKM320M-60HBL | Solar Panels |  | 0.32 | 8 | 192 | 9 |  | Fixed | Roof
NJSTRE1545984944 |  | Transition Incentive Program | Bridgewater TWP | 8807 | 5 | 12.24 | Residential | No | Behind the Meter | Net-metered residential rooftop and canopy |  | None | Tesla Energy Operations Inc. | PSE&G | Accepted | 2020-11-09 | 2020-11-11 | 2021-11-11 | SolarEdge Technologies | SE11400H-US [240V] | Inverters | 11400 |  | 1 |  |  | 0.99 |  | Outside | Outside
NJSTRE1545984944 |  | Transition Incentive Program | Bridgewater TWP | 8807 | 5 | 12.24 | Residential | No | Behind the Meter | Net-metered residential rooftop and canopy |  | None | Tesla Energy Operations Inc. | PSE&G | Accepted | 2020-11-09 | 2020-11-11 | 2021-11-11 | Hanwha Q-CELLS | Q.Peak DUO BLK-G6+ 340 | Solar Panels |  | 0.34 | 17 | 307 | 32 |  | Fixed | Roof
NJSTRE1545984944 |  | Transition Incentive Program | Bridgewater TWP | 8807 | 5 | 12.24 | Residential | No | Behind the Meter | Net-metered residential rooftop and canopy |  | None | Tesla Energy Operations Inc. | PSE&G | Accepted | 2020-11-09 | 2020-11-11 | 2021-11-11 | Hanwha Q-CELLS | Q.Peak DUO BLK-G6+ 340 | Solar Panels |  | 0.34 | 2 | 217 | 38 |  | Fixed | Roof
NJSTRE1545984944 |  | Transition Incentive Program | Bridgewater TWP | 8807 | 5 | 12.24 | Residential | No | Behind the Meter | Net-metered residential rooftop and canopy |  | None | Tesla Energy Operations Inc. | PSE&G | Accepted | 2020-11-09 | 2020-11-11 | 2021-11-11 | Hanwha Q-CELLS | Q.Peak DUO BLK-G6+ 340 | Solar Panels |  | 0.34 | 17 | 127 | 32 |  | Fixed | Roof
NJSTRE1545985005 |  | Transition Incentive Program | Totowa | 7512 | 6 | 7.8 | Residential | Yes | Behind the Meter | Net-metered residential rooftop and canopy |  | None | Vivint Solar Developer, LLC | PSE&G | Accepted | 2020-11-09 | 2020-11-11 | 2021-11-11 | SolarEdge | SE7600H-US | Inverters | 7600 |  | 1 |  |  | 0.992 |  | Outdoor | Near the Utility Meter
NJSTRE1545985005 |  | Transition Incentive Program | Totowa | 7512 | 6 | 7.8 | Residential | Yes | Behind the Meter | Net-metered residential rooftop and canopy |  | None | Vivint Solar Developer, LLC | PSE&G | Accepted | 2020-11-09 | 2020-11-11 | 2021-11-11 | Jinko Solar | JKM325M-60HBL | Solar Panels |  | 0.325 | 24 | 131 | 6 |  | Fixed | Roof
NJSTRE1545985008 |  | Transition Incentive Program | Toms River | 8753 | 18 | 4.08 | Residential | Yes | Behind the Meter | Net-metered residential rooftop and canopy |  | None | Tesla Energy Operations Inc. | JCP&L | Accepted | 2020-11-09 | 2020-11-11 | 2021-11-11 | SolarEdge Technologies | SE3800H-US [240V] | Inverters | 3800 |  | 1 |  |  | 0.99 |  | Indoor | Inside garage
NJSTRE1545985008 |  | Transition Incentive Program | Toms River | 8753 | 18 | 4.08 | Residential | Yes | Behind the Meter | Net-metered residential rooftop and canopy |  | None | Tesla Energy Operations Inc. | JCP&L | Accepted | 2020-11-09 | 2020-11-11 | 2021-11-11 | Hanwha Q-CELLS | Q.Peak DUO BLK-G6+ 340 | Solar Panels |  | 0.34 | 12 | 282 | 25 |  | Fixed | Roof
NJSTRE1545985016 |  | Transition Incentive Program | Teaneck | 7666 | 7 | 5.76 | Residential | Yes | Behind the Meter | Net-metered residential rooftop and canopy |  | None | Vivint Solar Developer, LLC | PSE&G | Accepted | 2020-11-09 | 2020-11-11 | 2021-11-11 | Solar Edge | SE3800H-US | Inverters | 3800 |  | 1 |  |  | 0.992 |  | Outdoor | Near the Utility Meter
NJSTRE1545985016 |  | Transition Incentive Program | Teaneck | 7666 | 7 | 5.76 | Residential | Yes | Behind the Meter | Net-metered residential rooftop and canopy |  | None | Vivint Solar Developer, LLC | PSE&G | Accepted | 2020-11-09 | 2020-11-11 | 2021-11-11 | JINKO SOLAR | JKM320M-60HBL | Solar Panels |  | 0.32 | 12 | 206 | 31 |  | Fixed | Roof
NJSTRE1545985016 |  | Transition Incentive Program | Teaneck | 7666 | 7 | 5.76 | Residential | Yes | Behind the Meter | Net-metered residential rooftop and canopy |  | None | Vivint Solar Developer, LLC | PSE&G | Accepted | 2020-11-09 | 2020-11-11 | 2021-11-11 | JINKO SOLAR | JKM320M-60HBL | Solar Panels |  | 0.32 | 6 | 26 | 31 |  | Fixed | Roof
NJSTRE1545985032 |  | Transition Incentive Program | North Plainfield | 7060 | 10 | 4.8 | Residential | Yes | Behind the Meter | Net-metered residential rooftop and canopy |  | None | Vivint Solar Developer, LLC | PSE&G | Accepted | 2020-11-09 | 2020-11-11 | 2021-11-11 | SolarEdge | SE3800H-US | Inverters | 3800 |  | 1 |  |  | 0.992 |  | Outdoor | Near the Utility Meter
NJSTRE1545985032 |  | Transition Incentive Program | North Plainfield | 7060 | 10 | 4.8 | Residential | Yes | Behind the Meter | Net-metered residential rooftop and canopy |  | None | Vivint Solar Developer, LLC | PSE&G | Accepted | 2020-11-09 | 2020-11-11 | 2021-11-11 | Jinko Solar | JKM320M-60HBL | Solar Panels |  | 0.32 | 15 | 132 | 24 |  | Fixed | Roof
NJSTRE1545985039 |  | Transition Incentive Program | Landisville | 8326 | 19 | 7.71 | Residential | Yes | Behind the Meter | Net-metered residential rooftop and canopy |  | None | Vision Solar LLC | AC Electric | Accepted | 2020-11-09 | 2020-11-11 | 2021-11-11 | ENPHASE | IQ7-60-2-US | Inverters | 0.24 |  | 23 |  |  | 0.96 |  | Other | BEHIND EACH PANEL
NJSTRE1545985039 |  | Transition Incentive Program | Landisville | 8326 | 19 | 7.71 | Residential | Yes | Behind the Meter | Net-metered residential rooftop and canopy |  | None | Vision Solar LLC | AC Electric | Accepted | 2020-11-09 | 2020-11-11 | 2021-11-11 | HANWHA Q-CELLS | Q.PEAK DUO BLK-G6+ 335 | Solar Panels |  | 0.335 | 23 | 152 | 30 |  | Fixed | Roof
NJSTRE1545985061 |  | Transition Incentive Program | Perth Amboy | 8861 | 11 | 7.52 | Residential | Yes | Behind the Meter | Net-metered residential rooftop and canopy |  | PSEG | Fusion Solar Energy LLC | PSE&G | Accepted | 2020-11-09 | 2020-11-16 | 2021-11-16 | Sunpower | Type E | Inverters | 0.32 |  | 23 |  |  | 0.94 |  | Outdoor | Rooftop
NJSTRE1545985061 |  | Transition Incentive Program | Perth Amboy | 8861 | 11 | 7.52 | Residential | Yes | Behind the Meter | Net-metered residential rooftop and canopy |  | PSEG | Fusion Solar Energy LLC | PSE&G | Accepted | 2020-11-09 | 2020-11-16 | 2021-11-16 | Sunpower | 327 E AC | Solar Panels |  | 0.327 | 23 | East South | 32 |  | Fixed | Roof
NJSTRE1545985068 |  | Transition Incentive Program | Roselle | 7203 | 10 | 7.68 | Residential | Yes | Behind the Meter | Net-metered residential rooftop and canopy |  | None | Vivint Solar Developer, LLC | PSE&G | Accepted | 2020-11-09 | 2020-11-11 | 2021-11-11 | SolarEdge | SE7600H-US | Inverters | 7600 |  | 1 |  |  | 0.992 |  | Outdoor | Near the Utility Meter
NJSTRE1545985068 |  | Transition Incentive Program | Roselle | 7203 | 10 | 7.68 | Residential | Yes | Behind the Meter | Net-metered residential rooftop and canopy |  | None | Vivint Solar Developer, LLC | PSE&G | Accepted | 2020-11-09 | 2020-11-11 | 2021-11-11 | Jinko Solar | JKM320M-60HBL | Solar Panels |  | 0.32 | 24 | 255 | 21 |  | Fixed | Roof
NJSTRE1545985084 |  | Transition Incentive Program | Sicklerville | 8081 | 14 | 11.56 | Residential | No | Behind the Meter | Net-metered residential rooftop and canopy |  | None | Vision Solar LLC | AC Electric | Accepted | 2020-11-09 | 2020-11-11 | 2021-11-11 | ENPHASE | IQ7-60-2-US | Inverters | 0.24 |  | 34 |  |  | 0.96 |  | Other | BEHIND EACH PANEL
NJSTRE1545985084 |  | Transition Incentive Program | Sicklerville | 8081 | 14 | 11.56 | Residential | No | Behind the Meter | Net-metered residential rooftop and canopy |  | None | Vision Solar LLC | AC Electric | Accepted | 2020-11-09 | 2020-11-11 | 2021-11-11 | HANWHA Q-CELLS | Q.PEAK DUO BLK-G6+ 340 | Solar Panels |  | 0.34 | 29 | 187 | 33 |  | Fixed | Roof
NJSTRE1545985084 |  | Transition Incentive Program | Sicklerville | 8081 | 14 | 11.56 | Residential | No | Behind the Meter | Net-metered residential rooftop and canopy |  | None | Vision Solar LLC | AC Electric | Accepted | 2020-11-09 | 2020-11-11 | 2021-11-11 | HANWHA Q-CELLS | Q.PEAK DUO BLK-G6+ 340 | Solar Panels |  | 0.34 | 5 | 187 | 11 |  | Fixed | Roof
NJSTRE1545985113 |  | Transition Incentive Program | Barrington | 8007 | 14 | 7.82 | Residential | No | Behind the Meter | Net-metered residential rooftop and canopy |  | None | Vision Solar LLC | PSE&G | Accepted | 2020-11-09 | 2020-11-11 | 2021-11-11 | ENPHASE | IQ7-60-2-US | Inverters | 0.24 |  | 23 |  |  | 0.96 |  | Other | BEHIND EACH PANEL
NJSTRE1545985113 |  | Transition Incentive Program | Barrington | 8007 | 14 | 7.82 | Residential | No | Behind the Meter | Net-metered residential rooftop and canopy |  | None | Vision Solar LLC | PSE&G | Accepted | 2020-11-09 | 2020-11-11 | 2021-11-11 | HANWHA Q-CELLS | Q.PEAK DUO BLK-G6 340 | Solar Panels |  | 0.34 | 7 | 81 | 23 |  | Fixed | Roof
NJSTRE1545985113 |  | Transition Incentive Program | Barrington | 8007 | 14 | 7.82 | Residential | No | Behind the Meter | Net-metered residential rooftop and canopy |  | None | Vision Solar LLC | PSE&G | Accepted | 2020-11-09 | 2020-11-11 | 2021-11-11 | HANWHA Q-CELLS | Q.PEAK DUO BLK-G6 340 | Solar Panels |  | 0.34 | 16 | 261 | 23 |  | Fixed | Roof
NJSTRE1545985142 |  | Transition Incentive Program | Bogota | 7603 | 7 | 3.06 | Residential | No | Behind the Meter | Net-metered residential rooftop and canopy |  | None | Trinity Solar | PSE&G | Accepted | 2020-11-09 | 2020-11-17 | 2021-11-17 | Solar Edge | SE3000 | Inverters | 3000 |  | 1 |  |  | 0.97 |  | Outside | side of home
NJSTRE1545985142 |  | Transition Incentive Program | Bogota | 7603 | 7 | 3.06 | Residential | No | Behind the Meter | Net-metered residential rooftop and canopy |  | None | Trinity Solar | PSE&G | Accepted | 2020-11-09 | 2020-11-17 | 2021-11-17 | Hanwha | Q.PEAK DUO BLK-G6 340 | Solar Panels |  | 0.34 | 9 | 199 | 30 |  | Fixed | Roof
NJSTRE1545985150 |  | Transition Incentive Program | Hopatcong | 7843 | 1 | 12.71 | Residential | No | Behind the Meter | Net-metered residential rooftop and canopy |  | None | SunPower Corporation, Systems | JCP&L | Accepted | 2020-11-09 | 2020-11-11 | 2021-11-11 | SunPower | SPR-A410-G-AC | Inverters | 349 |  | 31 |  |  | 0.97 |  | Other | under each panel
NJSTRE1545985150 |  | Transition Incentive Program | Hopatcong | 7843 | 1 | 12.71 | Residential | No | Behind the Meter | Net-metered residential rooftop and canopy |  | None | SunPower Corporation, Systems | JCP&L | Accepted | 2020-11-09 | 2020-11-11 | 2021-11-11 | SunPower | SPR-A410-G-AC | Solar Panels |  | 0.41 | 20 | 170 | 20 |  | Fixed | Roof
NJSTRE1545985150 |  | Transition Incentive Program | Hopatcong | 7843 | 1 | 12.71 | Residential | No | Behind the Meter | Net-metered residential rooftop and canopy |  | None | SunPower Corporation, Systems | JCP&L | Accepted | 2020-11-09 | 2020-11-11 | 2021-11-11 | SunPower | SPR-A410-G-AC | Solar Panels |  | 0.41 | 8 | 80 | 20 |  | Fixed | Roof
NJSTRE1545985150 |  | Transition Incentive Program | Hopatcong | 7843 | 1 | 12.71 | Residential | No | Behind the Meter | Net-metered residential rooftop and canopy |  | None | SunPower Corporation, Systems | JCP&L | Accepted | 2020-11-09 | 2020-11-11 | 2021-11-11 | SunPower | SPR-A410-G-AC | Solar Panels |  | 0.41 | 3 | 80 | 20 |  | Fixed | Roof
NJSTRE1545985163 |  | Transition Incentive Program | Trenton | 8629 | 12 | 4.25 | Residential | Yes | Behind the Meter | Net-metered residential rooftop and canopy |  | None | Ad Energy | PSE&G | Accepted | 2020-11-09 | 2020-11-12 | 2021-11-12 | Enphase Energy | IQ7XS-96-ACM-US | Inverters | 315 |  | 13 |  |  | 0.975 |  | Outdoor | at each panel
NJSTRE1545985163 |  | Transition Incentive Program | Trenton | 8629 | 12 | 4.25 | Residential | Yes | Behind the Meter | Net-metered residential rooftop and canopy |  | None | Ad Energy | PSE&G | Accepted | 2020-11-09 | 2020-11-12 | 2021-11-12 | Sunpower | SPR-E20-327-E-AC | Solar Panels |  | 0.327 | 13 | 150 | 30 |  | Fixed | Roof
NJSTRE1545985179 |  | Transition Incentive Program | Sicklerville | 8081 | 14 | 13.33 | Residential | Yes | Behind the Meter | Net-metered residential rooftop and canopy |  | None | SunnyMac LLC | AC Electric | Accepted | 2020-11-09 | 2020-11-11 | 2021-11-11 | Solaredge | SE10000H-US | Inverters | 10000 |  | 1 |  |  | 0.99 |  | Outdoor | Next to meter
NJSTRE1545985179 |  | Transition Incentive Program | Sicklerville | 8081 | 14 | 13.33 | Residential | Yes | Behind the Meter | Net-metered residential rooftop and canopy |  | None | SunnyMac LLC | AC Electric | Accepted | 2020-11-09 | 2020-11-11 | 2021-11-11 | REC | TwinPeak 2 Mono | Solar Panels |  | 0.325 | 22 | 216 | 18 |  | Fixed | Roof
NJSTRE1545985179 |  | Transition Incentive Program | Sicklerville | 8081 | 14 | 13.33 | Residential | Yes | Behind the Meter | Net-metered residential rooftop and canopy |  | None | SunnyMac LLC | AC Electric | Accepted | 2020-11-09 | 2020-11-11 | 2021-11-11 | REC | TwinPeak 2 Mono | Solar Panels |  | 0.325 | 19 | 36 | 18 |  | Fixed | Roof
NJSTRE1545985184 |  | Transition Incentive Program | South Brunswick Twp | 8852 | 11 | 6 | Residential | Yes | Behind the Meter | Net-metered residential rooftop and canopy |  | None | SunPower Corporation, Systems | PSE&G | Accepted | 2020-11-09 | 2020-11-11 | 2021-11-11 | SunPower | SPR-A400-G-AC | Inverters | 349 |  | 15 |  |  | 0.97 |  | Other | under each panel
NJSTRE1545985184 |  | Transition Incentive Program | South Brunswick Twp | 8852 | 11 | 6 | Residential | Yes | Behind the Meter | Net-metered residential rooftop and canopy |  | None | SunPower Corporation, Systems | PSE&G | Accepted | 2020-11-09 | 2020-11-11 | 2021-11-11 | SunPower | SPR-A400-G-AC | Solar Panels |  | 0.4 | 15 | 171 | 18 |  | Fixed | Roof
NJSTRE1545985186 |  | Transition Incentive Program | Sicklerville | 8081 | 14 | 19.29 | Residential | Yes | Behind the Meter | Net-metered residential rooftop and canopy |  | None | Ad Energy | AC Electric | Accepted | 2020-11-09 | 2020-11-12 | 2021-11-12 | Enphase Energy | IQ7XS-96-ACM-US | Inverters | 315 |  | 59 |  |  | 0.975 |  | Outdoor | at each panel
NJSTRE1545985186 |  | Transition Incentive Program | Sicklerville | 8081 | 14 | 19.29 | Residential | Yes | Behind the Meter | Net-metered residential rooftop and canopy |  | None | Ad Energy | AC Electric | Accepted | 2020-11-09 | 2020-11-12 | 2021-11-12 | Sunpower | SPR-E20-327-E-AC | Solar Panels |  | 0.327 | 5 | 27 | 30 |  | Fixed | Roof
NJSTRE1545985186 |  | Transition Incentive Program | Sicklerville | 8081 | 14 | 19.29 | Residential | Yes | Behind the Meter | Net-metered residential rooftop and canopy |  | None | Ad Energy | AC Electric | Accepted | 2020-11-09 | 2020-11-12 | 2021-11-12 | Sunpower | SPR-E20-327-E-AC | Solar Panels |  | 0.327 | 1 | 117 | 41 |  | Fixed | Roof
NJSTRE1545985186 |  | Transition Incentive Program | Sicklerville | 8081 | 14 | 19.29 | Residential | Yes | Behind the Meter | Net-metered residential rooftop and canopy |  | None | Ad Energy | AC Electric | Accepted | 2020-11-09 | 2020-11-12 | 2021-11-12 | Sunpower | SPR-E20-327-E-AC | Solar Panels |  | 0.327 | 4 | 207 | 30 |  | Fixed | Roof
NJSTRE1545985186 |  | Transition Incentive Program | Sicklerville | 8081 | 14 | 19.29 | Residential | Yes | Behind the Meter | Net-metered residential rooftop and canopy |  | None | Ad Energy | AC Electric | Accepted | 2020-11-09 | 2020-11-12 | 2021-11-12 | Sunpower | SPR-E20-327-E-AC | Solar Panels |  | 0.327 | 19 | 27 | 27 |  | Fixed | Roof
NJSTRE1545985186 |  | Transition Incentive Program | Sicklerville | 8081 | 14 | 19.29 | Residential | Yes | Behind the Meter | Net-metered residential rooftop and canopy |  | None | Ad Energy | AC Electric | Accepted | 2020-11-09 | 2020-11-12 | 2021-11-12 | Sunpower | SPR-E20-327-E-AC | Solar Panels |  | 0.327 | 5 | 207 | 30 |  | Fixed | Roof
NJSTRE1545985186 |  | Transition Incentive Program | Sicklerville | 8081 | 14 | 19.29 | Residential | Yes | Behind the Meter | Net-metered residential rooftop and canopy |  | None | Ad Energy | AC Electric | Accepted | 2020-11-09 | 2020-11-12 | 2021-11-12 | Sunpower | SPR-E20-327-E-AC | Solar Panels |  | 0.327 | 24 | 27 | 207 |  | Fixed | Roof
NJSTRE1545985186 |  | Transition Incentive Program | Sicklerville | 8081 | 14 | 19.29 | Residential | Yes | Behind the Meter | Net-metered residential rooftop and canopy |  | None | Ad Energy | AC Electric | Accepted | 2020-11-09 | 2020-11-12 | 2021-11-12 | Sunpower | SPR-E20-327-E-AC | Solar Panels |  | 0.327 | 1 | 297 | 41 |  | Fixed | Roof
NJSTRE1545985189 |  | Transition Incentive Program | Egg Harbor City | 8215 | 19 | 11.39 | Residential | No | Behind the Meter | Net-metered residential rooftop and canopy |  | None | Ad Energy | AC Electric | Accepted | 2020-11-09 | 2020-11-12 | 2021-11-12 | Enphase Energy | IQ7XS-96-ACM-US | Inverters | 315 |  | 36 |  |  | 0.975 |  | Outdoor | At each panel
NJSTRE1545985189 |  | Transition Incentive Program | Egg Harbor City | 8215 | 19 | 11.39 | Residential | No | Behind the Meter | Net-metered residential rooftop and canopy |  | None | Ad Energy | AC Electric | Accepted | 2020-11-09 | 2020-11-12 | 2021-11-12 | SunPower | SPR-X21-335-BLK-E-AC | Solar Panels |  | 0.335 | 14 | 312 | 9 |  | Fixed | Roof
NJSTRE1545985189 |  | Transition Incentive Program | Egg Harbor City | 8215 | 19 | 11.39 | Residential | No | Behind the Meter | Net-metered residential rooftop and canopy |  | None | Ad Energy | AC Electric | Accepted | 2020-11-09 | 2020-11-12 | 2021-11-12 | SunPower | SPR-X21-335-BLK-E-AC | Solar Panels |  | 0.335 | 4 | 222 | 7 |  | Fixed | Roof
NJSTRE1545985189 |  | Transition Incentive Program | Egg Harbor City | 8215 | 19 | 11.39 | Residential | No | Behind the Meter | Net-metered residential rooftop and canopy |  | None | Ad Energy | AC Electric | Accepted | 2020-11-09 | 2020-11-12 | 2021-11-12 | SunPower | SPR-X21-335-BLK-E-AC | Solar Panels |  | 0.335 | 15 | 132 | 9 |  | Fixed | Roof
NJSTRE1545985189 |  | Transition Incentive Program | Egg Harbor City | 8215 | 19 | 11.39 | Residential | No | Behind the Meter | Net-metered residential rooftop and canopy |  | None | Ad Energy | AC Electric | Accepted | 2020-11-09 | 2020-11-12 | 2021-11-12 | SunPower | SPR-X21-335-BLK-E-AC | Solar Panels |  | 0.335 | 1 | 42 | 5 |  | Fixed | Roof
NJSTRE1545985204 |  | Transition Incentive Program | Hillsborough Township | 8844 | 5 | 22.68 | Residential | No | Behind the Meter | Net-metered residential rooftop and canopy |  | None | SunPower Corporation, Systems | PSE&G | Accepted | 2020-11-09 | 2020-11-11 | 2021-11-11 | SunPower | SPR-A420-G-AC | Inverters | 349 |  | 54 |  |  | 0.97 |  | Other | under each panel
NJSTRE1545985204 |  | Transition Incentive Program | Hillsborough Township | 8844 | 5 | 22.68 | Residential | No | Behind the Meter | Net-metered residential rooftop and canopy |  | None | SunPower Corporation, Systems | PSE&G | Accepted | 2020-11-09 | 2020-11-11 | 2021-11-11 | SunPower | SPR-A420-G-AC | Solar Panels |  | 0.42 | 3 | 10 | 40 |  | Fixed | Roof
NJSTRE1545985204 |  | Transition Incentive Program | Hillsborough Township | 8844 | 5 | 22.68 | Residential | No | Behind the Meter | Net-metered residential rooftop and canopy |  | None | SunPower Corporation, Systems | PSE&G | Accepted | 2020-11-09 | 2020-11-11 | 2021-11-11 | SunPower | SPR-A420-G-AC | Solar Panels |  | 0.42 | 6 | 100 | 30 |  | Fixed | Roof
NJSTRE1545985204 |  | Transition Incentive Program | Hillsborough Township | 8844 | 5 | 22.68 | Residential | No | Behind the Meter | Net-metered residential rooftop and canopy |  | None | SunPower Corporation, Systems | PSE&G | Accepted | 2020-11-09 | 2020-11-11 | 2021-11-11 | SunPower | SPR-A420-G-AC | Solar Panels |  | 0.42 | 8 | 280 | 30 |  | Fixed | Roof
NJSTRE1545985204 |  | Transition Incentive Program | Hillsborough Township | 8844 | 5 | 22.68 | Residential | No | Behind the Meter | Net-metered residential rooftop and canopy |  | None | SunPower Corporation, Systems | PSE&G | Accepted | 2020-11-09 | 2020-11-11 | 2021-11-11 | SunPower | SPR-A420-G-AC | Solar Panels |  | 0.42 | 31 | 280 | 30 |  | Fixed | Roof
NJSTRE1545985204 |  | Transition Incentive Program | Hillsborough Township | 8844 | 5 | 22.68 | Residential | No | Behind the Meter | Net-metered residential rooftop and canopy |  | None | SunPower Corporation, Systems | PSE&G | Accepted | 2020-11-09 | 2020-11-11 | 2021-11-11 | SunPower | SPR-A420-G-AC | Solar Panels |  | 0.42 | 6 | 100 | 30 |  | Fixed | Roof
NJSTRE1545985211 |  | Transition Incentive Program | Lakewood | 8701 | 18 | 9.75 | Residential | No | Behind the Meter | Net-metered residential rooftop and canopy |  | None | Powerlutions | JCP&L | Accepted | 2020-11-09 | 2020-11-11 | 2021-11-11 | SolarEdge | SE7600H-US | Inverters | 7.6 |  | 1 |  |  | 0.99 |  | Outdoor | near meter
NJSTRE1545985211 |  | Transition Incentive Program | Lakewood | 8701 | 18 | 9.75 | Residential | No | Behind the Meter | Net-metered residential rooftop and canopy |  | None | Powerlutions | JCP&L | Accepted | 2020-11-09 | 2020-11-11 | 2021-11-11 | Trina | TSM-325 DD06M.05 | Solar Panels |  | 0.325 | 18 | 186 | 31 |  | Fixed | Roof
NJSTRE1545985211 |  | Transition Incentive Program | Lakewood | 8701 | 18 | 9.75 | Residential | No | Behind the Meter | Net-metered residential rooftop and canopy |  | None | Powerlutions | JCP&L | Accepted | 2020-11-09 | 2020-11-11 | 2021-11-11 | Trina | TSM-325 DD06M.05 | Solar Panels |  | 0.325 | 12 | 96 | 27 |  | Fixed | Roof
NJSTRE1545985220 |  | Transition Incentive Program | Secaucus | 7094 | 8 | 9.48 | Residential | Yes | Behind the Meter | Net-metered residential rooftop and canopy |  | None | Ad Energy | PSE&G | Accepted | 2020-11-09 | 2020-11-12 | 2021-11-12 | Enphase Energy | IQ7XS-96-ACM-US | Inverters | 315 |  | 29 |  |  | 0.975 |  | Outdoor | at each panel
NJSTRE1545985220 |  | Transition Incentive Program | Secaucus | 7094 | 8 | 9.48 | Residential | Yes | Behind the Meter | Net-metered residential rooftop and canopy |  | None | Ad Energy | PSE&G | Accepted | 2020-11-09 | 2020-11-12 | 2021-11-12 | Sunpower | SPR-E20-327-E-AC | Solar Panels |  | 0.327 | 29 | 307 | 2 |  | Fixed | Roof
NJSTRE1545985228 |  | Transition Incentive Program | Eastampton TWP | 8060 | 13 | 10.76 | Residential | Yes | Behind the Meter | Net-metered residential rooftop and canopy |  | None | Tesla Energy Operations Inc. | PSE&G | Accepted | 2020-11-09 | 2020-11-11 | 2021-11-11 | Tesla | AC Powerwall 2.0 | Electric Storage Battery |  |  | 2 |  |  |  | Lithium Ion |  | Inside garage
NJSTRE1545985228 |  | Transition Incentive Program | Eastampton TWP | 8060 | 13 | 10.76 | Residential | Yes | Behind the Meter | Net-metered residential rooftop and canopy |  | None | Tesla Energy Operations Inc. | PSE&G | Accepted | 2020-11-09 | 2020-11-11 | 2021-11-11 | Delta Electronics | M4-TL-US [240V] | Inverters | 3840 |  | 2 |  |  | 0.975 |  | Indoor | Inside garage
NJSTRE1545985228 |  | Transition Incentive Program | Eastampton TWP | 8060 | 13 | 10.76 | Residential | Yes | Behind the Meter | Net-metered residential rooftop and canopy |  | None | Tesla Energy Operations Inc. | PSE&G | Accepted | 2020-11-09 | 2020-11-11 | 2021-11-11 | Tesla | SR60T1 | Solar Panels |  | 0.05847 | 73 | 321 | 31 |  | Fixed | Roof
NJSTRE1545985228 |  | Transition Incentive Program | Eastampton TWP | 8060 | 13 | 10.76 | Residential | Yes | Behind the Meter | Net-metered residential rooftop and canopy |  | None | Tesla Energy Operations Inc. | PSE&G | Accepted | 2020-11-09 | 2020-11-11 | 2021-11-11 | Tesla | SR60T1 | Solar Panels |  | 0.05847 | 31 | 141 | 31 |  | Fixed | Roof
NJSTRE1545985228 |  | Transition Incentive Program | Eastampton TWP | 8060 | 13 | 10.76 | Residential | Yes | Behind the Meter | Net-metered residential rooftop and canopy |  | None | Tesla Energy Operations Inc. | PSE&G | Accepted | 2020-11-09 | 2020-11-11 | 2021-11-11 | Tesla | SR60T1 | Solar Panels |  | 0.05847 | 16 | 321 | 30 |  | Fixed | Roof
NJSTRE1545985228 |  | Transition Incentive Program | Eastampton TWP | 8060 | 13 | 10.76 | Residential | Yes | Behind the Meter | Net-metered residential rooftop and canopy |  | None | Tesla Energy Operations Inc. | PSE&G | Accepted | 2020-11-09 | 2020-11-11 | 2021-11-11 | Tesla | SR60T1 | Solar Panels |  | 0.05847 | 16 | 141 | 30 |  | Fixed | Roof
NJSTRE1545985228 |  | Transition Incentive Program | Eastampton TWP | 8060 | 13 | 10.76 | Residential | Yes | Behind the Meter | Net-metered residential rooftop and canopy |  | None | Tesla Energy Operations Inc. | PSE&G | Accepted | 2020-11-09 | 2020-11-11 | 2021-11-11 | Tesla | SR60T1 | Solar Panels |  | 0.05847 | 48 | 141 | 31 |  | Fixed | Roof
NJSTRE1545985234 |  | Transition Incentive Program | East Orange City | 7017 | 9 | 4.1 | Residential | No | Behind the Meter | Net-metered residential rooftop and canopy |  | None | SunPower Corporation, Systems | PSE&G | Accepted | 2020-11-09 | 2020-11-11 | 2021-11-11 | SunPower | SPR-A410-G-AC | Inverters | 349 |  | 10 |  |  | 0.97 |  | Other | under each panel
NJSTRE1545985234 |  | Transition Incentive Program | East Orange City | 7017 | 9 | 4.1 | Residential | No | Behind the Meter | Net-metered residential rooftop and canopy |  | None | SunPower Corporation, Systems | PSE&G | Accepted | 2020-11-09 | 2020-11-11 | 2021-11-11 | SunPower | SPR-A410-G-AC | Solar Panels |  | 0.41 | 8 | 122 | 20 |  | Fixed | Roof
NJSTRE1545985234 |  | Transition Incentive Program | East Orange City | 7017 | 9 | 4.1 | Residential | No | Behind the Meter | Net-metered residential rooftop and canopy |  | None | SunPower Corporation, Systems | PSE&G | Accepted | 2020-11-09 | 2020-11-11 | 2021-11-11 | SunPower | SPR-A410-G-AC | Solar Panels |  | 0.41 | 2 | 302 | 20 |  | Fixed | Roof
NJSTRE1545985236 |  | Transition Incentive Program | Linden | 7036 | 10 | 8.75 | Residential | No | Behind the Meter | Net-metered residential rooftop and canopy |  | None | Pro Custom Solar dba Momentum Solar | PSE&G | Accepted | 2020-11-09 | 2020-11-11 | 2021-11-11 | Enphase | IQ7Plus-72-2-US | Inverters | 290 |  | 25 |  |  | 0.97 |  | Outdoor | Roof
NJSTRE1545985236 |  | Transition Incentive Program | Linden | 7036 | 10 | 8.75 | Residential | No | Behind the Meter | Net-metered residential rooftop and canopy |  | None | Pro Custom Solar dba Momentum Solar | PSE&G | Accepted | 2020-11-09 | 2020-11-11 | 2021-11-11 | LG ELECTRONICS | LG 350N1C-V5 | Solar Panels |  | 0.35 | 9 | 233 | 32 |  | Fixed | Roof
NJSTRE1545985236 |  | Transition Incentive Program | Linden | 7036 | 10 | 8.75 | Residential | No | Behind the Meter | Net-metered residential rooftop and canopy |  | None | Pro Custom Solar dba Momentum Solar | PSE&G | Accepted | 2020-11-09 | 2020-11-11 | 2021-11-11 | LG ELECTRONICS | LG 350N1C-V5 | Solar Panels |  | 0.35 | 16 | 53 | 32 |  | Fixed | Roof
NJSTRE1545985242 |  | Transition Incentive Program | Albion | 8009 | 14 | 9.9 | Municipality | No | Behind the Meter | Net-metered residential rooftop and canopy |  | None | Freedom Forever, LLC | AC Electric | Accepted | 2020-11-09 | 2020-11-11 | 2021-11-11 | Solar Edge | SE7600H-US [SI1] RGM | Inverters | 7600 |  | 1 |  |  | 0.99 |  | Outdoor | n/a
NJSTRE1545985242 |  | Transition Incentive Program | Albion | 8009 | 14 | 9.9 | Municipality | No | Behind the Meter | Net-metered residential rooftop and canopy |  | None | Freedom Forever, LLC | AC Electric | Accepted | 2020-11-09 | 2020-11-11 | 2021-11-11 | Hanwha | Q.PEAK DUO-G7 330 | Solar Panels |  | 0.33 | 1 | 1 | 23 |  | Fixed | Roof | n/a
NJSTRE1545985242 |  | Transition Incentive Program | Albion | 8009 | 14 | 9.9 | Municipality | No | Behind the Meter | Net-metered residential rooftop and canopy |  | None | Freedom Forever, LLC | AC Electric | Accepted | 2020-11-09 | 2020-11-11 | 2021-11-11 | Hanwha | Q.PEAK DUO-G7 330 | Solar Panels |  | 0.33 | 29 | 2 | 23 |  | Fixed | Roof | n/a
NJSTRE1545985245 |  | Transition Incentive Program | Paterson | 7524 | 6 | 2.72 | Residential | No | Behind the Meter | Net-metered residential rooftop and canopy |  | None | Trinity Solar | PSE&G | Accepted | 2020-11-09 | 2020-11-13 | 2021-11-13 | Solar Edge | SE3000H-US | Inverters | 3000 |  | 1 |  |  | 0.97 |  | Outside | side of home
NJSTRE1545985245 |  | Transition Incentive Program | Paterson | 7524 | 6 | 2.72 | Residential | No | Behind the Meter | Net-metered residential rooftop and canopy |  | None | Trinity Solar | PSE&G | Accepted | 2020-11-09 | 2020-11-13 | 2021-11-13 | Hanwha 340 | Q.PEAK DUO BLK-G6 340 | Solar Panels |  | 0.34 | 8 | 193 | 23 |  | Fixed | Roof
NJSTRE1545985254 |  | Transition Incentive Program | Medford | 8055 | 13 | 11.89 | Residential | No | Behind the Meter | Net-metered residential rooftop and canopy |  | None | SunPower Corporation, Systems | AC Electric | Accepted | 2020-11-09 | 2020-11-11 | 2021-11-11 | SunPower | SPR-A410-G-AC | Inverters | 349 |  | 29 |  |  | 0.97 |  | Other | under each panel
NJSTRE1545985254 |  | Transition Incentive Program | Medford | 8055 | 13 | 11.89 | Residential | No | Behind the Meter | Net-metered residential rooftop and canopy |  | None | SunPower Corporation, Systems | AC Electric | Accepted | 2020-11-09 | 2020-11-11 | 2021-11-11 | SunPower | SPR-A410-G-AC | Solar Panels |  | 0.41 | 29 | 236 | 18 |  | Fixed | Roof
NJSTRE1545985259 |  | Transition Incentive Program | North Brunswick | 8902 | 11 | 7.71 | Residential | Yes | Behind the Meter | Net-metered residential rooftop and canopy |  | None | Vision Solar LLC | PSE&G | Accepted | 2020-11-09 | 2020-11-11 | 2021-11-11 | ENPHASE | IQ7-60-2-US | Inverters | 0.24 |  | 23 |  |  | 0.96 |  | Other | BEHIND EACH PANEL
NJSTRE1545985259 |  | Transition Incentive Program | North Brunswick | 8902 | 11 | 7.71 | Residential | Yes | Behind the Meter | Net-metered residential rooftop and canopy |  | None | Vision Solar LLC | PSE&G | Accepted | 2020-11-09 | 2020-11-11 | 2021-11-11 | HANWHA Q-CELLS | Q.PEAK DUO BLK-G6+ 335 | Solar Panels |  | 0.335 | 8 | 220 | 20 |  | Fixed | Roof
NJSTRE1545985259 |  | Transition Incentive Program | North Brunswick | 8902 | 11 | 7.71 | Residential | Yes | Behind the Meter | Net-metered residential rooftop and canopy |  | None | Vision Solar LLC | PSE&G | Accepted | 2020-11-09 | 2020-11-11 | 2021-11-11 | HANWHA Q-CELLS | Q.PEAK DUO BLK-G6+ 335 | Solar Panels |  | 0.335 | 15 | 220 | 22 |  | Fixed | Roof
NJSTRE1545985265 |  | Transition Incentive Program | Hillsborough | 8844 | 5 | 19.06 | Residential | Yes | Behind the Meter | Net-metered residential rooftop and canopy |  | None | Tesla Energy Operations Inc. | JCP&L | Accepted | 2020-11-09 | 2020-11-11 | 2021-11-11 | Tesla | AC Powerwall 2.0 | Electric Storage Battery |  |  | 3 |  |  |  | Lithium Ion |  | Inside
NJSTRE1545985265 |  | Transition Incentive Program | Hillsborough | 8844 | 5 | 19.06 | Residential | Yes | Behind the Meter | Net-metered residential rooftop and canopy |  | None | Tesla Energy Operations Inc. | JCP&L | Accepted | 2020-11-09 | 2020-11-11 | 2021-11-11 | Delta Electronics | M8-TL-US [240V] | Inverters | 7680 |  | 2 |  |  | 0.975 |  | Indoor | Inside
NJSTRE1545985265 |  | Transition Incentive Program | Hillsborough | 8844 | 5 | 19.06 | Residential | Yes | Behind the Meter | Net-metered residential rooftop and canopy |  | None | Tesla Energy Operations Inc. | JCP&L | Accepted | 2020-11-09 | 2020-11-11 | 2021-11-11 | Tesla | SR60T1 | Solar Panels |  | 0.05847 | 139 | 171 | 40 |  | Fixed | Roof
NJSTRE1545985265 |  | Transition Incentive Program | Hillsborough | 8844 | 5 | 19.06 | Residential | Yes | Behind the Meter | Net-metered residential rooftop and canopy |  | None | Tesla Energy Operations Inc. | JCP&L | Accepted | 2020-11-09 | 2020-11-11 | 2021-11-11 | Tesla | SR60T1 | Solar Panels |  | 0.05847 | 77 | 351 | 38 |  | Fixed | Roof
NJSTRE1545985265 |  | Transition Incentive Program | Hillsborough | 8844 | 5 | 19.06 | Residential | Yes | Behind the Meter | Net-metered residential rooftop and canopy |  | None | Tesla Energy Operations Inc. | JCP&L | Accepted | 2020-11-09 | 2020-11-11 | 2021-11-11 | Tesla | SR60T1 | Solar Panels |  | 0.05847 | 46 | 351 | 40 |  | Fixed | Roof
NJSTRE1545985265 |  | Transition Incentive Program | Hillsborough | 8844 | 5 | 19.06 | Residential | Yes | Behind the Meter | Net-metered residential rooftop and canopy |  | None | Tesla Energy Operations Inc. | JCP&L | Accepted | 2020-11-09 | 2020-11-11 | 2021-11-11 | Tesla | SR60T1 | Solar Panels |  | 0.05847 | 64 | 171 | 38 |  | Fixed | Roof
NJSTRE1545985267 |  | Transition Incentive Program | Swedesboro | 8085 | 15 | 15.7 | Residential | Yes | Behind the Meter | Net-metered residential rooftop and canopy |  | None | Ad Energy | AC Electric | Accepted | 2020-11-09 | 2020-11-12 | 2021-11-12 | Enphase Energy | IQ7XS-96-ACM-US | Inverters | 315 |  | 48 |  |  | 0.975 |  | Outdoor | At each panel
NJSTRE1545985267 |  | Transition Incentive Program | Swedesboro | 8085 | 15 | 15.7 | Residential | Yes | Behind the Meter | Net-metered residential rooftop and canopy |  | None | Ad Energy | AC Electric | Accepted | 2020-11-09 | 2020-11-12 | 2021-11-12 | SunPower | SPR-E20-327-E-AC | Solar Panels |  | 0.327 | 4 | 44 | 34 |  | Fixed | Roof
NJSTRE1545985267 |  | Transition Incentive Program | Swedesboro | 8085 | 15 | 15.7 | Residential | Yes | Behind the Meter | Net-metered residential rooftop and canopy |  | None | Ad Energy | AC Electric | Accepted | 2020-11-09 | 2020-11-12 | 2021-11-12 | SunPower | SPR-E20-327-E-AC | Solar Panels |  | 0.327 | 3 | 134 | 23 |  | Fixed | Roof
NJSTRE1545985267 |  | Transition Incentive Program | Swedesboro | 8085 | 15 | 15.7 | Residential | Yes | Behind the Meter | Net-metered residential rooftop and canopy |  | None | Ad Energy | AC Electric | Accepted | 2020-11-09 | 2020-11-12 | 2021-11-12 | SunPower | SPR-E20-327-E-AC | Solar Panels |  | 0.327 | 38 | 134 | 34 |  | Fixed | Roof
NJSTRE1545985267 |  | Transition Incentive Program | Swedesboro | 8085 | 15 | 15.7 | Residential | Yes | Behind the Meter | Net-metered residential rooftop and canopy |  | None | Ad Energy | AC Electric | Accepted | 2020-11-09 | 2020-11-12 | 2021-11-12 | SunPower | SPR-E20-327-E-AC | Solar Panels |  | 0.327 | 3 | 224 | 34 |  | Fixed | Roof
NJSTRE1545985268 |  | Transition Incentive Program | Lakewood | 8701 | 18 | 12.21 | Residential | No | Behind the Meter | Net-metered residential rooftop and canopy |  | None | Kamtech Solar Solutions | JCP&L | Accepted | 2020-11-09 | 2020-11-11 | 2021-11-11 | ENPHASE | IQPLUS-72-2-US | Inverters | 315 |  | 37 |  |  | 0.96 |  | Outdoor | ROOF
NJSTRE1545985268 |  | Transition Incentive Program | Lakewood | 8701 | 18 | 12.21 | Residential | No | Behind the Meter | Net-metered residential rooftop and canopy |  | None | Kamtech Solar Solutions | JCP&L | Accepted | 2020-11-09 | 2020-11-11 | 2021-11-11 | CANADIAN SOLAR | CS1H-330MS | Solar Panels |  | 0.33 | 37 | 238 | 27 |  | Fixed | Roof | OUTDOOR
NJSTRE1545985283 |  | Transition Incentive Program | Madison | 7940 | 3 | 10.14 | Residential | Yes | Behind the Meter | Net-metered residential rooftop and canopy |  | None | SunPower Corporation, Systems | Borough of Madison | Accepted | 2020-11-09 | 2020-11-11 | 2021-11-11 | SunPower | SPR-E20-327-E-AC | Inverters | 320 |  | 31 |  |  | 0.96 |  | Other | under each panel
NJSTRE1545985283 |  | Transition Incentive Program | Madison | 7940 | 3 | 10.14 | Residential | Yes | Behind the Meter | Net-metered residential rooftop and canopy |  | None | SunPower Corporation, Systems | Borough of Madison | Accepted | 2020-11-09 | 2020-11-11 | 2021-11-11 | SunPower | SPR-E20-327-E-AC | Solar Panels |  | 0.327 | 8 | 70 | 10 |  | Fixed | Roof
NJSTRE1545985283 |  | Transition Incentive Program | Madison | 7940 | 3 | 10.14 | Residential | Yes | Behind the Meter | Net-metered residential rooftop and canopy |  | None | SunPower Corporation, Systems | Borough of Madison | Accepted | 2020-11-09 | 2020-11-11 | 2021-11-11 | SunPower | SPR-E20-327-E-AC | Solar Panels |  | 0.327 | 18 | 250 | 10 |  | Fixed | Roof
NJSTRE1545985283 |  | Transition Incentive Program | Madison | 7940 | 3 | 10.14 | Residential | Yes | Behind the Meter | Net-metered residential rooftop and canopy |  | None | SunPower Corporation, Systems | Borough of Madison | Accepted | 2020-11-09 | 2020-11-11 | 2021-11-11 | SunPower | SPR-E20-327-E-AC | Solar Panels |  | 0.327 | 5 | 160 | 20 |  | Fixed | Roof
NJSTRE1545985285 |  | Transition Incentive Program | Woodbury | 8096 | 15 | 11.45 | Residential | Yes | Behind the Meter | Net-metered residential rooftop and canopy |  | None | Ad Energy | PSE&G | Accepted | 2020-11-09 | 2020-11-12 | 2021-11-12 | Enphase Energy | IQ7XS-96-ACM-US | Inverters | 315 |  | 16 |  |  | 0.975 |  | Outdoor | At each panel
NJSTRE1545985285 |  | Transition Incentive Program | Woodbury | 8096 | 15 | 11.45 | Residential | Yes | Behind the Meter | Net-metered residential rooftop and canopy |  | None | Ad Energy | PSE&G | Accepted | 2020-11-09 | 2020-11-12 | 2021-11-12 | SunPower | SPR-E20-327-E-AC | Solar Panels |  | 0.327 | 27 | 108 | 35 |  | Fixed | Roof
NJSTRE1545985285 |  | Transition Incentive Program | Woodbury | 8096 | 15 | 11.45 | Residential | Yes | Behind the Meter | Net-metered residential rooftop and canopy |  | None | Ad Energy | PSE&G | Accepted | 2020-11-09 | 2020-11-12 | 2021-11-12 | SunPower | SPR-E20-327-E-AC | Solar Panels |  | 0.327 | 8 | 288 | 35 |  | Fixed | Roof
NJSTRE1545985289 |  | Transition Incentive Program | Little Egg Harbor | 8087 | 18 | 2.56 | Residential | Yes | Behind the Meter | Net-metered residential rooftop and canopy |  | None | Vivint Solar Developer, LLC | AC Electric | Accepted | 2020-11-09 | 2020-11-12 | 2021-11-12 | SolarEdge | SE3800H-US | Inverters | 3800 |  | 1 |  |  | 0.992 |  | Outdoor | Near the Utility Meter
NJSTRE1545985289 |  | Transition Incentive Program | Little Egg Harbor | 8087 | 18 | 2.56 | Residential | Yes | Behind the Meter | Net-metered residential rooftop and canopy |  | None | Vivint Solar Developer, LLC | AC Electric | Accepted | 2020-11-09 | 2020-11-12 | 2021-11-12 | Jinko Solar | JKM320M-60HBL | Solar Panels |  | 0.32 | 8 | 21 | 12 |  | Fixed | Roof
NJSTRE1545985290 |  | Transition Incentive Program | Piscataway | 8854 | 11 | 7.52 | Residential | No | Behind the Meter | Net-metered residential rooftop and canopy |  | None | GenRenew, LLC | PSE&G | Accepted | 2020-11-09 | 2020-11-11 | 2021-11-11 | SunPower | PVS6 | Meters |  |  | 1 |  |  |  | Yes | Outdoor
NJSTRE1545985290 |  | Transition Incentive Program | Piscataway | 8854 | 11 | 7.52 | Residential | No | Behind the Meter | Net-metered residential rooftop and canopy |  | None | GenRenew, LLC | PSE&G | Accepted | 2020-11-09 | 2020-11-11 | 2021-11-11 | Enphase | IQ7XS-96-ACM-US | Inverters | 320 |  | 23 |  |  | 0.975 |  | Outdoor | Under modules
NJSTRE1545985290 |  | Transition Incentive Program | Piscataway | 8854 | 11 | 7.52 | Residential | No | Behind the Meter | Net-metered residential rooftop and canopy |  | None | GenRenew, LLC | PSE&G | Accepted | 2020-11-09 | 2020-11-11 | 2021-11-11 | SunPower | SPR-E20-327-E-AC | Solar Panels |  | 0.327 | 23 | 154 | 17 |  | Fixed | Roof
NJSTRE1545985294 |  | Transition Incentive Program | North Bergen | 7047 | 8 | 6.12 | Residential | No | Behind the Meter | Net-metered residential rooftop and canopy |  | None | Accord Power Inc | PSE&G | Accepted | 2020-11-09 | 2020-11-11 | 2021-11-11 | AP System | YC600 | Inverters | 548 |  | 9 |  |  | 0.967 |  | Outdoor | Roof
NJSTRE1545985294 |  | Transition Incentive Program | North Bergen | 7047 | 8 | 6.12 | Residential | No | Behind the Meter | Net-metered residential rooftop and canopy |  | None | Accord Power Inc | PSE&G | Accepted | 2020-11-09 | 2020-11-11 | 2021-11-11 | Hanwah | Q cell 340 | Solar Panels |  | 0.34 | 18 | 207 | 44 |  | Fixed | Roof
NJSTRE1545985295 |  | Transition Incentive Program | Newton | 7860 | 1 | 8.88 | Residential | No | Behind the Meter | Net-metered residential rooftop and canopy |  | None | Green Power Energy | JCP&L | Accepted | 2020-11-09 | 2020-11-11 | 2021-11-11 | Enphase Energy | IQ7PLUS-72-2-US (240V) | Inverters | 290 |  | 24 |  |  | 0.975 |  | Outside | next to meter
NJSTRE1545985295 |  | Transition Incentive Program | Newton | 7860 | 1 | 8.88 | Residential | No | Behind the Meter | Net-metered residential rooftop and canopy |  | None | Green Power Energy | JCP&L | Accepted | 2020-11-09 | 2020-11-11 | 2021-11-11 | Solaria | PowerXT-370R-PD | Solar Panels |  | 0.37 | 15 | 134 | 8 |  | Fixed | Roof
NJSTRE1545985295 |  | Transition Incentive Program | Newton | 7860 | 1 | 8.88 | Residential | No | Behind the Meter | Net-metered residential rooftop and canopy |  | None | Green Power Energy | JCP&L | Accepted | 2020-11-09 | 2020-11-11 | 2021-11-11 | Solaria | PowerXT-370R-PD | Solar Panels |  | 0.37 | 9 | 134 | 30 |  | Fixed | Roof
NJSTRE1545985306 |  | Transition Incentive Program | Union Twp Uni | 7083 | 10 | 5.74 | Residential | No | Behind the Meter | Net-metered residential rooftop and canopy |  | None | SunPower Corporation, Systems | PSE&G | Accepted | 2020-11-09 | 2020-11-11 | 2021-11-11 | SunPower | SPR-A410-G-AC | Inverters | 349 |  | 14 |  |  | 0.97 |  | Other | under each panel
NJSTRE1545985306 |  | Transition Incentive Program | Union Twp Uni | 7083 | 10 | 5.74 | Residential | No | Behind the Meter | Net-metered residential rooftop and canopy |  | None | SunPower Corporation, Systems | PSE&G | Accepted | 2020-11-09 | 2020-11-11 | 2021-11-11 | SunPower | SPR-A410-G-AC | Solar Panels |  | 0.41 | 14 | 168 | 25 |  | Fixed | Roof
NJSTRE1545985308 |  | Transition Incentive Program | Beachwood | 8722 | 18 | 8.96 | Residential | Yes | Behind the Meter | Net-metered residential rooftop and canopy |  | None | Vivint Solar Developer, LLC | JCP&L | Accepted | 2020-11-09 | 2020-11-11 | 2021-11-11 | SolarEdge | SE7600H-US | Inverters | 7600 |  | 1 |  |  | 0.992 |  | Outdoor | Near the Utility Meter
NJSTRE1545985308 |  | Transition Incentive Program | Beachwood | 8722 | 18 | 8.96 | Residential | Yes | Behind the Meter | Net-metered residential rooftop and canopy |  | None | Vivint Solar Developer, LLC | JCP&L | Accepted | 2020-11-09 | 2020-11-11 | 2021-11-11 | Jinko Solar | JKM320M-60HBL | Solar Panels |  | 0.32 | 9 | 125 | 9 |  | Fixed | Roof
NJSTRE1545985308 |  | Transition Incentive Program | Beachwood | 8722 | 18 | 8.96 | Residential | Yes | Behind the Meter | Net-metered residential rooftop and canopy |  | None | Vivint Solar Developer, LLC | JCP&L | Accepted | 2020-11-09 | 2020-11-11 | 2021-11-11 | Jinko Solar | JKM320M-60HBL | Solar Panels |  | 0.32 | 6 | 305 | 5 |  | Fixed | Roof
NJSTRE1545985308 |  | Transition Incentive Program | Beachwood | 8722 | 18 | 8.96 | Residential | Yes | Behind the Meter | Net-metered residential rooftop and canopy |  | None | Vivint Solar Developer, LLC | JCP&L | Accepted | 2020-11-09 | 2020-11-11 | 2021-11-11 | Jinko Solar | JKM320M-60HBL | Solar Panels |  | 0.32 | 3 | 125 | 34 |  | Fixed | Roof
NJSTRE1545985308 |  | Transition Incentive Program | Beachwood | 8722 | 18 | 8.96 | Residential | Yes | Behind the Meter | Net-metered residential rooftop and canopy |  | None | Vivint Solar Developer, LLC | JCP&L | Accepted | 2020-11-09 | 2020-11-11 | 2021-11-11 | Jinko Solar | JKM320M-60HBL | Solar Panels |  | 0.32 | 2 | 305 | 26 |  | Fixed | Roof
NJSTRE1545985308 |  | Transition Incentive Program | Beachwood | 8722 | 18 | 8.96 | Residential | Yes | Behind the Meter | Net-metered residential rooftop and canopy |  | None | Vivint Solar Developer, LLC | JCP&L | Accepted | 2020-11-09 | 2020-11-11 | 2021-11-11 | Jinko Solar | JKM320M-60HBL | Solar Panels |  | 0.32 | 6 | 125 | 26 |  | Fixed | Roof
NJSTRE1545985308 |  | Transition Incentive Program | Beachwood | 8722 | 18 | 8.96 | Residential | Yes | Behind the Meter | Net-metered residential rooftop and canopy |  | None | Vivint Solar Developer, LLC | JCP&L | Accepted | 2020-11-09 | 2020-11-11 | 2021-11-11 | Jinko Solar | JKM320M-60HBL | Solar Panels |  | 0.32 | 2 | 215 | 18 |  | Fixed | Roof
NJSTRE1545985320 |  | Transition Incentive Program | Woodbury | 8096 | 15 | 6.21 | Residential | Yes | Behind the Meter | Net-metered residential rooftop and canopy |  | None | Ad Energy | PSE&G | Accepted | 2020-11-09 | 2020-11-12 | 2021-11-12 | Enphase Energy | IQ7XS-96-ACM-US | Inverters | 315 |  | 19 |  |  | 0.975 |  | Outdoor | At each panel
NJSTRE1545985320 |  | Transition Incentive Program | Woodbury | 8096 | 15 | 6.21 | Residential | Yes | Behind the Meter | Net-metered residential rooftop and canopy |  | None | Ad Energy | PSE&G | Accepted | 2020-11-09 | 2020-11-12 | 2021-11-12 | SunPower | SPR-E20-327-E-AC | Solar Panels |  | 0.327 | 7 | 108 | 35 |  | Fixed | Roof
NJSTRE1545985320 |  | Transition Incentive Program | Woodbury | 8096 | 15 | 6.21 | Residential | Yes | Behind the Meter | Net-metered residential rooftop and canopy |  | None | Ad Energy | PSE&G | Accepted | 2020-11-09 | 2020-11-12 | 2021-11-12 | SunPower | SPR-E20-327-E-AC | Solar Panels |  | 0.327 | 1 | 18 | 7 |  | Fixed | Roof
NJSTRE1545985320 |  | Transition Incentive Program | Woodbury | 8096 | 15 | 6.21 | Residential | Yes | Behind the Meter | Net-metered residential rooftop and canopy |  | None | Ad Energy | PSE&G | Accepted | 2020-11-09 | 2020-11-12 | 2021-11-12 | SunPower | SPR-E20-327-E-AC | Solar Panels |  | 0.327 | 1 | 198 | 7 |  | Fixed | Roof
NJSTRE1545985320 |  | Transition Incentive Program | Woodbury | 8096 | 15 | 6.21 | Residential | Yes | Behind the Meter | Net-metered residential rooftop and canopy |  | None | Ad Energy | PSE&G | Accepted | 2020-11-09 | 2020-11-12 | 2021-11-12 | SunPower | SPR-E20-327-E-AC | Solar Panels |  | 0.327 | 2 | 198 | 7 |  | Fixed | Roof
NJSTRE1545985320 |  | Transition Incentive Program | Woodbury | 8096 | 15 | 6.21 | Residential | Yes | Behind the Meter | Net-metered residential rooftop and canopy |  | None | Ad Energy | PSE&G | Accepted | 2020-11-09 | 2020-11-12 | 2021-11-12 | SunPower | SPR-E20-327-E-AC | Solar Panels |  | 0.327 | 6 | 108 | 7 |  | Fixed | Roof
NJSTRE1545985320 |  | Transition Incentive Program | Woodbury | 8096 | 15 | 6.21 | Residential | Yes | Behind the Meter | Net-metered residential rooftop and canopy |  | None | Ad Energy | PSE&G | Accepted | 2020-11-09 | 2020-11-12 | 2021-11-12 | SunPower | SPR-E20-327-E-AC | Solar Panels |  | 0.327 | 2 | 18 | 7 |  | Fixed | Roof
NJSTRE1545985322 |  | Transition Incentive Program | Millica Hill | 8062 | 15 | 4.8 | Residential | No | Behind the Meter | Net-metered residential ground mount |  | None | Orbit Energy & Power, LLC | AC Electric | Accepted | 2020-11-09 | 2020-11-12 | 2021-11-12 | enphase | iq7-60-2-us | Inverters | 0.24 |  | 15 |  |  | 0.99 |  | Other | behind panels
NJSTRE1545985322 |  | Transition Incentive Program | Millica Hill | 8062 | 15 | 4.8 | Residential | No | Behind the Meter | Net-metered residential ground mount |  | None | Orbit Energy & Power, LLC | AC Electric | Accepted | 2020-11-09 | 2020-11-12 | 2021-11-12 | hanwha qcells | qpeak 320w | Solar Panels |  | 0.32 | 15 | 180 | 27 |  | Fixed | Ground
NJSTRE1545985328 |  | Transition Incentive Program | Newark | 7106 | 9 | 8.16 | Residential | No | Behind the Meter | Net-metered residential rooftop and canopy |  | None | Trinity Solar | PSE&G | Accepted | 2020-11-09 | 2020-11-11 | 2021-11-11 | Solar Edge | SE7600H-US000BNC | Inverters | 7600 |  | 1 |  |  | 0.97 |  | Outdoor | side of home
NJSTRE1545985328 |  | Transition Incentive Program | Newark | 7106 | 9 | 8.16 | Residential | No | Behind the Meter | Net-metered residential rooftop and canopy |  | None | Trinity Solar | PSE&G | Accepted | 2020-11-09 | 2020-11-11 | 2021-11-11 | HANWHA | SE7600H-US000BNC | Solar Panels |  | 0.34 | 24 | 291 | 3 |  | Fixed | Roof
NJSTRE1545985330 |  | Transition Incentive Program | Burlington City | 8016 | 13 | 10.4 | Residential | Yes | Behind the Meter | Net-metered residential rooftop and canopy |  | None | SunnyMac LLC | PSE&G | Accepted | 2020-11-09 | 2020-11-11 | 2021-11-11 | Solaredge | SE7600H-US | Inverters | 7600 |  | 1 |  |  | 0.99 |  | Outdoor | Next to Meter
NJSTRE1545985330 |  | Transition Incentive Program | Burlington City | 8016 | 13 | 10.4 | Residential | Yes | Behind the Meter | Net-metered residential rooftop and canopy |  | None | SunnyMac LLC | PSE&G | Accepted | 2020-11-09 | 2020-11-11 | 2021-11-11 | REC | TwinPeak 2 Mono | Solar Panels |  | 0.325 | 32 | 184 | 23 |  | Fixed | Roof
NJSTRE1545985422 |  | Transition Incentive Program | Piscataway | 8854 | 11 | 4.2 | Residential | Yes | Behind the Meter | Net-metered residential rooftop and canopy |  | None | Pro Custom Solar dba Momentum Solar | PSE&G | Accepted | 2020-11-09 | 2020-12-10 | 2021-12-10 | Enphase | IQ7PLUS-72-2-US | Inverters | 290 |  | 12 |  |  | 0.97 |  | Outdoor | Roof
NJSTRE1545985422 |  | Transition Incentive Program | Piscataway | 8854 | 11 | 4.2 | Residential | Yes | Behind the Meter | Net-metered residential rooftop and canopy |  | None | Pro Custom Solar dba Momentum Solar | PSE&G | Accepted | 2020-11-09 | 2020-12-10 | 2021-12-10 | LG | LG 350N1C-V5 | Solar Panels |  | 0.35 | 12 | 163 | 20 |  | Fixed | Roof
NJSTRE1545985515 |  | Transition Incentive Program | Lyndhurst | 7071 | 7 | 9.72 | Residential | No | Behind the Meter | Net-metered residential rooftop and canopy |  | None | SEA BRIGHT SOLAR, LLC | PSE&G | Accepted | 2020-11-09 | 2020-11-11 | 2021-11-11 | SUNPOWER | SPR-X22-360-AC | Inverters | 320 |  | 27 |  |  | 0.96 |  | Outside | BENEATH ARRAY
NJSTRE1545985515 |  | Transition Incentive Program | Lyndhurst | 7071 | 7 | 9.72 | Residential | No | Behind the Meter | Net-metered residential rooftop and canopy |  | None | SEA BRIGHT SOLAR, LLC | PSE&G | Accepted | 2020-11-09 | 2020-11-11 | 2021-11-11 | SUNPOWER | SPR-X22-360-AC | Solar Panels |  | 0.36 | 27 | 218 | 22 |  | Fixed | Roof | SW
NJSTRE1545985534 |  | Transition Incentive Program | Carneys Point | 8069 | 16 | 8.5 | Residential | No | Behind the Meter | Net-metered residential rooftop and canopy |  | None | Castle Energy, LLC | AC Electric | Accepted | 2020-11-09 | 2020-11-11 | 2021-11-11 | Enphase Energy | IQ7-60-2-US | Inverters | 240 |  | 25 |  |  | 0.967 |  | Outdoor | on the rooftop under each solar panel
NJSTRE1545985534 |  | Transition Incentive Program | Carneys Point | 8069 | 16 | 8.5 | Residential | No | Behind the Meter | Net-metered residential rooftop and canopy |  | None | Castle Energy, LLC | AC Electric | Accepted | 2020-11-09 | 2020-11-11 | 2021-11-11 | Hanwha Q-Cells | Q.Peak DUO BLK-G6 340 | Solar Panels |  | 0.34 | 9 | 219 | 37 |  | Fixed | Roof
NJSTRE1545985534 |  | Transition Incentive Program | Carneys Point | 8069 | 16 | 8.5 | Residential | No | Behind the Meter | Net-metered residential rooftop and canopy |  | None | Castle Energy, LLC | AC Electric | Accepted | 2020-11-09 | 2020-11-11 | 2021-11-11 | Hanwha Q-Cells | Q.Peak DUO BLK-G6 340 | Solar Panels |  | 0.34 | 9 | 129 | 29 |  | Fixed | Roof
NJSTRE1545985534 |  | Transition Incentive Program | Carneys Point | 8069 | 16 | 8.5 | Residential | No | Behind the Meter | Net-metered residential rooftop and canopy |  | None | Castle Energy, LLC | AC Electric | Accepted | 2020-11-09 | 2020-11-11 | 2021-11-11 | Hanwha Q-Cells | Q.Peak DUO BLK-G6 340 | Solar Panels |  | 0.34 | 7 | 129 | 27 |  | Fixed | Roof
NJSTRE1545985543 |  | Transition Incentive Program | South Bound Brook | 8880 | 5 | 4.2 | Residential | Yes | Behind the Meter | Net-metered residential rooftop and canopy |  | None | Pro Custom Solar dba Momentum Solar | PSE&G | Accepted | 2020-11-09 | 2020-11-11 | 2021-11-11 | Enphase | IQ7PLUS-72-2-US | Inverters | 290 |  | 12 |  |  | 0.97 |  | Outdoor | Roof
NJSTRE1545985543 |  | Transition Incentive Program | South Bound Brook | 8880 | 5 | 4.2 | Residential | Yes | Behind the Meter | Net-metered residential rooftop and canopy |  | None | Pro Custom Solar dba Momentum Solar | PSE&G | Accepted | 2020-11-09 | 2020-11-11 | 2021-11-11 | LG | LG 350N1C-V5 | Solar Panels |  | 0.35 | 12 | 102 | 22 |  | Fixed | Roof
NJSTRE1545985548 |  | Transition Incentive Program | Bloomsbury | 8804 | 4 | 9.52 | Residential | No | Behind the Meter | Net-metered residential rooftop and canopy |  | None | Vision Solar LLC | JCP&L | Accepted | 2020-11-09 | 2020-11-11 | 2021-11-11 | ENPHASE | IQ7-60-2-US | Inverters | 0.24 |  | 28 |  |  | 0.96 |  | Other | BEHIND EACH PANEL
NJSTRE1545985548 |  | Transition Incentive Program | Bloomsbury | 8804 | 4 | 9.52 | Residential | No | Behind the Meter | Net-metered residential rooftop and canopy |  | None | Vision Solar LLC | JCP&L | Accepted | 2020-11-09 | 2020-11-11 | 2021-11-11 | HANWHA Q-CELLS | Q.PEAK DUO BLK-G6+ 340 | Solar Panels |  | 0.34 | 28 | 177 | 11 |  | Fixed | Roof
NJSTRE1545985565 |  | Transition Incentive Program | Hillsborough Township | 8844 | 5 | 12.96 | Residential | No | Behind the Meter | Net-metered residential rooftop and canopy |  | None | Green Power Energy | PSE&G | Accepted | 2020-11-09 | 2020-11-12 | 2021-11-12 | Enphase Energy | IQ7PLUS-72-2-US (240V) | Inverters | 290 |  | 36 |  |  | 0.975 |  | Outside | next to meter
NJSTRE1545985565 |  | Transition Incentive Program | Hillsborough Township | 8844 | 5 | 12.96 | Residential | No | Behind the Meter | Net-metered residential rooftop and canopy |  | None | Green Power Energy | PSE&G | Accepted | 2020-11-09 | 2020-11-12 | 2021-11-12 | LG Electronics | LG360N1C-N5 | Solar Panels |  | 0.36 | 22 | 306 | 23 |  | Fixed | Roof
NJSTRE1545985565 |  | Transition Incentive Program | Hillsborough Township | 8844 | 5 | 12.96 | Residential | No | Behind the Meter | Net-metered residential rooftop and canopy |  | None | Green Power Energy | PSE&G | Accepted | 2020-11-09 | 2020-11-12 | 2021-11-12 | LG Electronics | LG360N1C-N5 | Solar Panels |  | 0.36 | 14 | 126 | 30 |  | Fixed | Roof
NJSTRE1545985568 |  | Transition Incentive Program | Saddle Brook | 7663 | 7 | 5.2 | Residential | No | Behind the Meter | Net-metered residential rooftop and canopy |  | None | SunnyMac LLC | PSE&G | Accepted | 2020-11-09 | 2020-11-12 | 2021-11-12 | Solaredge | SE5000H-US | Inverters | 5000 |  | 1 |  |  | 0.99 |  | Outdoor | Next to meter
NJSTRE1545985568 |  | Transition Incentive Program | Saddle Brook | 7663 | 7 | 5.2 | Residential | No | Behind the Meter | Net-metered residential rooftop and canopy |  | None | SunnyMac LLC | PSE&G | Accepted | 2020-11-09 | 2020-11-12 | 2021-11-12 | REC | TwinPeak 2 Mono | Solar Panels |  | 0.325 | 16 | 162 | 16 |  | Fixed | Roof
NJSTRE1545985570 |  | Transition Incentive Program | Somers Point | 8244 | 19 | 3.2 | Residential | Yes | Behind the Meter | Net-metered residential rooftop and canopy |  | None | Vivint Solar Developer, LLC | AC Electric | Accepted | 2020-11-10 | 2020-11-12 | 2021-11-12 | Solar Edge | SE3800H-US | Inverters | 3800 |  | 1 |  |  | 0.992 |  | Outdoor | Near the Utility Meter
NJSTRE1545985570 |  | Transition Incentive Program | Somers Point | 8244 | 19 | 3.2 | Residential | Yes | Behind the Meter | Net-metered residential rooftop and canopy |  | None | Vivint Solar Developer, LLC | AC Electric | Accepted | 2020-11-10 | 2020-11-12 | 2021-11-12 | JINKO SOLAR | JKM320M-60HBL | Solar Panels |  | 0.32 | 10 | 302 | 23 |  | Fixed | Roof
NJSTRE1545985576 |  | Transition Incentive Program | Kenilworth | 7033 | 10 | 12.3 | Residential | No | Behind the Meter | Net-metered residential rooftop and canopy |  | None | SunPower Corporation, Systems | PSE&G | Accepted | 2020-11-10 | 2020-11-12 | 2021-11-12 | SunPower | SPR-A410-G-AC | Solar Panels |  | 0.41 | 16 | 218 | 23 |  | Fixed | Roof
NJSTRE1545985576 |  | Transition Incentive Program | Kenilworth | 7033 | 10 | 12.3 | Residential | No | Behind the Meter | Net-metered residential rooftop and canopy |  | None | SunPower Corporation, Systems | PSE&G | Accepted | 2020-11-10 | 2020-11-12 | 2021-11-12 | SunPower | SPR-A410-G-AC | Solar Panels |  | 0.41 | 4 | 218 | 23 |  | Fixed | Roof
NJSTRE1545985576 |  | Transition Incentive Program | Kenilworth | 7033 | 10 | 12.3 | Residential | No | Behind the Meter | Net-metered residential rooftop and canopy |  | None | SunPower Corporation, Systems | PSE&G | Accepted | 2020-11-10 | 2020-11-12 | 2021-11-12 | SunPower | SPR-A410-G-AC | Solar Panels |  | 0.41 | 6 | 218 | 23 |  | Fixed | Roof
NJSTRE1545985576 |  | Transition Incentive Program | Kenilworth | 7033 | 10 | 12.3 | Residential | No | Behind the Meter | Net-metered residential rooftop and canopy |  | None | SunPower Corporation, Systems | PSE&G | Accepted | 2020-11-10 | 2020-11-12 | 2021-11-12 | SunPower | SPR-A410-G-AC | Solar Panels |  | 0.41 | 4 | 128 | 7 |  | Fixed | Roof
NJSTRE1545985577 |  | Transition Incentive Program | Marlton | 8053 | 13 | 15.84 | Residential | No | Behind the Meter | Net-metered residential rooftop and canopy |  | None | Kaitanna Solar, LLC | AC Electric | Accepted | 2020-11-09 | 2020-11-17 | 2021-11-17 | Enphase | Envoy | Meters |  |  | 1 |  |  |  | Yes
NJSTRE1545985577 |  | Transition Incentive Program | Marlton | 8053 | 13 | 15.84 | Residential | No | Behind the Meter | Net-metered residential rooftop and canopy |  | None | Kaitanna Solar, LLC | AC Electric | Accepted | 2020-11-09 | 2020-11-17 | 2021-11-17 | Enphase | IQ7+ | Inverters | 290 |  | 48 |  |  | 0.97 |  | Outside | Under Module
NJSTRE1545985577 |  | Transition Incentive Program | Marlton | 8053 | 13 | 15.84 | Residential | No | Behind the Meter | Net-metered residential rooftop and canopy |  | None | Kaitanna Solar, LLC | AC Electric | Accepted | 2020-11-09 | 2020-11-17 | 2021-11-17 | Canadian Solar | 330 | Solar Panels |  | 0.33 | 31 | 122 | 26 |  | Fixed | Roof
NJSTRE1545985577 |  | Transition Incentive Program | Marlton | 8053 | 13 | 15.84 | Residential | No | Behind the Meter | Net-metered residential rooftop and canopy |  | None | Kaitanna Solar, LLC | AC Electric | Accepted | 2020-11-09 | 2020-11-17 | 2021-11-17 | Canadian Solar | 330 | Solar Panels |  | 0.33 | 17 | 302 | 26 |  | Fixed | Roof
NJSTRE1545985583 |  | Transition Incentive Program | Pedricktown | 8067 | 16 | 9.75 | Residential | No | Behind the Meter | Net-metered residential rooftop and canopy |  | None | RCL Enterprises Inc. | AC Electric | Accepted | 2020-11-09 | 2020-11-12 | 2021-11-12 | enphase | iq7 | Inverters | 240 |  | 30 |  |  | 0.96 |  | Outdoor | under panels
NJSTRE1545985583 |  | Transition Incentive Program | Pedricktown | 8067 | 16 | 9.75 | Residential | No | Behind the Meter | Net-metered residential rooftop and canopy |  | None | RCL Enterprises Inc. | AC Electric | Accepted | 2020-11-09 | 2020-11-12 | 2021-11-12 | Trina Solar | TSM-325DD06M | Solar Panels |  | 0.325 | 5 | 217 | 18 |  | Fixed | Roof
NJSTRE1545985583 |  | Transition Incentive Program | Pedricktown | 8067 | 16 | 9.75 | Residential | No | Behind the Meter | Net-metered residential rooftop and canopy |  | None | RCL Enterprises Inc. | AC Electric | Accepted | 2020-11-09 | 2020-11-12 | 2021-11-12 | Trina Solar | TSM-325DD06M | Solar Panels |  | 0.325 | 25 | 127 | 18 |  | Fixed | Roof
NJSTRE1545985599 |  | Transition Incentive Program | Ewing | 8638 | 12 | 7.82 | Residential | No | Behind the Meter | Net-metered residential rooftop and canopy |  | None | Vision Solar LLC | PSE&G | Accepted | 2020-11-09 | 2020-11-11 | 2021-11-11 | ENPHASE | IQ7-60-2-US | Inverters | 0.24 |  | 23 |  |  | 0.96 |  | Other | BEHIND EACH PANEL
NJSTRE1545985599 |  | Transition Incentive Program | Ewing | 8638 | 12 | 7.82 | Residential | No | Behind the Meter | Net-metered residential rooftop and canopy |  | None | Vision Solar LLC | PSE&G | Accepted | 2020-11-09 | 2020-11-11 | 2021-11-11 | HANWHA Q-CELLS | Q.PEAK DUO BLK-G6+ 340 | Solar Panels |  | 0.34 | 11 | 38 | 12 |  | Fixed | Roof
NJSTRE1545985599 |  | Transition Incentive Program | Ewing | 8638 | 12 | 7.82 | Residential | No | Behind the Meter | Net-metered residential rooftop and canopy |  | None | Vision Solar LLC | PSE&G | Accepted | 2020-11-09 | 2020-11-11 | 2021-11-11 | HANWHA Q-CELLS | Q.PEAK DUO BLK-G6+ 340 | Solar Panels |  | 0.34 | 4 | 218 | 20 |  | Fixed | Roof
NJSTRE1545985599 |  | Transition Incentive Program | Ewing | 8638 | 12 | 7.82 | Residential | No | Behind the Meter | Net-metered residential rooftop and canopy |  | None | Vision Solar LLC | PSE&G | Accepted | 2020-11-09 | 2020-11-11 | 2021-11-11 | HANWHA Q-CELLS | Q.PEAK DUO BLK-G6+ 340 | Solar Panels |  | 0.34 | 8 | 38 | 14 |  | Fixed | Roof
NJSTRE1545985608 |  | Transition Incentive Program | Irvington | 7111 | 9 | 13.08 | Residential | Yes | Behind the Meter | Net-metered residential rooftop and canopy |  | PSEG | Fusion Solar Energy LLC | PSE&G | Accepted | 2020-11-09 | 2020-11-12 | 2021-11-12 | Sunpower | Type E | Inverters | 0.32 |  | 30 |  |  | 0.94 |  | Outdoor | Rooftop
NJSTRE1545985608 |  | Transition Incentive Program | Irvington | 7111 | 9 | 13.08 | Residential | Yes | Behind the Meter | Net-metered residential rooftop and canopy |  | PSEG | Fusion Solar Energy LLC | PSE&G | Accepted | 2020-11-09 | 2020-11-12 | 2021-11-12 | Sunpower | 327 E AC | Solar Panels |  | 0.327 | 40 | south | 34 |  | Fixed | Roof
NJSTRE1545985635 |  | Transition Incentive Program | West Orange Twp | 7052 | 9 | 4.96 | Residential | Yes | Behind the Meter | Net-metered residential rooftop and canopy |  | None | Bright Planet Solar | PSE&G | Accepted | 2020-11-09 | 2020-11-12 | 2021-11-12 | SOLAR EDGE | SE5000H-USRGM | Inverters | 5000 |  | 1 |  |  | 0.98 |  | Outdoor | 0.84
NJSTRE1545985635 |  | Transition Incentive Program | West Orange Twp | 7052 | 9 | 4.96 | Residential | Yes | Behind the Meter | Net-metered residential rooftop and canopy |  | None | Bright Planet Solar | PSE&G | Accepted | 2020-11-09 | 2020-11-12 | 2021-11-12 | HANWHA Q-CELLS | Q.PEAK DUO BLK-G5 310W | Solar Panels |  | 0.31 | 7 | 109 | 14 |  | Fixed | Roof
NJSTRE1545985635 |  | Transition Incentive Program | West Orange Twp | 7052 | 9 | 4.96 | Residential | Yes | Behind the Meter | Net-metered residential rooftop and canopy |  | None | Bright Planet Solar | PSE&G | Accepted | 2020-11-09 | 2020-11-12 | 2021-11-12 | HANWHA Q-CELLS | Q.PEAK DUO BLK-G5 310W | Solar Panels |  | 0.31 | 9 | 191 | 14 |  | Fixed | Roof
NJSTRE1545985657 |  | Transition Incentive Program | Manahawkin | 8050 | 18 | 5.25 | Residential | Yes | Behind the Meter | Net-metered residential rooftop and canopy |  | None | Pro Custom Solar dba Momentum Solar | AC Electric | Accepted | 2020-11-09 | 2020-11-11 | 2021-11-11 | Enphase | IQ7PLUS-72-2-US | Inverters | 290 |  | 15 |  |  | 0.97 |  | Outdoor | Roof
NJSTRE1545985657 |  | Transition Incentive Program | Manahawkin | 8050 | 18 | 5.25 | Residential | Yes | Behind the Meter | Net-metered residential rooftop and canopy |  | None | Pro Custom Solar dba Momentum Solar | AC Electric | Accepted | 2020-11-09 | 2020-11-11 | 2021-11-11 | LG | LG 350N1C-V5 | Solar Panels |  | 0.35 | 6 | 246 | 17 |  | Fixed | Roof
NJSTRE1545985657 |  | Transition Incentive Program | Manahawkin | 8050 | 18 | 5.25 | Residential | Yes | Behind the Meter | Net-metered residential rooftop and canopy |  | None | Pro Custom Solar dba Momentum Solar | AC Electric | Accepted | 2020-11-09 | 2020-11-11 | 2021-11-11 | LG | LG 350N1C-V5 | Solar Panels |  | 0.35 | 9 | 156 | 11 |  | Fixed | Roof
NJSTRE1545985669 |  | Transition Incentive Program | Basking Ridge | 7920 | 5 | 3.06 | Residential | No | Behind the Meter | Net-metered residential rooftop and canopy |  | None | Vision Solar LLC | JCP&L | Accepted | 2020-11-09 | 2020-11-11 | 2021-11-11 | ENPHASE | IQ7-60-2-US | Inverters | 0.24 |  | 9 |  |  | 0.96 |  | Other | BEHIND EACH PANEL
NJSTRE1545985669 |  | Transition Incentive Program | Basking Ridge | 7920 | 5 | 3.06 | Residential | No | Behind the Meter | Net-metered residential rooftop and canopy |  | None | Vision Solar LLC | JCP&L | Accepted | 2020-11-09 | 2020-11-11 | 2021-11-11 | HANWHA Q-CELLS | Q.PEAK DUO BLK-G6+ 340 | Solar Panels |  | 0.34 | 9 | 73 | 20 |  | Fixed | Roof
NJSTRE1545985678 |  | Transition Incentive Program | Maple Shade | 8052 | 13 | 3.58 | Residential | No | Behind the Meter | Net-metered residential rooftop and canopy |  | None | EMT Renewables | PSE&G | Accepted | 2020-11-09 | 2020-11-12 | 2021-11-12 | Enphase | IQ7-60-2-US | Inverters | 240 |  | 11 |  |  | 0.97 |  | Outside | under panels
NJSTRE1545985678 |  | Transition Incentive Program | Maple Shade | 8052 | 13 | 3.58 | Residential | No | Behind the Meter | Net-metered residential rooftop and canopy |  | None | EMT Renewables | PSE&G | Accepted | 2020-11-09 | 2020-11-12 | 2021-11-12 | Trina | TSM-325-DD06M.05(II) | Solar Panels |  | 0.325 | 11 | 149 | 18 |  | Fixed | Roof
NJSTRE1545985714 |  | Transition Incentive Program | Manchester | 8759 | 18 | 5.58 | Residential | Yes | Behind the Meter | Net-metered residential rooftop and canopy |  | None | Bright Planet Solar | JCP&L | Accepted | 2020-11-09 | 2020-11-12 | 2021-11-12 | SOLAR EDGE | SE5000H-USRGM | Inverters | 5000 |  | 1 |  |  | 0.98 |  | Outdoor | OUTSIDE
NJSTRE1545985714 |  | Transition Incentive Program | Manchester | 8759 | 18 | 5.58 | Residential | Yes | Behind the Meter | Net-metered residential rooftop and canopy |  | None | Bright Planet Solar | JCP&L | Accepted | 2020-11-09 | 2020-11-12 | 2021-11-12 | HANWHA Q-CELLS | Q.PEAK DUO BLK-G5 310W | Solar Panels |  | 0.31 | 18 | 168 | 18 |  | Fixed | Roof
NJSTRE1545985725 |  | Transition Incentive Program | Irvington | 7111 | 9 | 6.7 | Residential | No | Behind the Meter | Net-metered residential rooftop and canopy |  | None | Vision Solar LLC | PSE&G | Accepted | 2020-11-09 | 2020-11-12 | 2021-11-12 | ENPHASE | IQ7-60-2-US | Inverters | 0.24 |  | 20 |  |  | 0.96 |  | Other | BEHIND EACH PANEL
NJSTRE1545985725 |  | Transition Incentive Program | Irvington | 7111 | 9 | 6.7 | Residential | No | Behind the Meter | Net-metered residential rooftop and canopy |  | None | Vision Solar LLC | PSE&G | Accepted | 2020-11-09 | 2020-11-12 | 2021-11-12 | HANWHA Q-CELLS | Q.PEAK DUO BLK-G6+ 335 | Solar Panels |  | 0.335 | 11 | 127 | 29 |  | Fixed | Roof
NJSTRE1545985725 |  | Transition Incentive Program | Irvington | 7111 | 9 | 6.7 | Residential | No | Behind the Meter | Net-metered residential rooftop and canopy |  | None | Vision Solar LLC | PSE&G | Accepted | 2020-11-09 | 2020-11-12 | 2021-11-12 | HANWHA Q-CELLS | Q.PEAK DUO BLK-G6+ 335 | Solar Panels |  | 0.335 | 5 | 127 | 21 |  | Fixed | Roof
NJSTRE1545985725 |  | Transition Incentive Program | Irvington | 7111 | 9 | 6.7 | Residential | No | Behind the Meter | Net-metered residential rooftop and canopy |  | None | Vision Solar LLC | PSE&G | Accepted | 2020-11-09 | 2020-11-12 | 2021-11-12 | HANWHA Q-CELLS | Q.PEAK DUO BLK-G6+ 335 | Solar Panels |  | 0.335 | 4 | 307 | 29 |  | Fixed | Roof
NJSTRE1545987101 |  | Transition Incentive Program | Franklin Twp Som | 8873 | 5 | 4.34 | Residential | Yes | Behind the Meter | Net-metered residential rooftop and canopy |  | None | Bright Planet Solar | PSE&G | Accepted | 2020-11-09 | 2020-11-11 | 2021-11-11 | SOLAR EDGE | SE3800H-USRGM | Inverters | 3800 |  | 1 |  |  | 0.98 |  | Outdoor | OUTSIDE
NJSTRE1545987101 |  | Transition Incentive Program | Franklin Twp Som | 8873 | 5 | 4.34 | Residential | Yes | Behind the Meter | Net-metered residential rooftop and canopy |  | None | Bright Planet Solar | PSE&G | Accepted | 2020-11-09 | 2020-11-11 | 2021-11-11 | HANWHA Q-CELLS | Q.PEAK DUO BLK-G5 310W | Solar Panels |  | 0.31 | 14 | 193 | 14 |  | Fixed | Roof
NJSTRE1545988998 |  | Transition Incentive Program | Wayne | 7470 | 6 | 12.09 | Residential | Yes | Behind the Meter | Net-metered residential rooftop and canopy |  | None | Bright Planet Solar | JCP&L | Accepted | 2020-11-09 | 2020-11-11 | 2021-11-11 | SOLAR EDGE | SE10000H-USRGM | Inverters | 10000 |  | 1 |  |  | 0.98 |  | Outdoor | OUTSIDE
NJSTRE1545988998 |  | Transition Incentive Program | Wayne | 7470 | 6 | 12.09 | Residential | Yes | Behind the Meter | Net-metered residential rooftop and canopy |  | None | Bright Planet Solar | JCP&L | Accepted | 2020-11-09 | 2020-11-11 | 2021-11-11 | HANWHA Q-CELLS | Q.PEAK DUO BLK-G5 310W | Solar Panels |  | 0.31 | 11 | 94 | 26 |  | Fixed | Roof
NJSTRE1545988998 |  | Transition Incentive Program | Wayne | 7470 | 6 | 12.09 | Residential | Yes | Behind the Meter | Net-metered residential rooftop and canopy |  | None | Bright Planet Solar | JCP&L | Accepted | 2020-11-09 | 2020-11-11 | 2021-11-11 | HANWHA Q-CELLS | Q.PEAK DUO BLK-G5 310W | Solar Panels |  | 0.31 | 13 | 4 | 18 |  | Fixed | Roof
NJSTRE1545988998 |  | Transition Incentive Program | Wayne | 7470 | 6 | 12.09 | Residential | Yes | Behind the Meter | Net-metered residential rooftop and canopy |  | None | Bright Planet Solar | JCP&L | Accepted | 2020-11-09 | 2020-11-11 | 2021-11-11 | HANWHA Q-CELLS | Q.PEAK DUO BLK-G5 310W | Solar Panels |  | 0.31 | 2 | 274 | 26 |  | Fixed | Roof
NJSTRE1545988998 |  | Transition Incentive Program | Wayne | 7470 | 6 | 12.09 | Residential | Yes | Behind the Meter | Net-metered residential rooftop and canopy |  | None | Bright Planet Solar | JCP&L | Accepted | 2020-11-09 | 2020-11-11 | 2021-11-11 | HANWHA Q-CELLS | Q.PEAK DUO BLK-G5 310W | Solar Panels |  | 0.31 | 3 | 4 | 18 |  | Fixed | Roof
NJSTRE1545988998 |  | Transition Incentive Program | Wayne | 7470 | 6 | 12.09 | Residential | Yes | Behind the Meter | Net-metered residential rooftop and canopy |  | None | Bright Planet Solar | JCP&L | Accepted | 2020-11-09 | 2020-11-11 | 2021-11-11 | HANWHA Q-CELLS | Q.PEAK DUO BLK-G5 310W | Solar Panels |  | 0.31 | 3 | 274 | 26 |  | Fixed | Roof
NJSTRE1545988998 |  | Transition Incentive Program | Wayne | 7470 | 6 | 12.09 | Residential | Yes | Behind the Meter | Net-metered residential rooftop and canopy |  | None | Bright Planet Solar | JCP&L | Accepted | 2020-11-09 | 2020-11-11 | 2021-11-11 | HANWHA Q-CELLS | Q.PEAK DUO BLK-G5 310W | Solar Panels |  | 0.31 | 7 | 184 | 39 |  | Fixed | Roof
NJSTRE1545994960 |  | Transition Incentive Program | Sayreville | 8872 | 11 | 8.37 | Residential | Yes | Behind the Meter | Net-metered residential rooftop and canopy |  | None | Bright Planet Solar | JCP&L | Accepted | 2020-11-09 | 2020-11-12 | 2021-11-12 | SOLAR EDGE | SE7600H-USRGM | Inverters | 7600 |  | 1 |  |  | 0.98 |  | Outdoor | OUTSIDE
NJSTRE1545994960 |  | Transition Incentive Program | Sayreville | 8872 | 11 | 8.37 | Residential | Yes | Behind the Meter | Net-metered residential rooftop and canopy |  | None | Bright Planet Solar | JCP&L | Accepted | 2020-11-09 | 2020-11-12 | 2021-11-12 | LONGI | LR6-60HPB-310M | Solar Panels |  | 0.31 | 27 | 240 | 33 |  | Fixed | Roof
NJSTRE1545996348 |  | Transition Incentive Program | Towaco | 7082 | 3 | 5.78 | Residential | No | Behind the Meter | Net-metered residential rooftop and canopy |  | None | Vision Solar LLC | JCP&L | Accepted | 2020-11-10 | 2020-11-12 | 2021-11-12 | ENPHASE | IQ7-60-2-US | Inverters | 0.24 |  | 17 |  |  | 0.96 |  | Other | BEHIND EACH PANEL
NJSTRE1545996348 |  | Transition Incentive Program | Towaco | 7082 | 3 | 5.78 | Residential | No | Behind the Meter | Net-metered residential rooftop and canopy |  | None | Vision Solar LLC | JCP&L | Accepted | 2020-11-10 | 2020-11-12 | 2021-11-12 | HANWHA Q-CELLS | Q.PEAK DUO BLK-G6+ 340 | Solar Panels |  | 0.34 | 4 | 25 | 20 |  | Fixed | Roof
NJSTRE1545996348 |  | Transition Incentive Program | Towaco | 7082 | 3 | 5.78 | Residential | No | Behind the Meter | Net-metered residential rooftop and canopy |  | None | Vision Solar LLC | JCP&L | Accepted | 2020-11-10 | 2020-11-12 | 2021-11-12 | HANWHA Q-CELLS | Q.PEAK DUO BLK-G6+ 340 | Solar Panels |  | 0.34 | 5 | 295 | 20 |  | Fixed | Roof
NJSTRE1545996348 |  | Transition Incentive Program | Towaco | 7082 | 3 | 5.78 | Residential | No | Behind the Meter | Net-metered residential rooftop and canopy |  | None | Vision Solar LLC | JCP&L | Accepted | 2020-11-10 | 2020-11-12 | 2021-11-12 | HANWHA Q-CELLS | Q.PEAK DUO BLK-G6+ 340 | Solar Panels |  | 0.34 | 5 | 115 | 20 |  | Fixed | Roof
NJSTRE1545996348 |  | Transition Incentive Program | Towaco | 7082 | 3 | 5.78 | Residential | No | Behind the Meter | Net-metered residential rooftop and canopy |  | None | Vision Solar LLC | JCP&L | Accepted | 2020-11-10 | 2020-11-12 | 2021-11-12 | HANWHA Q-CELLS | Q.PEAK DUO BLK-G6+ 340 | Solar Panels |  | 0.34 | 3 | 205 | 20 |  | Fixed | Roof
NJSTRE1545996349 |  | Transition Incentive Program | Toms River | 8753 | 18 | 11.03 | Residential | No | Behind the Meter | Net-metered residential rooftop and canopy |  | None | Suntuity Solar LLC | JCP&L | Accepted | 2020-11-10 | 2020-11-12 | 2021-11-12 | Enphase Energy | IQ7-60-2-US | Inverters | 240 |  | 35 |  |  | 0.97 |  | Outdoor | Behind the PV Modules
NJSTRE1545996349 |  | Transition Incentive Program | Toms River | 8753 | 18 | 11.03 | Residential | No | Behind the Meter | Net-metered residential rooftop and canopy |  | None | Suntuity Solar LLC | JCP&L | Accepted | 2020-11-10 | 2020-11-12 | 2021-11-12 | Longi | LR6-60HPB-315M | Solar Panels |  | 0.315 | 16 | 183 | 18 |  | Fixed | Roof
NJSTRE1545996349 |  | Transition Incentive Program | Toms River | 8753 | 18 | 11.03 | Residential | No | Behind the Meter | Net-metered residential rooftop and canopy |  | None | Suntuity Solar LLC | JCP&L | Accepted | 2020-11-10 | 2020-11-12 | 2021-11-12 | Longi | LR6-60HPB-315M | Solar Panels |  | 0.315 | 14 | 3 | 18 |  | Fixed | Roof
NJSTRE1545996349 |  | Transition Incentive Program | Toms River | 8753 | 18 | 11.03 | Residential | No | Behind the Meter | Net-metered residential rooftop and canopy |  | None | Suntuity Solar LLC | JCP&L | Accepted | 2020-11-10 | 2020-11-12 | 2021-11-12 | Longi | LR6-60HPB-315M | Solar Panels |  | 0.315 | 5 | 184 | 18 |  | Fixed | Roof
NJSTRE1545996350 |  | Transition Incentive Program | Middlesex | 8846 | 11 | 7.25 | Residential | No | Behind the Meter | Net-metered residential rooftop and canopy |  | None | Suntuity Solar LLC | PSE&G | Accepted | 2020-11-10 | 2020-11-12 | 2021-11-12 | Enphase Energy | IQ7-60-2-US | Inverters | 240 |  | 23 |  |  | 0.97 |  | Outdoor | Behind the PV Modules
NJSTRE1545996350 |  | Transition Incentive Program | Middlesex | 8846 | 11 | 7.25 | Residential | No | Behind the Meter | Net-metered residential rooftop and canopy |  | None | Suntuity Solar LLC | PSE&G | Accepted | 2020-11-10 | 2020-11-12 | 2021-11-12 | Longi | LR6-60HPB-315M | Solar Panels |  | 0.315 | 6 | 263 | 22 |  | Fixed | Roof
NJSTRE1545996350 |  | Transition Incentive Program | Middlesex | 8846 | 11 | 7.25 | Residential | No | Behind the Meter | Net-metered residential rooftop and canopy |  | None | Suntuity Solar LLC | PSE&G | Accepted | 2020-11-10 | 2020-11-12 | 2021-11-12 | Longi | LR6-60HPB-315M | Solar Panels |  | 0.315 | 14 | 83 | 22 |  | Fixed | Roof
NJSTRE1545996350 |  | Transition Incentive Program | Middlesex | 8846 | 11 | 7.25 | Residential | No | Behind the Meter | Net-metered residential rooftop and canopy |  | None | Suntuity Solar LLC | PSE&G | Accepted | 2020-11-10 | 2020-11-12 | 2021-11-12 | Longi | LR6-60HPB-315M | Solar Panels |  | 0.315 | 3 | 172 | 42 |  | Fixed | Roof
NJSTRE1545996351 |  | Transition Incentive Program | Dover | 7081 | 10 | 14.62 | Residential | No | Behind the Meter | Net-metered residential rooftop and canopy |  | None | Maier Solar Engineering dba Solar Me | JCP&L | Accepted | 2020-11-10 | 2020-11-12 | 2021-11-12 | Enphase | IQ7+ | Inverters | 290 |  | 43 |  |  | 0.96 |  | Outdoor | Next to meter
NJSTRE1545996351 |  | Transition Incentive Program | Dover | 7081 | 10 | 14.62 | Residential | No | Behind the Meter | Net-metered residential rooftop and canopy |  | None | Maier Solar Engineering dba Solar Me | JCP&L | Accepted | 2020-11-10 | 2020-11-12 | 2021-11-12 | Hanwha | Q.PEAK DUO BLK G6 340W | Solar Panels |  | 0.34 | 15 | 192 | 4 |  | Fixed | Roof
NJSTRE1545996351 |  | Transition Incentive Program | Dover | 7081 | 10 | 14.62 | Residential | No | Behind the Meter | Net-metered residential rooftop and canopy |  | None | Maier Solar Engineering dba Solar Me | JCP&L | Accepted | 2020-11-10 | 2020-11-12 | 2021-11-12 | Hanwha | Q.PEAK DUO BLK G6 340W | Solar Panels |  | 0.34 | 3 | 282 | 45 |  | Fixed | Roof
NJSTRE1545996351 |  | Transition Incentive Program | Dover | 7081 | 10 | 14.62 | Residential | No | Behind the Meter | Net-metered residential rooftop and canopy |  | None | Maier Solar Engineering dba Solar Me | JCP&L | Accepted | 2020-11-10 | 2020-11-12 | 2021-11-12 | Hanwha | Q.PEAK DUO BLK G6 340W | Solar Panels |  | 0.34 | 18 | 282 | 4 |  | Fixed | Roof
NJSTRE1545996351 |  | Transition Incentive Program | Dover | 7081 | 10 | 14.62 | Residential | No | Behind the Meter | Net-metered residential rooftop and canopy |  | None | Maier Solar Engineering dba Solar Me | JCP&L | Accepted | 2020-11-10 | 2020-11-12 | 2021-11-12 | Hanwha | Q.PEAK DUO BLK G6 340W | Solar Panels |  | 0.34 | 7 | 192 | 45 |  | Fixed | Roof
NJSTRE1545996358 |  | Transition Incentive Program | Vineland | 8361 | 20 | 9.81 | Residential | Yes | Behind the Meter | Net-metered residential rooftop and canopy |  | None | Vision Solar LLC | Vineland Muni Electric | Accepted | 2020-11-10 | 2020-11-12 | 2021-11-12 | SUNPOWER | 30 - SUNPOWER TYPE E | Inverters | 0.24 |  | 30 |  |  | 0.96 |  | Other | BEHIND EACH PANEL
NJSTRE1545996358 |  | Transition Incentive Program | Vineland | 8361 | 20 | 9.81 | Residential | Yes | Behind the Meter | Net-metered residential rooftop and canopy |  | None | Vision Solar LLC | Vineland Muni Electric | Accepted | 2020-11-10 | 2020-11-12 | 2021-11-12 | SUNPOWER | 30 - SUNPOWER E20-327-E-AC | Solar Panels |  | 0.327 | 8 | 183 | 23 |  | Fixed | Roof
NJSTRE1545996358 |  | Transition Incentive Program | Vineland | 8361 | 20 | 9.81 | Residential | Yes | Behind the Meter | Net-metered residential rooftop and canopy |  | None | Vision Solar LLC | Vineland Muni Electric | Accepted | 2020-11-10 | 2020-11-12 | 2021-11-12 | SUNPOWER | 30 - SUNPOWER E20-327-E-AC | Solar Panels |  | 0.327 | 5 | 183 | 23 |  | Fixed | Roof
NJSTRE1545996358 |  | Transition Incentive Program | Vineland | 8361 | 20 | 9.81 | Residential | Yes | Behind the Meter | Net-metered residential rooftop and canopy |  | None | Vision Solar LLC | Vineland Muni Electric | Accepted | 2020-11-10 | 2020-11-12 | 2021-11-12 | SUNPOWER | 30 - SUNPOWER E20-327-E-AC | Solar Panels |  | 0.327 | 4 | 3 | 23 |  | Fixed | Roof
NJSTRE1545996358 |  | Transition Incentive Program | Vineland | 8361 | 20 | 9.81 | Residential | Yes | Behind the Meter | Net-metered residential rooftop and canopy |  | None | Vision Solar LLC | Vineland Muni Electric | Accepted | 2020-11-10 | 2020-11-12 | 2021-11-12 | SUNPOWER | 30 - SUNPOWER E20-327-E-AC | Solar Panels |  | 0.327 | 6 | 93 | 23 |  | Fixed | Roof
NJSTRE1545996358 |  | Transition Incentive Program | Vineland | 8361 | 20 | 9.81 | Residential | Yes | Behind the Meter | Net-metered residential rooftop and canopy |  | None | Vision Solar LLC | Vineland Muni Electric | Accepted | 2020-11-10 | 2020-11-12 | 2021-11-12 | SUNPOWER | 30 - SUNPOWER E20-327-E-AC | Solar Panels |  | 0.327 | 1 | 273 | 23 |  | Fixed | Roof
NJSTRE1545996358 |  | Transition Incentive Program | Vineland | 8361 | 20 | 9.81 | Residential | Yes | Behind the Meter | Net-metered residential rooftop and canopy |  | None | Vision Solar LLC | Vineland Muni Electric | Accepted | 2020-11-10 | 2020-11-12 | 2021-11-12 | SUNPOWER | 30 - SUNPOWER E20-327-E-AC | Solar Panels |  | 0.327 | 6 | 273 | 23 |  | Fixed | Roof
NJSTRE1545998019 |  | Transition Incentive Program | Princeton | 8540 | 12 | 12.16 | Residential | Yes | Behind the Meter | Net-metered residential rooftop and canopy |  | None | Vivint Solar Developer, LLC | PSE&G | Accepted | 2020-11-10 | 2020-11-12 | 2021-11-12 | SolarEdge | SE7600H-US | Inverters | 7600 |  | 1 |  |  | 0.992 |  | Outdoor | Near the Utility Meter
NJSTRE1545998019 |  | Transition Incentive Program | Princeton | 8540 | 12 | 12.16 | Residential | Yes | Behind the Meter | Net-metered residential rooftop and canopy |  | None | Vivint Solar Developer, LLC | PSE&G | Accepted | 2020-11-10 | 2020-11-12 | 2021-11-12 | Solar Edge | SE3800H-US | Inverters | 3800 |  | 1 |  |  | 0.992 |  | Outdoor | Near the Utility Meter
NJSTRE1545998019 |  | Transition Incentive Program | Princeton | 8540 | 12 | 12.16 | Residential | Yes | Behind the Meter | Net-metered residential rooftop and canopy |  | None | Vivint Solar Developer, LLC | PSE&G | Accepted | 2020-11-10 | 2020-11-12 | 2021-11-12 | Jinko Solar | JKM320M-60HL | Solar Panels |  | 0.32 | 6 | 141 | 45 |  | Fixed | Roof
NJSTRE1545998019 |  | Transition Incentive Program | Princeton | 8540 | 12 | 12.16 | Residential | Yes | Behind the Meter | Net-metered residential rooftop and canopy |  | None | Vivint Solar Developer, LLC | PSE&G | Accepted | 2020-11-10 | 2020-11-12 | 2021-11-12 | Jinko Solar | JKM320M-60HL | Solar Panels |  | 0.32 | 25 | 321 | 45 |  | Fixed | Roof
NJSTRE1545998019 |  | Transition Incentive Program | Princeton | 8540 | 12 | 12.16 | Residential | Yes | Behind the Meter | Net-metered residential rooftop and canopy |  | None | Vivint Solar Developer, LLC | PSE&G | Accepted | 2020-11-10 | 2020-11-12 | 2021-11-12 | Jinko Solar | JKM320M-60HL | Solar Panels |  | 0.32 | 5 | 141 | 45 |  | Fixed | Roof
NJSTRE1545998019 |  | Transition Incentive Program | Princeton | 8540 | 12 | 12.16 | Residential | Yes | Behind the Meter | Net-metered residential rooftop and canopy |  | None | Vivint Solar Developer, LLC | PSE&G | Accepted | 2020-11-10 | 2020-11-12 | 2021-11-12 | Jinko Solar | JKM320M-60HL | Solar Panels |  | 0.32 | 2 | 141 | 45 |  | Fixed | Roof
NJSTRE1545998372 |  | Transition Incentive Program | Cinnaminson Twp | 8077 | 13 | 7.8 | Residential | Yes | Behind the Meter | Net-metered residential rooftop and canopy |  | None | SunnyMac LLC | PSE&G | Accepted | 2020-11-10 | 2020-11-12 | 2021-11-12 | Solaredge | SE6000H-US | Inverters | 6000 |  | 1 |  |  | 0.99 |  | Outdoor | Next to Meter
NJSTRE1545998372 |  | Transition Incentive Program | Cinnaminson Twp | 8077 | 13 | 7.8 | Residential | Yes | Behind the Meter | Net-metered residential rooftop and canopy |  | None | SunnyMac LLC | PSE&G | Accepted | 2020-11-10 | 2020-11-12 | 2021-11-12 | Rec | TwinPeak 2 Mono | Solar Panels |  | 0.325 | 24 | 190 | 26 |  | Fixed | Roof
NJSTRE1546000750 |  | Transition Incentive Program | WOODBURY | 8096 | 15 | 3.4 | Residential | No | Behind the Meter | Net-metered residential rooftop and canopy |  | None | Vision Solar LLC | PSE&G | Accepted | 2020-11-10 | 2020-11-12 | 2021-11-12 | ENPHASE | IQ7-60-2-US | Inverters | 0.24 |  | 10 |  |  | 0.96 |  | Other | BEHIND EACH PANEL
NJSTRE1546000750 |  | Transition Incentive Program | WOODBURY | 8096 | 15 | 3.4 | Residential | No | Behind the Meter | Net-metered residential rooftop and canopy |  | None | Vision Solar LLC | PSE&G | Accepted | 2020-11-10 | 2020-11-12 | 2021-11-12 | HANWHA Q-CELLS | Q.PEAK DUO BLK-G6+ 340 | Solar Panels |  | 0.34 | 2 | 74 | 30 |  | Fixed | Roof
NJSTRE1546000750 |  | Transition Incentive Program | WOODBURY | 8096 | 15 | 3.4 | Residential | No | Behind the Meter | Net-metered residential rooftop and canopy |  | None | Vision Solar LLC | PSE&G | Accepted | 2020-11-10 | 2020-11-12 | 2021-11-12 | HANWHA Q-CELLS | Q.PEAK DUO BLK-G6+ 340 | Solar Panels |  | 0.34 | 2 | 344 | 10 |  | Fixed | Roof
NJSTRE1546000750 |  | Transition Incentive Program | WOODBURY | 8096 | 15 | 3.4 | Residential | No | Behind the Meter | Net-metered residential rooftop and canopy |  | None | Vision Solar LLC | PSE&G | Accepted | 2020-11-10 | 2020-11-12 | 2021-11-12 | HANWHA Q-CELLS | Q.PEAK DUO BLK-G6+ 340 | Solar Panels |  | 0.34 | 6 | 254 | 30 |  | Fixed | Roof
NJSTRE1546002380 |  | Transition Incentive Program | Hackettstown | 7840 | 2 | 6.7 | Residential | Yes | Behind the Meter | Net-metered residential rooftop and canopy |  | None | Vision Solar LLC | JCP&L | Accepted | 2020-11-10 | 2020-11-12 | 2021-11-12 | ENPHASE | IQ7-60-2-US | Inverters | 0.24 |  | 20 |  |  | 0.96 |  | Other | BEHIND EACH PANEL
NJSTRE1546002380 |  | Transition Incentive Program | Hackettstown | 7840 | 2 | 6.7 | Residential | Yes | Behind the Meter | Net-metered residential rooftop and canopy |  | None | Vision Solar LLC | JCP&L | Accepted | 2020-11-10 | 2020-11-12 | 2021-11-12 | HANWHA Q-CELLS | Q.PEAK DUO BLK-G6+ 335 | Solar Panels |  | 0.335 | 20 | 234 | 20 |  | Fixed | Roof
NJSTRE1546002876 |  | Transition Incentive Program | Mt Holly | 8060 | 13 | 7.25 | Residential | Yes | Behind the Meter | Net-metered residential rooftop and canopy |  | None | Solar Energy World | PSE&G | Accepted | 2020-11-10 | 2020-11-19 | 2021-11-19 | Solaredge | ES3000H-USRGM | Inverters | 3000 |  | 2 |  |  | 0.997 |  | Outdoor | near meter
NJSTRE1546002876 |  | Transition Incentive Program | Mt Holly | 8060 | 13 | 7.25 | Residential | Yes | Behind the Meter | Net-metered residential rooftop and canopy |  | None | Solar Energy World | PSE&G | Accepted | 2020-11-10 | 2020-11-19 | 2021-11-19 | Hanwha | Q.PEAK DUO BLK-G5 315 | Solar Panels |  | 0.315 | 11 | 115 | 18 |  | Fixed | Roof
NJSTRE1546002876 |  | Transition Incentive Program | Mt Holly | 8060 | 13 | 7.25 | Residential | Yes | Behind the Meter | Net-metered residential rooftop and canopy |  | None | Solar Energy World | PSE&G | Accepted | 2020-11-10 | 2020-11-19 | 2021-11-19 | Solaredge | Q.PEAK DUO BLK-G5 315 | Solar Panels |  | 0.315 | 2 | 295 | 18 |  | Fixed | Roof
NJSTRE1546002876 |  | Transition Incentive Program | Mt Holly | 8060 | 13 | 7.25 | Residential | Yes | Behind the Meter | Net-metered residential rooftop and canopy |  | None | Solar Energy World | PSE&G | Accepted | 2020-11-10 | 2020-11-19 | 2021-11-19 | Solaredge | Q.PEAK DUO BLK-G5 315 | Solar Panels |  | 0.315 | 3 | 205 | 18 |  | Fixed | Roof
NJSTRE1546002876 |  | Transition Incentive Program | Mt Holly | 8060 | 13 | 7.25 | Residential | Yes | Behind the Meter | Net-metered residential rooftop and canopy |  | None | Solar Energy World | PSE&G | Accepted | 2020-11-10 | 2020-11-19 | 2021-11-19 | Solaredge | Q.PEAK DUO BLK-G5 315 | Solar Panels |  | 0.315 | 7 | 115 | 18 |  | Fixed | Roof
NJSTRE1546004486 |  | Transition Incentive Program | Haddonfield | 8033 | 14 | 17.33 | Residential | No | Behind the Meter | Net-metered residential rooftop and canopy |  | None | Vision Solar LLC | PSE&G | Accepted | 2020-11-10 | 2020-11-12 | 2021-11-12 | SUNPOWER | 53 - SUNPOWER E20-327-E-AC | Inverters | 0.24 |  | 53 |  |  | 0.96 |  | Other | BEHIND EACH PANEL
NJSTRE1546004486 |  | Transition Incentive Program | Haddonfield | 8033 | 14 | 17.33 | Residential | No | Behind the Meter | Net-metered residential rooftop and canopy |  | None | Vision Solar LLC | PSE&G | Accepted | 2020-11-10 | 2020-11-12 | 2021-11-12 | SUNPOWER | 53 - SUNPOWER E20-327-E-AC | Solar Panels |  | 0.327 | 14 | 328 | 8 |  | Fixed | Roof
NJSTRE1546004486 |  | Transition Incentive Program | Haddonfield | 8033 | 14 | 17.33 | Residential | No | Behind the Meter | Net-metered residential rooftop and canopy |  | None | Vision Solar LLC | PSE&G | Accepted | 2020-11-10 | 2020-11-12 | 2021-11-12 | SUNPOWER | 53 - SUNPOWER E20-327-E-AC | Solar Panels |  | 0.327 | 15 | 328 | 11 |  | Fixed | Roof
NJSTRE1546004486 |  | Transition Incentive Program | Haddonfield | 8033 | 14 | 17.33 | Residential | No | Behind the Meter | Net-metered residential rooftop and canopy |  | None | Vision Solar LLC | PSE&G | Accepted | 2020-11-10 | 2020-11-12 | 2021-11-12 | SUNPOWER | 53 - SUNPOWER E20-327-E-AC | Solar Panels |  | 0.327 | 24 | 148 | 27 |  | Fixed | Roof
NJSTRE1546005376 |  | Transition Incentive Program | Cherry Hill | 8002 | 14 | 3.2 | Residential | Yes | Behind the Meter | Net-metered residential rooftop and canopy |  | None | Sunbound Solar | PSE&G | Accepted | 2020-11-10 | 2020-11-12 | 2021-11-12 | ENPHASE | IQ7-60-2-US | Inverters | 240 |  | 10 |  |  | 0.976 |  | Outdoor | UNDER MODULE
NJSTRE1546005376 |  | Transition Incentive Program | Cherry Hill | 8002 | 14 | 3.2 | Residential | Yes | Behind the Meter | Net-metered residential rooftop and canopy |  | None | Sunbound Solar | PSE&G | Accepted | 2020-11-10 | 2020-11-12 | 2021-11-12 | HANWHA Q-CELL | Q.PEAK DUO-G5 320 | Solar Panels |  | 0.32 | 10 | 129 | 40 |  | Fixed | Roof
NJSTRE1546005741 |  | Transition Incentive Program | Burlington | 8016 | 13 | 8.5 | Residential | No | Behind the Meter | Net-metered residential rooftop and canopy |  | PSEG | Maier Solar Engineering dba Solar Me | PSE&G | Accepted | 2020-11-10 | 2020-11-12 | 2021-11-12 | Enphase | IQ7+ | Inverters | 290 |  | 25 |  |  | 0.96 |  | Outdoor | Next to meter
NJSTRE1546005741 |  | Transition Incentive Program | Burlington | 8016 | 13 | 8.5 | Residential | No | Behind the Meter | Net-metered residential rooftop and canopy |  | PSEG | Maier Solar Engineering dba Solar Me | PSE&G | Accepted | 2020-11-10 | 2020-11-12 | 2021-11-12 | Hanwha | Q. PEAK DUO BLK G6 340W | Solar Panels |  | 0.34 | 20 | 205 | 30 |  | Fixed | Roof
NJSTRE1546005741 |  | Transition Incentive Program | Burlington | 8016 | 13 | 8.5 | Residential | No | Behind the Meter | Net-metered residential rooftop and canopy |  | PSEG | Maier Solar Engineering dba Solar Me | PSE&G | Accepted | 2020-11-10 | 2020-11-12 | 2021-11-12 | Hanwha | Q. PEAK DUO BLK G6 340W | Solar Panels |  | 0.34 | 5 | 205 | 30 |  | Fixed | Roof
NJSTRE1546006464 |  | Transition Incentive Program | Summit | 7901 | 10 | 17.02 | Residential | No | Behind the Meter | Net-metered residential rooftop and canopy |  | None | Whitman Construction, LLC | JCP&L | Accepted | 2020-11-10 | 2020-11-12 | 2021-11-12 | enphase energy | iq7plus-72-2-us | Inverters | 295 |  | 46 |  |  | 0.975 |  | Outdoor | microinverters located under modules
NJSTRE1546006464 |  | Transition Incentive Program | Summit | 7901 | 10 | 17.02 | Residential | No | Behind the Meter | Net-metered residential rooftop and canopy |  | None | Whitman Construction, LLC | JCP&L | Accepted | 2020-11-10 | 2020-11-12 | 2021-11-12 | solaria power | xt 370r pd | Solar Panels |  | 0.37 | 9 | 87 | 28 |  | Fixed | Roof
NJSTRE1546006464 |  | Transition Incentive Program | Summit | 7901 | 10 | 17.02 | Residential | No | Behind the Meter | Net-metered residential rooftop and canopy |  | None | Whitman Construction, LLC | JCP&L | Accepted | 2020-11-10 | 2020-11-12 | 2021-11-12 | solaria power | xt 370r pd | Solar Panels |  | 0.37 | 3 | 176 | 28 |  | Fixed | Roof
NJSTRE1546006464 |  | Transition Incentive Program | Summit | 7901 | 10 | 17.02 | Residential | No | Behind the Meter | Net-metered residential rooftop and canopy |  | None | Whitman Construction, LLC | JCP&L | Accepted | 2020-11-10 | 2020-11-12 | 2021-11-12 | solaria power | xt 370r pd | Solar Panels |  | 0.37 | 20 | 177 | 32 |  | Fixed | Roof
NJSTRE1546006464 |  | Transition Incentive Program | Summit | 7901 | 10 | 17.02 | Residential | No | Behind the Meter | Net-metered residential rooftop and canopy |  | None | Whitman Construction, LLC | JCP&L | Accepted | 2020-11-10 | 2020-11-12 | 2021-11-12 | solaria power | xt 370r pd | Solar Panels |  | 0.37 | 14 | 267 | 28 |  | Fixed | Roof
NJSTRE1546006472 |  | Transition Incentive Program | Clayton | 8312 | 15 | 6.18 | Residential | No | Behind the Meter | Net-metered residential rooftop and canopy |  | None | SunnyMac LLC | AC Electric | Accepted | 2020-11-10 | 2020-11-12 | 2021-11-12 | Solaredge | SE5000H-US | Inverters | 5000 |  | 1 |  |  | 0.99 |  | Outdoor | Next to Meter
NJSTRE1546006472 |  | Transition Incentive Program | Clayton | 8312 | 15 | 6.18 | Residential | No | Behind the Meter | Net-metered residential rooftop and canopy |  | None | SunnyMac LLC | AC Electric | Accepted | 2020-11-10 | 2020-11-12 | 2021-11-12 | REC | TwinPeak 2 Mono | Solar Panels |  | 0.325 | 19 | 259 | 26 |  | Fixed | Roof
NJSTRE1546006476 |  | Transition Incentive Program | Montgomery Township | 8502 | 5 | 12 | Residential | No | Behind the Meter | Net-metered residential rooftop and canopy |  | None | Green Power Energy | PSE&G | Accepted | 2020-11-10 | 2020-11-12 | 2021-11-12 | Enphase Energy | IQ7PLUS-72-2-US (240V) | Inverters | 290 |  | 32 |  |  | 0.975 |  | Outside | next to meter
NJSTRE1546006476 |  | Transition Incentive Program | Montgomery Township | 8502 | 5 | 12 | Residential | No | Behind the Meter | Net-metered residential rooftop and canopy |  | None | Green Power Energy | PSE&G | Accepted | 2020-11-10 | 2020-11-12 | 2021-11-12 | LG Electronics | LG375Q1C-V5 | Solar Panels |  | 0.375 | 24 | 230 | 35 |  | Fixed | Roof
NJSTRE1546006476 |  | Transition Incentive Program | Montgomery Township | 8502 | 5 | 12 | Residential | No | Behind the Meter | Net-metered residential rooftop and canopy |  | None | Green Power Energy | PSE&G | Accepted | 2020-11-10 | 2020-11-12 | 2021-11-12 | LG Electronics | LG375Q1C-V5 | Solar Panels |  | 0.375 | 4 | 320 | 45 |  | Fixed | Roof
NJSTRE1546006476 |  | Transition Incentive Program | Montgomery Township | 8502 | 5 | 12 | Residential | No | Behind the Meter | Net-metered residential rooftop and canopy |  | None | Green Power Energy | PSE&G | Accepted | 2020-11-10 | 2020-11-12 | 2021-11-12 | LG Electronics | LG375Q1C-V5 | Solar Panels |  | 0.375 | 4 | 140 | 45 |  | Fixed | Roof
NJSTRE1546006486 |  | Transition Incentive Program | Harrington Park | 7640 | 7 | 7.59 | Residential | Yes | Behind the Meter | Net-metered residential rooftop and canopy |  | None | Sunrun Installation Services, Inc. | Orange Rockland Electric | Accepted | 2020-11-10 | 2020-11-17 | 2021-11-17 | Enphase Energy | IQ7PLUS-72-x-US (240V) | Inverters | 290 |  | 22 |  |  | 0.96 |  | Outdoor | Rooftop
NJSTRE1546006486 |  | Transition Incentive Program | Harrington Park | 7640 | 7 | 7.59 | Residential | Yes | Behind the Meter | Net-metered residential rooftop and canopy |  | None | Sunrun Installation Services, Inc. | Orange Rockland Electric | Accepted | 2020-11-10 | 2020-11-17 | 2021-11-17 | LG Electronics | LG345N1C-V5 | Solar Panels |  | 0.345 | 6 | 261 | 10 |  | Fixed | Roof
NJSTRE1546006486 |  | Transition Incentive Program | Harrington Park | 7640 | 7 | 7.59 | Residential | Yes | Behind the Meter | Net-metered residential rooftop and canopy |  | None | Sunrun Installation Services, Inc. | Orange Rockland Electric | Accepted | 2020-11-10 | 2020-11-17 | 2021-11-17 | LG Electronics | LG345N1C-V5 | Solar Panels |  | 0.345 | 3 | 352 | 32 |  | Fixed | Roof
NJSTRE1546006486 |  | Transition Incentive Program | Harrington Park | 7640 | 7 | 7.59 | Residential | Yes | Behind the Meter | Net-metered residential rooftop and canopy |  | None | Sunrun Installation Services, Inc. | Orange Rockland Electric | Accepted | 2020-11-10 | 2020-11-17 | 2021-11-17 | LG Electronics | LG345N1C-V5 | Solar Panels |  | 0.345 | 13 | 172 | 31 |  | Fixed | Roof
NJSTRE1546006487 |  | Transition Incentive Program | Woodbridge TWP | 7067 | 10 | 16.32 | Residential | Yes | Behind the Meter | Net-metered residential rooftop and canopy |  | None | Tesla Energy Operations Inc. | PSE&G | Accepted | 2020-11-10 | 2020-11-12 | 2021-11-12 | Tesla | AC Powerwall 2.0 | Electric Storage Battery |  |  | 2 |  |  |  | Lithium Ion |  | Outside
NJSTRE1546006487 |  | Transition Incentive Program | Woodbridge TWP | 7067 | 10 | 16.32 | Residential | Yes | Behind the Meter | Net-metered residential rooftop and canopy |  | None | Tesla Energy Operations Inc. | PSE&G | Accepted | 2020-11-10 | 2020-11-12 | 2021-11-12 | SolarEdge Technologies | SE7600H-US [240V] | Inverters | 7600 |  | 2 |  |  | 0.99 |  | Outside | Outside
NJSTRE1546006487 |  | Transition Incentive Program | Woodbridge TWP | 7067 | 10 | 16.32 | Residential | Yes | Behind the Meter | Net-metered residential rooftop and canopy |  | None | Tesla Energy Operations Inc. | PSE&G | Accepted | 2020-11-10 | 2020-11-12 | 2021-11-12 | Hanwha Q-CELLS | Q.Peak DUO BLK-G6+ 340 | Solar Panels |  | 0.34 | 7 | 136 | 37 |  | Fixed | Roof
NJSTRE1546006487 |  | Transition Incentive Program | Woodbridge TWP | 7067 | 10 | 16.32 | Residential | Yes | Behind the Meter | Net-metered residential rooftop and canopy |  | None | Tesla Energy Operations Inc. | PSE&G | Accepted | 2020-11-10 | 2020-11-12 | 2021-11-12 | Hanwha Q-CELLS | Q.Peak DUO BLK-G6+ 340 | Solar Panels |  | 0.34 | 29 | 317 | 37 |  | Fixed | Roof
NJSTRE1546006487 |  | Transition Incentive Program | Woodbridge TWP | 7067 | 10 | 16.32 | Residential | Yes | Behind the Meter | Net-metered residential rooftop and canopy |  | None | Tesla Energy Operations Inc. | PSE&G | Accepted | 2020-11-10 | 2020-11-12 | 2021-11-12 | Hanwha Q-CELLS | Q.Peak DUO BLK-G6+ 340 | Solar Panels |  | 0.34 | 12 | 137 | 37 |  | Fixed | Roof
NJSTRE1546006512 |  | Transition Incentive Program | Haddonfield | 8033 | 14 | 7.36 | Residential | No | Behind the Meter | Net-metered residential rooftop and canopy |  | None | Orbit Energy & Power, LLC | PSE&G | Accepted | 2020-11-10 | 2020-11-12 | 2021-11-12 | ENPHASE ENERGY | IQ7-60-2-US | Inverters | 240 |  | 23 |  |  | 0.99 |  | Other | UNDER EACH PANEL
NJSTRE1546006512 |  | Transition Incentive Program | Haddonfield | 8033 | 14 | 7.36 | Residential | No | Behind the Meter | Net-metered residential rooftop and canopy |  | None | Orbit Energy & Power, LLC | PSE&G | Accepted | 2020-11-10 | 2020-11-12 | 2021-11-12 | HANWHA | Q PEAK CELLS 320W | Solar Panels |  | 0.32 | 8 | 259 | 30 |  | Fixed | Roof
NJSTRE1546006512 |  | Transition Incentive Program | Haddonfield | 8033 | 14 | 7.36 | Residential | No | Behind the Meter | Net-metered residential rooftop and canopy |  | None | Orbit Energy & Power, LLC | PSE&G | Accepted | 2020-11-10 | 2020-11-12 | 2021-11-12 | HANWHA | Q PEAK CELLS 320W | Solar Panels |  | 0.32 | 15 | 79 | 30 |  | Fixed | Roof
NJSTRE1546006523 |  | Transition Incentive Program | Jackson | 8527 | 18 | 10.54 | Residential | Yes | Behind the Meter | Net-metered residential rooftop and canopy |  | None | Trinity Solar | JCP&L | Accepted | 2020-11-10 | 2020-11-12 | 2021-11-12 | Solar Edge | SE10000 | Inverters | 10000 |  | 1 |  |  | 0.97 |  | Outside | side of home
NJSTRE1546006523 |  | Transition Incentive Program | Jackson | 8527 | 18 | 10.54 | Residential | Yes | Behind the Meter | Net-metered residential rooftop and canopy |  | None | Trinity Solar | JCP&L | Accepted | 2020-11-10 | 2020-11-12 | 2021-11-12 | Hanwha 340 | Q.PEAK DUO BLK-G6 340 | Solar Panels |  | 0.34 | 17 | 220 | 24 |  | Fixed | Roof
NJSTRE1546006523 |  | Transition Incentive Program | Jackson | 8527 | 18 | 10.54 | Residential | Yes | Behind the Meter | Net-metered residential rooftop and canopy |  | None | Trinity Solar | JCP&L | Accepted | 2020-11-10 | 2020-11-12 | 2021-11-12 | Hanwha 340 | Q.PEAK DUO BLK-G6 340 | Solar Panels |  | 0.34 | 14 | 40 | 20 |  | Fixed | Roof
NJSTRE1546006560 |  | Transition Incentive Program | Mt. Holly | 8060 | 13 | 15.98 | Commercial | Yes | Behind the Meter | Net-metered non-residential rooftop and canopy |  | PSEG | Maier Solar Engineering dba Solar Me | PSE&G | Accepted | 2020-11-11 | 2020-11-12 | 2021-11-12 | Enphase | IQ7+ | Inverters | 290 |  | 47 |  |  | 0.96 |  | Outdoor | Next to meter
NJSTRE1546006560 |  | Transition Incentive Program | Mt. Holly | 8060 | 13 | 15.98 | Commercial | Yes | Behind the Meter | Net-metered non-residential rooftop and canopy |  | PSEG | Maier Solar Engineering dba Solar Me | PSE&G | Accepted | 2020-11-11 | 2020-11-12 | 2021-11-12 | Hanwha | Q.CELL DUO BLK G6 340W | Solar Panels |  | 0.34 | 47 | 172 | 23 |  | Fixed | Roof
NJSTRE1546006564 |  | Transition Incentive Program | Newtonville | 8346 | 19 | 17.55 | Residential | No | Behind the Meter | Net-metered residential rooftop and canopy |  | None | SunnyMac LLC | AC Electric | Accepted | 2020-11-10 | 2020-11-12 | 2021-11-12 | Solaredge | SE7600H-US | Inverters | 7600 |  | 1 |  |  | 0.99 |  | Outdoor | Next to Meter
NJSTRE1546006564 |  | Transition Incentive Program | Newtonville | 8346 | 19 | 17.55 | Residential | No | Behind the Meter | Net-metered residential rooftop and canopy |  | None | SunnyMac LLC | AC Electric | Accepted | 2020-11-10 | 2020-11-12 | 2021-11-12 | Solaredge | SE6000H-US | Inverters | 6000 |  | 1 |  |  | 0.99 |  | Outdoor | Next to Meter
NJSTRE1546006564 |  | Transition Incentive Program | Newtonville | 8346 | 19 | 17.55 | Residential | No | Behind the Meter | Net-metered residential rooftop and canopy |  | None | SunnyMac LLC | AC Electric | Accepted | 2020-11-10 | 2020-11-12 | 2021-11-12 | REC | TwinPeak 2 Mono | Solar Panels |  | 0.325 | 23 | 90 | 18 |  | Fixed | Roof
NJSTRE1546006564 |  | Transition Incentive Program | Newtonville | 8346 | 19 | 17.55 | Residential | No | Behind the Meter | Net-metered residential rooftop and canopy |  | None | SunnyMac LLC | AC Electric | Accepted | 2020-11-10 | 2020-11-12 | 2021-11-12 | REC | TwinPeak 2 Mono | Solar Panels |  | 0.325 | 31 | 270 | 18 |  | Fixed | Roof
NJSTRE1546006569 |  | Transition Incentive Program | Pennsauken TWP | 8110 | 14 | 5.76 | Residential | Yes | Behind the Meter | Net-metered residential rooftop and canopy |  | None | Sunbound Solar | PSE&G | Accepted | 2020-11-10 | 2020-11-16 | 2021-11-16 | ENPHASE | IQ7-60-2-US | Inverters | 240 |  | 18 |  |  | 0.976 |  | Outdoor | UNDER MODULE
NJSTRE1546006569 |  | Transition Incentive Program | Pennsauken TWP | 8110 | 14 | 5.76 | Residential | Yes | Behind the Meter | Net-metered residential rooftop and canopy |  | None | Sunbound Solar | PSE&G | Accepted | 2020-11-10 | 2020-11-16 | 2021-11-16 | HANWHA Q-CELL | Q.PEAK DUO-G5 320 | Solar Panels |  | 0.32 | 18 | 238 | 14 |  | Fixed | Roof
NJSTRE1546006575 |  | Transition Incentive Program | Dover | 7801 | 3 | 8.88 | Residential | No | Behind the Meter | Net-metered residential rooftop and canopy |  | None | Whitman Construction, LLC | JCP&L | Accepted | 2020-11-10 | 2020-11-12 | 2021-11-12 | enphase energy | iq7plus-72-2-us | Inverters | 295 |  | 24 |  |  | 0.975 |  | Outdoor | microinverters located under modules
NJSTRE1546006575 |  | Transition Incentive Program | Dover | 7801 | 3 | 8.88 | Residential | No | Behind the Meter | Net-metered residential rooftop and canopy |  | None | Whitman Construction, LLC | JCP&L | Accepted | 2020-11-10 | 2020-11-12 | 2021-11-12 | solaria power | xt 370r pd | Solar Panels |  | 0.37 | 6 | 142 | 27 |  | Fixed | Roof
NJSTRE1546006575 |  | Transition Incentive Program | Dover | 7801 | 3 | 8.88 | Residential | No | Behind the Meter | Net-metered residential rooftop and canopy |  | None | Whitman Construction, LLC | JCP&L | Accepted | 2020-11-10 | 2020-11-12 | 2021-11-12 | solaria power | xt 370r pd | Solar Panels |  | 0.37 | 12 | 142 | 27 |  | Fixed | Roof
NJSTRE1546006575 |  | Transition Incentive Program | Dover | 7801 | 3 | 8.88 | Residential | No | Behind the Meter | Net-metered residential rooftop and canopy |  | None | Whitman Construction, LLC | JCP&L | Accepted | 2020-11-10 | 2020-11-12 | 2021-11-12 | solaria panel | xt 370r pd | Solar Panels |  | 0.37 | 6 | 142 | 27 |  | Fixed | Roof
NJSTRE1546006586 |  | Transition Incentive Program | Perth Amboy | 8861 | 11 | 14.39 | Residential | Yes | Behind the Meter | Net-metered residential rooftop and canopy |  | PSEG | Fusion Solar Energy LLC | PSE&G | Accepted | 2020-11-10 | 2020-11-12 | 2021-11-12 | Sunpower | Type E | Inverters | 0.32 |  | 44 |  |  | 0.94 |  | Outdoor | Rooftop
NJSTRE1546006586 |  | Transition Incentive Program | Perth Amboy | 8861 | 11 | 14.39 | Residential | Yes | Behind the Meter | Net-metered residential rooftop and canopy |  | PSEG | Fusion Solar Energy LLC | PSE&G | Accepted | 2020-11-10 | 2020-11-12 | 2021-11-12 | Sunpower | 327 E AC | Solar Panels |  | 0.327 | 44 | South East West | 26 |  | Fixed | Roof
NJSTRE1546006588 |  | Transition Incentive Program | West Windsor TWP | 8540 | 12 | 11.28 | Residential | No | Behind the Meter | Net-metered residential rooftop and canopy |  | None | Tesla Energy Operations Inc. | PSE&G | Accepted | 2020-11-10 | 2020-11-12 | 2021-11-12 | Tesla | AC Powerwall 2.0 | Electric Storage Battery |  |  | 2 |  |  |  | Lithium Ion |  | Inside
NJSTRE1546006588 |  | Transition Incentive Program | West Windsor TWP | 8540 | 12 | 11.28 | Residential | No | Behind the Meter | Net-metered residential rooftop and canopy |  | None | Tesla Energy Operations Inc. | PSE&G | Accepted | 2020-11-10 | 2020-11-12 | 2021-11-12 | Delta Electronics | M4-TL-US [240V] | Inverters | 3840 |  | 1 |  |  | 0.975 |  | Indoor | Inside
NJSTRE1546006588 |  | Transition Incentive Program | West Windsor TWP | 8540 | 12 | 11.28 | Residential | No | Behind the Meter | Net-metered residential rooftop and canopy |  | None | Tesla Energy Operations Inc. | PSE&G | Accepted | 2020-11-10 | 2020-11-12 | 2021-11-12 | Delta Electronics | M8-TL-US [240V] | Inverters | 7680 |  | 1 |  |  | 0.975 |  | Indoor | Inside
NJSTRE1546006588 |  | Transition Incentive Program | West Windsor TWP | 8540 | 12 | 11.28 | Residential | No | Behind the Meter | Net-metered residential rooftop and canopy |  | None | Tesla Energy Operations Inc. | PSE&G | Accepted | 2020-11-10 | 2020-11-12 | 2021-11-12 | Tesla | SR60T1 | Solar Panels |  | 0.05847 | 25 | 44 | 20 |  | Fixed | Roof
NJSTRE1546006588 |  | Transition Incentive Program | West Windsor TWP | 8540 | 12 | 11.28 | Residential | No | Behind the Meter | Net-metered residential rooftop and canopy |  | None | Tesla Energy Operations Inc. | PSE&G | Accepted | 2020-11-10 | 2020-11-12 | 2021-11-12 | Tesla | SR60T1 | Solar Panels |  | 0.05847 | 30 | 224 | 20 |  | Fixed | Roof
NJSTRE1546006588 |  | Transition Incentive Program | West Windsor TWP | 8540 | 12 | 11.28 | Residential | No | Behind the Meter | Net-metered residential rooftop and canopy |  | None | Tesla Energy Operations Inc. | PSE&G | Accepted | 2020-11-10 | 2020-11-12 | 2021-11-12 | Tesla | SR60T1 | Solar Panels |  | 0.05847 | 52 | 47 | 20 |  | Fixed | Roof
NJSTRE1546006588 |  | Transition Incentive Program | West Windsor TWP | 8540 | 12 | 11.28 | Residential | No | Behind the Meter | Net-metered residential rooftop and canopy |  | None | Tesla Energy Operations Inc. | PSE&G | Accepted | 2020-11-10 | 2020-11-12 | 2021-11-12 | Tesla | SR60T1 | Solar Panels |  | 0.05847 | 86 | 225 | 20 |  | Fixed | Roof
NJSTRE1546006596 |  | Transition Incentive Program | North Bergen | 7047 | 8 | 810.54 | Commercial | Yes | Behind the Meter | Net-metered non-residential rooftop and canopy |  | None | Solar Energy Systems, LLC | PSE&G | Accepted | 2020-12-01 | 2020-12-02 | 2021-12-02 | SolarEdge | SE100KUS(5) SE66KUS(2) | Inverters | 633.2 |  | 7 |  |  | 0.985 |  | Outdoor | Rooftop
NJSTRE1546006596 |  | Transition Incentive Program | North Bergen | 7047 | 8 | 810.54 | Commercial | Yes | Behind the Meter | Net-metered non-residential rooftop and canopy |  | None | Solar Energy Systems, LLC | PSE&G | Accepted | 2020-12-01 | 2020-12-02 | 2021-12-02 | Hanwha Q-Cells | Hanwha Q-PEAK DUO L-G5.2 | Solar Panels |  | 0.395 | 2052 | 210 | 10 |  | Fixed | Roof
NJSTRE1546006610 |  | Transition Incentive Program | Jackson | 8527 | 18 | 3.74 | Residential | Yes | Behind the Meter | Net-metered residential rooftop and canopy |  | None | Trinity Solar | JCP&L | Accepted | 2020-11-10 | 2020-11-12 | 2021-11-12 | Solar Edge | SE3000H-US | Inverters | 3000 |  | 1 |  |  | 0.97 |  | Outside | side of home
NJSTRE1546006610 |  | Transition Incentive Program | Jackson | 8527 | 18 | 3.74 | Residential | Yes | Behind the Meter | Net-metered residential rooftop and canopy |  | None | Trinity Solar | JCP&L | Accepted | 2020-11-10 | 2020-11-12 | 2021-11-12 | Hanwha 340 | Q.PEAK DUO BLK-G6 340 | Solar Panels |  | 0.34 | 11 | 220 | 24 |  | Fixed | Roof
NJSTRE1546006834 |  | Transition Incentive Program | Manahawkin | 8050 | 18 | 7.04 | Residential | Yes | Behind the Meter | Net-metered residential rooftop and canopy |  | None | Vivint Solar Developer, LLC | AC Electric | Accepted | 2020-11-10 | 2020-11-12 | 2021-11-12 | SolarEdge | SE7600H-US | Inverters | 7600 |  | 1 |  |  | 0.992 |  | Outdoor | Near the Utility Meter
NJSTRE1546006834 |  | Transition Incentive Program | Manahawkin | 8050 | 18 | 7.04 | Residential | Yes | Behind the Meter | Net-metered residential rooftop and canopy |  | None | Vivint Solar Developer, LLC | AC Electric | Accepted | 2020-11-10 | 2020-11-12 | 2021-11-12 | Jinko Solar | JKM320M-60HBL | Solar Panels |  | 0.32 | 22 | 191 | 37 |  | Fixed | Roof
NJSTRE1546006944 |  | Transition Incentive Program | Burlington | 8016 | 13 | 3.84 | Residential | Yes | Behind the Meter | Net-metered residential rooftop and canopy |  | None | Sunbound Solar | PSE&G | Accepted | 2020-11-10 | 2020-11-12 | 2021-11-12 | ENPHASE | IQ7-60-2-US | Inverters | 240 |  | 12 |  |  | 0.976 |  | Outdoor | UNDER MODULE
NJSTRE1546006944 |  | Transition Incentive Program | Burlington | 8016 | 13 | 3.84 | Residential | Yes | Behind the Meter | Net-metered residential rooftop and canopy |  | None | Sunbound Solar | PSE&G | Accepted | 2020-11-10 | 2020-11-12 | 2021-11-12 | HANWHA Q-CELL | Q.PEAK DUO-G5 320 | Solar Panels |  | 0.32 | 12 | 151 | 32 |  | Fixed | Roof
NJSTRE1546006949 |  | Transition Incentive Program | Wanamassa | 7712 | 17 | 11.12 | Residential | Yes | Behind the Meter | Net-metered residential rooftop and canopy |  | None | GenRenew, LLC | JCP&L | Accepted | 2020-11-10 | 2020-11-12 | 2021-11-12 | SUNPOWER | PSV6 | Meters |  |  | 1 |  |  |  | Yes | Outdoor
NJSTRE1546006949 |  | Transition Incentive Program | Wanamassa | 7712 | 17 | 11.12 | Residential | Yes | Behind the Meter | Net-metered residential rooftop and canopy |  | None | GenRenew, LLC | JCP&L | Accepted | 2020-11-10 | 2020-11-12 | 2021-11-12 | ENPHASE | IQ7XS-96-ACM-US | Inverters | 320 |  | 34 |  |  | 0.975 |  | Outdoor | UNDER MODULE
NJSTRE1546006949 |  | Transition Incentive Program | Wanamassa | 7712 | 17 | 11.12 | Residential | Yes | Behind the Meter | Net-metered residential rooftop and canopy |  | None | GenRenew, LLC | JCP&L | Accepted | 2020-11-10 | 2020-11-12 | 2021-11-12 | Sunpower | SPR-E20-327-E-AC | Solar Panels |  | 0.327 | 20 | 197 | 20 |  | Fixed | Roof
NJSTRE1546006949 |  | Transition Incentive Program | Wanamassa | 7712 | 17 | 11.12 | Residential | Yes | Behind the Meter | Net-metered residential rooftop and canopy |  | None | GenRenew, LLC | JCP&L | Accepted | 2020-11-10 | 2020-11-12 | 2021-11-12 | Sunpower | SPR-E20-327-E-AC | Solar Panels |  | 0.327 | 3 | 287 | 20 |  | Fixed | Roof
NJSTRE1546006949 |  | Transition Incentive Program | Wanamassa | 7712 | 17 | 11.12 | Residential | Yes | Behind the Meter | Net-metered residential rooftop and canopy |  | None | GenRenew, LLC | JCP&L | Accepted | 2020-11-10 | 2020-11-12 | 2021-11-12 | SUNPOWER | SPR-E20-327-E-AC | Solar Panels |  | 0.327 | 11 | 17 | 20 |  | Fixed | Roof
NJSTRE1546006951 |  | Transition Incentive Program | Upper Saddle River | 7458 | 7 | 16.32 | Residential | Yes | Behind the Meter | Net-metered residential rooftop and canopy |  | None | Tesla Energy Operations, Inc. | Orange Rockland Electric | Accepted | 2020-11-10 | 2020-11-12 | 2021-11-12 | Tesla | AC Powerwall 2.0 | Electric Storage Battery |  |  | 2 |  |  |  | Lithium Ion |  | Outside
NJSTRE1546006951 |  | Transition Incentive Program | Upper Saddle River | 7458 | 7 | 16.32 | Residential | Yes | Behind the Meter | Net-metered residential rooftop and canopy |  | None | Tesla Energy Operations, Inc. | Orange Rockland Electric | Accepted | 2020-11-10 | 2020-11-12 | 2021-11-12 | SolarEdge Technologies Ltd. | SE7600H-US [240V] | Inverters | 7600 |  | 2 |  |  | 0.99 |  | Outdoor | outside
NJSTRE1546006951 |  | Transition Incentive Program | Upper Saddle River | 7458 | 7 | 16.32 | Residential | Yes | Behind the Meter | Net-metered residential rooftop and canopy |  | None | Tesla Energy Operations, Inc. | Orange Rockland Electric | Accepted | 2020-11-10 | 2020-11-12 | 2021-11-12 | Hanwha Q-CELLS | Q.Peak DUO BLK-G6+ 340 | Solar Panels |  | 0.34 | 34 | 289 | 18 |  | Fixed | Roof
NJSTRE1546006951 |  | Transition Incentive Program | Upper Saddle River | 7458 | 7 | 16.32 | Residential | Yes | Behind the Meter | Net-metered residential rooftop and canopy |  | None | Tesla Energy Operations, Inc. | Orange Rockland Electric | Accepted | 2020-11-10 | 2020-11-12 | 2021-11-12 | Hanwha Q-CELLS | Q.Peak DUO BLK-G6+ 340 | Solar Panels |  | 0.34 | 14 | 200 | 26 |  | Fixed | Roof
NJSTRE1546006963 |  | Transition Incentive Program | Hoell | 7731 | 17 | 13.32 | Residential | No | Behind the Meter | Net-metered residential rooftop and canopy |  | None | Whitman Construction, LLC | JCP&L | Accepted | 2020-11-10 | 2020-11-12 | 2021-11-12 | enphase energy | iq7plus-72-2-us | Inverters | 295 |  | 36 |  |  | 0.975 |  | Outdoor | microinverters located under modules
NJSTRE1546006963 |  | Transition Incentive Program | Hoell | 7731 | 17 | 13.32 | Residential | No | Behind the Meter | Net-metered residential rooftop and canopy |  | None | Whitman Construction, LLC | JCP&L | Accepted | 2020-11-10 | 2020-11-12 | 2021-11-12 | solaria power | xt 370r pd | Solar Panels |  | 0.37 | 12 | 184 | 24 |  | Fixed | Roof
NJSTRE1546006963 |  | Transition Incentive Program | Hoell | 7731 | 17 | 13.32 | Residential | No | Behind the Meter | Net-metered residential rooftop and canopy |  | None | Whitman Construction, LLC | JCP&L | Accepted | 2020-11-10 | 2020-11-12 | 2021-11-12 | solaria power | xt 370r pd | Solar Panels |  | 0.37 | 11 | 94 | 30 |  | Fixed | Roof
NJSTRE1546006963 |  | Transition Incentive Program | Hoell | 7731 | 17 | 13.32 | Residential | No | Behind the Meter | Net-metered residential rooftop and canopy |  | None | Whitman Construction, LLC | JCP&L | Accepted | 2020-11-10 | 2020-11-12 | 2021-11-12 | solaria power | xt 370r pd | Solar Panels |  | 0.37 | 9 | 274 | 30 |  | Fixed | Roof
NJSTRE1546006963 |  | Transition Incentive Program | Hoell | 7731 | 17 | 13.32 | Residential | No | Behind the Meter | Net-metered residential rooftop and canopy |  | None | Whitman Construction, LLC | JCP&L | Accepted | 2020-11-10 | 2020-11-12 | 2021-11-12 | solaria power | xt 370r pd | Solar Panels |  | 0.37 | 4 | 94 | 22 |  | Fixed | Roof
NJSTRE1546006965 |  | Transition Incentive Program | Roselle boro | 7203 | 10 | 2.01 | Residential | Yes | Behind the Meter | Net-metered residential rooftop and canopy |  | PSEG | Vision Solar LLC | PSE&G | Accepted | 2020-11-10 | 2020-11-12 | 2021-11-12 | ENPHASE | IQ7-60-2-US | Inverters | 0.24 |  | 6 |  |  | 0.96 |  | Other | BEHIND EACH PANEL
NJSTRE1546006965 |  | Transition Incentive Program | Roselle boro | 7203 | 10 | 2.01 | Residential | Yes | Behind the Meter | Net-metered residential rooftop and canopy |  | PSEG | Vision Solar LLC | PSE&G | Accepted | 2020-11-10 | 2020-11-12 | 2021-11-12 | HANWHA Q-CELLS | Q.PEAK DUO BLK-G6+ 335 | Solar Panels |  | 0.335 | 4 | 170 | 41 |  | Fixed | Roof
NJSTRE1546006965 |  | Transition Incentive Program | Roselle boro | 7203 | 10 | 2.01 | Residential | Yes | Behind the Meter | Net-metered residential rooftop and canopy |  | PSEG | Vision Solar LLC | PSE&G | Accepted | 2020-11-10 | 2020-11-12 | 2021-11-12 | HANWHA Q-CELLS | Q.PEAK DUO BLK-G6+ 335 | Solar Panels |  | 0.335 | 2 | 80 | 26 |  | Fixed | Roof
NJSTRE1546006977 |  | Transition Incentive Program | Edison TWP | 8817 | 11 | 8.16 | Residential | No | Behind the Meter | Net-metered residential rooftop and canopy |  | None | Tesla Energy Operations Inc. | PSE&G | Accepted | 2020-11-10 | 2020-11-12 | 2021-11-12 | SolarEdge Technologies | SE7600H-US [240V] | Inverters | 7600 |  | 1 |  |  | 0.99 |  | Outside | Outside
NJSTRE1546006977 |  | Transition Incentive Program | Edison TWP | 8817 | 11 | 8.16 | Residential | No | Behind the Meter | Net-metered residential rooftop and canopy |  | None | Tesla Energy Operations Inc. | PSE&G | Accepted | 2020-11-10 | 2020-11-12 | 2021-11-12 | Hanwha Q-CELLS | Q.Peak DUO BLK-G6+ 340 | Solar Panels |  | 0.34 | 12 | 234 | 39 |  | Fixed | Roof
NJSTRE1546006977 |  | Transition Incentive Program | Edison TWP | 8817 | 11 | 8.16 | Residential | No | Behind the Meter | Net-metered residential rooftop and canopy |  | None | Tesla Energy Operations Inc. | PSE&G | Accepted | 2020-11-10 | 2020-11-12 | 2021-11-12 | Hanwha Q-CELLS | Q.Peak DUO BLK-G6+ 340 | Solar Panels |  | 0.34 | 12 | 54 | 39 |  | Fixed | Roof
NJSTRE1546006995 |  | Transition Incentive Program | Howell | 7731 | 17 | 805.8 | Commercial | Yes | Behind the Meter | Net-metered non-residential rooftop and canopy |  | None | AEPS Electric, LLC | JCP&L | Accepted | 2020-12-01 | 2020-12-02 | 2021-12-02 | SolarEdge | SE100KUS (6) SE66KUS (1) | Inverters | 666.6 |  | 7 |  |  | 0.985 |  | Outdoor | Rooftop
NJSTRE1546006995 |  | Transition Incentive Program | Howell | 7731 | 17 | 805.8 | Commercial | Yes | Behind the Meter | Net-metered non-residential rooftop and canopy |  | None | AEPS Electric, LLC | JCP&L | Accepted | 2020-12-01 | 2020-12-02 | 2021-12-02 | Hanwha Q-Cells | Hanwha Q-PEAK DUO L-G5.2 | Solar Panels |  | 0.395 | 2040 | 183 | 10 |  | Fixed | Roof
NJSTRE1546007004 |  | Transition Incentive Program | North Brunswick | 8902 | 11 | 6.21 | Residential | Yes | Behind the Meter | Net-metered residential rooftop and canopy |  | PSEG | Fusion Solar Energy LLC | PSE&G | Accepted | 2020-11-13 | 2020-11-16 | 2021-11-16 | Sunpower | Type E | Inverters | 0.32 |  | 19 |  |  | 0.94 |  | Outdoor | Roof Top
NJSTRE1546007004 |  | Transition Incentive Program | North Brunswick | 8902 | 11 | 6.21 | Residential | Yes | Behind the Meter | Net-metered residential rooftop and canopy |  | PSEG | Fusion Solar Energy LLC | PSE&G | Accepted | 2020-11-13 | 2020-11-16 | 2021-11-16 | Sunpower | 327 E AC | Solar Panels |  | 0.327 | 19 | East | 37 |  | Fixed | Roof
NJSTRE1546007005 |  | Transition Incentive Program | Sparta | 7871 | 1 | 21.78 | Residential | No | Behind the Meter | Net-metered residential rooftop and canopy |  | None | GenRenew, LLC | JCP&L | Accepted | 2020-12-11 | 2020-12-11 | 2021-12-11 | Solar Edge | SE1000H-US | Meters |  |  | 1 |  |  |  | Yes | Outdoor
NJSTRE1546007005 |  | Transition Incentive Program | Sparta | 7871 | 1 | 21.78 | Residential | No | Behind the Meter | Net-metered residential rooftop and canopy |  | None | GenRenew, LLC | JCP&L | Accepted | 2020-12-11 | 2020-12-11 | 2021-12-11 | SolarEdge | SE10000H-US | Inverters | 10000 |  | 2 |  |  | 0.992 |  | Outside | next to meter
NJSTRE1546007005 |  | Transition Incentive Program | Sparta | 7871 | 1 | 21.78 | Residential | No | Behind the Meter | Net-metered residential rooftop and canopy |  | None | GenRenew, LLC | JCP&L | Accepted | 2020-12-11 | 2020-12-11 | 2021-12-11 | Hanwha Q Cell | Hanwha - Q - Cell - 330 | Solar Panels |  | 0.33 | 32 | 229 | 8 |  | Fixed | Roof
NJSTRE1546007005 |  | Transition Incentive Program | Sparta | 7871 | 1 | 21.78 | Residential | No | Behind the Meter | Net-metered residential rooftop and canopy |  | None | GenRenew, LLC | JCP&L | Accepted | 2020-12-11 | 2020-12-11 | 2021-12-11 | Hanwha q cell | Hanwha Q-Cell 330 | Solar Panels |  | 0.33 | 34 | 49 | 8 |  | Fixed | Roof
NJSTRE1546007016 |  | Transition Incentive Program | Jersey City | 7306 | 8 | 6.87 | Residential | Yes | Behind the Meter | Net-metered residential rooftop and canopy |  | PSEG | Fusion Solar Energy LLC | PSE&G | Accepted | 2020-11-10 | 2020-11-13 | 2021-11-13 | Sunpower | Type E | Inverters | 0.32 |  | 21 |  |  | 0.94 |  | Outdoor | Roof Top
NJSTRE1546007016 |  | Transition Incentive Program | Jersey City | 7306 | 8 | 6.87 | Residential | Yes | Behind the Meter | Net-metered residential rooftop and canopy |  | PSEG | Fusion Solar Energy LLC | PSE&G | Accepted | 2020-11-10 | 2020-11-13 | 2021-11-13 | Sunpower | 327 E AC | Solar Panels |  | 0.327 | 21 | South | 5 |  | Fixed | Roof
NJSTRE1546007026 |  | Transition Incentive Program | Salem | 8079 | 16 | 11.05 | Residential | Yes | Behind the Meter | Net-metered residential rooftop and canopy |  | None | SunnyMac LLC | AC Electric | Accepted | 2020-11-10 | 2020-11-13 | 2021-11-13 | Solaredge | SE7600H-US | Inverters | 7600 |  | 1 |  |  | 0.99 |  | Outdoor | Next to Meter
NJSTRE1546007026 |  | Transition Incentive Program | Salem | 8079 | 16 | 11.05 | Residential | Yes | Behind the Meter | Net-metered residential rooftop and canopy |  | None | SunnyMac LLC | AC Electric | Accepted | 2020-11-10 | 2020-11-13 | 2021-11-13 | REC | TwinPeak 2 Mono | Solar Panels |  | 0.325 | 9 | 41 | 23 |  | Fixed | Roof
NJSTRE1546007026 |  | Transition Incentive Program | Salem | 8079 | 16 | 11.05 | Residential | Yes | Behind the Meter | Net-metered residential rooftop and canopy |  | None | SunnyMac LLC | AC Electric | Accepted | 2020-11-10 | 2020-11-13 | 2021-11-13 | REC | Twinpeak 2 Mono | Solar Panels |  | 0.325 | 25 | 221 | 23 |  | Fixed | Roof
NJSTRE1546007042 |  | Transition Incentive Program | Hopatcong | 7843 | 1 | 3.52 | Residential | Yes | Behind the Meter | Net-metered residential rooftop and canopy |  | None | Vivint Solar Developer, LLC | JCP&L | Accepted | 2020-11-10 | 2020-11-13 | 2021-11-13 | Solar Edge | SE3800H-US | Inverters | 3800 |  | 1 |  |  | 0.992 |  | Outdoor | Near the Utility Meter
NJSTRE1546007042 |  | Transition Incentive Program | Hopatcong | 7843 | 1 | 3.52 | Residential | Yes | Behind the Meter | Net-metered residential rooftop and canopy |  | None | Vivint Solar Developer, LLC | JCP&L | Accepted | 2020-11-10 | 2020-11-13 | 2021-11-13 | JINKO SOLAR | JKM320M-60HBL | Solar Panels |  | 0.32 | 2 | 34 | 28 |  | Fixed | Roof
NJSTRE1546007042 |  | Transition Incentive Program | Hopatcong | 7843 | 1 | 3.52 | Residential | Yes | Behind the Meter | Net-metered residential rooftop and canopy |  | None | Vivint Solar Developer, LLC | JCP&L | Accepted | 2020-11-10 | 2020-11-13 | 2021-11-13 | JINKO SOLAR | JKM320M-60HBL | Solar Panels |  | 0.32 | 9 | 214 | 28 |  | Fixed | Roof
NJSTRE1546007066 |  | Transition Incentive Program | Neptune | 7753 | 17 | 5.95 | Residential | Yes | Behind the Meter | Net-metered residential rooftop and canopy |  | None | Pro Custom Solar dba Momentum Solar | JCP&L | Accepted | 2020-11-10 | 2020-11-13 | 2021-11-13 | Enphase | IQ7PLUS-72-2-US | Inverters | 290 |  | 17 |  |  | 0.97 |  | Outdoor | Roof
NJSTRE1546007066 |  | Transition Incentive Program | Neptune | 7753 | 17 | 5.95 | Residential | Yes | Behind the Meter | Net-metered residential rooftop and canopy |  | None | Pro Custom Solar dba Momentum Solar | JCP&L | Accepted | 2020-11-10 | 2020-11-13 | 2021-11-13 | LG | LG 350N1C-V5 | Solar Panels |  | 0.35 | 14 | 187 | 21 |  | Fixed | Roof
NJSTRE1546007066 |  | Transition Incentive Program | Neptune | 7753 | 17 | 5.95 | Residential | Yes | Behind the Meter | Net-metered residential rooftop and canopy |  | None | Pro Custom Solar dba Momentum Solar | JCP&L | Accepted | 2020-11-10 | 2020-11-13 | 2021-11-13 | LG | LG 350N1C-V5 | Solar Panels |  | 0.35 | 3 | 277 | 23 |  | Fixed | Roof
NJSTRE1546007079 |  | Transition Incentive Program | Pennsauken | 8109 | 14 | 4.41 | Residential | Yes | Behind the Meter | Net-metered residential rooftop and canopy |  | None | Solar Energy World | PSE&G | Accepted | 2020-11-10 | 2020-11-18 | 2021-11-18 | SolarEdge | SE3800H-USRGM | Inverters | 3800 |  | 1 |  |  | 0.982 |  | Outdoor | Near meter
NJSTRE1546007079 |  | Transition Incentive Program | Pennsauken | 8109 | 14 | 4.41 | Residential | Yes | Behind the Meter | Net-metered residential rooftop and canopy |  | None | Solar Energy World | PSE&G | Accepted | 2020-11-10 | 2020-11-18 | 2021-11-18 | Hanwha | Q.PEAK DUO BLK-G5 315 | Solar Panels |  | 0.315 | 14 | 223 | 23 |  | Fixed | Roof
NJSTRE1546007090 |  | Transition Incentive Program | Mansfield | 8022 | 13 | 13.12 | Residential | No | Behind the Meter | Net-metered residential rooftop and canopy |  | None | Sunrun Installation Services, Inc. | PSE&G | Accepted | 2020-11-10 | 2020-11-17 | 2021-11-17 | Enphase Energy | IQ7-60-x-US (240V) | Inverters | 240 |  | 43 |  |  | 0.96 |  | Outdoor | Rooftop
NJSTRE1546007090 |  | Transition Incentive Program | Mansfield | 8022 | 13 | 13.12 | Residential | No | Behind the Meter | Net-metered residential rooftop and canopy |  | None | Sunrun Installation Services, Inc. | PSE&G | Accepted | 2020-11-10 | 2020-11-17 | 2021-11-17 | LONGi Green Energy Technology Co Ltd | LR6-60HPB-305M | Solar Panels |  | 0.305 | 8 | 199 | 45 |  | Fixed | Roof
NJSTRE1546007090 |  | Transition Incentive Program | Mansfield | 8022 | 13 | 13.12 | Residential | No | Behind the Meter | Net-metered residential rooftop and canopy |  | None | Sunrun Installation Services, Inc. | PSE&G | Accepted | 2020-11-10 | 2020-11-17 | 2021-11-17 | LONGi Green Energy Technology Co Ltd | LR6-60HPB-305M | Solar Panels |  | 0.305 | 35 | 109 | 34 |  | Fixed | Roof
NJSTRE1546007091 |  | Transition Incentive Program | Manahawkin | 8050 | 18 | 4.9 | Residential | Yes | Behind the Meter | Net-metered residential rooftop and canopy |  | None | Pro Custom Solar dba Momentum Solar | AC Electric | Accepted | 2020-11-10 | 2020-11-12 | 2021-11-12 | Enphase | IQ7PLUS-72-2-US | Inverters | 290 |  | 14 |  |  | 0.97 |  | Outdoor | Roof
NJSTRE1546007091 |  | Transition Incentive Program | Manahawkin | 8050 | 18 | 4.9 | Residential | Yes | Behind the Meter | Net-metered residential rooftop and canopy |  | None | Pro Custom Solar dba Momentum Solar | AC Electric | Accepted | 2020-11-10 | 2020-11-12 | 2021-11-12 | LG | LG 350N1C-V5 | Solar Panels |  | 0.35 | 6 | 17 | 31 |  | Fixed | Roof
NJSTRE1546007091 |  | Transition Incentive Program | Manahawkin | 8050 | 18 | 4.9 | Residential | Yes | Behind the Meter | Net-metered residential rooftop and canopy |  | None | Pro Custom Solar dba Momentum Solar | AC Electric | Accepted | 2020-11-10 | 2020-11-12 | 2021-11-12 | LG | LG 350N1C-V5 | Solar Panels |  | 0.35 | 8 | 197 | 31 |  | Fixed | Roof
NJSTRE1546007099 |  | Transition Incentive Program | Union | 7083 | 10 | 4.16 | Residential | Yes | Behind the Meter | Net-metered residential rooftop and canopy |  | None | Vivint Solar Developer, LLC | PSE&G | Accepted | 2020-11-10 | 2020-11-12 | 2021-11-12 | SolarEdge | SE3800H-US | Inverters | 3800 |  | 1 |  |  | 0.992 |  | Outdoor | Near the Utility Meter
NJSTRE1546007099 |  | Transition Incentive Program | Union | 7083 | 10 | 4.16 | Residential | Yes | Behind the Meter | Net-metered residential rooftop and canopy |  | None | Vivint Solar Developer, LLC | PSE&G | Accepted | 2020-11-10 | 2020-11-12 | 2021-11-12 | Jinko Solar | JKM320M-60HBL | Solar Panels |  | 0.32 | 3 | 149 | 22 |  | Fixed | Roof
NJSTRE1546007099 |  | Transition Incentive Program | Union | 7083 | 10 | 4.16 | Residential | Yes | Behind the Meter | Net-metered residential rooftop and canopy |  | None | Vivint Solar Developer, LLC | PSE&G | Accepted | 2020-11-10 | 2020-11-12 | 2021-11-12 | Jinko Solar | JKM320M-60HBL | Solar Panels |  | 0.32 | 4 | 149 | 10 |  | Fixed | Roof
NJSTRE1546007099 |  | Transition Incentive Program | Union | 7083 | 10 | 4.16 | Residential | Yes | Behind the Meter | Net-metered residential rooftop and canopy |  | None | Vivint Solar Developer, LLC | PSE&G | Accepted | 2020-11-10 | 2020-11-12 | 2021-11-12 | Jinko Solar | JKM320M-60HBL | Solar Panels |  | 0.32 | 6 | 148 | 14 |  | Fixed | Roof
NJSTRE1546007100 |  | Transition Incentive Program | Beachwood | 8722 | 18 | 14.62 | Residential | No | Behind the Meter | Net-metered residential rooftop and canopy |  | None | Vision Solar LLC | JCP&L | Accepted | 2020-11-10 | 2020-11-12 | 2021-11-12 | ENPHASE | IQ7-60-2-US | Inverters | 0.24 |  | 43 |  |  | 0.96 |  | Other | BEHIND EACH PANEL
NJSTRE1546007100 |  | Transition Incentive Program | Beachwood | 8722 | 18 | 14.62 | Residential | No | Behind the Meter | Net-metered residential rooftop and canopy |  | None | Vision Solar LLC | JCP&L | Accepted | 2020-11-10 | 2020-11-12 | 2021-11-12 | HANWHA Q-CELLS | Q.PEAK DUO BLK-G6+ 340 | Solar Panels |  | 0.34 | 16 | 224 | 24 |  | Fixed | Roof
NJSTRE1546007100 |  | Transition Incentive Program | Beachwood | 8722 | 18 | 14.62 | Residential | No | Behind the Meter | Net-metered residential rooftop and canopy |  | None | Vision Solar LLC | JCP&L | Accepted | 2020-11-10 | 2020-11-12 | 2021-11-12 | HANWHA Q-CELLS | Q.PEAK DUO BLK-G6+ 340 | Solar Panels |  | 0.34 | 11 | 44 | 24 |  | Fixed | Roof
NJSTRE1546007100 |  | Transition Incentive Program | Beachwood | 8722 | 18 | 14.62 | Residential | No | Behind the Meter | Net-metered residential rooftop and canopy |  | None | Vision Solar LLC | JCP&L | Accepted | 2020-11-10 | 2020-11-12 | 2021-11-12 | HANWHA Q-CELLS | Q.PEAK DUO BLK-G6+ 340 | Solar Panels |  | 0.34 | 8 | 224 | 24 |  | Fixed | Roof
NJSTRE1546007100 |  | Transition Incentive Program | Beachwood | 8722 | 18 | 14.62 | Residential | No | Behind the Meter | Net-metered residential rooftop and canopy |  | None | Vision Solar LLC | JCP&L | Accepted | 2020-11-10 | 2020-11-12 | 2021-11-12 | HANWHA Q-CELLS | Q.PEAK DUO BLK-G6+ 340 | Solar Panels |  | 0.34 | 4 | 134 | 32 |  | Fixed | Roof
NJSTRE1546007100 |  | Transition Incentive Program | Beachwood | 8722 | 18 | 14.62 | Residential | No | Behind the Meter | Net-metered residential rooftop and canopy |  | None | Vision Solar LLC | JCP&L | Accepted | 2020-11-10 | 2020-11-12 | 2021-11-12 | HANWHA Q-CELLS | Q.PEAK DUO BLK-G6+ 340 | Solar Panels |  | 0.34 | 4 | 314 | 32 |  | Fixed | Roof
NJSTRE1546007105 |  | Transition Incentive Program | Willingboro | 8046 | 13 | 7.26 | Residential | No | Behind the Meter | Net-metered residential rooftop and canopy |  | None | Posigen NJ LLC | PSE&G | Accepted | 2020-11-10 | 2020-11-12 | 2021-11-12 | SolarEdge | SE7600H-US | Inverters | 7600 |  | 1 |  |  | 0.99 |  | Outside | within ten feet of meter
NJSTRE1546007105 |  | Transition Incentive Program | Willingboro | 8046 | 13 | 7.26 | Residential | No | Behind the Meter | Net-metered residential rooftop and canopy |  | None | Posigen NJ LLC | PSE&G | Accepted | 2020-11-10 | 2020-11-12 | 2021-11-12 | Silfab | SIL330HL | Solar Panels |  | 0.33 | 22 | 183 | 28 |  | Fixed | Roof
NJSTRE1546007112 |  | Transition Incentive Program | Berlin | 8009 | 14 | 12.6 | Residential | No | Behind the Meter | Net-metered residential rooftop and canopy |  | None | Green Power Energy | AC Electric | Accepted | 2020-11-10 | 2020-11-12 | 2021-11-12 | Enphase Energy | IQ7PLUS-72-2-US (240V) | Inverters | 290 |  | 35 |  |  | 0.975 |  | Outside | next to meter
NJSTRE1546007112 |  | Transition Incentive Program | Berlin | 8009 | 14 | 12.6 | Residential | No | Behind the Meter | Net-metered residential rooftop and canopy |  | None | Green Power Energy | AC Electric | Accepted | 2020-11-10 | 2020-11-12 | 2021-11-12 | LG Electronics | LG360N1C-N5 | Solar Panels |  | 0.36 | 25 | 265 | 37 |  | Fixed | Roof
NJSTRE1546007112 |  | Transition Incentive Program | Berlin | 8009 | 14 | 12.6 | Residential | No | Behind the Meter | Net-metered residential rooftop and canopy |  | None | Green Power Energy | AC Electric | Accepted | 2020-11-10 | 2020-11-12 | 2021-11-12 | LG Electronics | LG360N1C-N5 | Solar Panels |  | 0.36 | 6 | 175 | 40 |  | Fixed | Roof
NJSTRE1546007112 |  | Transition Incentive Program | Berlin | 8009 | 14 | 12.6 | Residential | No | Behind the Meter | Net-metered residential rooftop and canopy |  | None | Green Power Energy | AC Electric | Accepted | 2020-11-10 | 2020-11-12 | 2021-11-12 | LG Electronics | LG360N1C-N5 | Solar Panels |  | 0.36 | 4 | 173 | 43 |  | Fixed | Roof
NJSTRE1546007117 |  | Transition Incentive Program | Acto | 8004 | 14 | 12.6 | Residential | No | Behind the Meter | Net-metered residential rooftop and canopy |  | None | Freedom Forever New Jersey LLC | AC Electric | Accepted | 2020-11-10 | 2020-11-13 | 2021-11-13 | Solar Edge | SE10000H-US [SI1] RGM | Inverters | 10000 |  | 1 |  |  | 0.99 |  | Outdoor | n/a
NJSTRE1546007117 |  | Transition Incentive Program | Acto | 8004 | 14 | 12.6 | Residential | No | Behind the Meter | Net-metered residential rooftop and canopy |  | None | Freedom Forever New Jersey LLC | AC Electric | Accepted | 2020-11-10 | 2020-11-13 | 2021-11-13 | Longi | LR6-60HPB-315M | Solar Panels |  | 0.315 | 12 | 4 | 18 |  | Fixed | Roof | n/a
NJSTRE1546007117 |  | Transition Incentive Program | Acto | 8004 | 14 | 12.6 | Residential | No | Behind the Meter | Net-metered residential rooftop and canopy |  | None | Freedom Forever New Jersey LLC | AC Electric | Accepted | 2020-11-10 | 2020-11-13 | 2021-11-13 | Longi | LR6-60HPB-315M | Solar Panels |  | 0.315 | 9 | 2 | 18 |  | Fixed | Roof | n/a
NJSTRE1546007117 |  | Transition Incentive Program | Acto | 8004 | 14 | 12.6 | Residential | No | Behind the Meter | Net-metered residential rooftop and canopy |  | None | Freedom Forever New Jersey LLC | AC Electric | Accepted | 2020-11-10 | 2020-11-13 | 2021-11-13 | Longi | LR6-60HPB-315M | Solar Panels |  | 0.315 | 10 | 3 | 18 |  | Fixed | Roof | n/a
NJSTRE1546007117 |  | Transition Incentive Program | Acto | 8004 | 14 | 12.6 | Residential | No | Behind the Meter | Net-metered residential rooftop and canopy |  | None | Freedom Forever New Jersey LLC | AC Electric | Accepted | 2020-11-10 | 2020-11-13 | 2021-11-13 | Longi | LR6-60HPB-315M | Solar Panels |  | 0.315 | 9 | 1 | 18 |  | Fixed | Roof | n/a
NJSTRE1546007118 |  | Transition Incentive Program | Willingboro | 8046 | 13 | 10.37 | Residential | Yes | Behind the Meter | Net-metered residential rooftop and canopy |  | None | Sunrun Installation Services, Inc. | PSE&G | Accepted | 2020-11-10 | 2020-11-17 | 2021-11-17 | Enphase Energy | IQ7-60-x-US (240V) | Inverters | 240 |  | 34 |  |  | 0.96 |  | Outdoor | Rooftop
NJSTRE1546007118 |  | Transition Incentive Program | Willingboro | 8046 | 13 | 10.37 | Residential | Yes | Behind the Meter | Net-metered residential rooftop and canopy |  | None | Sunrun Installation Services, Inc. | PSE&G | Accepted | 2020-11-10 | 2020-11-17 | 2021-11-17 | LONGi Green Energy Technology Co Ltd | LR6-60HPB-305M | Solar Panels |  | 0.305 | 14 | 209 | 27 |  | Fixed | Roof
NJSTRE1546007118 |  | Transition Incentive Program | Willingboro | 8046 | 13 | 10.37 | Residential | Yes | Behind the Meter | Net-metered residential rooftop and canopy |  | None | Sunrun Installation Services, Inc. | PSE&G | Accepted | 2020-11-10 | 2020-11-17 | 2021-11-17 | LONGi Green Energy Technology Co Ltd | LR6-60HPB-305M | Solar Panels |  | 0.305 | 3 | 29 | 19 |  | Fixed | Roof
NJSTRE1546007118 |  | Transition Incentive Program | Willingboro | 8046 | 13 | 10.37 | Residential | Yes | Behind the Meter | Net-metered residential rooftop and canopy |  | None | Sunrun Installation Services, Inc. | PSE&G | Accepted | 2020-11-10 | 2020-11-17 | 2021-11-17 | LONGi Green Energy Technology Co Ltd | LR6-60HPB-305M | Solar Panels |  | 0.305 | 14 | 29 | 26 |  | Fixed | Roof
NJSTRE1546007118 |  | Transition Incentive Program | Willingboro | 8046 | 13 | 10.37 | Residential | Yes | Behind the Meter | Net-metered residential rooftop and canopy |  | None | Sunrun Installation Services, Inc. | PSE&G | Accepted | 2020-11-10 | 2020-11-17 | 2021-11-17 | LONGi Green Energy Technology Co Ltd | LR6-60HPB-305M | Solar Panels |  | 0.305 | 3 | 209 | 19 |  | Fixed | Roof
NJSTRE1546007131 |  | Transition Incentive Program | Newton | 7860 | 1 | 16.81 | Residential | No | Behind the Meter | Net-metered residential rooftop and canopy |  | None | SunPower Corporation, Systems | JCP&L | Accepted | 2020-11-10 | 2020-11-12 | 2021-11-12 | SunPower | SPR-A410-G-AC | Inverters | 349 |  | 41 |  |  | 0.97 |  | Other | under each panel
NJSTRE1546007131 |  | Transition Incentive Program | Newton | 7860 | 1 | 16.81 | Residential | No | Behind the Meter | Net-metered residential rooftop and canopy |  | None | SunPower Corporation, Systems | JCP&L | Accepted | 2020-11-10 | 2020-11-12 | 2021-11-12 | SunPower | SPR-A410-G-AC | Solar Panels |  | 0.41 | 19 | 312 | 10 |  | Fixed | Roof
NJSTRE1546007131 |  | Transition Incentive Program | Newton | 7860 | 1 | 16.81 | Residential | No | Behind the Meter | Net-metered residential rooftop and canopy |  | None | SunPower Corporation, Systems | JCP&L | Accepted | 2020-11-10 | 2020-11-12 | 2021-11-12 | SunPower | SPR-A410-G-AC | Solar Panels |  | 0.41 | 22 | 132 | 10 |  | Fixed | Roof
NJSTRE1546007132 |  | Transition Incentive Program | Totowa | 7512 | 6 | 9.9 | Residential | No | Behind the Meter | Net-metered residential rooftop and canopy |  | None | Posigen NJ LLC | PSE&G | Accepted | 2020-11-10 | 2020-11-12 | 2021-11-12 | SolarEdge | SE10000H-US | Inverters | 10000 |  | 1 |  |  | 0.99 |  | Outside | within ten feet of meter
NJSTRE1546007132 |  | Transition Incentive Program | Totowa | 7512 | 6 | 9.9 | Residential | No | Behind the Meter | Net-metered residential rooftop and canopy |  | None | Posigen NJ LLC | PSE&G | Accepted | 2020-11-10 | 2020-11-12 | 2021-11-12 | Silfab | SIL330HL | Solar Panels |  | 0.33 | 30 | 47137317 | 33 |  | Fixed | Roof
NJSTRE1546007153 |  | Transition Incentive Program | Edison | 8817 | 11 | 5.95 | Residential | Yes | Behind the Meter | Net-metered residential rooftop and canopy |  | None | Pro Custom Solar dba Momentum Solar | PSE&G | Accepted | 2020-11-10 | 2020-11-13 | 2021-11-13 | Enphase | IQ7PLUS-72-2-US | Inverters | 290 |  | 17 |  |  | 0.97 |  | Outdoor | Roof
NJSTRE1546007153 |  | Transition Incentive Program | Edison | 8817 | 11 | 5.95 | Residential | Yes | Behind the Meter | Net-metered residential rooftop and canopy |  | None | Pro Custom Solar dba Momentum Solar | PSE&G | Accepted | 2020-11-10 | 2020-11-13 | 2021-11-13 | LG | LG 350N1C-V5 | Solar Panels |  | 0.35 | 17 | 153 | 24 |  | Fixed | Roof
NJSTRE1546007154 |  | Transition Incentive Program | Lacey Township | 8731 | 18 | 13.32 | Residential | Yes | Behind the Meter | Net-metered residential rooftop and canopy |  | None | Sunrun Installation Services, Inc. | JCP&L | Accepted | 2020-11-10 | 2020-11-17 | 2021-11-17 | Delta Electronics | M5-TL-US | Inverters | 5000 |  | 1 |  |  | 0.96 |  | Outdoor | Next To Meter
NJSTRE1546007154 |  | Transition Incentive Program | Lacey Township | 8731 | 18 | 13.32 | Residential | Yes | Behind the Meter | Net-metered residential rooftop and canopy |  | None | Sunrun Installation Services, Inc. | JCP&L | Accepted | 2020-11-10 | 2020-11-17 | 2021-11-17 | Delta Electronics | M6-TL-US | Inverters | 6000 |  | 1 |  |  | 0.96 |  | Outdoor | Next To Meter
NJSTRE1546007154 |  | Transition Incentive Program | Lacey Township | 8731 | 18 | 13.32 | Residential | Yes | Behind the Meter | Net-metered residential rooftop and canopy |  | None | Sunrun Installation Services, Inc. | JCP&L | Accepted | 2020-11-10 | 2020-11-17 | 2021-11-17 | LG Electronics | LG360Q1C-A5 | Solar Panels |  | 0.36 | 8 | 13 | 18 |  | Fixed | Roof
NJSTRE1546007154 |  | Transition Incentive Program | Lacey Township | 8731 | 18 | 13.32 | Residential | Yes | Behind the Meter | Net-metered residential rooftop and canopy |  | None | Sunrun Installation Services, Inc. | JCP&L | Accepted | 2020-11-10 | 2020-11-17 | 2021-11-17 | LG Electronics | LG360Q1C-A5 | Solar Panels |  | 0.36 | 9 | 193 | 19 |  | Fixed | Roof
NJSTRE1546007154 |  | Transition Incentive Program | Lacey Township | 8731 | 18 | 13.32 | Residential | Yes | Behind the Meter | Net-metered residential rooftop and canopy |  | None | Sunrun Installation Services, Inc. | JCP&L | Accepted | 2020-11-10 | 2020-11-17 | 2021-11-17 | LG Electronics | LG360Q1C-A5 | Solar Panels |  | 0.36 | 10 | 13 | 18 |  | Fixed | Roof
NJSTRE1546007154 |  | Transition Incentive Program | Lacey Township | 8731 | 18 | 13.32 | Residential | Yes | Behind the Meter | Net-metered residential rooftop and canopy |  | None | Sunrun Installation Services, Inc. | JCP&L | Accepted | 2020-11-10 | 2020-11-17 | 2021-11-17 | LG Electronics | LG360Q1C-A5 | Solar Panels |  | 0.36 | 10 | 193 | 19 |  | Fixed | Roof
NJSTRE1546007165 |  | Transition Incentive Program | Buena Vista Township | 8340 | 19 | 8.5 | Residential | No | Behind the Meter | Net-metered residential rooftop and canopy |  | None | Seabright Solar | AC Electric | Accepted | 2020-11-10 | 2020-11-13 | 2021-11-13 | Sunpower | PVS 6 | Meters |  |  | 1 |  |  |  | Yes | Indoor
NJSTRE1546007165 |  | Transition Incentive Program | Buena Vista Township | 8340 | 19 | 8.5 | Residential | No | Behind the Meter | Net-metered residential rooftop and canopy |  | None | Seabright Solar | AC Electric | Accepted | 2020-11-10 | 2020-11-13 | 2021-11-13 | Enphase | IQ7XS-96-ACM-US | Inverters | 0.315 |  | 26 |  |  | 0.99 |  | Outside | Roof
NJSTRE1546007165 |  | Transition Incentive Program | Buena Vista Township | 8340 | 19 | 8.5 | Residential | No | Behind the Meter | Net-metered residential rooftop and canopy |  | None | Seabright Solar | AC Electric | Accepted | 2020-11-10 | 2020-11-13 | 2021-11-13 | Sunpower | SPR-E20-327 | Solar Panels |  | 0.327 | 20 | 241 | 18 |  | Fixed | Roof
NJSTRE1546007165 |  | Transition Incentive Program | Buena Vista Township | 8340 | 19 | 8.5 | Residential | No | Behind the Meter | Net-metered residential rooftop and canopy |  | None | Seabright Solar | AC Electric | Accepted | 2020-11-10 | 2020-11-13 | 2021-11-13 | Sunpower | SPR-E20-327 | Solar Panels |  | 0.327 | 6 | 241 | 18 |  | Fixed | Roof
NJSTRE1546007166 |  | Transition Incentive Program | Pennsauken Township | 8110 | 14 | 7.92 | Residential | Yes | Behind the Meter | Net-metered residential rooftop and canopy |  | None | Sunrun Installation Services, Inc. | PSE&G | Accepted | 2020-11-10 | 2020-11-18 | 2021-11-18 | Enphase Energy | IQ7PLUS-72-x-US (240V) | Inverters | 290 |  | 22 |  |  | 0.96 |  | Outdoor | Rooftop
NJSTRE1546007166 |  | Transition Incentive Program | Pennsauken Township | 8110 | 14 | 7.92 | Residential | Yes | Behind the Meter | Net-metered residential rooftop and canopy |  | None | Sunrun Installation Services, Inc. | PSE&G | Accepted | 2020-11-10 | 2020-11-18 | 2021-11-18 | LG Electronics | LG360Q1C-A5 | Solar Panels |  | 0.36 | 8 | 126 | 30 |  | Fixed | Roof
NJSTRE1546007166 |  | Transition Incentive Program | Pennsauken Township | 8110 | 14 | 7.92 | Residential | Yes | Behind the Meter | Net-metered residential rooftop and canopy |  | None | Sunrun Installation Services, Inc. | PSE&G | Accepted | 2020-11-10 | 2020-11-18 | 2021-11-18 | LG Electronics | LG360Q1C-A5 | Solar Panels |  | 0.36 | 14 | 306 | 30 |  | Fixed | Roof
NJSTRE1546007173 |  | Transition Incentive Program | Woodridge | 7075 | 7 | 3.96 | Residential | No | Behind the Meter | Net-metered residential rooftop and canopy |  | None | Posigen NJ LLC | PSE&G | Accepted | 2020-11-10 | 2020-11-12 | 2021-11-12 | SolarEdge | SE3800H-US | Inverters | 3800 |  | 1 |  |  | 0.99 |  | Outside | within ten feet of meter
NJSTRE1546007173 |  | Transition Incentive Program | Woodridge | 7075 | 7 | 3.96 | Residential | No | Behind the Meter | Net-metered residential rooftop and canopy |  | None | Posigen NJ LLC | PSE&G | Accepted | 2020-11-10 | 2020-11-12 | 2021-11-12 | Silfab | SIL330HL | Solar Panels |  | 0.33 | 12 | 126 | 37 |  | Fixed | Roof
NJSTRE1546007178 |  | Transition Incentive Program | Monroe | 8831 | 11 | 29.16 | Residential | No | Behind the Meter | Net-metered residential rooftop and canopy |  | None | SEA BRIGHT SOLAR, LLC | JCP&L | Accepted | 2020-11-10 | 2020-11-12 | 2021-11-12 | SUNPOWER | SPR-X22-360-AC | Inverters | 320 |  | 81 |  |  | 0.96 |  | Outside | BENEATH ARRAY
NJSTRE1546007178 |  | Transition Incentive Program | Monroe | 8831 | 11 | 29.16 | Residential | No | Behind the Meter | Net-metered residential rooftop and canopy |  | None | SEA BRIGHT SOLAR, LLC | JCP&L | Accepted | 2020-11-10 | 2020-11-12 | 2021-11-12 | SUNPOWER | SPR-X22-360-AC | Solar Panels |  | 0.36 | 11 | 258 | 44 |  | Fixed | Roof | WNW
NJSTRE1546007178 |  | Transition Incentive Program | Monroe | 8831 | 11 | 29.16 | Residential | No | Behind the Meter | Net-metered residential rooftop and canopy |  | None | SEA BRIGHT SOLAR, LLC | JCP&L | Accepted | 2020-11-10 | 2020-11-12 | 2021-11-12 | SUNPOWER | SPR-X22-360-AC | Solar Panels |  | 0.36 | 56 | 168 | 33 |  | Fixed | Roof | SE
NJSTRE1546007178 |  | Transition Incentive Program | Monroe | 8831 | 11 | 29.16 | Residential | No | Behind the Meter | Net-metered residential rooftop and canopy |  | None | SEA BRIGHT SOLAR, LLC | JCP&L | Accepted | 2020-11-10 | 2020-11-12 | 2021-11-12 | SUNPOWER | SPR-X22-360-AC | Solar Panels |  | 0.36 | 14 | 258 | 44 |  | Fixed | Roof | WNW
NJSTRE1546007181 |  | Transition Incentive Program | Montgomery TWP | 8558 | 5 | 10.29 | Residential | No | Behind the Meter | Net-metered residential rooftop and canopy |  | None | Tesla Energy Operations Inc. | PSE&G | Accepted | 2020-11-10 | 2020-11-12 | 2021-11-12 | Tesla | AC Powerwall 2.0 | Electric Storage Battery |  |  | 3 |  |  |  | Lithium Ion |  | Inside
NJSTRE1546007181 |  | Transition Incentive Program | Montgomery TWP | 8558 | 5 | 10.29 | Residential | No | Behind the Meter | Net-metered residential rooftop and canopy |  | None | Tesla Energy Operations Inc. | PSE&G | Accepted | 2020-11-10 | 2020-11-12 | 2021-11-12 | Delta Electronics | M4-TL-US [240V] | Inverters | 3840 |  | 1 |  |  | 0.975 |  | Indoor | Inside
NJSTRE1546007181 |  | Transition Incentive Program | Montgomery TWP | 8558 | 5 | 10.29 | Residential | No | Behind the Meter | Net-metered residential rooftop and canopy |  | None | Tesla Energy Operations Inc. | PSE&G | Accepted | 2020-11-10 | 2020-11-12 | 2021-11-12 | Delta Electronics | M6-TL-US [240V] | Inverters | 5760 |  | 1 |  |  | 0.975 |  | Indoor | Inside
NJSTRE1546007181 |  | Transition Incentive Program | Montgomery TWP | 8558 | 5 | 10.29 | Residential | No | Behind the Meter | Net-metered residential rooftop and canopy |  | None | Tesla Energy Operations Inc. | PSE&G | Accepted | 2020-11-10 | 2020-11-12 | 2021-11-12 | Tesla | SR60T1 | Solar Panels |  | 0.05847 | 27 | 89 | 26 |  | Fixed | Roof
NJSTRE1546007181 |  | Transition Incentive Program | Montgomery TWP | 8558 | 5 | 10.29 | Residential | No | Behind the Meter | Net-metered residential rooftop and canopy |  | None | Tesla Energy Operations Inc. | PSE&G | Accepted | 2020-11-10 | 2020-11-12 | 2021-11-12 | Tesla | SR60T1 | Solar Panels |  | 0.05847 | 22 | 180 | 26 |  | Fixed | Roof
NJSTRE1546007181 |  | Transition Incentive Program | Montgomery TWP | 8558 | 5 | 10.29 | Residential | No | Behind the Meter | Net-metered residential rooftop and canopy |  | None | Tesla Energy Operations Inc. | PSE&G | Accepted | 2020-11-10 | 2020-11-12 | 2021-11-12 | Tesla | SR60T1 | Solar Panels |  | 0.05847 | 8 | 0 | 26 |  | Fixed | Roof
NJSTRE1546007181 |  | Transition Incentive Program | Montgomery TWP | 8558 | 5 | 10.29 | Residential | No | Behind the Meter | Net-metered residential rooftop and canopy |  | None | Tesla Energy Operations Inc. | PSE&G | Accepted | 2020-11-10 | 2020-11-12 | 2021-11-12 | Tesla | SR60T1 | Solar Panels |  | 0.05847 | 14 | 180 | 26 |  | Fixed | Roof
NJSTRE1546007181 |  | Transition Incentive Program | Montgomery TWP | 8558 | 5 | 10.29 | Residential | No | Behind the Meter | Net-metered residential rooftop and canopy |  | None | Tesla Energy Operations Inc. | PSE&G | Accepted | 2020-11-10 | 2020-11-12 | 2021-11-12 | Tesla | SR60T1 | Solar Panels |  | 0.05847 | 6 | 270 | 26 |  | Fixed | Roof
NJSTRE1546007181 |  | Transition Incentive Program | Montgomery TWP | 8558 | 5 | 10.29 | Residential | No | Behind the Meter | Net-metered residential rooftop and canopy |  | None | Tesla Energy Operations Inc. | PSE&G | Accepted | 2020-11-10 | 2020-11-12 | 2021-11-12 | Tesla | SR60T1 | Solar Panels |  | 0.05847 | 32 | 269 | 26 |  | Fixed | Roof
NJSTRE1546007181 |  | Transition Incentive Program | Montgomery TWP | 8558 | 5 | 10.29 | Residential | No | Behind the Meter | Net-metered residential rooftop and canopy |  | None | Tesla Energy Operations Inc. | PSE&G | Accepted | 2020-11-10 | 2020-11-12 | 2021-11-12 | Tesla | SR60T1 | Solar Panels |  | 0.05847 | 9 | 90 | 26 |  | Fixed | Roof
NJSTRE1546007181 |  | Transition Incentive Program | Montgomery TWP | 8558 | 5 | 10.29 | Residential | No | Behind the Meter | Net-metered residential rooftop and canopy |  | None | Tesla Energy Operations Inc. | PSE&G | Accepted | 2020-11-10 | 2020-11-12 | 2021-11-12 | Tesla | SR60T1 | Solar Panels |  | 0.05847 | 58 | 0 | 26 |  | Fixed | Roof
NJSTRE1546007187 |  | Transition Incentive Program | Carteret | 7008 | 11 | 8.32 | Residential | Yes | Behind the Meter | Net-metered residential rooftop and canopy |  | None | Vivint Solar Developer, LLC | PSE&G | Accepted | 2020-11-10 | 2020-11-12 | 2021-11-12 | SolarEdge | SE7600H-US | Inverters | 7600 |  | 1 |  |  | 0.992 |  | Outdoor | Near the Utility Meter
NJSTRE1546007187 |  | Transition Incentive Program | Carteret | 7008 | 11 | 8.32 | Residential | Yes | Behind the Meter | Net-metered residential rooftop and canopy |  | None | Vivint Solar Developer, LLC | PSE&G | Accepted | 2020-11-10 | 2020-11-12 | 2021-11-12 | Jinko Solar | JKM320M-60HBL | Solar Panels |  | 0.32 | 10 | 115 | 23 |  | Fixed | Roof
NJSTRE1546007187 |  | Transition Incentive Program | Carteret | 7008 | 11 | 8.32 | Residential | Yes | Behind the Meter | Net-metered residential rooftop and canopy |  | None | Vivint Solar Developer, LLC | PSE&G | Accepted | 2020-11-10 | 2020-11-12 | 2021-11-12 | Jinko Solar | JKM320M-60HBL | Solar Panels |  | 0.32 | 13 | 115 | 23 |  | Fixed | Roof
NJSTRE1546007187 |  | Transition Incentive Program | Carteret | 7008 | 11 | 8.32 | Residential | Yes | Behind the Meter | Net-metered residential rooftop and canopy |  | None | Vivint Solar Developer, LLC | PSE&G | Accepted | 2020-11-10 | 2020-11-12 | 2021-11-12 | Jinko Solar | JKM320M-60HBL | Solar Panels |  | 0.32 | 3 | 295 | 18 |  | Fixed | Roof
NJSTRE1546007221 |  | Transition Incentive Program | Montgomery Township | 8502 | 5 | 12.24 | Residential | No | Behind the Meter | Net-metered residential rooftop and canopy |  | None | Green Power Energy | PSE&G | Accepted | 2020-11-10 | 2020-11-12 | 2021-11-12 | Enphase Energy | IQ7PLUS-72-2-US (240V) | Inverters | 290 |  | 34 |  |  | 0.975 |  | Outside | next to meter
NJSTRE1546007221 |  | Transition Incentive Program | Montgomery Township | 8502 | 5 | 12.24 | Residential | No | Behind the Meter | Net-metered residential rooftop and canopy |  | None | Green Power Energy | PSE&G | Accepted | 2020-11-10 | 2020-11-12 | 2021-11-12 | LG Electronics | LG360N1C-N5 | Solar Panels |  | 0.36 | 4 | 104 | 45 |  | Fixed | Roof
NJSTRE1546007221 |  | Transition Incentive Program | Montgomery Township | 8502 | 5 | 12.24 | Residential | No | Behind the Meter | Net-metered residential rooftop and canopy |  | None | Green Power Energy | PSE&G | Accepted | 2020-11-10 | 2020-11-12 | 2021-11-12 | LG Electronics | LG360N1C-N5 | Solar Panels |  | 0.36 | 4 | 192 | 45 |  | Fixed | Roof
NJSTRE1546007221 |  | Transition Incentive Program | Montgomery Township | 8502 | 5 | 12.24 | Residential | No | Behind the Meter | Net-metered residential rooftop and canopy |  | None | Green Power Energy | PSE&G | Accepted | 2020-11-10 | 2020-11-12 | 2021-11-12 | LG Electronics | LG360N1C-N5 | Solar Panels |  | 0.36 | 26 | 104 | 30 |  | Fixed | Roof
NJSTRE1546007281 |  | Transition Incentive Program | Blackwood | 8012 | 14 | 7.92 | Residential | No | Behind the Meter | Net-metered residential rooftop and canopy |  | None | Green Power Energy | AC Electric | Accepted | 2020-11-10 | 2020-11-13 | 2021-11-13 | Enphase Energy | IQ7PLUS-72-2-US (240V) | Inverters | 290 |  | 22 |  |  | 0.975 |  | Outside | next to meter
NJSTRE1546007281 |  | Transition Incentive Program | Blackwood | 8012 | 14 | 7.92 | Residential | No | Behind the Meter | Net-metered residential rooftop and canopy |  | None | Green Power Energy | AC Electric | Accepted | 2020-11-10 | 2020-11-13 | 2021-11-13 | LG Electronics | LG360N1C-N5 | Solar Panels |  | 0.36 | 10 | 153 | 30 |  | Fixed | Roof
NJSTRE1546007281 |  | Transition Incentive Program | Blackwood | 8012 | 14 | 7.92 | Residential | No | Behind the Meter | Net-metered residential rooftop and canopy |  | None | Green Power Energy | AC Electric | Accepted | 2020-11-10 | 2020-11-13 | 2021-11-13 | LG Electronics | LG360N1C-N5 | Solar Panels |  | 0.36 | 12 | 152 | 30 |  | Fixed | Roof
NJSTRE1546007285 |  | Transition Incentive Program | North Wildwood | 8260 | 21 | 7.85 | Residential | No | Behind the Meter | Net-metered residential rooftop and canopy |  | None | GenRenew, LLC | AC Electric | Accepted | 2020-11-10 | 2020-11-12 | 2021-11-12 | SUNPOWER | PVS6 | Meters |  |  | 1 |  |  |  | Yes | Outdoor
NJSTRE1546007285 |  | Transition Incentive Program | North Wildwood | 8260 | 21 | 7.85 | Residential | No | Behind the Meter | Net-metered residential rooftop and canopy |  | None | GenRenew, LLC | AC Electric | Accepted | 2020-11-10 | 2020-11-12 | 2021-11-12 | ENPHASE | IQ7XS-96-ACM-US | Inverters | 320 |  | 24 |  |  | 0.975 |  | Outdoor | UNDER MODULE
NJSTRE1546007285 |  | Transition Incentive Program | North Wildwood | 8260 | 21 | 7.85 | Residential | No | Behind the Meter | Net-metered residential rooftop and canopy |  | None | GenRenew, LLC | AC Electric | Accepted | 2020-11-10 | 2020-11-12 | 2021-11-12 | Sunpower | SPR-E20-327-E-AC | Solar Panels |  | 0.327 | 24 | 133 | 20 |  | Fixed | Roof
NJSTRE1546007292 |  | Transition Incentive Program | Clayton | 8312 | 15 | 9.6 | Residential | Yes | Behind the Meter | Net-metered residential rooftop and canopy |  | None | Vivint Solar Developer, LLC | AC Electric | Accepted | 2020-11-10 | 2020-11-12 | 2021-11-12 | SolarEdge | SE7600H-US | Inverters | 7600 |  | 1 |  |  | 0.992 |  | Outdoor | Near the Utility Meter
NJSTRE1546007292 |  | Transition Incentive Program | Clayton | 8312 | 15 | 9.6 | Residential | Yes | Behind the Meter | Net-metered residential rooftop and canopy |  | None | Vivint Solar Developer, LLC | AC Electric | Accepted | 2020-11-10 | 2020-11-12 | 2021-11-12 | Jinko Solar | JKM320M-60HBL | Solar Panels |  | 0.32 | 16 | 179 | 22 |  | Fixed | Roof
NJSTRE1546007292 |  | Transition Incentive Program | Clayton | 8312 | 15 | 9.6 | Residential | Yes | Behind the Meter | Net-metered residential rooftop and canopy |  | None | Vivint Solar Developer, LLC | AC Electric | Accepted | 2020-11-10 | 2020-11-12 | 2021-11-12 | Jinko Solar | JKM320M-60HBL | Solar Panels |  | 0.32 | 14 | 359 | 22 |  | Fixed | Roof
NJSTRE1546007293 |  | Transition Incentive Program | East Brunswick | 8816 | 11 | 7.48 | Residential | No | Behind the Meter | Net-metered residential rooftop and canopy |  | None | Vision Solar LLC | JCP&L | Accepted | 2020-11-10 | 2020-11-12 | 2021-11-12 | ENPHASE | IQ7-60-2-US | Inverters | 0.24 |  | 22 |  |  | 0.96 |  | Other | BEHIND EACH PANEL
NJSTRE1546007293 |  | Transition Incentive Program | East Brunswick | 8816 | 11 | 7.48 | Residential | No | Behind the Meter | Net-metered residential rooftop and canopy |  | None | Vision Solar LLC | JCP&L | Accepted | 2020-11-10 | 2020-11-12 | 2021-11-12 | HANWHA Q-CELLS | Q.PEAK DUO BLK-G6+ 340 | Solar Panels |  | 0.34 | 8 | 54 | 40 |  | Fixed | Roof
NJSTRE1546007293 |  | Transition Incentive Program | East Brunswick | 8816 | 11 | 7.48 | Residential | No | Behind the Meter | Net-metered residential rooftop and canopy |  | None | Vision Solar LLC | JCP&L | Accepted | 2020-11-10 | 2020-11-12 | 2021-11-12 | HANWHA Q-CELLS | Q.PEAK DUO BLK-G6+ 340 | Solar Panels |  | 0.34 | 10 | 234 | 12 |  | Fixed | Roof
NJSTRE1546007293 |  | Transition Incentive Program | East Brunswick | 8816 | 11 | 7.48 | Residential | No | Behind the Meter | Net-metered residential rooftop and canopy |  | None | Vision Solar LLC | JCP&L | Accepted | 2020-11-10 | 2020-11-12 | 2021-11-12 | HANWHA Q-CELLS | Q.PEAK DUO BLK-G6+ 340 | Solar Panels |  | 0.34 | 2 | 234 | 26 |  | Fixed | Roof
NJSTRE1546007293 |  | Transition Incentive Program | East Brunswick | 8816 | 11 | 7.48 | Residential | No | Behind the Meter | Net-metered residential rooftop and canopy |  | None | Vision Solar LLC | JCP&L | Accepted | 2020-11-10 | 2020-11-12 | 2021-11-12 | HANWHA Q-CELLS | Q.PEAK DUO BLK-G6+ 340 | Solar Panels |  | 0.34 | 2 | 54 | 26 |  | Fixed | Roof
NJSTRE1546007307 |  | Transition Incentive Program | Edison Township | 8820 | 11 | 9.36 | Residential | No | Behind the Meter | Net-metered residential rooftop and canopy |  | None | Green Power Energy | PSE&G | Accepted | 2020-11-10 | 2020-11-12 | 2021-11-12 | Enphase Energy | IQ7PLUS-72-2-US (240V) | Inverters | 290 |  | 26 |  |  | 0.97 |  | Outside | next to meter
NJSTRE1546007307 |  | Transition Incentive Program | Edison Township | 8820 | 11 | 9.36 | Residential | No | Behind the Meter | Net-metered residential rooftop and canopy |  | None | Green Power Energy | PSE&G | Accepted | 2020-11-10 | 2020-11-12 | 2021-11-12 | LG Electronics | LG360N1C-N5 | Solar Panels |  | 0.36 | 8 | 265 | 17 |  | Fixed | Roof
NJSTRE1546007307 |  | Transition Incentive Program | Edison Township | 8820 | 11 | 9.36 | Residential | No | Behind the Meter | Net-metered residential rooftop and canopy |  | None | Green Power Energy | PSE&G | Accepted | 2020-11-10 | 2020-11-12 | 2021-11-12 | LG Electronics | LG360N1C-N5 | Solar Panels |  | 0.36 | 6 | 86 | 17 |  | Fixed | Roof
NJSTRE1546007307 |  | Transition Incentive Program | Edison Township | 8820 | 11 | 9.36 | Residential | No | Behind the Meter | Net-metered residential rooftop and canopy |  | None | Green Power Energy | PSE&G | Accepted | 2020-11-10 | 2020-11-12 | 2021-11-12 | LG Electronics | LG360N1C-N5 | Solar Panels |  | 0.36 | 12 | 86 | 17 |  | Fixed | Roof
NJSTRE1546007314 |  | Transition Incentive Program | Brigantine | 8203 | 19 | 2.56 | Residential | Yes | Behind the Meter | Net-metered residential rooftop and canopy |  | None | Trinity Solar | AC Electric | Accepted | 2020-11-10 | 2020-11-12 | 2021-11-12 | Solar Edge | SE3000 | Inverters | 3000 |  | 1 |  |  | 0.97 |  | Outside | side of home
NJSTRE1546007314 |  | Transition Incentive Program | Brigantine | 8203 | 19 | 2.56 | Residential | Yes | Behind the Meter | Net-metered residential rooftop and canopy |  | None | Trinity Solar | AC Electric | Accepted | 2020-11-10 | 2020-11-12 | 2021-11-12 | Hanwha | Q.PEAK DUO BLK-G5 320 | Solar Panels |  | 0.32 | 2 | 184 | 18 |  | Fixed | Roof
NJSTRE1546007314 |  | Transition Incentive Program | Brigantine | 8203 | 19 | 2.56 | Residential | Yes | Behind the Meter | Net-metered residential rooftop and canopy |  | None | Trinity Solar | AC Electric | Accepted | 2020-11-10 | 2020-11-12 | 2021-11-12 | Hanwha | Q.PEAK DUO BLK-G5 320 | Solar Panels |  | 0.32 | 6 | 4 | 18 |  | Fixed | Roof
NJSTRE1546007330 |  | Transition Incentive Program | Hamilton Twp Mer | 8610 | 12 | 11.89 | Residential | No | Behind the Meter | Net-metered residential rooftop and canopy |  | None | SunPower Corporation, Systems | PSE&G | Accepted | 2020-11-10 | 2020-11-12 | 2021-11-12 | SunPower | SPR-A410-G-AC | Inverters | 349 |  | 29 |  |  | 0.97 |  | Other | under each panel
NJSTRE1546007330 |  | Transition Incentive Program | Hamilton Twp Mer | 8610 | 12 | 11.89 | Residential | No | Behind the Meter | Net-metered residential rooftop and canopy |  | None | SunPower Corporation, Systems | PSE&G | Accepted | 2020-11-10 | 2020-11-12 | 2021-11-12 | SunPower | SPR-A410-G-AC | Solar Panels |  | 0.41 | 3 | 137 | 27 |  | Fixed | Roof
NJSTRE1546007330 |  | Transition Incentive Program | Hamilton Twp Mer | 8610 | 12 | 11.89 | Residential | No | Behind the Meter | Net-metered residential rooftop and canopy |  | None | SunPower Corporation, Systems | PSE&G | Accepted | 2020-11-10 | 2020-11-12 | 2021-11-12 | SunPower | SPR-A410-G-AC | Solar Panels |  | 0.41 | 26 | 137 | 27 |  | Fixed | Roof
NJSTRE1546007331 |  | Transition Incentive Program | Piscataway Twp | 8854 | 11 | 14.76 | Residential | No | Behind the Meter | Net-metered residential rooftop and canopy |  | None | Green Power Energy | PSE&G | Accepted | 2020-11-10 | 2020-11-12 | 2021-11-12 | Enphase Energy | IQ7PLUS-72-2-US (240V) | Inverters | 290 |  | 41 |  |  | 0.975 |  | Outside | 0.97
NJSTRE1546007331 |  | Transition Incentive Program | Piscataway Twp | 8854 | 11 | 14.76 | Residential | No | Behind the Meter | Net-metered residential rooftop and canopy |  | None | Green Power Energy | PSE&G | Accepted | 2020-11-10 | 2020-11-12 | 2021-11-12 | LG Electronics | LG360N1C-N5 | Solar Panels |  | 0.36 | 4 | 143 | 25 |  | Fixed | Roof
NJSTRE1546007331 |  | Transition Incentive Program | Piscataway Twp | 8854 | 11 | 14.76 | Residential | No | Behind the Meter | Net-metered residential rooftop and canopy |  | None | Green Power Energy | PSE&G | Accepted | 2020-11-10 | 2020-11-12 | 2021-11-12 | LG Electronics | LG360N1C-N5 | Solar Panels |  | 0.36 | 6 | 235 | 25 |  | Fixed | Roof
NJSTRE1546007331 |  | Transition Incentive Program | Piscataway Twp | 8854 | 11 | 14.76 | Residential | No | Behind the Meter | Net-metered residential rooftop and canopy |  | None | Green Power Energy | PSE&G | Accepted | 2020-11-10 | 2020-11-12 | 2021-11-12 | LG Electronics | LG360N1C-N5 | Solar Panels |  | 0.36 | 15 | 54 | 25 |  | Fixed | Roof
NJSTRE1546007331 |  | Transition Incentive Program | Piscataway Twp | 8854 | 11 | 14.76 | Residential | No | Behind the Meter | Net-metered residential rooftop and canopy |  | None | Green Power Energy | PSE&G | Accepted | 2020-11-10 | 2020-11-12 | 2021-11-12 | LG Electronics | LG360N1C-N5 | Solar Panels |  | 0.36 | 16 | 144 | 25 |  | Fixed | Roof
NJSTRE1546007346 |  | Transition Incentive Program | Mahwah | 7430 | 7 | 15.12 | Residential | No | Behind the Meter | Net-metered residential rooftop and canopy |  | None | SEA BRIGHT SOLAR, LLC | Orange Rockland Electric | Accepted | 2020-11-10 | 2020-11-12 | 2021-11-12 | SUNPOWER | SPR-X22-360-AC | Inverters | 320 |  | 42 |  |  | 0.96 |  | Outside | BENEATH ARRAY
NJSTRE1546007346 |  | Transition Incentive Program | Mahwah | 7430 | 7 | 15.12 | Residential | No | Behind the Meter | Net-metered residential rooftop and canopy |  | None | SEA BRIGHT SOLAR, LLC | Orange Rockland Electric | Accepted | 2020-11-10 | 2020-11-12 | 2021-11-12 | SUNPOWER | SPR-X22-360-AC | Solar Panels |  | 0.36 | 10 | 157 | 12 |  | Fixed | Roof | SE
NJSTRE1546007346 |  | Transition Incentive Program | Mahwah | 7430 | 7 | 15.12 | Residential | No | Behind the Meter | Net-metered residential rooftop and canopy |  | None | SEA BRIGHT SOLAR, LLC | Orange Rockland Electric | Accepted | 2020-11-10 | 2020-11-12 | 2021-11-12 | SUNPOWER | SPR-X22-360-AC | Solar Panels |  | 0.36 | 32 | 157 | 30 |  | Fixed | Roof | SE
NJSTRE1546007391 |  | Transition Incentive Program | Lakewood | 8701 | 18 | 11.6 | Residential | Yes | Behind the Meter | Net-metered residential rooftop and canopy |  | None | Freedom Forever, LLC | JCP&L | Accepted | 2020-12-10 | 2020-12-29 | 2021-12-29 | Solar Edge | SE10000H-US [SI1] RGM | Inverters | 10000 |  | 1 |  |  | 0.99 |  | Outdoor | n/a
NJSTRE1546007391 |  | Transition Incentive Program | Lakewood | 8701 | 18 | 11.6 | Residential | Yes | Behind the Meter | Net-metered residential rooftop and canopy |  | None | Freedom Forever, LLC | JCP&L | Accepted | 2020-12-10 | 2020-12-29 | 2021-12-29 | Hanwha | Q.PLUS BFR-G4.1- 290 | Solar Panels |  | 0.29 | 14 | 1 | 19 |  | Fixed | Roof | n/a
NJSTRE1546007391 |  | Transition Incentive Program | Lakewood | 8701 | 18 | 11.6 | Residential | Yes | Behind the Meter | Net-metered residential rooftop and canopy |  | None | Freedom Forever, LLC | JCP&L | Accepted | 2020-12-10 | 2020-12-29 | 2021-12-29 | Hanwha | Q.PLUS BFR-G4.1- 290 | Solar Panels |  | 0.29 | 14 | 3 | 19 |  | Fixed | Roof | n/a
NJSTRE1546007391 |  | Transition Incentive Program | Lakewood | 8701 | 18 | 11.6 | Residential | Yes | Behind the Meter | Net-metered residential rooftop and canopy |  | None | Freedom Forever, LLC | JCP&L | Accepted | 2020-12-10 | 2020-12-29 | 2021-12-29 | Hanwha | Q.PLUS BFR-G4.1- 290 | Solar Panels |  | 0.29 | 9 | 2 | 19 |  | Fixed | Roof | n/a
NJSTRE1546007391 |  | Transition Incentive Program | Lakewood | 8701 | 18 | 11.6 | Residential | Yes | Behind the Meter | Net-metered residential rooftop and canopy |  | None | Freedom Forever, LLC | JCP&L | Accepted | 2020-12-10 | 2020-12-29 | 2021-12-29 | Hanwha | Q.PLUS BFR-G4.1- 290 | Solar Panels |  | 0.29 | 3 | 4 | 5 |  | Fixed | Roof | n/a
NJSTRE1546007401 |  | Transition Incentive Program | Forked River | 8731 | 18 | 5.44 | Residential | No | Behind the Meter | Net-metered residential rooftop and canopy |  | None | Vision Solar LLC | JCP&L | Accepted | 2020-11-10 | 2020-11-13 | 2021-11-13 | ENPHASE | IQ7-60-2-US | Inverters | 0.24 |  | 16 |  |  | 0.96 |  | Other | BEHIND EACH PANEL
NJSTRE1546007401 |  | Transition Incentive Program | Forked River | 8731 | 18 | 5.44 | Residential | No | Behind the Meter | Net-metered residential rooftop and canopy |  | None | Vision Solar LLC | JCP&L | Accepted | 2020-11-10 | 2020-11-13 | 2021-11-13 | HANWHA Q-CELLS | Q.PEAK DUO BLK-G6+ 340 | Solar Panels |  | 0.34 | 4 | 188 | 25 |  | Fixed | Roof
NJSTRE1546007401 |  | Transition Incentive Program | Forked River | 8731 | 18 | 5.44 | Residential | No | Behind the Meter | Net-metered residential rooftop and canopy |  | None | Vision Solar LLC | JCP&L | Accepted | 2020-11-10 | 2020-11-13 | 2021-11-13 | HANWHA Q-CELLS | Q.PEAK DUO BLK-G6+ 340 | Solar Panels |  | 0.34 | 7 | 188 | 18 |  | Fixed | Roof
NJSTRE1546007401 |  | Transition Incentive Program | Forked River | 8731 | 18 | 5.44 | Residential | No | Behind the Meter | Net-metered residential rooftop and canopy |  | None | Vision Solar LLC | JCP&L | Accepted | 2020-11-10 | 2020-11-13 | 2021-11-13 | HANWHA Q-CELLS | Q.PEAK DUO BLK-G6+ 340 | Solar Panels |  | 0.34 | 5 | 98 | 21 |  | Fixed | Roof
NJSTRE1546007441 |  | Transition Incentive Program | Monroe Township | 8831 | 11 | 12.86 | Residential | Yes | Behind the Meter | Net-metered residential rooftop and canopy |  | None | Tesla Energy Operations Inc. | JCP&L | Accepted | 2020-11-10 | 2020-11-13 | 2021-11-13 | Delta Electronics | M4-TL-US [240V] | Inverters | 3840 |  | 1 |  |  | 0.975 |  | Indoor | Inside garage
NJSTRE1546007441 |  | Transition Incentive Program | Monroe Township | 8831 | 11 | 12.86 | Residential | Yes | Behind the Meter | Net-metered residential rooftop and canopy |  | None | Tesla Energy Operations Inc. | JCP&L | Accepted | 2020-11-10 | 2020-11-13 | 2021-11-13 | Delta Electronics | M8-TL-US [240V] | Inverters | 7680 |  | 1 |  |  | 0.975 |  | Indoor | Inside garage
NJSTRE1546007441 |  | Transition Incentive Program | Monroe Township | 8831 | 11 | 12.86 | Residential | Yes | Behind the Meter | Net-metered residential rooftop and canopy |  | None | Tesla Energy Operations Inc. | JCP&L | Accepted | 2020-11-10 | 2020-11-13 | 2021-11-13 | Tesla | SR60T1 | Solar Panels |  | 0.05847 | 22 | 268 | 37 |  | Fixed | Roof
NJSTRE1546007441 |  | Transition Incentive Program | Monroe Township | 8831 | 11 | 12.86 | Residential | Yes | Behind the Meter | Net-metered residential rooftop and canopy |  | None | Tesla Energy Operations Inc. | JCP&L | Accepted | 2020-11-10 | 2020-11-13 | 2021-11-13 | Tesla | SR60T1 | Solar Panels |  | 0.05847 | 54 | 358 | 37 |  | Fixed | Roof
NJSTRE1546007441 |  | Transition Incentive Program | Monroe Township | 8831 | 11 | 12.86 | Residential | Yes | Behind the Meter | Net-metered residential rooftop and canopy |  | None | Tesla Energy Operations Inc. | JCP&L | Accepted | 2020-11-10 | 2020-11-13 | 2021-11-13 | Tesla | SR60T1 | Solar Panels |  | 0.05847 | 60 | 358 | 37 |  | Fixed | Roof
NJSTRE1546007441 |  | Transition Incentive Program | Monroe Township | 8831 | 11 | 12.86 | Residential | Yes | Behind the Meter | Net-metered residential rooftop and canopy |  | None | Tesla Energy Operations Inc. | JCP&L | Accepted | 2020-11-10 | 2020-11-13 | 2021-11-13 | Tesla | SR60T1 | Solar Panels |  | 0.05847 | 24 | 178 | 37 |  | Fixed | Roof
NJSTRE1546007441 |  | Transition Incentive Program | Monroe Township | 8831 | 11 | 12.86 | Residential | Yes | Behind the Meter | Net-metered residential rooftop and canopy |  | None | Tesla Energy Operations Inc. | JCP&L | Accepted | 2020-11-10 | 2020-11-13 | 2021-11-13 | Tesla | SR60T1 | Solar Panels |  | 0.05847 | 28 | 88 | 37 |  | Fixed | Roof
NJSTRE1546007441 |  | Transition Incentive Program | Monroe Township | 8831 | 11 | 12.86 | Residential | Yes | Behind the Meter | Net-metered residential rooftop and canopy |  | None | Tesla Energy Operations Inc. | JCP&L | Accepted | 2020-11-10 | 2020-11-13 | 2021-11-13 | Tesla | SR60T1 | Solar Panels |  | 0.05847 | 32 | 178 | 37 |  | Fixed | Roof
NJSTRE1546007460 |  | Transition Incentive Program | Woodbury | 8096 | 15 | 8.78 | Residential | No | Behind the Meter | Net-metered residential rooftop and canopy |  | None | EMT Renewables | PSE&G | Accepted | 2020-11-10 | 2020-11-13 | 2021-11-13 | Enphase | IQ7-60-2-US | Inverters | 240 |  | 27 |  |  | 0.97 |  | Outside | under panels
NJSTRE1546007460 |  | Transition Incentive Program | Woodbury | 8096 | 15 | 8.78 | Residential | No | Behind the Meter | Net-metered residential rooftop and canopy |  | None | EMT Renewables | PSE&G | Accepted | 2020-11-10 | 2020-11-13 | 2021-11-13 | Trina | TSM-325-DD06M.05(II) | Solar Panels |  | 0.325 | 2 | 196 | 26 |  | Fixed | Roof
NJSTRE1546007460 |  | Transition Incentive Program | Woodbury | 8096 | 15 | 8.78 | Residential | No | Behind the Meter | Net-metered residential rooftop and canopy |  | None | EMT Renewables | PSE&G | Accepted | 2020-11-10 | 2020-11-13 | 2021-11-13 | Trina | TSM-325-DD06M.05(II) | Solar Panels |  | 0.325 | 25 | 106 | 26 |  | Fixed | Roof
NJSTRE1546007470 |  | Transition Incentive Program | Bergenfield | 7621 | 7 | 5.8 | Residential | Yes | Behind the Meter | Net-metered residential rooftop and canopy |  | None | Freedom Forever, LLC | PSE&G | Accepted | 2020-11-23 | 2020-11-24 | 2021-11-24 | Solar Edge | SE5000H-US [SI1] RGM | Inverters | 5000 |  | 1 |  |  | 0.99 |  | Outdoor | n/a
NJSTRE1546007470 |  | Transition Incentive Program | Bergenfield | 7621 | 7 | 5.8 | Residential | Yes | Behind the Meter | Net-metered residential rooftop and canopy |  | None | Freedom Forever, LLC | PSE&G | Accepted | 2020-11-23 | 2020-11-24 | 2021-11-24 | Hanwha | Q.PLUS BFR-G4.1- 290 | Solar Panels |  | 0.29 | 5 | 3 | 18 |  | Fixed | Roof | n/a
NJSTRE1546007470 |  | Transition Incentive Program | Bergenfield | 7621 | 7 | 5.8 | Residential | Yes | Behind the Meter | Net-metered residential rooftop and canopy |  | None | Freedom Forever, LLC | PSE&G | Accepted | 2020-11-23 | 2020-11-24 | 2021-11-24 | Hanwha | Q.PLUS BFR-G4.1- 290 | Solar Panels |  | 0.29 | 6 | 4 | 18 |  | Fixed | Roof | n/a
NJSTRE1546007470 |  | Transition Incentive Program | Bergenfield | 7621 | 7 | 5.8 | Residential | Yes | Behind the Meter | Net-metered residential rooftop and canopy |  | None | Freedom Forever, LLC | PSE&G | Accepted | 2020-11-23 | 2020-11-24 | 2021-11-24 | Hanwha | Q.PLUS BFR-G4.1- 290 | Solar Panels |  | 0.29 | 4 | 2 | 18 |  | Fixed | Roof | n/a
NJSTRE1546007470 |  | Transition Incentive Program | Bergenfield | 7621 | 7 | 5.8 | Residential | Yes | Behind the Meter | Net-metered residential rooftop and canopy |  | None | Freedom Forever, LLC | PSE&G | Accepted | 2020-11-23 | 2020-11-24 | 2021-11-24 | Hanwha | Q.PLUS BFR-G4.1- 290 | Solar Panels |  | 0.29 | 5 | 1 | 18 |  | Fixed | Roof | n/a
NJSTRE1546022677 |  | Transition Incentive Program | Gibbstown | 8027 | 15 | 6.65 | Residential | No | Behind the Meter | Net-metered residential rooftop and canopy |  | None | Suntuity Solar LLC | AC Electric | Accepted | 2020-11-11 | 2020-11-13 | 2021-11-13 | Enphase Energy | IQ7-60-2-US | Inverters | 240 |  | 19 |  |  | 0.97 |  | Outdoor | Behind the PV Modules
NJSTRE1546022677 |  | Transition Incentive Program | Gibbstown | 8027 | 15 | 6.65 | Residential | No | Behind the Meter | Net-metered residential rooftop and canopy |  | None | Suntuity Solar LLC | AC Electric | Accepted | 2020-11-11 | 2020-11-13 | 2021-11-13 | Longi | LR4-60HPB-350M | Solar Panels |  | 0.35 | 16 | 153 | 22 |  | Fixed | Roof
NJSTRE1546022677 |  | Transition Incentive Program | Gibbstown | 8027 | 15 | 6.65 | Residential | No | Behind the Meter | Net-metered residential rooftop and canopy |  | None | Suntuity Solar LLC | AC Electric | Accepted | 2020-11-11 | 2020-11-13 | 2021-11-13 | Longi | LR4-60HPB-350M | Solar Panels |  | 0.35 | 3 | 153 | 22 |  | Fixed | Roof
NJSTRE1546022678 |  | Transition Incentive Program | Freehold | 7728 | 17 | 8.19 | Residential | No | Behind the Meter | Net-metered residential rooftop and canopy |  | None | Suntuity Solar LLC | JCP&L | Accepted | 2020-11-11 | 2020-11-13 | 2021-11-13 | Enphase Energy | IQ7-60-2-US | Inverters | 240 |  | 26 |  |  | 0.97 |  | Outdoor | Behind the PV Modules
NJSTRE1546022678 |  | Transition Incentive Program | Freehold | 7728 | 17 | 8.19 | Residential | No | Behind the Meter | Net-metered residential rooftop and canopy |  | None | Suntuity Solar LLC | JCP&L | Accepted | 2020-11-11 | 2020-11-13 | 2021-11-13 | Longi | LR6-60HPB-315M | Solar Panels |  | 0.315 | 5 | 81 | 23 |  | Fixed | Roof
NJSTRE1546022678 |  | Transition Incentive Program | Freehold | 7728 | 17 | 8.19 | Residential | No | Behind the Meter | Net-metered residential rooftop and canopy |  | None | Suntuity Solar LLC | JCP&L | Accepted | 2020-11-11 | 2020-11-13 | 2021-11-13 | Longi | LR6-60HPB-315M | Solar Panels |  | 0.315 | 6 | 171 | 20 |  | Fixed | Roof
NJSTRE1546022678 |  | Transition Incentive Program | Freehold | 7728 | 17 | 8.19 | Residential | No | Behind the Meter | Net-metered residential rooftop and canopy |  | None | Suntuity Solar LLC | JCP&L | Accepted | 2020-11-11 | 2020-11-13 | 2021-11-13 | Longi | LR6-60HPB-315M | Solar Panels |  | 0.315 | 15 | 261 | 23 |  | Fixed | Roof
NJSTRE1546022679 |  | Transition Incentive Program | Pennsauken Township | 8110 | 14 | 7.56 | Residential | No | Behind the Meter | Net-metered residential rooftop and canopy |  | None | Suntuity Solar LLC | PSE&G | Accepted | 2020-11-11 | 2020-11-13 | 2021-11-13 | Enphase Energy | IQ7-60-2-US | Inverters | 240 |  | 24 |  |  | 0.97 |  | Outdoor | Behind the PV Modules
NJSTRE1546022679 |  | Transition Incentive Program | Pennsauken Township | 8110 | 14 | 7.56 | Residential | No | Behind the Meter | Net-metered residential rooftop and canopy |  | None | Suntuity Solar LLC | PSE&G | Accepted | 2020-11-11 | 2020-11-13 | 2021-11-13 | Longi | LR6-60HPB-315M | Solar Panels |  | 0.315 | 4 | 149 | 35 |  | Fixed | Roof
NJSTRE1546022679 |  | Transition Incentive Program | Pennsauken Township | 8110 | 14 | 7.56 | Residential | No | Behind the Meter | Net-metered residential rooftop and canopy |  | None | Suntuity Solar LLC | PSE&G | Accepted | 2020-11-11 | 2020-11-13 | 2021-11-13 | Longi | LR6-60HPB-315M | Solar Panels |  | 0.315 | 3 | 58 | 14 |  | Fixed | Roof
NJSTRE1546022679 |  | Transition Incentive Program | Pennsauken Township | 8110 | 14 | 7.56 | Residential | No | Behind the Meter | Net-metered residential rooftop and canopy |  | None | Suntuity Solar LLC | PSE&G | Accepted | 2020-11-11 | 2020-11-13 | 2021-11-13 | Longi | LR6-60HPB-315M | Solar Panels |  | 0.315 | 12 | 149 | 35 |  | Fixed | Roof
NJSTRE1546022679 |  | Transition Incentive Program | Pennsauken Township | 8110 | 14 | 7.56 | Residential | No | Behind the Meter | Net-metered residential rooftop and canopy |  | None | Suntuity Solar LLC | PSE&G | Accepted | 2020-11-11 | 2020-11-13 | 2021-11-13 | Longi | LR6-60HPB-315M | Solar Panels |  | 0.315 | 3 | 327 | 35 |  | Fixed | Roof
NJSTRE1546022679 |  | Transition Incentive Program | Pennsauken Township | 8110 | 14 | 7.56 | Residential | No | Behind the Meter | Net-metered residential rooftop and canopy |  | None | Suntuity Solar LLC | PSE&G | Accepted | 2020-11-11 | 2020-11-13 | 2021-11-13 | Longi | LR6-60HPB-315M | Solar Panels |  | 0.315 | 2 | 237 | 30 |  | Fixed | Roof
NJSTRE1546022680 |  | Transition Incentive Program | Wayne | 7470 | 6 | 8.05 | Residential | No | Behind the Meter | Net-metered residential rooftop and canopy |  | None | Suntuity Solar LLC | PSE&G | Accepted | 2020-11-11 | 2020-11-13 | 2021-11-13 | Enphase Energy | IQ7-60-2-US | Inverters | 240 |  | 23 |  |  | 0.97 |  | Outdoor | Behind the PV Modules
NJSTRE1546022680 |  | Transition Incentive Program | Wayne | 7470 | 6 | 8.05 | Residential | No | Behind the Meter | Net-metered residential rooftop and canopy |  | None | Suntuity Solar LLC | PSE&G | Accepted | 2020-11-11 | 2020-11-13 | 2021-11-13 | Longi | LR4-60HPB-350M | Solar Panels |  | 0.35 | 5 | 327 | 32 |  | Fixed | Roof
NJSTRE1546022680 |  | Transition Incentive Program | Wayne | 7470 | 6 | 8.05 | Residential | No | Behind the Meter | Net-metered residential rooftop and canopy |  | None | Suntuity Solar LLC | PSE&G | Accepted | 2020-11-11 | 2020-11-13 | 2021-11-13 | Longi | LR4-60HPB-350M | Solar Panels |  | 0.35 | 6 | 147 | 12 |  | Fixed | Roof
NJSTRE1546022680 |  | Transition Incentive Program | Wayne | 7470 | 6 | 8.05 | Residential | No | Behind the Meter | Net-metered residential rooftop and canopy |  | None | Suntuity Solar LLC | PSE&G | Accepted | 2020-11-11 | 2020-11-13 | 2021-11-13 | Longi | LR4-60HPB-350M | Solar Panels |  | 0.35 | 8 | 145 | 20 |  | Fixed | Roof
NJSTRE1546022680 |  | Transition Incentive Program | Wayne | 7470 | 6 | 8.05 | Residential | No | Behind the Meter | Net-metered residential rooftop and canopy |  | None | Suntuity Solar LLC | PSE&G | Accepted | 2020-11-11 | 2020-11-13 | 2021-11-13 | Longi | LR4-60HPB-350M | Solar Panels |  | 0.35 | 4 | 325 | 20 |  | Fixed | Roof
NJSTRE1546022681 |  | Transition Incentive Program | Franklin | 7416 | 1 | 9.38 | Residential | Yes | Behind the Meter | Net-metered residential rooftop and canopy |  | None | Suntuity Solar LLC | JCP&L | Accepted | 2020-11-11 | 2020-11-13 | 2021-11-13 | Enphase Energy | IQ7-60-2-US | Inverters | 240 |  | 29 |  |  | 0.97 |  | Outdoor | Behind the PV Modules
NJSTRE1546022681 |  | Transition Incentive Program | Franklin | 7416 | 1 | 9.38 | Residential | Yes | Behind the Meter | Net-metered residential rooftop and canopy |  | None | Suntuity Solar LLC | JCP&L | Accepted | 2020-11-11 | 2020-11-13 | 2021-11-13 | Longi | LR4-60HPB-350M | Solar Panels |  | 0.315 | 22 | 206 | 22 |  | Fixed | Roof
NJSTRE1546022681 |  | Transition Incentive Program | Franklin | 7416 | 1 | 9.38 | Residential | Yes | Behind the Meter | Net-metered residential rooftop and canopy |  | None | Suntuity Solar LLC | JCP&L | Accepted | 2020-11-11 | 2020-11-13 | 2021-11-13 | Longi | LR4-60HPB-350M | Solar Panels |  | 0.35 | 7 | 26 | 22 |  | Fixed | Roof
NJSTRE1546022682 |  | Transition Incentive Program | Toms River | 8757 | 18 | 5.36 | Residential | Yes | Behind the Meter | Net-metered residential rooftop and canopy |  | None | Suntuity Solar LLC | JCP&L | Accepted | 2020-11-11 | 2020-11-13 | 2021-11-13 | Enphase Energy | IQ7-60-2-US | Inverters | 240 |  | 17 |  |  | 0.97 |  | Outdoor | Behind the PV Modules
NJSTRE1546022682 |  | Transition Incentive Program | Toms River | 8757 | 18 | 5.36 | Residential | Yes | Behind the Meter | Net-metered residential rooftop and canopy |  | None | Suntuity Solar LLC | JCP&L | Accepted | 2020-11-11 | 2020-11-13 | 2021-11-13 | Longi | LR6-60HPB-315M | Solar Panels |  | 0.315 | 17 | 221 | 19 |  | Fixed | Roof
NJSTRE1546022683 |  | Transition Incentive Program | Deptford Township | 8096 | 15 | 7.7 | Residential | Yes | Behind the Meter | Net-metered residential rooftop and canopy |  | None | Suntuity Solar LLC | PSE&G | Accepted | 2020-11-11 | 2020-11-13 | 2021-11-13 | Enphase Energy | IQ7-60-2-US | Inverters | 240 |  | 22 |  |  | 0.97 |  | Outdoor | Behind the PV Modules
NJSTRE1546022683 |  | Transition Incentive Program | Deptford Township | 8096 | 15 | 7.7 | Residential | Yes | Behind the Meter | Net-metered residential rooftop and canopy |  | None | Suntuity Solar LLC | PSE&G | Accepted | 2020-11-11 | 2020-11-13 | 2021-11-13 | Longi | LR4-60HPB-350M | Solar Panels |  | 0.35 | 22 | 263 | 27 |  | Fixed | Roof
NJSTRE1546022686 |  | Transition Incentive Program | Pennsauken | 8109 | 14 | 7.26 | Residential | No | Behind the Meter | Net-metered residential rooftop and canopy |  | None | Posigen NJ LLC | PSE&G | Accepted | 2020-11-11 | 2020-11-13 | 2021-11-13 | SolarEdge | SE7600H-US | Inverters | 7600 |  | 1 |  |  | 0.99 |  | Outside | within ten feet of meter
NJSTRE1546022686 |  | Transition Incentive Program | Pennsauken | 8109 | 14 | 7.26 | Residential | No | Behind the Meter | Net-metered residential rooftop and canopy |  | None | Posigen NJ LLC | PSE&G | Accepted | 2020-11-11 | 2020-11-13 | 2021-11-13 | Silfab | SIL330HL | Solar Panels |  | 0.33 | 22 | 33211212302303 | 20 |  | Fixed | Roof
NJSTRE1546022697 |  | Transition Incentive Program | Bridgeton | 8302 | 20 | 7.26 | Residential | No | Behind the Meter | Net-metered residential rooftop and canopy |  | None | Posigen NJ LLC | AC Electric | Accepted | 2020-11-11 | 2020-11-13 | 2021-11-13 | SolarEdge | SE7600H-US | Inverters | 7600 |  | 1 |  |  | 0.99 |  | Outside | within ten feet meter
NJSTRE1546022697 |  | Transition Incentive Program | Bridgeton | 8302 | 20 | 7.26 | Residential | No | Behind the Meter | Net-metered residential rooftop and canopy |  | None | Posigen NJ LLC | AC Electric | Accepted | 2020-11-11 | 2020-11-13 | 2021-11-13 | Silfab | SIL330HL | Solar Panels |  | 0.33 | 22 | 239 | 23 |  | Fixed | Roof
NJSTRE1546022710 |  | Transition Incentive Program | Brick | 8724 | 18 | 6.29 | Residential | No | Behind the Meter | Net-metered residential rooftop and canopy |  | None | Whitman Construction, LLC | JCP&L | Accepted | 2020-11-11 | 2020-11-13 | 2021-11-13 | enphase energy | iq7plus-72-2-us | Inverters | 295 |  | 17 |  |  | 0.975 |  | Outdoor | microinverters located under modules
NJSTRE1546022710 |  | Transition Incentive Program | Brick | 8724 | 18 | 6.29 | Residential | No | Behind the Meter | Net-metered residential rooftop and canopy |  | None | Whitman Construction, LLC | JCP&L | Accepted | 2020-11-11 | 2020-11-13 | 2021-11-13 | SOLARIA POWER | XT 370r pd | Solar Panels |  | 0.37 | 17 | 123 | 20 |  | Fixed | Roof
NJSTRE1546022724 |  | Transition Incentive Program | Middlesed | 8846 | 11 | 8.13 | Residential | No | Behind the Meter | Net-metered residential rooftop and canopy |  | None | SunnyMac LLC | PSE&G | Accepted | 2020-11-11 | 2020-11-13 | 2021-11-13 | Solaredge | SE7600H-US | Inverters | 7600 |  | 1 |  |  | 0.99 |  | Outdoor | Next to Meter
NJSTRE1546022724 |  | Transition Incentive Program | Middlesed | 8846 | 11 | 8.13 | Residential | No | Behind the Meter | Net-metered residential rooftop and canopy |  | None | SunnyMac LLC | PSE&G | Accepted | 2020-11-11 | 2020-11-13 | 2021-11-13 | REC | TwinPeak 2 Mono | Solar Panels |  | 0.325 | 25 | 188 | 18 |  | Fixed | Roof
NJSTRE1546022727 |  | Transition Incentive Program | Lawnside | 8045 | 14 | 5.28 | Residential | No | Behind the Meter | Net-metered residential rooftop and canopy |  | None | Posigen NJ LLC | PSE&G | Accepted | 2020-11-11 | 2020-11-13 | 2021-11-13 | SolarEdge | SE6000H-US | Inverters | 6000 |  | 1 |  |  | 0.99 |  | Outside | within ten feet of meter
NJSTRE1546022727 |  | Transition Incentive Program | Lawnside | 8045 | 14 | 5.28 | Residential | No | Behind the Meter | Net-metered residential rooftop and canopy |  | None | Posigen NJ LLC | PSE&G | Accepted | 2020-11-11 | 2020-11-13 | 2021-11-13 | Silfab | SIL330HL | Solar Panels |  | 0.33 | 16 | 183 | 19 |  | Fixed | Roof
NJSTRE1546022748 |  | Transition Incentive Program | Clayton | 8312 | 15 | 8.32 | Residential | Yes | Behind the Meter | Net-metered residential rooftop and canopy |  | None | Vivint Solar Developer, LLC | AC Electric | Accepted | 2020-11-11 | 2020-11-13 | 2021-11-13 | SolarEdge | SE7600H-US | Inverters | 700 |  | 1 |  |  | 0.992 |  | Outdoor | Near the Utility Meter
NJSTRE1546022748 |  | Transition Incentive Program | Clayton | 8312 | 15 | 8.32 | Residential | Yes | Behind the Meter | Net-metered residential rooftop and canopy |  | None | Vivint Solar Developer, LLC | AC Electric | Accepted | 2020-11-11 | 2020-11-13 | 2021-11-13 | Jinko Solar | JKM320M-60HBL | Solar Panels |  | 0.32 | 17 | 169 | 30 |  | Fixed | Roof
NJSTRE1546022748 |  | Transition Incentive Program | Clayton | 8312 | 15 | 8.32 | Residential | Yes | Behind the Meter | Net-metered residential rooftop and canopy |  | None | Vivint Solar Developer, LLC | AC Electric | Accepted | 2020-11-11 | 2020-11-13 | 2021-11-13 | Jinko Solar | JKM320M-60HBL | Solar Panels |  | 0.32 | 4 | 349 | 30 |  | Fixed | Roof
NJSTRE1546022748 |  | Transition Incentive Program | Clayton | 8312 | 15 | 8.32 | Residential | Yes | Behind the Meter | Net-metered residential rooftop and canopy |  | None | Vivint Solar Developer, LLC | AC Electric | Accepted | 2020-11-11 | 2020-11-13 | 2021-11-13 | Jinko Solar | JKM320M-60HBL | Solar Panels |  | 0.32 | 5 | 349 | 30 |  | Fixed | Roof
NJSTRE1546022762 |  | Transition Incentive Program | Elmer | 8318 | 16 | 9.6 | Residential | No | Behind the Meter | Net-metered residential rooftop and canopy |  | None | Green Power Energy | AC Electric | Accepted | 2020-11-11 | 2020-11-13 | 2021-11-13 | Enphase Energy | IQ7PLUS-72-2-US (240V) | Inverters | 290 |  | 24 |  |  | 0.975 |  | Outside | next to meter
NJSTRE1546022762 |  | Transition Incentive Program | Elmer | 8318 | 16 | 9.6 | Residential | No | Behind the Meter | Net-metered residential rooftop and canopy |  | None | Green Power Energy | AC Electric | Accepted | 2020-11-11 | 2020-11-13 | 2021-11-13 | Axitec | AC-400MH/144S | Solar Panels |  | 0.4 | 24 | 135 | 25 |  | Fixed | Roof
NJSTRE1546022768 |  | Transition Incentive Program | Brant Beach | 8008 | 18 | 10.08 | Residential | No | Behind the Meter | Net-metered residential rooftop and canopy |  | None | Green Power Energy | AC Electric | Accepted | 2020-11-11 | 2020-11-13 | 2021-11-13 | Enphase Energy | IQ7PLUS-72-2-US (240V) | Inverters | 290 |  | 28 |  |  | 0.975 |  | Outside | next to meter
NJSTRE1546022768 |  | Transition Incentive Program | Brant Beach | 8008 | 18 | 10.08 | Residential | No | Behind the Meter | Net-metered residential rooftop and canopy |  | None | Green Power Energy | AC Electric | Accepted | 2020-11-11 | 2020-11-13 | 2021-11-13 | LG Electronics | LG360N1C-N5 | Solar Panels |  | 0.36 | 24 | 209 | 20 |  | Fixed | Roof
NJSTRE1546022768 |  | Transition Incentive Program | Brant Beach | 8008 | 18 | 10.08 | Residential | No | Behind the Meter | Net-metered residential rooftop and canopy |  | None | Green Power Energy | AC Electric | Accepted | 2020-11-11 | 2020-11-13 | 2021-11-13 | LG Electronics | LG360N1C-N5 | Solar Panels |  | 0.36 | 4 | 30 | 20 |  | Fixed | Roof
NJSTRE1546022769 |  | Transition Incentive Program | Franklin TWP SOM | 8873 | 5 | 8.16 | Residential | No | Behind the Meter | Net-metered residential rooftop and canopy |  | None | Tesla Energy Operations Inc. | PSE&G | Accepted | 2020-11-11 | 2020-11-13 | 2021-11-13 | Tesla | AC Powerwall 2.0 | Electric Storage Battery |  |  | 1 |  |  |  | Lithium Ion |  | Outside
NJSTRE1546022769 |  | Transition Incentive Program | Franklin TWP SOM | 8873 | 5 | 8.16 | Residential | No | Behind the Meter | Net-metered residential rooftop and canopy |  | None | Tesla Energy Operations Inc. | PSE&G | Accepted | 2020-11-11 | 2020-11-13 | 2021-11-13 | SolarEdge Technologies | SE7600H-US [240V] | Inverters | 7600 |  | 1 |  |  | 0.99 |  | Outside | Outside
NJSTRE1546022769 |  | Transition Incentive Program | Franklin TWP SOM | 8873 | 5 | 8.16 | Residential | No | Behind the Meter | Net-metered residential rooftop and canopy |  | None | Tesla Energy Operations Inc. | PSE&G | Accepted | 2020-11-11 | 2020-11-13 | 2021-11-13 | Hanwha Q-CELLS | Q.Peak DUO BLK-G6+ 340 | Solar Panels |  | 0.34 | 10 | 131 | 34 |  | Fixed | Roof
NJSTRE1546022769 |  | Transition Incentive Program | Franklin TWP SOM | 8873 | 5 | 8.16 | Residential | No | Behind the Meter | Net-metered residential rooftop and canopy |  | None | Tesla Energy Operations Inc. | PSE&G | Accepted | 2020-11-11 | 2020-11-13 | 2021-11-13 | Hanwha Q-CELLS | Q.Peak DUO BLK-G6+ 340 | Solar Panels |  | 0.34 | 14 | 131 | 34 |  | Fixed | Roof
NJSTRE1546022783 |  | Transition Incentive Program | Edison | 8820 | 11 | 10.4 | Residential | Yes | Behind the Meter | Net-metered residential rooftop and canopy |  | None | Solar Energy World | PSE&G | Accepted | 2020-11-11 | 2020-11-19 | 2021-11-19 | SolarEdge Technologies | SE10000H-USRGM | Inverters | 10000 |  | 1 |  |  | 0.98 |  | Outdoor | Near meter
NJSTRE1546022783 |  | Transition Incentive Program | Edison | 8820 | 11 | 10.4 | Residential | Yes | Behind the Meter | Net-metered residential rooftop and canopy |  | None | Solar Energy World | PSE&G | Accepted | 2020-11-11 | 2020-11-19 | 2021-11-19 | Hanwha | Q.PEAK DUO BLK-G5 315 | Solar Panels |  | 0.315 | 10 | 331 | 30 |  | Fixed | Roof
NJSTRE1546022783 |  | Transition Incentive Program | Edison | 8820 | 11 | 10.4 | Residential | Yes | Behind the Meter | Net-metered residential rooftop and canopy |  | None | Solar Energy World | PSE&G | Accepted | 2020-11-11 | 2020-11-19 | 2021-11-19 | Hanwha | Q.PEAK DUO BLK-G5 315 | Solar Panels |  | 0.315 | 23 | 222 | 40 |  | Fixed | Roof
NJSTRE1546022799 |  | Transition Incentive Program | Franklin Township | 8873 | 5 | 8.99 | Residential | Yes | Behind the Meter | Net-metered residential rooftop and canopy |  | None | Sunrun Installation Services, Inc. | PSE&G | Accepted | 2020-11-11 | 2020-11-17 | 2021-11-17 | Enphase Energy | IQ7-60-x-US (240V) | Inverters | 240 |  | 29 |  |  | 0.96 |  | Outdoor | Rooftop
NJSTRE1546022799 |  | Transition Incentive Program | Franklin Township | 8873 | 5 | 8.99 | Residential | Yes | Behind the Meter | Net-metered residential rooftop and canopy |  | None | Sunrun Installation Services, Inc. | PSE&G | Accepted | 2020-11-11 | 2020-11-17 | 2021-11-17 | LONGi Green Energy Technology Co Ltd | LR6-60HPB-310M | Solar Panels |  | 0.31 | 12 | 295 | 19 |  | Fixed | Roof
NJSTRE1546022799 |  | Transition Incentive Program | Franklin Township | 8873 | 5 | 8.99 | Residential | Yes | Behind the Meter | Net-metered residential rooftop and canopy |  | None | Sunrun Installation Services, Inc. | PSE&G | Accepted | 2020-11-11 | 2020-11-17 | 2021-11-17 | LONGi Green Energy Technology Co Ltd | LR6-60HPB-310M | Solar Panels |  | 0.31 | 17 | 115 | 18 |  | Fixed | Roof
NJSTRE1546022823 |  | Transition Incentive Program | Westfield Town | 07090-2621 |  | 10.85 | Residential | No | Behind the Meter | Net-metered residential rooftop and canopy |  | None | Sundial Solar Innovations | PSE&G | Accepted | 2020-11-13 | 2020-11-13 | 2021-11-13 | Enphase | IQ7+ | Inverters | 0.29 |  | 31 |  |  | 0.92 |  | Outdoor | roof
NJSTRE1546022823 |  | Transition Incentive Program | Westfield Town | 07090-2621 |  | 10.85 | Residential | No | Behind the Meter | Net-metered residential rooftop and canopy |  | None | Sundial Solar Innovations | PSE&G | Accepted | 2020-11-13 | 2020-11-13 | 2021-11-13 | LG | LG350 | Solar Panels |  | 0.35 | 17 | 13 | 30 |  | Fixed | Roof | outside
NJSTRE1546022823 |  | Transition Incentive Program | Westfield Town | 07090-2621 |  | 10.85 | Residential | No | Behind the Meter | Net-metered residential rooftop and canopy |  | None | Sundial Solar Innovations | PSE&G | Accepted | 2020-11-13 | 2020-11-13 | 2021-11-13 | LG | LG350 | Solar Panels |  | 0.35 | 14 | 305 | 30 |  | Fixed | Roof | outside
NJSTRE1546022826 |  | Transition Incentive Program | Millville | 8332 | 20 | 13.74 | Residential | Yes | Behind the Meter | Net-metered residential rooftop and canopy |  | None | Vision Solar LLC | AC Electric | Accepted | 2020-11-11 | 2020-11-13 | 2021-11-13 | ENPHASE | IQ7-60-2-US | Inverters | 0.24 |  | 41 |  |  | 0.96 |  | Other | BEHIND EACH PANEL
NJSTRE1546022826 |  | Transition Incentive Program | Millville | 8332 | 20 | 13.74 | Residential | Yes | Behind the Meter | Net-metered residential rooftop and canopy |  | None | Vision Solar LLC | AC Electric | Accepted | 2020-11-11 | 2020-11-13 | 2021-11-13 | HANWHA Q-CELLS | Q.PEAK DUO BLK-G6+ 335 | Solar Panels |  | 0.335 | 6 | 70 | 27 |  | Fixed | Roof
NJSTRE1546022826 |  | Transition Incentive Program | Millville | 8332 | 20 | 13.74 | Residential | Yes | Behind the Meter | Net-metered residential rooftop and canopy |  | None | Vision Solar LLC | AC Electric | Accepted | 2020-11-11 | 2020-11-13 | 2021-11-13 | HANWHA Q-CELLS | Q.PEAK DUO BLK-G6+ 335 | Solar Panels |  | 0.335 | 16 | 160 | 28 |  | Fixed | Roof
NJSTRE1546022826 |  | Transition Incentive Program | Millville | 8332 | 20 | 13.74 | Residential | Yes | Behind the Meter | Net-metered residential rooftop and canopy |  | None | Vision Solar LLC | AC Electric | Accepted | 2020-11-11 | 2020-11-13 | 2021-11-13 | HANWHA Q-CELLS | Q.PEAK DUO BLK-G6+ 335 | Solar Panels |  | 0.335 | 19 | 250 | 27 |  | Fixed | Roof
NJSTRE1546022837 |  | Transition Incentive Program | Devonshire | 8215 | 19 | 18.48 | Residential | Yes | Behind the Meter | Net-metered residential rooftop and canopy |  | None | Tesla Energy Operations Inc. | AC Electric | Accepted | 2020-11-11 | 2020-11-13 | 2021-11-13 | Tesla | AC Powerwall 2.0 | Electric Storage Battery |  |  | 4 |  |  |  | Lithium Ion |  | Outside
NJSTRE1546022837 |  | Transition Incentive Program | Devonshire | 8215 | 19 | 18.48 | Residential | Yes | Behind the Meter | Net-metered residential rooftop and canopy |  | None | Tesla Energy Operations Inc. | AC Electric | Accepted | 2020-11-11 | 2020-11-13 | 2021-11-13 | Delta Electronics | M8-TL-US [240V] | Inverters | 7680 |  | 2 |  |  | 0.975 |  | Outside | Outside
NJSTRE1546022837 |  | Transition Incentive Program | Devonshire | 8215 | 19 | 18.48 | Residential | Yes | Behind the Meter | Net-metered residential rooftop and canopy |  | None | Tesla Energy Operations Inc. | AC Electric | Accepted | 2020-11-11 | 2020-11-13 | 2021-11-13 | Tesla | SR60T1 | Solar Panels |  | 0.05847 | 164 | 106 | 23 |  | Fixed | Roof
NJSTRE1546022837 |  | Transition Incentive Program | Devonshire | 8215 | 19 | 18.48 | Residential | Yes | Behind the Meter | Net-metered residential rooftop and canopy |  | None | Tesla Energy Operations Inc. | AC Electric | Accepted | 2020-11-11 | 2020-11-13 | 2021-11-13 | Tesla | SR60T1 | Solar Panels |  | 0.05847 | 152 | 285 | 23 |  | Fixed | Roof
NJSTRE1546022859 |  | Transition Incentive Program | Dumont | 7628 | 7 | 12.25 | Residential | No | Behind the Meter | Net-metered residential rooftop and canopy |  | None | GenRenew, LLC | PSE&G | Accepted | 2020-12-11 | 2020-12-11 | 2021-12-11 | Solar Edge | SE10000H-US | Meters |  |  | 1 |  |  |  | Yes | Outdoor
NJSTRE1546022859 |  | Transition Incentive Program | Dumont | 7628 | 7 | 12.25 | Residential | No | Behind the Meter | Net-metered residential rooftop and canopy |  | None | GenRenew, LLC | PSE&G | Accepted | 2020-12-11 | 2020-12-11 | 2021-12-11 | SOLAREDGE | SE10000H-US | Inverters | 10000 |  | 1 |  |  | 0.96 |  | Outdoor | next to meter
NJSTRE1546022859 |  | Transition Incentive Program | Dumont | 7628 | 7 | 12.25 | Residential | No | Behind the Meter | Net-metered residential rooftop and canopy |  | None | GenRenew, LLC | PSE&G | Accepted | 2020-12-11 | 2020-12-11 | 2021-12-11 | LG | LG-350-VS | Solar Panels |  | 0.35 | 6 | 95 | 23 |  | Fixed | Roof
NJSTRE1546022859 |  | Transition Incentive Program | Dumont | 7628 | 7 | 12.25 | Residential | No | Behind the Meter | Net-metered residential rooftop and canopy |  | None | GenRenew, LLC | PSE&G | Accepted | 2020-12-11 | 2020-12-11 | 2021-12-11 | LG | LG-350-VS | Solar Panels |  | 0.35 | 8 | 95 | 18 |  | Fixed | Roof
NJSTRE1546022859 |  | Transition Incentive Program | Dumont | 7628 | 7 | 12.25 | Residential | No | Behind the Meter | Net-metered residential rooftop and canopy |  | None | GenRenew, LLC | PSE&G | Accepted | 2020-12-11 | 2020-12-11 | 2021-12-11 | LG | LG-350-VS | Solar Panels |  | 0.35 | 9 | 275 | 18 |  | Fixed | Roof
NJSTRE1546022859 |  | Transition Incentive Program | Dumont | 7628 | 7 | 12.25 | Residential | No | Behind the Meter | Net-metered residential rooftop and canopy |  | None | GenRenew, LLC | PSE&G | Accepted | 2020-12-11 | 2020-12-11 | 2021-12-11 | LG | LG-350-VS | Solar Panels |  | 0.35 | 6 | 275 | 23 |  | Fixed | Roof
NJSTRE1546022859 |  | Transition Incentive Program | Dumont | 7628 | 7 | 12.25 | Residential | No | Behind the Meter | Net-metered residential rooftop and canopy |  | None | GenRenew, LLC | PSE&G | Accepted | 2020-12-11 | 2020-12-11 | 2021-12-11 | LG | LG-350-VS | Solar Panels |  | 0.35 | 6 | 5 | 23 |  | Fixed | Roof
NJSTRE1546022867 |  | Transition Incentive Program | Roselle Park | 7204 | 10 | 3.74 | Residential | No | Behind the Meter | Net-metered residential rooftop and canopy |  | None | Trinity Solar | PSE&G | Accepted | 2020-11-11 | 2020-11-13 | 2021-11-13 | Solar Edge | SE3000H-US | Inverters | 3000 |  | 1 |  |  | 0.97 |  | Outside | side of home
NJSTRE1546022867 |  | Transition Incentive Program | Roselle Park | 7204 | 10 | 3.74 | Residential | No | Behind the Meter | Net-metered residential rooftop and canopy |  | None | Trinity Solar | PSE&G | Accepted | 2020-11-11 | 2020-11-13 | 2021-11-13 | Hanwha 340 | Q.PEAK DUO BLK-G6 340 | Solar Panels |  | 0.34 | 8 | 246 | 45 |  | Fixed | Roof
NJSTRE1546022867 |  | Transition Incentive Program | Roselle Park | 7204 | 10 | 3.74 | Residential | No | Behind the Meter | Net-metered residential rooftop and canopy |  | None | Trinity Solar | PSE&G | Accepted | 2020-11-11 | 2020-11-13 | 2021-11-13 | Hanwha 340 | Q.PEAK DUO BLK-G6 340 | Solar Panels |  | 0.34 | 3 | 246 | 14 |  | Fixed | Roof
NJSTRE1546022889 |  | Transition Incentive Program | Teaneck | 7666 | 7 | 6.56 | Residential | No | Behind the Meter | Net-metered residential rooftop and canopy |  | None | SunPower Corporation, Systems | PSE&G | Accepted | 2020-11-11 | 2020-11-13 | 2021-11-13 | SunPower | SPR-A410-G-AC | Inverters | 349 |  | 16 |  |  | 0.97 |  | Other | under each panel
NJSTRE1546022889 |  | Transition Incentive Program | Teaneck | 7666 | 7 | 6.56 | Residential | No | Behind the Meter | Net-metered residential rooftop and canopy |  | None | SunPower Corporation, Systems | PSE&G | Accepted | 2020-11-11 | 2020-11-13 | 2021-11-13 | SunPower | SPR-A410-G-AC | Solar Panels |  | 0.41 | 2 | 115 | 25 |  | Fixed | Roof
NJSTRE1546022889 |  | Transition Incentive Program | Teaneck | 7666 | 7 | 6.56 | Residential | No | Behind the Meter | Net-metered residential rooftop and canopy |  | None | SunPower Corporation, Systems | PSE&G | Accepted | 2020-11-11 | 2020-11-13 | 2021-11-13 | SunPower | SPR-A410-G-AC | Solar Panels |  | 0.41 | 6 | 295 | 25 |  | Fixed | Roof
NJSTRE1546022889 |  | Transition Incentive Program | Teaneck | 7666 | 7 | 6.56 | Residential | No | Behind the Meter | Net-metered residential rooftop and canopy |  | None | SunPower Corporation, Systems | PSE&G | Accepted | 2020-11-11 | 2020-11-13 | 2021-11-13 | SunPower | SPR-A410-G-AC | Solar Panels |  | 0.41 | 8 | 115 | 25 |  | Fixed | Roof
NJSTRE1546022890 |  | Transition Incentive Program | Washington Twp Mercer County | 8691 | 12 | 11.45 | Residential | Yes | Behind the Meter | Net-metered residential rooftop and canopy |  | None | Seabright Solar | PSE&G | Accepted | 2020-11-11 | 2020-11-13 | 2021-11-13 | Enphase | IQ7XS-96-ACM-US | Inverters | 0.315 |  | 35 |  |  | 0.99 |  | Outside | Roof
NJSTRE1546022890 |  | Transition Incentive Program | Washington Twp Mercer County | 8691 | 12 | 11.45 | Residential | Yes | Behind the Meter | Net-metered residential rooftop and canopy |  | None | Seabright Solar | PSE&G | Accepted | 2020-11-11 | 2020-11-13 | 2021-11-13 | Sunpower | SPR-E20-327 | Solar Panels |  | 0.327 | 6 | 115 | 30 |  | Fixed | Roof
NJSTRE1546022890 |  | Transition Incentive Program | Washington Twp Mercer County | 8691 | 12 | 11.45 | Residential | Yes | Behind the Meter | Net-metered residential rooftop and canopy |  | None | Seabright Solar | PSE&G | Accepted | 2020-11-11 | 2020-11-13 | 2021-11-13 | Sunpower | SPR-E20-327 | Solar Panels |  | 0.327 | 29 | 295 | 30 |  | Fixed | Roof
NJSTRE1546022893 |  | Transition Incentive Program | Hazlet | 7730 | 17 | 7.82 | Residential | No | Behind the Meter | Net-metered residential rooftop and canopy |  | None | Public Service Solar | AC Electric | Accepted | 2020-11-12 | 2020-11-13 | 2021-11-13 | Enphase | IQ7+ | Inverters | 0.29 |  | 23 |  |  | 0.96 |  | Outdoor | under panels
NJSTRE1546022893 |  | Transition Incentive Program | Hazlet | 7730 | 17 | 7.82 | Residential | No | Behind the Meter | Net-metered residential rooftop and canopy |  | None | Public Service Solar | AC Electric | Accepted | 2020-11-12 | 2020-11-13 | 2021-11-13 | LG | N1K-L5 | Solar Panels |  | 0.34 | 13 | 188 | 18 |  | Fixed | Roof
NJSTRE1546022893 |  | Transition Incentive Program | Hazlet | 7730 | 17 | 7.82 | Residential | No | Behind the Meter | Net-metered residential rooftop and canopy |  | None | Public Service Solar | AC Electric | Accepted | 2020-11-12 | 2020-11-13 | 2021-11-13 | LG | N1K-L5 | Solar Panels |  | 0.34 | 10 | 98 | 18 |  | Fixed | Roof
NJSTRE1546022896 |  | Transition Incentive Program | Willingboro | 8046 | 13 | 8.96 | Residential | No | Behind the Meter | Net-metered residential rooftop and canopy |  | None | Solar Mite Solutions | PSE&G | Accepted | 2020-11-11 | 2020-11-16 | 2021-11-16 | Enphase | IQ7-60-2-US | Inverters | 0.24 |  | 28 |  |  | 0.98 |  | Outdoor | Under Solar Modules
NJSTRE1546022896 |  | Transition Incentive Program | Willingboro | 8046 | 13 | 8.96 | Residential | No | Behind the Meter | Net-metered residential rooftop and canopy |  | None | Solar Mite Solutions | PSE&G | Accepted | 2020-11-11 | 2020-11-16 | 2021-11-16 | Hanwha | PEAK DUO BLK-G5 | Solar Panels |  | 0.32 | 15 | 107 | 18 |  | Fixed | Roof | Array
NJSTRE1546022896 |  | Transition Incentive Program | Willingboro | 8046 | 13 | 8.96 | Residential | No | Behind the Meter | Net-metered residential rooftop and canopy |  | None | Solar Mite Solutions | PSE&G | Accepted | 2020-11-11 | 2020-11-16 | 2021-11-16 | Hanwha | Q.PEAK DUO BLK-G5 | Solar Panels |  | 0.32 | 13 | 197 | 18 |  | Fixed | Roof | Array 2
NJSTRE1546022897 |  | Transition Incentive Program | Edison | 8817 | 11 | 4.88 | Residential | Yes | Behind the Meter | Net-metered residential rooftop and canopy |  | None | Sunrun Installation Services, Inc. | PSE&G | Accepted | 2020-11-11 | 2020-11-19 | 2021-11-19 | Enphase Energy | IQ7-60-x-US (240V) | Inverters | 240 |  | 16 |  |  | 0.96 |  | Outdoor | Rooftop
NJSTRE1546022897 |  | Transition Incentive Program | Edison | 8817 | 11 | 4.88 | Residential | Yes | Behind the Meter | Net-metered residential rooftop and canopy |  | None | Sunrun Installation Services, Inc. | PSE&G | Accepted | 2020-11-11 | 2020-11-19 | 2021-11-19 | LONGi Green Energy Technology Co Ltd | LR6-60HPB-305M | Solar Panels |  | 0.305 | 8 | 74 | 39 |  | Fixed | Roof
NJSTRE1546022897 |  | Transition Incentive Program | Edison | 8817 | 11 | 4.88 | Residential | Yes | Behind the Meter | Net-metered residential rooftop and canopy |  | None | Sunrun Installation Services, Inc. | PSE&G | Accepted | 2020-11-11 | 2020-11-19 | 2021-11-19 | LONGi Green Energy Technology Co Ltd | LR6-60HPB-305M | Solar Panels |  | 0.305 | 8 | 254 | 39 |  | Fixed | Roof
NJSTRE1546022899 |  | Transition Incentive Program | Union | 7083 | 10 | 4.55 | Residential | No | Behind the Meter | Net-metered residential rooftop and canopy |  | None | EMT Renewables | PSE&G | Accepted | 2020-11-11 | 2020-11-13 | 2021-11-13 | Enphase | IQ7-60-2-US | Inverters | 240 |  | 14 |  |  | 0.97 |  | Outside | under panels
NJSTRE1546022899 |  | Transition Incentive Program | Union | 7083 | 10 | 4.55 | Residential | No | Behind the Meter | Net-metered residential rooftop and canopy |  | None | EMT Renewables | PSE&G | Accepted | 2020-11-11 | 2020-11-13 | 2021-11-13 | Trina | TSM-325-DD06M.05 (II) | Solar Panels |  | 0.325 | 14 | 169 | 30 |  | Fixed | Roof
NJSTRE1546022903 |  | Transition Incentive Program | Lumberton | 8048 | 13 | 9.43 | Residential | Yes | Behind the Meter | Net-metered residential rooftop and canopy |  | None | SunnyMac LLC | PSE&G | Accepted | 2020-11-11 | 2020-11-13 | 2021-11-13 | Solaredge | SE7600H-US | Inverters | 7600 |  | 1 |  |  | 0.99 |  | Outdoor | Next to Meter
NJSTRE1546022903 |  | Transition Incentive Program | Lumberton | 8048 | 13 | 9.43 | Residential | Yes | Behind the Meter | Net-metered residential rooftop and canopy |  | None | SunnyMac LLC | PSE&G | Accepted | 2020-11-11 | 2020-11-13 | 2021-11-13 | REC | TwinPeak 2 Mono | Solar Panels |  | 0.325 | 15 | 217 | 28 |  | Fixed | Roof
NJSTRE1546022903 |  | Transition Incentive Program | Lumberton | 8048 | 13 | 9.43 | Residential | Yes | Behind the Meter | Net-metered residential rooftop and canopy |  | None | SunnyMac LLC | PSE&G | Accepted | 2020-11-11 | 2020-11-13 | 2021-11-13 | REC | TwinPeak 2 Mono | Solar Panels |  | 0.325 | 14 | 217 | 30 |  | Fixed | Roof
NJSTRE1546022908 |  | Transition Incentive Program | BRANT BEACH | 8008 | 18 | 6.3 | Residential | No | Behind the Meter | Net-metered residential rooftop and canopy |  | None | Sundial Solar Innovations | AC Electric | Accepted | 2020-11-11 | 2020-11-13 | 2021-11-13 | Enphase | 1Q7+ | Inverters | 0.29 |  | 18 |  |  | 0.92 |  | Outside | roof
NJSTRE1546022908 |  | Transition Incentive Program | BRANT BEACH | 8008 | 18 | 6.3 | Residential | No | Behind the Meter | Net-metered residential rooftop and canopy |  | None | Sundial Solar Innovations | AC Electric | Accepted | 2020-11-11 | 2020-11-13 | 2021-11-13 | LG | LG350 | Solar Panels |  | 0.35 | 6 | 210 | 25 |  | Fixed | Roof | outside
NJSTRE1546022908 |  | Transition Incentive Program | BRANT BEACH | 8008 | 18 | 6.3 | Residential | No | Behind the Meter | Net-metered residential rooftop and canopy |  | None | Sundial Solar Innovations | AC Electric | Accepted | 2020-11-11 | 2020-11-13 | 2021-11-13 | LG | LG350 | Solar Panels |  | 0.35 | 12 | 300 | 25 |  | Fixed | Roof | outside
NJSTRE1546022962 |  | Transition Incentive Program | Mount Laurel Township | 8054 | 13 | 13.94 | Residential | No | Behind the Meter | Net-metered residential rooftop and canopy |  | None | Seabright Solar | PSE&G | Accepted | 2020-11-11 | 2020-11-13 | 2021-11-13 | Enphase | IQ7XS-96-ACM-US | Inverters | 0.315 |  | 34 |  |  | 0.99 |  | Outside | Roof
NJSTRE1546022962 |  | Transition Incentive Program | Mount Laurel Township | 8054 | 13 | 13.94 | Residential | No | Behind the Meter | Net-metered residential rooftop and canopy |  | None | Seabright Solar | PSE&G | Accepted | 2020-11-11 | 2020-11-13 | 2021-11-13 | Sunpower | SPR-A-410 | Solar Panels |  | 0.41 | 6 | 202 | 23 |  | Fixed | Roof
NJSTRE1546022962 |  | Transition Incentive Program | Mount Laurel Township | 8054 | 13 | 13.94 | Residential | No | Behind the Meter | Net-metered residential rooftop and canopy |  | None | Seabright Solar | PSE&G | Accepted | 2020-11-11 | 2020-11-13 | 2021-11-13 | Sunpower | SPR-A-410 | Solar Panels |  | 0.41 | 15 | 292 | 23 |  | Fixed | Roof
NJSTRE1546022962 |  | Transition Incentive Program | Mount Laurel Township | 8054 | 13 | 13.94 | Residential | No | Behind the Meter | Net-metered residential rooftop and canopy |  | None | Seabright Solar | PSE&G | Accepted | 2020-11-11 | 2020-11-13 | 2021-11-13 | Sunpower | SPR-A-410 | Solar Panels |  | 0.41 | 13 | 112 | 23 |  | Fixed | Roof
NJSTRE1546022967 |  | Transition Incentive Program | Monmouth Beach | 7750 | 17 | 6.41 | Residential | Yes | Behind the Meter | Net-metered residential rooftop and canopy |  | None | Sunrun Installation Services, Inc. | JCP&L | Accepted | 2020-11-11 | 2020-11-18 | 2021-11-18 | LG Chem | RESU 10H SEG | Electric Storage Battery |  |  | 1 |  |  |  | Lithium Ion |  | outside
NJSTRE1546022967 |  | Transition Incentive Program | Monmouth Beach | 7750 | 17 | 6.41 | Residential | Yes | Behind the Meter | Net-metered residential rooftop and canopy |  | None | Sunrun Installation Services, Inc. | JCP&L | Accepted | 2020-11-11 | 2020-11-18 | 2021-11-18 | Delta Electronics | E6-TL-US | Inverters | 5760 |  | 1 |  |  | 0.96 |  | Outdoor | Next To Meter
NJSTRE1546022967 |  | Transition Incentive Program | Monmouth Beach | 7750 | 17 | 6.41 | Residential | Yes | Behind the Meter | Net-metered residential rooftop and canopy |  | None | Sunrun Installation Services, Inc. | JCP&L | Accepted | 2020-11-11 | 2020-11-18 | 2021-11-18 | LONGi Green Energy Technology Co Ltd | LR6-60HPB-305M | Solar Panels |  | 0.305 | 21 | 256 | 24 |  | Fixed | Roof
NJSTRE1546022991 |  | Transition Incentive Program | Trenton | 8610 | 12 | 15.68 | Residential | No | Behind the Meter | Net-metered residential rooftop and canopy |  | None | Solar Mite Solutions | PSE&G | Accepted | 2020-11-11 | 2020-11-16 | 2021-11-16 | Enphase Energy | IQ7-602-2 | Inverters | 0.24 |  | 49 |  |  | 0.98 |  | Outdoor | Under Solar Modules
NJSTRE1546022991 |  | Transition Incentive Program | Trenton | 8610 | 12 | 15.68 | Residential | No | Behind the Meter | Net-metered residential rooftop and canopy |  | None | Solar Mite Solutions | PSE&G | Accepted | 2020-11-11 | 2020-11-16 | 2021-11-16 | Hanwha | Q.PEAK DUO BLK-G5 | Solar Panels |  | 0.32 | 21 | 35 | 30 |  | Fixed | Roof | Array 3
NJSTRE1546022991 |  | Transition Incentive Program | Trenton | 8610 | 12 | 15.68 | Residential | No | Behind the Meter | Net-metered residential rooftop and canopy |  | None | Solar Mite Solutions | PSE&G | Accepted | 2020-11-11 | 2020-11-16 | 2021-11-16 | Hanwha | Q.PEAK DUO BLK-G5 | Solar Panels |  | 0.32 | 3 | 215 | 30 |  | Fixed | Roof | Array 2
NJSTRE1546022991 |  | Transition Incentive Program | Trenton | 8610 | 12 | 15.68 | Residential | No | Behind the Meter | Net-metered residential rooftop and canopy |  | None | Solar Mite Solutions | PSE&G | Accepted | 2020-11-11 | 2020-11-16 | 2021-11-16 | Hanwha Q Cells | Q.PEAK DUO BLK-G5 | Solar Panels |  | 0.32 | 25 | 215 | 30 |  | Fixed | Roof | Array1
NJSTRE1546022995 |  | Transition Incentive Program | Flemington | 8822 | 4 | 16.92 | Residential | No | Behind the Meter | Net-metered residential rooftop and canopy |  | None | SunnyMac LLC | JCP&L | Accepted | 2020-11-11 | 2020-11-13 | 2021-11-13 | REC | 360AA-BlK | Solar Panels |  | 0.36 | 24 | 173 | 23 |  | Fixed | Roof
NJSTRE1546022995 |  | Transition Incentive Program | Flemington | 8822 | 4 | 16.92 | Residential | No | Behind the Meter | Net-metered residential rooftop and canopy |  | None | SunnyMac LLC | JCP&L | Accepted | 2020-11-11 | 2020-11-13 | 2021-11-13 | REC | 360AA-Blk | Solar Panels |  | 0.36 | 11 | 173 | 23 |  | Fixed | Roof
NJSTRE1546022995 |  | Transition Incentive Program | Flemington | 8822 | 4 | 16.92 | Residential | No | Behind the Meter | Net-metered residential rooftop and canopy |  | None | SunnyMac LLC | JCP&L | Accepted | 2020-11-11 | 2020-11-13 | 2021-11-13 | REC | 360AA-Blk | Solar Panels |  | 0.36 | 12 | 173 | 23 |  | Fixed | Roof
NJSTRE1546022997 |  | Transition Incentive Program | New Gretna | 8221 | 19 | 18.98 | Residential | No | Behind the Meter | Net-metered residential rooftop and canopy |  | None | Bright Planet Solar | AC Electric | Accepted | 2020-11-11 | 2020-11-16 | 2021-11-16 | SOLAR EDGE | SE7600H-USRGM | Inverters | 7600 |  | 2 |  |  | 0.98 |  | Outdoor | OUTSIDE
NJSTRE1546022997 |  | Transition Incentive Program | New Gretna | 8221 | 19 | 18.98 | Residential | No | Behind the Meter | Net-metered residential rooftop and canopy |  | None | Bright Planet Solar | AC Electric | Accepted | 2020-11-11 | 2020-11-16 | 2021-11-16 | LG | LG345N1C-V5 | Solar Panels |  | 0.345 | 5 | 180 | 36 |  | Fixed | Roof
NJSTRE1546022997 |  | Transition Incentive Program | New Gretna | 8221 | 19 | 18.98 | Residential | No | Behind the Meter | Net-metered residential rooftop and canopy |  | None | Bright Planet Solar | AC Electric | Accepted | 2020-11-11 | 2020-11-16 | 2021-11-16 | LG | LG345N1C-V5 | Solar Panels |  | 0.345 | 20 | 180 | 36 |  | Fixed | Roof
NJSTRE1546022997 |  | Transition Incentive Program | New Gretna | 8221 | 19 | 18.98 | Residential | No | Behind the Meter | Net-metered residential rooftop and canopy |  | None | Bright Planet Solar | AC Electric | Accepted | 2020-11-11 | 2020-11-16 | 2021-11-16 | LG | LG345N1C-V5 | Solar Panels |  | 0.345 | 6 | 180 | 36 |  | Fixed | Roof
NJSTRE1546022997 |  | Transition Incentive Program | New Gretna | 8221 | 19 | 18.98 | Residential | No | Behind the Meter | Net-metered residential rooftop and canopy |  | None | Bright Planet Solar | AC Electric | Accepted | 2020-11-11 | 2020-11-16 | 2021-11-16 | LG | LG345N1C-V5 | Solar Panels |  | 0.345 | 6 | 90 | 36 |  | Fixed | Roof
NJSTRE1546022997 |  | Transition Incentive Program | New Gretna | 8221 | 19 | 18.98 | Residential | No | Behind the Meter | Net-metered residential rooftop and canopy |  | None | Bright Planet Solar | AC Electric | Accepted | 2020-11-11 | 2020-11-16 | 2021-11-16 | LG | LG345N1C-V5 | Solar Panels |  | 0.345 | 18 | 90 | 36 |  | Fixed | Roof
NJSTRE1546022998 |  | Transition Incentive Program | Millville | 8332 | 20 | 4.91 | Residential | Yes | Behind the Meter | Net-metered residential rooftop and canopy |  | None | SunPower Corporation, Systems | AC Electric | Accepted | 2020-11-11 | 2020-11-13 | 2021-11-13 | SunPower | SPR-E20-327-E-AC | Inverters | 320 |  | 15 |  |  | 0.96 |  | Other | under each panel
NJSTRE1546022998 |  | Transition Incentive Program | Millville | 8332 | 20 | 4.91 | Residential | Yes | Behind the Meter | Net-metered residential rooftop and canopy |  | None | SunPower Corporation, Systems | AC Electric | Accepted | 2020-11-11 | 2020-11-13 | 2021-11-13 | SunPower | SPR-E20-327-E-AC | Solar Panels |  | 0.327 | 2 | 91 | 23 |  | Fixed | Roof
NJSTRE1546022998 |  | Transition Incentive Program | Millville | 8332 | 20 | 4.91 | Residential | Yes | Behind the Meter | Net-metered residential rooftop and canopy |  | None | SunPower Corporation, Systems | AC Electric | Accepted | 2020-11-11 | 2020-11-13 | 2021-11-13 | SunPower | SPR-E20-327-E-AC | Solar Panels |  | 0.327 | 5 | 1 | 23 |  | Fixed | Roof
NJSTRE1546022998 |  | Transition Incentive Program | Millville | 8332 | 20 | 4.91 | Residential | Yes | Behind the Meter | Net-metered residential rooftop and canopy |  | None | SunPower Corporation, Systems | AC Electric | Accepted | 2020-11-11 | 2020-11-13 | 2021-11-13 | SunPower | SPR-E20-327-E-AC | Solar Panels |  | 0.327 | 8 | 181 | 23 |  | Fixed | Roof
NJSTRE1546022999 |  | Transition Incentive Program | Rockaway | 7866 | 3 | 4.58 | Residential | Yes | Behind the Meter | Net-metered residential rooftop and canopy |  | None | Sunrun Installation Services, Inc. | JCP&L | Accepted | 2020-11-11 | 2020-11-17 | 2021-11-17 | Enphase Energy | IQ7-60-x-US (240V) | Inverters | 240 |  | 15 |  |  | 0.96 |  | Outdoor | Rooftop
NJSTRE1546022999 |  | Transition Incentive Program | Rockaway | 7866 | 3 | 4.58 | Residential | Yes | Behind the Meter | Net-metered residential rooftop and canopy |  | None | Sunrun Installation Services, Inc. | JCP&L | Accepted | 2020-11-11 | 2020-11-17 | 2021-11-17 | LONGi Green Energy Technology Co Ltd | LR6-60HPB-305M | Solar Panels |  | 0.305 | 15 | 139 | 20 |  | Fixed | Roof
NJSTRE1546023003 |  | Transition Incentive Program | Flemington | 8822 | 4 | 9.52 | Residential | Yes | Behind the Meter | Net-metered residential rooftop and canopy |  | None | Tesla Energy Operations Inc. | JCP&L | Accepted | 2020-11-11 | 2020-11-13 | 2021-11-13 | Tesla | AC Powerwall 2.0 | Electric Storage Battery |  |  | 2 |  |  |  | Lithium Ion |  | Inside
NJSTRE1546023003 |  | Transition Incentive Program | Flemington | 8822 | 4 | 9.52 | Residential | Yes | Behind the Meter | Net-metered residential rooftop and canopy |  | None | Tesla Energy Operations Inc. | JCP&L | Accepted | 2020-11-11 | 2020-11-13 | 2021-11-13 | SolarEdge Technologies | SE7600H-US [240V] | Inverters | 7600 |  | 1 |  |  | 0.99 |  | Indoor | Inside
NJSTRE1546023003 |  | Transition Incentive Program | Flemington | 8822 | 4 | 9.52 | Residential | Yes | Behind the Meter | Net-metered residential rooftop and canopy |  | None | Tesla Energy Operations Inc. | JCP&L | Accepted | 2020-11-11 | 2020-11-13 | 2021-11-13 | Hanwha Q-CELLS | Q.Peak DUO BLK-G6+ 340 | Solar Panels |  | 0.34 | 8 | 48 | 22 |  | Fixed | Roof
NJSTRE1546023003 |  | Transition Incentive Program | Flemington | 8822 | 4 | 9.52 | Residential | Yes | Behind the Meter | Net-metered residential rooftop and canopy |  | None | Tesla Energy Operations Inc. | JCP&L | Accepted | 2020-11-11 | 2020-11-13 | 2021-11-13 | Hanwha Q-CELLS | Q.Peak DUO BLK-G6+ 340 | Solar Panels |  | 0.34 | 20 | 228 | 20 |  | Fixed | Roof
NJSTRE1546023009 |  | Transition Incentive Program | Wayne | 7470 | 6 | 11.84 | Residential | No | Behind the Meter | Net-metered residential rooftop and canopy |  | None | GenRenew, LLC | JCP&L | Accepted | 2020-12-11 | 2020-12-11 | 2021-12-11 | ENPHASE | ENVOY | Meters |  |  | 1 |  |  |  | Yes | Outdoor
NJSTRE1546023009 |  | Transition Incentive Program | Wayne | 7470 | 6 | 11.84 | Residential | No | Behind the Meter | Net-metered residential rooftop and canopy |  | None | GenRenew, LLC | JCP&L | Accepted | 2020-12-11 | 2020-12-11 | 2021-12-11 | Enphase | IQ7-60-2-US | Inverters | 320 |  | 37 |  |  | 0.975 |  | Outdoor | UNDER MODULE
NJSTRE1546023009 |  | Transition Incentive Program | Wayne | 7470 | 6 | 11.84 | Residential | No | Behind the Meter | Net-metered residential rooftop and canopy |  | None | GenRenew, LLC | JCP&L | Accepted | 2020-12-11 | 2020-12-11 | 2021-12-11 | Hanwha | Q Peak Dou BLK-G5-320 | Solar Panels |  | 0.32 | 8 | 151 | 37 |  | Fixed | Roof
NJSTRE1546023009 |  | Transition Incentive Program | Wayne | 7470 | 6 | 11.84 | Residential | No | Behind the Meter | Net-metered residential rooftop and canopy |  | None | GenRenew, LLC | JCP&L | Accepted | 2020-12-11 | 2020-12-11 | 2021-12-11 | Hanwha | Q Peak Dou BLK-g5-320 | Solar Panels |  | 0.32 | 29 | 151 | 37 |  | Fixed | Roof
NJSTRE1546023023 |  | Transition Incentive Program | Cherry hill | 8002 | 14 | 7.82 | Residential | No | Behind the Meter | Net-metered residential rooftop and canopy |  | None | Vision Solar LLC | PSE&G | Accepted | 2020-11-11 | 2020-11-13 | 2021-11-13 | ENPHASE | IQ7-60-2-US | Inverters | 0.24 |  | 23 |  |  | 0.96 |  | Other | behind each panel
NJSTRE1546023023 |  | Transition Incentive Program | Cherry hill | 8002 | 14 | 7.82 | Residential | No | Behind the Meter | Net-metered residential rooftop and canopy |  | None | Vision Solar LLC | PSE&G | Accepted | 2020-11-11 | 2020-11-13 | 2021-11-13 | HANWHA Q-CELLS | Q.PEAK DUO BLK-G6+ 340 | Solar Panels |  | 0.34 | 18 | 224 | 25 |  | Fixed | Roof
NJSTRE1546023023 |  | Transition Incentive Program | Cherry hill | 8002 | 14 | 7.82 | Residential | No | Behind the Meter | Net-metered residential rooftop and canopy |  | None | Vision Solar LLC | PSE&G | Accepted | 2020-11-11 | 2020-11-13 | 2021-11-13 | HANWHA Q-CELLS | Q.PEAK DUO BLK-G6+ 340 | Solar Panels |  | 0.34 | 5 | 225 | 25 |  | Fixed | Roof
NJSTRE1546023027 |  | Transition Incentive Program | Highland Park | 8904 | 11 | 11.12 | Residential | Yes | Behind the Meter | Net-metered residential rooftop and canopy |  | None | Fusion Solar Energy LLC | PSE&G | Accepted | 2020-11-11 | 2020-11-17 | 2021-11-17 | Sunpower | Type E | Inverters | 0.32 |  | 34 |  |  | 0.94 |  | Outdoor | Roof Top
NJSTRE1546023027 |  | Transition Incentive Program | Highland Park | 8904 | 11 | 11.12 | Residential | Yes | Behind the Meter | Net-metered residential rooftop and canopy |  | None | Fusion Solar Energy LLC | PSE&G | Accepted | 2020-11-11 | 2020-11-17 | 2021-11-17 | Sunpower | 327 E AC | Solar Panels |  | 0.327 | 34 | South East West | 40 |  | Fixed | Roof
NJSTRE1546023034 |  | Transition Incentive Program | Budd Lake | 7828 | 3 | 16.32 | Residential | Yes | Behind the Meter | Net-metered residential rooftop and canopy |  | None | Tesla Energy Operations Inc. | JCP&L | Accepted | 2020-11-11 | 2020-11-13 | 2021-11-13 | SolarEdge Technologies | SE7600H-US [240V] | Inverters | 7600 |  | 2 |  |  | 0.99 |  | Outside | Outside
NJSTRE1546023034 |  | Transition Incentive Program | Budd Lake | 7828 | 3 | 16.32 | Residential | Yes | Behind the Meter | Net-metered residential rooftop and canopy |  | None | Tesla Energy Operations Inc. | JCP&L | Accepted | 2020-11-11 | 2020-11-13 | 2021-11-13 | Hanwha Q-CELLS | Q.Peak DUO BLK-G6+ 340 | Solar Panels |  | 0.34 | 14 | 230 | 30 |  | Fixed | Roof
NJSTRE1546023034 |  | Transition Incentive Program | Budd Lake | 7828 | 3 | 16.32 | Residential | Yes | Behind the Meter | Net-metered residential rooftop and canopy |  | None | Tesla Energy Operations Inc. | JCP&L | Accepted | 2020-11-11 | 2020-11-13 | 2021-11-13 | Hanwha Q-CELLS | Q.Peak DUO BLK-G6+ 340 | Solar Panels |  | 0.34 | 11 | 50 | 30 |  | Fixed | Roof
NJSTRE1546023034 |  | Transition Incentive Program | Budd Lake | 7828 | 3 | 16.32 | Residential | Yes | Behind the Meter | Net-metered residential rooftop and canopy |  | None | Tesla Energy Operations Inc. | JCP&L | Accepted | 2020-11-11 | 2020-11-13 | 2021-11-13 | Hanwha Q-CELLS | Q.Peak DUO BLK-G6+ 340 | Solar Panels |  | 0.34 | 6 | 140 | 30 |  | Fixed | Roof
NJSTRE1546023034 |  | Transition Incentive Program | Budd Lake | 7828 | 3 | 16.32 | Residential | Yes | Behind the Meter | Net-metered residential rooftop and canopy |  | None | Tesla Energy Operations Inc. | JCP&L | Accepted | 2020-11-11 | 2020-11-13 | 2021-11-13 | Hanwha Q-CELLS | Q.Peak DUO BLK-G6+ 340 | Solar Panels |  | 0.34 | 14 | 320 | 27 |  | Fixed | Roof
NJSTRE1546023034 |  | Transition Incentive Program | Budd Lake | 7828 | 3 | 16.32 | Residential | Yes | Behind the Meter | Net-metered residential rooftop and canopy |  | None | Tesla Energy Operations Inc. | JCP&L | Accepted | 2020-11-11 | 2020-11-13 | 2021-11-13 | Hanwha Q-CELLS | Q.Peak DUO BLK-G6+ 340 | Solar Panels |  | 0.34 | 3 | 140 | 26 |  | Fixed | Roof
NJSTRE1546023056 |  | Transition Incentive Program | West Windsor TWP | 8550 | 12 | 6.8 | Residential | Yes | Behind the Meter | Net-metered residential rooftop and canopy |  | None | Tesla Energy Operations Inc. | PSE&G | Accepted | 2020-11-11 | 2020-11-13 | 2021-11-13 | SolarEdge Technologies | SE7600H-US [240V] | Inverters | 7600 |  | 1 |  |  | 0.99 |  | Indoor | Inside
NJSTRE1546023056 |  | Transition Incentive Program | West Windsor TWP | 8550 | 12 | 6.8 | Residential | Yes | Behind the Meter | Net-metered residential rooftop and canopy |  | None | Tesla Energy Operations Inc. | PSE&G | Accepted | 2020-11-11 | 2020-11-13 | 2021-11-13 | Hanwha Q-CELLS | Q.Peak DUO BLK-G6+ 340 | Solar Panels |  | 0.34 | 15 | 188 | 34 |  | Fixed | Roof
NJSTRE1546023056 |  | Transition Incentive Program | West Windsor TWP | 8550 | 12 | 6.8 | Residential | Yes | Behind the Meter | Net-metered residential rooftop and canopy |  | None | Tesla Energy Operations Inc. | PSE&G | Accepted | 2020-11-11 | 2020-11-13 | 2021-11-13 | Hanwha Q-CELLS | Q.Peak DUO BLK-G6+ 340 | Solar Panels |  | 0.34 | 5 | 278 | 42 |  | Fixed | Roof
NJSTRE1546023057 |  | Transition Incentive Program | Glenwood | 7418 | 1 | 13.76 | Residential | Yes | Behind the Meter | Net-metered residential rooftop and canopy |  | None | Trinity Solar | JCP&L | Accepted | 2020-11-11 | 2020-11-13 | 2021-11-13 | Solar Edge | SE11400 | Inverters | 11400 |  | 1 |  |  | 0.97 |  | Outside | side of home
NJSTRE1546023057 |  | Transition Incentive Program | Glenwood | 7418 | 1 | 13.76 | Residential | Yes | Behind the Meter | Net-metered residential rooftop and canopy |  | None | Trinity Solar | JCP&L | Accepted | 2020-11-11 | 2020-11-13 | 2021-11-13 | Hanwha | Q.PEAK DUO BLK-G5 320 | Solar Panels |  | 0.32 | 23 | 96 | 36 |  | Fixed | Roof
NJSTRE1546023057 |  | Transition Incentive Program | Glenwood | 7418 | 1 | 13.76 | Residential | Yes | Behind the Meter | Net-metered residential rooftop and canopy |  | None | Trinity Solar | JCP&L | Accepted | 2020-11-11 | 2020-11-13 | 2021-11-13 | Hanwha | Q.PEAK DUO BLK-G5 320 | Solar Panels |  | 0.32 | 8 | 96 | 36 |  | Fixed | Roof
NJSTRE1546023057 |  | Transition Incentive Program | Glenwood | 7418 | 1 | 13.76 | Residential | Yes | Behind the Meter | Net-metered residential rooftop and canopy |  | None | Trinity Solar | JCP&L | Accepted | 2020-11-11 | 2020-11-13 | 2021-11-13 | Hanwha | Q.PEAK DUO BLK-G5 320 | Solar Panels |  | 0.32 | 12 | 96 | 38 |  | Fixed | Roof
NJSTRE1546023077 |  | Transition Incentive Program | Robbinsville | 8691 | 12 | 8.16 | Residential | No | Behind the Meter | Net-metered residential rooftop and canopy |  | None | Tesla Energy Operations Inc. | JCP&L | Accepted | 2020-11-11 | 2020-11-13 | 2021-11-13 | Delta Electronics | M8-TL-US [240V] | Inverters | 7680 |  | 1 |  |  | 0.975 |  | Outside | Outside
NJSTRE1546023077 |  | Transition Incentive Program | Robbinsville | 8691 | 12 | 8.16 | Residential | No | Behind the Meter | Net-metered residential rooftop and canopy |  | None | Tesla Energy Operations Inc. | JCP&L | Accepted | 2020-11-11 | 2020-11-13 | 2021-11-13 | Hanwha Q-CELLS | Q.Peak DUO BLK-G6+ 340 | Solar Panels |  | 0.34 | 24 | 168 | 34 |  | Fixed | Roof
NJSTRE1546023101 |  | Transition Incentive Program | Stafford Township | 8050 | 18 | 5.49 | Residential | Yes | Behind the Meter | Net-metered residential rooftop and canopy |  | None | Sunrun Installation Services, Inc. | AC Electric | Accepted | 2020-11-11 | 2020-11-17 | 2021-11-17 | Enphase Energy | IQ7-60-x-US (240V) | Inverters | 240 |  | 18 |  |  | 0.96 |  | Outdoor | Rooftop
NJSTRE1546023101 |  | Transition Incentive Program | Stafford Township | 8050 | 18 | 5.49 | Residential | Yes | Behind the Meter | Net-metered residential rooftop and canopy |  | None | Sunrun Installation Services, Inc. | AC Electric | Accepted | 2020-11-11 | 2020-11-17 | 2021-11-17 | LONGi Green Energy Technology Co Ltd | LR6-60HPB-305M | Solar Panels |  | 0.305 | 4 | 305 | 27 |  | Fixed | Roof
NJSTRE1546023101 |  | Transition Incentive Program | Stafford Township | 8050 | 18 | 5.49 | Residential | Yes | Behind the Meter | Net-metered residential rooftop and canopy |  | None | Sunrun Installation Services, Inc. | AC Electric | Accepted | 2020-11-11 | 2020-11-17 | 2021-11-17 | LONGi Green Energy Technology Co Ltd | LR6-60HPB-305M | Solar Panels |  | 0.305 | 10 | 215 | 22 |  | Fixed | Roof
NJSTRE1546023101 |  | Transition Incentive Program | Stafford Township | 8050 | 18 | 5.49 | Residential | Yes | Behind the Meter | Net-metered residential rooftop and canopy |  | None | Sunrun Installation Services, Inc. | AC Electric | Accepted | 2020-11-11 | 2020-11-17 | 2021-11-17 | LONGi Green Energy Technology Co Ltd | LR6-60HPB-305M | Solar Panels |  | 0.305 | 4 | 125 | 27 |  | Fixed | Roof
NJSTRE1546023116 |  | Transition Incentive Program | North Plainfield | 7060 | 10 | 3.66 | Residential | No | Behind the Meter | Net-metered residential rooftop and canopy |  | None | Sunrun Installation Services, Inc. | PSE&G | Accepted | 2020-11-11 | 2020-11-17 | 2021-11-17 | Tesla | Powerwall 2 AC | Electric Storage Battery |  |  | 1 |  |  |  | Lithium Ion |  | outside
NJSTRE1546023116 |  | Transition Incentive Program | North Plainfield | 7060 | 10 | 3.66 | Residential | No | Behind the Meter | Net-metered residential rooftop and canopy |  | None | Sunrun Installation Services, Inc. | PSE&G | Accepted | 2020-11-11 | 2020-11-17 | 2021-11-17 | Enphase Energy | IQ7-60-x-US (240V) | Inverters | 240 |  | 12 |  |  | 0.96 |  | Outdoor | Rooftop
NJSTRE1546023116 |  | Transition Incentive Program | North Plainfield | 7060 | 10 | 3.66 | Residential | No | Behind the Meter | Net-metered residential rooftop and canopy |  | None | Sunrun Installation Services, Inc. | PSE&G | Accepted | 2020-11-11 | 2020-11-17 | 2021-11-17 | LONGi Green Energy Technology Co Ltd | LR6-60HPB-305M | Solar Panels |  | 0.305 | 12 | 167 | 31 |  | Fixed | Roof
NJSTRE1546023130 |  | Transition Incentive Program | Hillsborough | 8844 | 5 | 13.2 | Residential | No | Behind the Meter | Net-metered residential rooftop and canopy |  | None | Whitman Construction, LLC | PSE&G | Accepted | 2020-11-11 | 2020-11-13 | 2021-11-13 | enphase | iq7x-96-2-us | Inverters | 315 |  | 40 |  |  | 0.975 |  | Outdoor | microinverters located under modules
NJSTRE1546023130 |  | Transition Incentive Program | Hillsborough | 8844 | 5 | 13.2 | Residential | No | Behind the Meter | Net-metered residential rooftop and canopy |  | None | Whitman Construction, LLC | PSE&G | Accepted | 2020-11-11 | 2020-11-13 | 2021-11-13 | Panasonic | VBHN330SA17 | Solar Panels |  | 0.33 | 8 | 220 | 45 |  | Fixed | Roof
NJSTRE1546023130 |  | Transition Incentive Program | Hillsborough | 8844 | 5 | 13.2 | Residential | No | Behind the Meter | Net-metered residential rooftop and canopy |  | None | Whitman Construction, LLC | PSE&G | Accepted | 2020-11-11 | 2020-11-13 | 2021-11-13 | panasonic | VBHN330SA17 | Solar Panels |  | 0.33 | 8 | 130 | 38 |  | Fixed | Roof
NJSTRE1546023130 |  | Transition Incentive Program | Hillsborough | 8844 | 5 | 13.2 | Residential | No | Behind the Meter | Net-metered residential rooftop and canopy |  | None | Whitman Construction, LLC | PSE&G | Accepted | 2020-11-11 | 2020-11-13 | 2021-11-13 | panasonic | VBHN330SA17 | Solar Panels |  | 0.33 | 2 | 220 | 45 |  | Fixed | Roof
NJSTRE1546023130 |  | Transition Incentive Program | Hillsborough | 8844 | 5 | 13.2 | Residential | No | Behind the Meter | Net-metered residential rooftop and canopy |  | None | Whitman Construction, LLC | PSE&G | Accepted | 2020-11-11 | 2020-11-13 | 2021-11-13 | Panasonic | VBHN330SA17 | Solar Panels |  | 0.33 | 16 | 132 | 38 |  | Fixed | Roof
NJSTRE1546023130 |  | Transition Incentive Program | Hillsborough | 8844 | 5 | 13.2 | Residential | No | Behind the Meter | Net-metered residential rooftop and canopy |  | None | Whitman Construction, LLC | PSE&G | Accepted | 2020-11-11 | 2020-11-13 | 2021-11-13 | panasonic | VBHN330SA17 | Solar Panels |  | 0.33 | 6 | 130 | 38 |  | Fixed | Roof
NJSTRE1546023144 |  | Transition Incentive Program | Piscataway | 8854 | 11 | 5.1 | Residential | Yes | Behind the Meter | Net-metered residential rooftop and canopy |  | None | Trinity Solar | PSE&G | Accepted | 2020-11-11 | 2020-11-18 | 2021-11-18 | Solar Edge | SE3800H-US | Inverters | 3800 |  | 1 |  |  | 0.97 |  | Outside | side of home
NJSTRE1546023144 |  | Transition Incentive Program | Piscataway | 8854 | 11 | 5.1 | Residential | Yes | Behind the Meter | Net-metered residential rooftop and canopy |  | None | Trinity Solar | PSE&G | Accepted | 2020-11-11 | 2020-11-18 | 2021-11-18 | Hanwha 340 | Q.PEAK DUO BLK-G6 340 | Solar Panels |  | 0.34 | 7 | 261 | 34 |  | Fixed | Roof
NJSTRE1546023144 |  | Transition Incentive Program | Piscataway | 8854 | 11 | 5.1 | Residential | Yes | Behind the Meter | Net-metered residential rooftop and canopy |  | None | Trinity Solar | PSE&G | Accepted | 2020-11-11 | 2020-11-18 | 2021-11-18 | Hanwha 340 | Q.PEAK DUO BLK-G6 340 | Solar Panels |  | 0.34 | 6 | 171 | 28 |  | Fixed | Roof
NJSTRE1546023144 |  | Transition Incentive Program | Piscataway | 8854 | 11 | 5.1 | Residential | Yes | Behind the Meter | Net-metered residential rooftop and canopy |  | None | Trinity Solar | PSE&G | Accepted | 2020-11-11 | 2020-11-18 | 2021-11-18 | Hanwha 340 | Q.PEAK DUO BLK-G6 340 | Solar Panels |  | 0.34 | 2 | 261 | 34 |  | Fixed | Roof
NJSTRE1546023148 |  | Transition Incentive Program | Sewell | 8080 | 15 | 10.89 | Residential | No | Behind the Meter | Net-metered residential rooftop and canopy |  | None | Sun Up Zero Down | AC Electric | Accepted | 2020-11-11 | 2020-11-13 | 2021-11-13 | Enphase | X-IQ-AM1-240-3 | Meters |  |  | 1 |  |  |  | Yes | Outdoor
NJSTRE1546023148 |  | Transition Incentive Program | Sewell | 8080 | 15 | 10.89 | Residential | No | Behind the Meter | Net-metered residential rooftop and canopy |  | None | Sun Up Zero Down | AC Electric | Accepted | 2020-11-11 | 2020-11-13 | 2021-11-13 | Enphase | IQ7-60-2-US | Inverters | 240 |  | 33 |  |  | 0.976 |  | Outside | behind panel
NJSTRE1546023148 |  | Transition Incentive Program | Sewell | 8080 | 15 | 10.89 | Residential | No | Behind the Meter | Net-metered residential rooftop and canopy |  | None | Sun Up Zero Down | AC Electric | Accepted | 2020-11-11 | 2020-11-13 | 2021-11-13 | REC | REC330TP3M | Solar Panels |  | 0.33 | 33 | 142 | 40 |  | Fixed | Roof
NJSTRE1546023174 |  | Transition Incentive Program | Belvidere | 7823 | 2 | 10.8 | Residential | No | Behind the Meter | Net-metered residential rooftop and canopy |  | None | Whitman Construction, LLC | JCP&L | Accepted | 2020-11-11 | 2020-11-13 | 2021-11-13 | enphase energy | iq7plus-72-2-us | Inverters | 295 |  | 30 |  |  | 0.975 |  | Outdoor | microinverters located under modules
NJSTRE1546023174 |  | Transition Incentive Program | Belvidere | 7823 | 2 | 10.8 | Residential | No | Behind the Meter | Net-metered residential rooftop and canopy |  | None | Whitman Construction, LLC | JCP&L | Accepted | 2020-11-11 | 2020-11-13 | 2021-11-13 | solaria power | xt 360r pd | Solar Panels |  | 0.36 | 22 | 101 | 30 |  | Fixed | Roof
NJSTRE1546023174 |  | Transition Incentive Program | Belvidere | 7823 | 2 | 10.8 | Residential | No | Behind the Meter | Net-metered residential rooftop and canopy |  | None | Whitman Construction, LLC | JCP&L | Accepted | 2020-11-11 | 2020-11-13 | 2021-11-13 | solaria poer | xt 360r pd | Solar Panels |  | 0.36 | 8 | 101 | 30 |  | Fixed | Roof
NJSTRE1546026137 |  | Transition Incentive Program | Bordentown | 8505 | 13 | 7.92 | Residential | No | Behind the Meter | Net-metered residential rooftop and canopy |  | None | Whitman Construction, LLC | PSE&G | Accepted | 2020-11-11 | 2020-11-13 | 2021-11-13 | enphase energy | iq7x-96-2-us | Inverters | 315 |  | 24 |  |  | 0.975 |  | Other | microinverters located under modules
NJSTRE1546026137 |  | Transition Incentive Program | Bordentown | 8505 | 13 | 7.92 | Residential | No | Behind the Meter | Net-metered residential rooftop and canopy |  | None | Whitman Construction, LLC | PSE&G | Accepted | 2020-11-11 | 2020-11-13 | 2021-11-13 | panasonic | VBHN330SA17 | Solar Panels |  | 0.33 | 24 | 129 | 33 |  | Fixed | Roof
NJSTRE1546027219 |  | Transition Incentive Program | Gibbstown | 8027 | 15 | 12.35 | Residential | No | Behind the Meter | Net-metered residential rooftop and canopy |  | None | EMT Renewables | AC Electric | Accepted | 2020-11-11 | 2020-11-13 | 2021-11-13 | Enphase | IQ7-60-2-US | Inverters | 240 |  | 38 |  |  | 0.97 |  | Outside | under panels
NJSTRE1546027219 |  | Transition Incentive Program | Gibbstown | 8027 | 15 | 12.35 | Residential | No | Behind the Meter | Net-metered residential rooftop and canopy |  | None | EMT Renewables | AC Electric | Accepted | 2020-11-11 | 2020-11-13 | 2021-11-13 | Trina | TSM-325-DD06M.05(II) | Solar Panels |  | 0.325 | 4 | 263 | 14 |  | Fixed | Roof
NJSTRE1546027219 |  | Transition Incentive Program | Gibbstown | 8027 | 15 | 12.35 | Residential | No | Behind the Meter | Net-metered residential rooftop and canopy |  | None | EMT Renewables | AC Electric | Accepted | 2020-11-11 | 2020-11-13 | 2021-11-13 | Trina | TSM-325-DD06M.05(II) | Solar Panels |  | 0.325 | 9 | 83 | 14 |  | Fixed | Roof
NJSTRE1546027219 |  | Transition Incentive Program | Gibbstown | 8027 | 15 | 12.35 | Residential | No | Behind the Meter | Net-metered residential rooftop and canopy |  | None | EMT Renewables | AC Electric | Accepted | 2020-11-11 | 2020-11-13 | 2021-11-13 | Trina | TSM-325-DD06M.05(II) | Solar Panels |  | 0.325 | 18 | 83 | 27 |  | Fixed | Roof